L84M-4AP-EPN | Norgren Excelon Plus 84 pneumatic micro fog lubricator, 1/2in female NPT inlet(s), 1/2in female NPT outlet(s), polycarbonate bowl, bowl guard. For use with Excelon 84 series components. | Stock | 71
AL2-44-N | NITRA pneumatic lubricator, 1/2in female NPT inlet(s), 1/2in female NPT outlet(s), nylon bowl, metal bowl guard. For use with Ax-44 series air prep components. | Stock | 67
AL2-44-D | NITRA pneumatic lubricator, 1/2in female NPT inlet(s), 1/2in female NPT outlet(s), die-cast aluminum bowl, sight gauge. For use with Ax-44 series air prep components. | Stock | 69
AL2-44 | NITRA pneumatic lubricator, 1/2in female NPT inlet(s), 1/2in female NPT outlet(s), polycarbonate bowl, metal bowl guard. For use with Ax-44 series air prep components. | Stock | 75
5U25L105 | Metal Work Syntesi Size 2 pneumatic lubricator, 3/4in female NPT inlet(s), 3/4in female NPT outlet(s), clear technopolymer bowl, bowl guard. | Stock | 54
L84M-6AP-EPN | Norgren Excelon Plus 84 pneumatic micro fog lubricator, 3/4in female NPT inlet(s), 3/4in female NPT outlet(s), polycarbonate bowl, bowl guard. For use with Excelon 84 series components. | Stock | 71
AL2-66-D | NITRA pneumatic lubricator, 3/4in female NPT inlet(s), 3/4in female NPT outlet(s), die-cast aluminum bowl, sight gauge. For use with Ax-66 series air prep components. | Stock | 123
5U26L106 | Metal Work Syntesi Size 2 pneumatic lubricator, 1in female NPT inlet(s), 1in female NPT outlet(s), clear technopolymer bowl, bowl guard. | Stock | 54
AL2-68-D | NITRA pneumatic lubricator, 1in female NPT inlet(s), 1in female NPT outlet(s), die-cast aluminum bowl, sight gauge. For use with Ax-68 series air prep components. | Stock | 123
Pneumatic Control Valves
5U11V101 | Metal Work shut-off valve, 3-port (3-way), 2-position, twist, N.C., 1/8in female NPT inlet(s), 1/8in female NPT outlet(s), G1/8 female BSPP exhaust(s), Cv=1.2. For use with Syntesi Size 1 air prep components. | Stock | 37.5
5U11A701 | Metal Work soft start valve, 3-port (3-way), 2-position, single solenoid spring return, N.C., 1/8in female NPT inlet(s), 1/8in female NPT outlet(s), G1/8 female BSPP exhaust(s), Cv=1.3. For use with Syntesi Size 1 air prep components. | Stock | 99
5U11V701 | Metal Work shut-off valve, 3-port (3-way), 2-position, single solenoid spring return, N.C., 1/8in female NPT inlet(s), 1/8in female NPT outlet(s), G1/8 female BSPP exhaust(s), Cv=1.2. For use with Syntesi Size 1 air prep components. | Stock | 75
ARV-21 | NITRA shut-off valve, 3-port (3-way), 2-position, twist, N.C., 1/8in female NPT inlet(s), 1/8in female NPT outlet(s), 1/4in female NPT exhaust(s). For use with Ax-21 series air prep components. | Stock | 38.5
ASD-21-24D | NITRA soft start valve, 3-port (3-way), 2-position, single solenoid spring return, N.C., 1/8in female NPT inlet(s), 1/8in female NPT outlet(s), 1/4in female NPT exhaust(s), Cv=7, 24 VDC operating voltage. For use with Ax-21 series air prep components. | Stock | 92
ASD-21-120A | NITRA soft start valve, 3-port (3-way), 2-position, single solenoid spring return, N.C., 1/8in female NPT inlet(s), 1/8in female NPT outlet(s), 1/4in female NPT exhaust(s), Cv=7, 120 VAC operating voltage. For use with Ax-21 series air prep components. | Stock | 92
5U12V102 | Metal Work shut-off valve, 3-port (3-way), 2-position, twist, N.C., 1/4in female NPT inlet(s), 1/4in female NPT outlet(s), G1/8 female BSPP exhaust(s), Cv=1.5. For use with Syntesi Size 1 air prep components. | Stock | 37.5
5U12A702 | Metal Work soft start valve, 3-port (3-way), 2-position, single solenoid spring return, N.C., 1/4in female NPT inlet(s), 1/4in female NPT outlet(s), G1/8 female BSPP exhaust(s), Cv=1.5. For use with Syntesi Size 1 air prep components. | Stock | 99
5U12V702 | Metal Work shut-off valve, 3-port (3-way), 2-position, single solenoid spring return, N.C., 1/4in female NPT inlet(s), 1/4in female NPT outlet(s), G1/8 female BSPP exhaust(s), Cv=1.5. For use with Syntesi Size 1 air prep components. | Stock | 75
T82T-2AA-B1N | Norgren shut-off valve, 3-port (3-way), 2-position, twist, N.C., 1/4in female NPT inlet(s), 1/4in female NPT outlet(s), 1/4in female NPT exhaust(s). For use with Excelon 82 series components. | Stock | 46.5
P82F-2AT-PFA | Norgren soft start valve, 3-port (3-way), 2-position, single solenoid spring return, N.C., 1/4in female NPT inlet(s), 1/4in female NPT outlet(s), 1/4in female NPT exhaust(s), Cv=1.7, 24 VDC operating voltage. For use with Excelon Plus 82 series components. | Stock | 241
P82C-2AT-PFA | Norgren shut-off valve, 3-port (3-way), 2-position, single solenoid spring return, N.C., 1/4in female NPT inlet(s), 1/4in female NPT outlet(s), 1/4in female NPT exhaust(s), Cv=1.6, 24 VDC operating voltage. For use with Excelon Plus 82 series components. | Stock | 179
ARV-22 | NITRA shut-off valve, 3-port (3-way), 2-position, twist, N.C., 1/4in female NPT inlet(s), 1/4in female NPT outlet(s), 1/4in female NPT exhaust(s). For use with Ax-22 series air prep components. | Stock | 38.5
ARV-32 | NITRA shut-off valve, 3-port (3-way), 2-position, twist, N.C., 1/4in female NPT inlet(s), 1/4in female NPT outlet(s), 3/8in female NPT exhaust(s). For use with Ax-32 series air prep components. | Stock | 44
ASD-22-24D | NITRA soft start valve, 3-port (3-way), 2-position, single solenoid spring return, N.C., 1/4in female NPT inlet(s), 1/4in female NPT outlet(s), 1/4in female NPT exhaust(s), Cv=7.5, 24 VDC operating voltage. For use with Ax-22 series air prep components. | Stock | 92
ASD-22-120A | NITRA soft start valve, 3-port (3-way), 2-position, single solenoid spring return, N.C., 1/4in female NPT inlet(s), 1/4in female NPT outlet(s), 1/4in female NPT exhaust(s), Cv=7.5, 120 VAC operating voltage. For use with Ax-22 series air prep components. | Stock | 92
ASD-32-24D | NITRA soft start valve, 3-port (3-way), 2-position, single solenoid spring return, N.C., 1/4in female NPT inlet(s), 1/4in female NPT outlet(s), 3/8in female NPT exhaust(s), Cv=12, 24 VDC operating voltage. For use with Ax-32 series air prep components. | Stock | 100
ASD-32-120A | NITRA soft start valve, 3-port (3-way), 2-position, single solenoid spring return, N.C., 1/4in female NPT inlet(s), 1/4in female NPT outlet(s), 3/8in female NPT exhaust(s), Cv=12, 120 VAC operating voltage. For use with Ax-32 series air prep components. | Stock | 100
5U13V103 | Metal Work shut-off valve, 3-port (3-way), 2-position, twist, N.C., 3/8in female NPT inlet(s), 3/8in female NPT outlet(s), G1/8 female BSPP exhaust(s), Cv=1.6. For use with Syntesi Size 1 air prep components. | Stock | 37.5
5U23V103 | Metal Work shut-off valve, 3-port (3-way), 2-position, twist, N.C., 3/8in female NPT inlet(s), 3/8in female NPT outlet(s), G1/4 female BSPP exhaust(s), Cv=4.1. For use with Syntesi Size 2 air prep components. | Stock | 54
5U13A703 | Metal Work soft start valve, 3-port (3-way), 2-position, single solenoid spring return, N.C., 3/8in female NPT inlet(s), 3/8in female NPT outlet(s), G1/8 female BSPP exhaust(s), Cv=1.6. For use with Syntesi Size 1 air prep components. | Stock | 99
5U23A703 | Metal Work soft start valve, 3-port (3-way), 2-position, single solenoid spring return, N.C., 3/8in female NPT inlet(s), 3/8in female NPT outlet(s), G1/4 female BSPP exhaust(s), Cv=4.1. For use with Syntesi Size 2 air prep components. | Stock | 115
5U13V703 | Metal Work shut-off valve, 3-port (3-way), 2-position, single solenoid spring return, N.C., 3/8in female NPT inlet(s), 3/8in female NPT outlet(s), G1/8 female BSPP exhaust(s), Cv=1.6. For use with Syntesi Size 1 air prep components. | Stock | 75
5U23V703 | Metal Work shut-off valve, 3-port (3-way), 2-position, single solenoid spring return, N.C., 3/8in female NPT inlet(s), 3/8in female NPT outlet(s), G1/4 female BSPP exhaust(s), Cv=4.1. For use with Syntesi Size 2 air prep components. | Stock | 88
T82T-3AA-B1N | Norgren shut-off valve, 3-port (3-way), 2-position, twist, N.C., 3/8in female NPT inlet(s), 3/8in female NPT outlet(s), 1/4in female NPT exhaust(s). For use with Excelon 82 series components. | Stock | 46.5
P82F-3AT-PFA | Norgren soft start valve, 3-port (3-way), 2-position, single solenoid spring return, N.C., 3/8in female NPT inlet(s), 3/8in female NPT outlet(s), 1/4in female NPT exhaust(s), Cv=1.8, 24 VDC operating voltage. For use with Excelon Plus 82 series components. | Stock | 239
P82C-3AT-PFA | Norgren shut-off valve, 3-port (3-way), 2-position, single solenoid spring return, N.C., 3/8in female NPT inlet(s), 3/8in female NPT outlet(s), 1/4in female NPT exhaust(s), Cv=1.8, 24 VDC operating voltage. For use with Excelon Plus 82 series components. | Stock | 182
T84T-3AA-B1N | Norgren shut-off valve, 3-port (3-way), 2-position, twist, N.C., 3/8in female NPT inlet(s), 3/8in female NPT outlet(s), G1/4 female BSPP exhaust(s). For use with Excelon 84 series components. | Stock | 62
P84F-3AT-PFA | Norgren soft start valve, 3-port (3-way), 2-position, single solenoid spring return, N.C., 3/8in female NPT inlet(s), 3/8in female NPT outlet(s), 1/2in female NPT exhaust(s), Cv=2.9, 24 VDC operating voltage. For use with Excelon Plus 84 series components. | Stock | 338
P84C-3AT-PFA | Norgren shut-off valve, 3-port (3-way), 2-position, single solenoid spring return, N.C., 3/8in female NPT inlet(s), 3/8in female NPT outlet(s), 1/2in female NPT exhaust(s), Cv=3, 24 VDC operating voltage. For use with Excelon Plus 84 series components. | Stock | 238
ARV-33 | NITRA shut-off valve, 3-port (3-way), 2-position, twist, N.C., 3/8in female NPT inlet(s), 3/8in female NPT outlet(s), 3/8in female NPT exhaust(s). For use with Ax-33 series air prep components. | Stock | 44
ASD-33-24D | NITRA soft start valve, 3-port (3-way), 2-position, single solenoid spring return, N.C., 3/8in female NPT inlet(s), 3/8in female NPT outlet(s), 3/8in female NPT exhaust(s), Cv=15, 24 VDC operating voltage. For use with Ax-33 series air prep components. | Stock | 100
ASD-33-120A | NITRA soft start valve, 3-port (3-way), 2-position, single solenoid spring return, N.C., 3/8in female NPT inlet(s), 3/8in female NPT outlet(s), 3/8in female NPT exhaust(s), Cv=15, 120 VAC operating voltage. For use with Ax-33 series air prep components. | Stock | 100
5U24V104 | Metal Work shut-off valve, 3-port (3-way), 2-position, twist, N.C., 1/2in female NPT inlet(s), 1/2in female NPT outlet(s), G1/4 female BSPP exhaust(s), Cv=4.4. For use with Syntesi Size 2 air prep components. | Stock | 54
5U24A704 | Metal Work soft start valve, 3-port (3-way), 2-position, single solenoid spring return, N.C., 1/2in female NPT inlet(s), 1/2in female NPT outlet(s), G1/4 female BSPP exhaust(s), Cv=5.3. For use with Syntesi Size 2 air prep components. | Stock | 115
5U24V704 | Metal Work shut-off valve, 3-port (3-way), 2-position, single solenoid spring return, N.C., 1/2in female NPT inlet(s), 1/2in female NPT outlet(s), G1/4 female BSPP exhaust(s), Cv=4.4. For use with Syntesi Size 2 air prep components. | Stock | 88
T84T-4AA-B1N | Norgren shut-off valve, 3-port (3-way), 2-position, twist, N.C., 1/2in female NPT inlet(s), 1/2in female NPT outlet(s), G1/4 female BSPP exhaust(s). For use with Excelon 84 series components. | Stock | 62
P84F-4AT-PFA | Norgren soft start valve, 3-port (3-way), 2-position, single solenoid spring return, N.C., 1/2in female NPT inlet(s), 1/2in female NPT outlet(s), 1/2in female NPT exhaust(s), Cv=4, 24 VDC operating voltage. For use with Excelon Plus 84 series components. | Stock | 331
P84C-4AT-PFA | Norgren shut-off valve, 3-port (3-way), 2-position, single solenoid spring return, N.C., 1/2in female NPT inlet(s), 1/2in female NPT outlet(s), 1/2in female NPT exhaust(s), Cv=4.6, 24 VDC operating voltage. For use with Excelon Plus 84 series components. | Stock | 233
ARV-44 | NITRA shut-off valve, 3-port (3-way), 2-position, twist, N.C., 1/2in female NPT inlet(s), 1/2in female NPT outlet(s), 1/2in female NPT exhaust(s). For use with Ax-44 series air prep components. | Stock | 57
ASD-44-24D | NITRA soft start valve, 3-port (3-way), 2-position, single solenoid spring return, N.C., 1/2in female NPT inlet(s), 1/2in female NPT outlet(s), 1/2in female NPT exhaust(s), Cv=24, 24 VDC operating voltage. For use with Ax-44 series air prep components. | Stock | 165
ASD-44-120A | NITRA soft start valve, 3-port (3-way), 2-position, single solenoid spring return, N.C., 1/2in female NPT inlet(s), 1/2in female NPT outlet(s), 1/2in female NPT exhaust(s), Cv=24, 120 VAC operating voltage. For use with Ax-44 series air prep components. | Stock | 157
5U25V105 | Metal Work shut-off valve, 3-port (3-way), 2-position, twist, N.C., 3/4in female NPT inlet(s), 3/4in female NPT outlet(s), G1/4 female BSPP exhaust(s), Cv=4.4. For use with Syntesi Size 2 air prep components. | Stock | 62
5U25A705 | Metal Work soft start valve, 3-port (3-way), 2-position, single solenoid spring return, N.C., 3/4in female NPT inlet(s), 3/4in female NPT outlet(s), G1/4 female BSPP exhaust(s), Cv=5.3. For use with Syntesi Size 2 air prep components. | Stock | 123
5U25V705 | Metal Work shut-off valve, 3-port (3-way), 2-position, single solenoid spring return, N.C., 3/4in female NPT inlet(s), 3/4in female NPT outlet(s), G1/4 female BSPP exhaust(s), Cv=4.4. For use with Syntesi Size 2 air prep components. | Stock | 95
T84T-6AA-B1N | Norgren shut-off valve, 3-port (3-way), 2-position, twist, N.C., 3/4in female NPT inlet(s), 3/4in female NPT outlet(s), G1/4 female BSPP exhaust(s). For use with Excelon 84 series components. | Stock | 62
P84F-6AT-PFA | Norgren soft start valve, 3-port (3-way), 2-position, single solenoid spring return, N.C., 3/4in female NPT inlet(s), 3/4in female NPT outlet(s), 1/2in female NPT exhaust(s), Cv=4, 24 VDC operating voltage. For use with Excelon Plus 84 series components. | Stock | 338
P84C-6AT-PFA | Norgren shut-off valve, 3-port (3-way), 2-position, single solenoid spring return, N.C., 3/4in female NPT inlet(s), 3/4in female NPT outlet(s), 1/2in female NPT exhaust(s), Cv=4.6, 24 VDC operating voltage. For use with Excelon Plus 84 series components. | Stock | 238
5U26V106 | Metal Work shut-off valve, 3-port (3-way), 2-position, twist, N.C., 1in female NPT inlet(s), 1in female NPT outlet(s), G1/4 female BSPP exhaust(s), Cv=4.4. For use with Syntesi Size 2 air prep components. | Stock | 63
5U26A706 | Metal Work soft start valve, 3-port (3-way), 2-position, single solenoid spring return, N.C., 1in female NPT inlet(s), 1in female NPT outlet(s), G1/4 female BSPP exhaust(s), Cv=5.3. For use with Syntesi Size 2 air prep components. | Stock | 123
5U26V706 | Metal Work shut-off valve, 3-port (3-way), 2-position, single solenoid spring return, N.C., 1in female NPT inlet(s), 1in female NPT outlet(s), G1/4 female BSPP exhaust(s), Cv=4.4. For use with Syntesi Size 2 air prep components. | Stock | 95
Pneumatic Air Prep Pressure Switches
5U11S101 | Metal Work pressure switch, air, 1/8in female NPT process connection, 7.5 to 145 psi set point, N.O./N.C. complementary, 2m 3-wire cable. For use with Syntesi Size 1 air prep components. | Stock | 55
5U12S102 | Metal Work pressure switch, air, 1/4in female NPT process connection, 7.5 to 145 psi set point, N.O./N.C. complementary, 2m 3-wire cable. For use with Syntesi Size 1 air prep components. | Stock | 55
5U13S103 | Metal Work pressure switch, air, 3/8in female NPT process connection, 7.5 to 145 psi set point, N.O./N.C. complementary, 2m 3-wire cable. For use with Syntesi Size 1 air prep components. | Stock | 55
5U23S103 | Metal Work pressure switch, air, 3/8in female NPT process connection, 7.5 to 145 psi set point, N.O./N.C. complementary, 2m 3-wire cable. For use with Syntesi Size 2 air prep components. | Stock | 71
5U24S104 | Metal Work pressure switch, air, 1/2in female NPT process connection, 7.5 to 145 psi set point, N.O./N.C. complementary, 2m 3-wire cable. For use with Syntesi Size 2 air prep components. | Stock | 71
5U25S105 | Metal Work pressure switch, air, 3/4in female NPT process connection, 7.5 to 145 psi set point, N.O./N.C. complementary, 2m 3-wire cable. For use with Syntesi Size 2 air prep components. | Stock | 82
5U26S106 | Metal Work pressure switch, air, 1in female NPT process connection, 7.5 to 145 psi set point, N.O./N.C. complementary, 2m 3-wire cable. For use with Syntesi Size 2 air prep components. | Stock | 82
Pneumatic Air Prep Distribution Blocks
5U11P201 | Metal Work air distribution block, 1/8in female NPT inlet(s), (1) 1/4in female NPT and (2) 1/8in female NPT outlet(s). For use with Syntesi Size 1 air prep components. | Stock | 36
5U12P202 | Metal Work air distribution block, 1/4in female NPT inlet(s), (1) 1/8in female NPT and (2) 1/4in female NPT outlet(s). For use with Syntesi Size 1 air prep components. | Stock | 36
9100401U | Metal Work air distribution block, (1) 10mm opening inlet(s), (1) 1/4in female NPT and (2) 1/8in female NPT outlet(s). For use with Metal Work BIT series air prep components. | Stock | 13
5U13P203 | Metal Work air distribution block, 3/8in female NPT inlet(s), (1) 1/8in female NPT, (1) 1/4in female NPT and (1) 3/8in female NPT outlet(s). For use with Syntesi Size 1 air prep components. | Stock | 36
5U23P203 | Metal Work air distribution block, 3/8in female NPT inlet(s), (1) 1/4in female NPT and (2) 3/8in female NPT outlet(s). For use with Syntesi Size 2 air prep components. | Stock | 58
5U24P204 | Metal Work air distribution block, 1/2in female NPT inlet(s), (1) 1/4in female NPT, (1) 3/8in female NPT and (1) 1/2in female NPT outlet(s). For use with Syntesi Size 2 air prep components. | Stock | 58
5U25P205 | Metal Work air distribution block, 3/4in female NPT inlet(s), (1) 1/4in female NPT, (1) 3/8in female NPT and (1) 3/4in female NPT outlet(s). For use with Syntesi Size 2 air prep components. | Stock | 66
5U26P206 | Metal Work air distribution block, 1in female NPT inlet(s), (1) 1/4in female NPT, (1) 3/8in female NPT and (1) 1in female NPT outlet(s). For use with Syntesi Size 2 air prep components. | Stock | 66
5U10P100 | Metal Work air distribution block, 3/8in female NPT inlet(s), (1) 3/8in female NPT and (2) 1/8in female NPT outlet(s). For use with Syntesi Size 1 air prep components. | Stock | 8
5U20P100 | Metal Work air distribution block, 1/2in female NPT inlet(s), (1) 1/2in female NPT and (2) 3/8in female NPT outlet(s). For use with Syntesi Size 2 air prep components. | Stock | 22
ADB-21 | NITRA pneumatic distribution block, 1/8in female NPT inlet(s), (3) 1/8in female NPT outlet(s). For use with Ax-21 series air prep components. | Stock | 20
ADB-22 | NITRA pneumatic distribution block, 1/4in female NPT inlet(s), (3) 1/4in female NPT outlet(s). For use with Ax-22 series air prep components. | Stock | 20
ADB-32 | NITRA pneumatic distribution block, 1/4in female NPT inlet(s), (3) 1/4in female NPT outlet(s). For use with Ax-32 series air prep components. | Stock | 28
ADB-33 | NITRA pneumatic distribution block, 3/8in female NPT inlet(s), (3) 3/8in female NPT outlet(s). For use with Ax-33 series air prep components. | Stock | 28
ADB-44 | NITRA pneumatic distribution block, 1/2in female NPT inlet(s), (3) 1/2in female NPT outlet(s). For use with Ax-44 series air prep components. | Stock | 29.5
Pneumatic Pressure Gauges
88257F8 | Metal Work pneumatic mechanical pressure gauge, 40mm diameter, 0 to 180 psi, R1/8 male BSPT process connection, center back mount. | Stock | 8.5
88257F9 | Metal Work pneumatic mechanical pressure gauge, 40mm diameter, 0 to 60 psi, R1/8 male BSPT process connection, center back mount. | Stock | 8.5
88257G1 | Metal Work pneumatic mechanical pressure gauge, 50mm diameter, 0 to 180 psi, R1/8 male BSPT process connection, center back mount. | Stock | 8.5
88257G2 | Metal Work pneumatic mechanical pressure gauge, 50mm diameter, 0 to 60 psi, R1/8 male BSPT process connection, center back mount. | Stock | 8.5
9700110 | Metal Work pneumatic mechanical pressure gauge, 40mm x 40mm, 0 to 180 psi, G1/8 male BSPP process connection, center back mount. | Stock | 8.5
88257G3 | Metal Work pneumatic mechanical pressure gauge, 63mm diameter, 0 to 180 psi, R1/4 male BSPT process connection, center back mount. | Stock | 13
Pneumatic Precision Regulators
BR-321 | NITRA precision pneumatic regulator, 1/4in female NPT inlet(s), 1/4in female NPT outlet(s), 0-30 psi adjustable range. | Stock | 59
BR-322 | NITRA precision pneumatic regulator, 1/4in female NPT inlet(s), 1/4in female NPT outlet(s), 0-60 psi adjustable range. | Stock | 59
BR-323 | NITRA precision pneumatic regulator, 1/4in female NPT inlet(s), 1/4in female NPT outlet(s), 0-120 psi adjustable range. | Stock | 59
BR-341 | NITRA precision pneumatic regulator, 1/2in female NPT inlet(s), 1/2in female NPT outlet(s), 0-30 psi adjustable range. | Stock | 109
BR-342 | NITRA precision pneumatic regulator, 1/2in female NPT inlet(s), 1/2in female NPT outlet(s), 0-60 psi adjustable range. | Stock | 109
BR-343 | NITRA precision pneumatic regulator, 1/2in female NPT inlet(s), 1/2in female NPT outlet(s), 0-120 psi adjustable range. | Stock | 109
CR-724 | NITRA precision pneumatic regulator, 1/4in female NPT inlet(s), 1/4in female NPT outlet(s), 0-2 psi adjustable range. | Stock | 108
CR-725 | NITRA precision pneumatic regulator, 1/4in female NPT inlet(s), 1/4in female NPT outlet(s), 0-150 psi adjustable range. | Stock | 102
CR-734 | NITRA precision pneumatic regulator, 3/8in female NPT inlet(s), 3/8in female NPT outlet(s), 0-2 psi adjustable range. | Stock | 108
CR-735 | NITRA precision pneumatic regulator, 3/8in female NPT inlet(s), 3/8in female NPT outlet(s), 0-150 psi adjustable range. | Stock | 102
CR-744 | NITRA precision pneumatic regulator, 1/2in female NPT inlet(s), 1/2in female NPT outlet(s), 0-2 psi adjustable range. | Stock | 127
CR-745 | NITRA precision pneumatic regulator, 1/2in female NPT inlet(s), 1/2in female NPT outlet(s), 0-150 psi adjustable range. | Stock | 121
DR-123 | NITRA precision pneumatic regulator, 1/4in female NPT inlet(s), 1/4in female NPT outlet(s), 2-120 psi adjustable range. | Stock | 125
DR-126 | NITRA precision pneumatic regulator, 1/4in female NPT inlet(s), 1/4in female NPT outlet(s), 0.5-25 psi adjustable range. | Stock | 149
DR-133 | NITRA precision pneumatic regulator, 3/8in female NPT inlet(s), 3/8in female NPT outlet(s), 2-120 psi adjustable range. | Stock | 125
ER-911 | NITRA precision pneumatic regulator, 1/8in female NPT inlet(s), 1/8in female NPT outlet(s), 0.7-30 psi adjustable range. | Stock | 96
ER-913 | NITRA precision pneumatic regulator, 1/8in female NPT inlet(s), 1/8in female NPT outlet(s), 1.4-120 psi adjustable range. | Stock | 96
Pneumatic Precision Filter / Regulators
BFR-3231 | NITRA precision pneumatic filter-regulator, 1/4in female NPT inlet(s), 1/4in female NPT outlet(s), 0-30 psi adjustable range, manual drain, die-cast aluminum bowl. | Stock | 66
BFR-3232 | NITRA precision pneumatic filter-regulator, 1/4in female NPT inlet(s), 1/4in female NPT outlet(s), 0-60 psi adjustable range, manual drain, die-cast aluminum bowl. | Stock | 66
BFR-3233 | NITRA precision pneumatic filter-regulator, 1/4in female NPT inlet(s), 1/4in female NPT outlet(s), 0-120 psi adjustable range, manual drain, die-cast aluminum bowl. | Stock | 66
BFR-3431 | NITRA precision pneumatic filter-regulator, 1/2in female NPT inlet(s), 1/2in female NPT outlet(s), 0-30 psi adjustable range, manual drain, die-cast aluminum bowl. | Stock | 135
BFR-3432 | NITRA precision pneumatic filter-regulator, 1/2in female NPT inlet(s), 1/2in female NPT outlet(s), 0-60 psi adjustable range, manual drain, die-cast aluminum bowl. | Stock | 135
BFR-3433 | NITRA precision pneumatic filter-regulator, 1/2in female NPT inlet(s), 1/2in female NPT outlet(s), 0-120 psi adjustable range, manual drain, die-cast aluminum bowl. | Stock | 135
Accessories for Pneumatic Air Prep Components
TAP-ACC01 | NITRA panel mounting brackets, plated steel. For use with TAP unit. Mounting hardware included. | Stock | 18
TAP-ACC17 | NITRA regulator removal wrench, steel. For use with TAP unit. | Stock | 6
9200701 | Metal Work mounting bracket, panel, plated steel. For use with Metal Work BIT series air prep components. | Stock | 3.25
9170201 | Metal Work assembly plates, component connection, plated steel. For use with Metal Work BIT series air prep components. Mounting hardware included. | Stock | 0.75
9170301 | Metal Work mounting brackets, panel, plated steel. For use with Metal Work BIT series air prep components. Mounting hardware included. | Stock | 5.25
AB-2T | NITRA modular T-bracket, for use with Ax-2 series air prep components. | Stock | 18.5
AB-2L | NITRA modular L-bracket, for use with Ax-2 series air prep components. | Stock | 18.5
AB-2U | NITRA modular U-bracket, for use with Ax-2 series air prep components. | Stock | 18.5
AB-3T | NITRA modular T-bracket, for use with Ax-3 series air prep components. | Stock | 20
AB-3L | NITRA modular L-bracket, for use with Ax-3 series air prep components. | Stock | 20
AB-3U | NITRA modular U-bracket, for use with Ax-3 series air prep components. | Stock | 20
AB-4T | NITRA modular T-bracket, for use with Ax-4 series air prep components. | Stock | 24
AB-4L | NITRA modular L-bracket, for use with Ax-4 series air prep components. | Stock | 24
AB-4U | NITRA modular U-bracket, for use with Ax-4 series air prep components. | Stock | 24
AB-6T | NITRA modular T-bracket, for use with Ax-6 series air prep components. | Stock | 34.5
AB-6L | NITRA modular L-bracket, for use with Ax-6 series air prep components. | Stock | 33
AB-6U | NITRA modular U-bracket, for use with Ax-6 series air prep components. | Stock | 31
88257E1 | Metal Work mounting bracket, panel, plated steel. For use with Syntesi Size 1 regulators and filter-regulators. | Stock | 3.75
88257E2 | Metal Work mounting bracket, panel, plated steel. For use with Syntesi Size 2 regulators and filter-regulators. | Stock | 4.75
88257E3 | Metal Work mounting bracket, rear, plated steel. For use with Syntesi Size 1 air prep components. Mounting hardware included. | Stock | 12.5
88257E4 | Metal Work mounting bracket, rear, plated steel. For use with Syntesi Size 2 air prep components. Mounting hardware included. | Stock | 14.5
9200718X | Metal Work DIN rail adapter, anodized aluminum. Package of 2. For use with Syntesi Size 1 and 2 air prep components. Mounting hardware included. | Stock | 17.5
88257E5 | Metal Work connector nipple, anodized aluminum. For use with Syntesi Size 1 air prep components. Mounting hardware included. | Stock | 2.5
88257E6 | Metal Work connector nipple, anodized aluminum. For use with Syntesi Size 2 air prep components. Mounting hardware included. | Stock | 6.5
88257E7 | Metal Work connector nipple, 90 degree mounting, anodized aluminum. For use with Syntesi Size 1 air prep components. Mounting hardware included. | Stock | 3.75
88257E8 | Metal Work connector nipple, 90 degree mounting, anodized aluminum. For use with Syntesi Size 2 air prep components. Mounting hardware included. | Stock | 6
88257E9 | Metal Work hex bushing, G1/4 male BSPP to G1/8 female BSPP, brass. For use with Syntesi Size 2 regulators and filter-regulators. | Stock | 2.5
820014-51KIT | Norgren Quikclamp, for use with Excelon 82 series components. | Stock | 12.5
820014-52KIT | Norgren Quikclamp with bracket, for use with Excelon 82 series components. | Stock | 13.5
820024-50KIT | Norgren mounting bracket, for use with Excelon 82 series components. | Stock | 10
840014-51KIT | Norgren Quikclamp, for use with Excelon 84 series components. | Stock | 16.5
840014-52KIT | Norgren Quikclamp with bracket, for use with Excelon 84 series components. | Stock | 21
840024-50KIT | Norgren mounting bracket, for use with Excelon 84 series components. | Stock | 18
BBKT-3 | NITRA mounting bracket, for use with BFR-3 and BR-3 series air prep components. | Stock | 9.75
CBKT-7 | NITRA mounting bracket, for use with CR-7 series air prep components. | Stock | 9.75
DBKT-1 | NITRA mounting bracket, for use with DR-1 series air prep components. | Stock | 14
EBKT-9 | NITRA mounting bracket, for use with ER-9 series air prep components. | Stock | 11
TAP-ACC07 | NITRA port insert, 1/4in NPT, anodized aluminum. For use with TAP unit. | Stock | 20.5
TAP-ACC08 | NITRA port insert, G1/4 BSPP, anodized aluminum. For use with TAP unit. | Stock | 20.5
TAP-ACC09 | NITRA port insert, 3/8in NPT, anodized aluminum. For use with TAP unit. | Stock | 20.5
TAP-ACC10 | NITRA port insert, G3/8 BSPP, anodized aluminum. For use with TAP unit. | Stock | 20.5
TAP-ACC11 | NITRA port insert, replacement, 1/2in NPT, anodized aluminum. For use with TAP unit. | Stock | 25
TAP-ACC12 | NITRA port insert, G1/2 BSPP, anodized aluminum. For use with TAP unit. | Stock | 25
TAP-ACC13 | NITRA port insert, 3/4in NPT, anodized aluminum. For use with TAP unit. | Stock | 28.5
TAP-ACC14 | NITRA port insert, G3/4 BSPP, anodized aluminum. For use with TAP unit. | Stock | 28.5
TAP-ACC15 | NITRA port insert, 1in NPT, anodized aluminum. For use with TAP unit. | Stock | 33.5
TAP-ACC16 | NITRA port insert, G1 BSPP, anodized aluminum. For use with TAP unit. | Stock | 33.5
88257F1 | Metal Work port adapter, 1/8in female NPT, anodized aluminum. For use with Syntesi Size 1 air prep components. Mounting hardware included. | Stock | 2
88257F2 | Metal Work port adapter, 1/4in female NPT, anodized aluminum. For use with Syntesi Size 1 air prep components. Mounting hardware included. | Stock | 2
88257F3 | Metal Work port adapter, 3/8in female NPT, anodized aluminum. For use with Syntesi Size 1 air prep components. Mounting hardware included. | Stock | 2
88257F4 | Metal Work port adapter, 3/8in female NPT, anodized aluminum. For use with Syntesi Size 2 air prep components. Mounting hardware included. | Stock | 5.5
88257F5 | Metal Work port adapter, 1/2in female NPT, anodized aluminum. For use with Syntesi Size 2 air prep components. Mounting hardware included. | Stock | 5.5
88257F6 | Metal Work port adapter, 3/4in female NPT, anodized aluminum. For use with Syntesi Size 2 air prep components. Mounting hardware included. | Stock | 9.5
88257F7 | Metal Work port adapter, 1in female NPT, anodized aluminum. For use with Syntesi Size 2 air prep components. Mounting hardware included. | Stock | 9.5
820015-02KIT | Norgren port adapter, replacement, 1/4in NPT thread. For use with Excelon 82 series components. | Stock | 12
820015-03KIT | Norgren port adapter, replacement, 3/8in NPT thread. For use with Excelon 82 series components. | Stock | 12
840015-02KIT | Norgren port adapter, replacement, 3/8in NPT thread. For use with Excelon 84 series components. | Stock | 30
840015-03KIT | Norgren port adapter, replacement, 1/2in NPT thread. For use with Excelon 84 series components. | Stock | 30
840015-04KIT | Norgren port adapter, replacement, 3/4in NPT thread. For use with Excelon 84 series components. | Stock | 30
AGP2-21 | NITRA pneumatic gauge port adapter plate, 1/8in female NPT connection(s), aluminum. For use with Ax-2 series air prep components. (3) o-rings included. | Stock | 5.5
AGP2-31 | NITRA pneumatic gauge port adapter plate, 1/8in female NPT connection(s), aluminum. For use with Ax-3 series air prep components. (3) o-rings included. | Stock | 7.75
AGP2-42 | NITRA pneumatic gauge port adapter plate, 1/4in female NPT connection(s), aluminum. For use with Ax-4 and Ax-6 series air prep components. (3) o-rings included. | Stock | 8.5
TAP-ACC02 | NITRA filter element, replacement, 20 micron particles, ultra high molecular weight polyethylene (UHMWPE). For use with TAP unit. | Stock | 9.75
TAP-ACC03 | NITRA regulator, replacement, 7-116 psi (0.5-8 bar) adjustable range, acetal. For use with TAP unit. | Stock | 21.5
TAP-ACC04 | NITRA filter element, replacement, 5 micron particles, ultra high molecular weight polyethylene (UHMWPE). For use with TAP unit. | Stock | 9.75
TAP-ACC05 | NITRA regulator diaphragm, replacement, brass. For use with TAP unit. | Stock | 10
TAP-ACC06 | NITRA plug and filter element, replacement, 20 micron particles, acetal. For use with TAP unit. | Stock | 18.5
TAP-ACC18 | NITRA solenoid valve, replacement. For use with TAP-3000 unit. | Stock | 50
TAP-ACC20 | NITRA automatic drain valve, replacement, acetal. For use with TAP unit. | Stock | 59
TAP-ACC21 | NITRA padlock, replacement, brass. For use with TAP unit. | Stock | 12.5
TAP-ACC23 | NITRA regulator knob, replacement, 7-116 psi (0.5-8 bar) adjustable range, acetal. For use with TAP unit. | Stock | 2
9251708 | Metal Work particulate filter element, replacement, 5 micron particles, yellow HDPE. For use with Metal Work BIT series filters. | Stock | 6.5
9251710 | Metal Work particulate filter element, replacement, 50 micron particles, blue HDPE. For use with Metal Work BIT series filters. | Stock | 6.5
9251712 | Metal Work coalescing oil removal filter element, replacement, 0.01 micron particles, borosilicate glass microfiber. For use with Metal Work BIT series filters. | Stock | 70
9210101 | Metal Work automatic drain, for use with Syntesi Size 1 air prep components. Filter bowl included. | Stock | 29.5
9210106 | Metal Work automatic drain, for use with Syntesi Size 2 air prep components. Filter bowl included. | Stock | 36.5
9210150 | Metal Work particulate filter element, replacement, 5 micron particles, yellow UHMWPE. For use with Syntesi Size 1 filters. | Stock | 4.75
9210151 | Metal Work particulate filter element, replacement, 20 micron particles, white UHMWPE. For use with Syntesi Size 1 filters. | Stock | 4.75
9210152 | Metal Work particulate filter element, replacement, 50 micron particles, blue HDPE. For use with Syntesi Size 1 filters. | Stock | 4.75
9210160 | Metal Work coalescing oil removal filter element, replacement, 0.01 micron particles, borosilicate glass microfiber. For use with Syntesi Size 1 filters. | Stock | 50
9210155 | Metal Work particulate filter element, replacement, 5 micron particles, yellow UHMWPE. For use with Syntesi Size 2 filters. | Stock | 6.25
9210156 | Metal Work particulate filter element, replacement, 20 micron particles, white UHMWPE. For use with Syntesi Size 2 filters. | Stock | 6.25
9210157 | Metal Work particulate filter element, replacement, 50 micron particles, blue HDPE. For use with Syntesi Size 2 filters. | Stock | 6.25
9210165 | Metal Work coalescing oil removal filter element, replacement, 0.01 micron particles, borosilicate glass microfiber. For use with Syntesi Size 2 filters. | Stock | 86
9210190 | Metal Work regulator spring, 0-30 psi range. For use with Syntesi Size 1 regulators. | Stock | 2.25
9210191 | Metal Work regulator spring, 0-60 psi range. For use with Syntesi Size 1 regulators. | Stock | 2.25
9210192 | Metal Work regulator spring, 0-120 psi range. For use with Syntesi Size 1 regulators. | Stock | 2.25
9210193 | Metal Work regulator spring, 0-180 psi range. For use with Syntesi Size 1 regulators. | Stock | 2.25
9210195 | Metal Work regulator spring, 0-30 psi range. For use with Syntesi Size 2 regulators. | Stock | 4.5
9210196 | Metal Work regulator spring, 0-60 psi range. For use with Syntesi Size 2 regulators. | Stock | 4.5
9210197 | Metal Work regulator spring, 0-120 psi range. For use with Syntesi Size 2 regulators. | Stock | 3
9210198 | Metal Work regulator spring, 0-180 psi range. For use with Syntesi Size 2 regulators. | Stock | 3.25
88257G4 | Metal Work solenoid coil, 12 VDC, 2W, 11mm DIN style wiring plug. For use with Metal Work valves. | Stock | 13
88257G5 | Metal Work solenoid coil, 24 VDC, 2W, 11mm DIN style wiring plug. For use with Metal Work valves. | Stock | 13
88257G6 | Metal Work solenoid coil, 24 VAC, 3.5 VA, 11mm DIN style wiring plug. For use with Metal Work valves. | Stock | 13
88257G7 | Metal Work solenoid coil, 110 VAC, 3.5 VA, 11mm DIN style wiring plug. For use with Metal Work valves. | Stock | 13
88257G8 | Metal Work solenoid coil, 240 VAC, 3.5 VA, 11mm DIN style wiring plug. For use with Metal Work valves. | Stock | 13
AFE2-23 | NITRA particulate filter element, replacement, 40 micron particles, high-density polyethylene (HDPE). For use with AF-2 series filters or AFR-2 series filter regulators. | Stock | 1.75
AFE2-33 | NITRA particulate filter element, replacement, 40 micron particles, high-density polyethylene (HDPE). For use with AF-3 series filters or AFR-3 series filter regulators. | Stock | 3.25
AFE2-43 | NITRA particulate filter element, replacement, 40 micron particles, high-density polyethylene (HDPE). For use with AF-4 series filters or AFR-4 series filter regulators. | Stock | 4.5
AFE2-63 | NITRA particulate filter element, replacement, 40 micron particles, high-density polyethylene (HDPE). For use with AF-6 series filters or AFR-6 series filter regulators. | Stock | 11.5
AFE2-21 | NITRA particulate filter element, replacement, 5 micron particles, high-density polyethylene (HDPE). For use with AF-2 series filters or AFR-2 series filter regulators. | Stock | 1.75
AFE2-31 | NITRA particulate filter element, replacement, 5 micron particles, high-density polyethylene (HDPE). For use with AF-3 series filters or AFR-3 series filter regulators. | Stock | 3.25
AFE2-41 | NITRA particulate filter element, replacement, 5 micron particles, high-density polyethylene (HDPE). For use with AF-4 series filters or AFR-4 series filter regulators. | Stock | 4.5
AFE2-61 | NITRA particulate filter element, replacement, 5 micron particles, high-density polyethylene (HDPE). For use with AF-6 series filters or AFR-6 series filter regulators. | Stock | 11.5
AFE-24 | NITRA coalescing oil removal filter element, replacement, 0.3 micron particles, borosilicate glass microfiber. For use with AC-2 series coalescing filters. | Stock | 22.5
AFE-34 | NITRA coalescing oil removal filter element, replacement, 0.3 micron particles, borosilicate glass microfiber. For use with AC-3 series coalescing filters. | Stock | 28
AFE-44 | NITRA coalescing oil removal filter element, replacement, 0.3 micron particles, borosilicate glass microfiber. For use with AC-4 series coalescing filters. | Stock | 45
AFE-25 | NITRA coalescing oil removal filter element, replacement, 0.01 micron particles, borosilicate glass microfiber. For use with AC-2 series coalescing filters. | Stock | 23.5
AFE-35 | NITRA coalescing oil removal filter element, replacement, 0.01 micron particles, borosilicate glass microfiber. For use with AC-3 series coalescing filters. | Stock | 28
AFE-45 | NITRA coalescing oil removal filter element, replacement, 0.01 micron particles, borosilicate glass microfiber. For use with AC-4 series coalescing filters. | Stock | 45
820044-50KIT | Norgren coalescing oil removal filter element, replacement, 0.01 micron particles and 0.01 mg/cubic meter oil, polyethylene. For use with Excelon 82 series coalescing filters. | Stock | 61
820041-50KIT | Norgren vapor removal filter element, replacement, 0.003 mg/cubic meter oil, activated carbon. For use with Excelon 82 series vapor removal filters. | Stock | 61
820038-50KIT | Norgren particulate filter element, replacement, 5 micron particles, polypropylene. For use with Excelon 82 series particulate filters. | Stock | 16.5
820038-51KIT | Norgren particulate filter element, replacement, 40 micron particles, polypropylene. For use with Excelon 82 series particulate filters. | Stock | 16.5
840044-50KIT | Norgren coalescing oil removal filter element, replacement, 0.01 micron particles and 0.01 mg/cubic meter oil, polyethylene. For use with Excelon 84 series coalescing filters. | Stock | 89
840041-50KIT | Norgren vapor removal filter element, replacement, 0.003 mg/cubic meter oil, activated carbon. For use with Excelon 84 series vapor removal filters. | Stock | 89
840038-50KIT | Norgren particulate filter element, replacement, 5 micron particles, polypropylene. For use with Excelon 84 series particulate filters. | Stock | 24.5
840038-51KIT | Norgren particulate filter element, replacement, 40 micron particles, polypropylene. For use with Excelon 84 series particulate filters. | Stock | 24.5
BFE-31 | NITRA particulate filter element, replacement, 5 micron particles, polyethylene. For use with BFR-32 series filter regulators. | Stock | 15.5
BFE-33 | NITRA particulate filter element, replacement, 40 micron particles, polyethylene. For use with BFR-32 series filter regulators. | Stock | 15.5
BFE-41 | NITRA particulate filter element, replacement, 5 micron particles, polyethylene. For use with BFR-34 series filter regulators. | Stock | 15.5
BFE-43 | NITRA particulate filter element, replacement, 40 micron particles, polyethylene. For use with BFR-34 series filter regulators. | Stock | 15.5
End of Arm Tooling Components for Vacuum Pick-and-Place Systems
10.01.49.00090 | Schmalz PXT series single beam gripper framing kit, kit includes Universal Robots and blank flanges, extruded rails and assorted parts. | Stock | 1038
10.01.49.00091 | Schmalz PXT series double beam gripper framing kit, kit includes Universal Robots flange, extruded rails and assorted parts. | Stock | 1690
10.01.49.00087 | Schmalz PXT series structural rail, internal vacuum capable, round, D30-I (30 x 30mm) profile, 1000mm length, anodized aluminum. | Stock | 58
10.01.49.00086 | Schmalz PXT series structural rail, internal vacuum capable, round, D30-I (30 x 30mm) profile, 500mm length, anodized aluminum. | Stock | 44
10.01.49.00089 | Schmalz PXT series structural rail, half-round, 8D30-I (30 x 25mm) profile, 1000mm length, anodized aluminum. | Stock | 63
10.01.49.00088 | Schmalz PXT series structural rail, half-round, 8D30-I (30 x 25mm) profile, 500mm length, anodized aluminum. | Stock | 47
10.01.49.00012 | Schmalz PXT series interface flange, single beam. For use with FANUC 31.5mm pitch robot arm. Mounting hardware included. | Stock | 306
10.01.49.00013 | Schmalz PXT series interface flange, single beam. For use with FANUC 64mm pitch robot arm. Mounting hardware included. | Stock | 306
10.01.49.00014 | Schmalz PXT series interface flange, single beam. For use with Universal Robots 50mm pitch robot arm. Mounting hardware included. | Stock | 306
10.01.49.00015 | Schmalz PXT series interface flange, single beam. For use with Yaskawa 63mm pitch robot arm. Mounting hardware included. | Stock | 306
10.01.49.00016 | Schmalz PXT series interface flange blank, single beam. For use with robots or other automation devices. | Stock | 306
10.01.49.00024 | Schmalz PXT series interface flange, double beam. For use with FANUC 31.5mm pitch robot arm. Mounting hardware included. | Stock | 441
10.01.49.00025 | Schmalz PXT series interface flange, double beam. For use with Rethink 40mm pitch robot arm. Mounting hardware included. | Stock | 441
10.01.49.00026 | Schmalz PXT series interface flange, double beam. For use with Universal Robots 50mm pitch robot arm. Mounting hardware included. | Stock | 441
10.01.49.00027 | Schmalz PXT series interface flange, double beam. For use with Yaskawa 63mm pitch robot arm. Mounting hardware included. | Stock | 441
10.01.49.00028 | Schmalz PXT series interface flange, double beam. For use with FANUC 64mm pitch robot arm. Mounting hardware included. | Stock | 441
10.01.49.00029 | Schmalz PXT series interface flange, double beam. For use with Yaskawa 80mm pitch robot arm. Mounting hardware included. | Stock | 441
10.01.49.00034 | Schmalz PXT series rail connector, cross, internal vacuum capable, aluminum alloy. For use with (2) D30-I profiles. | Stock | 226
25.09.06.00123 | Schmalz PXT series rail connector, cross, aluminum alloy. For use with (2) D30-I profiles. | Stock | 30.5
25.09.06.00131 | Schmalz PXT series rail connector, threaded, aluminum alloy. For use with D30-I profile. | Stock | 31.5
10.01.49.00047 | Schmalz PXT series rail connector, tee, aluminum alloy. For use with (2) D30-I profiles. | Stock | 23.5
25.09.06.00121 | Schmalz PXT series rail connector, parallel, aluminum alloy. For use with (2) D30-I profiles. | Stock | 15.5
25.09.06.00122 | Schmalz PXT series tube clamp, aluminum alloy. For use with 30mm round tube. | Stock | 15.5
10.01.49.00036 | Schmalz PXT series suction cup mount, slotted, 5/16in (8mm) push-to-connect vacuum connection, G1/4 female BSPP cup connection, aluminum alloy. For use with D30-I profile. | Stock | 143
10.01.49.00039 | Schmalz PXT series suction cup mount, swivel, 5/16in (8mm) push-to-connect vacuum connection, G1/4 female BSPP cup connection, aluminum alloy. For use with D30-I profile. | Stock | 100
10.01.49.00045 | Schmalz PXT series suction cup mount, straight, internal vacuum capable, G1/4 female BSPP cup connection, aluminum alloy. For use with D30-I profile. | Stock | 179
10.01.49.00046 | Schmalz PXT series suction cup mount, swivel, internal vacuum capable, G1/4 female BSPP cup connection, aluminum alloy. For use with D30-I profile. | Stock | 235
10.01.49.00038 | Schmalz PXT series suction cup mount, swivel, aluminum alloy. For use with D30-I profile. | Stock | 66
10.08.02.00589 | Schmalz PXT series suction cup connector, straight, 5/16in (8mm) push-to-connect vacuum connection, G1/4 female BSPP cup connection. | Stock | 49
10.01.49.00031 | Schmalz PXT series end seal, internal vacuum capable, aluminum alloy. For use with D30-I profile. | Stock | 39.5
25.09.06.00144 | Schmalz PXT series end cap, plastic. Package of 6. For use with D30-I profile. | Stock | 20.5
25.09.06.00145 | Schmalz PXT series end cap, plastic. Package of 6. For use with 8D30-I profile. | Stock | 20.5
25.09.06.00143 | Schmalz PXT series tubing holder, plastic. Package of 10. | Stock | 20
10.01.49.00057 | Schmalz PXT series drilling fixture, internal vacuum capable, 8mm, aluminum alloy. For use with 8mm drill bushing. | Stock | 74
10.01.49.00044 | Schmalz PXT series drill bushing, internal vacuum capable, 8mm, steel. For use with M16x1 threaded hole. | Stock | 34
Vacuum Suction Cups
10.01.01.13240 | Schmalz vacuum suction cup, flat, round, 20mm, Elastodur, G1/8 male BSPP. | Stock | 12.5
10.01.01.13244 | Schmalz vacuum suction cup, flat, round, 30mm, Elastodur, G1/8 male BSPP. | Stock | 14.5
10.01.01.13246 | Schmalz vacuum suction cup, flat, round, 40mm, Elastodur, G1/4 male BSPP. | Stock | 20.5
10.01.01.13248 | Schmalz vacuum suction cup, flat, round, 50mm, Elastodur, G1/4 male BSPP. | Stock | 22.5
10.01.06.03489 | Schmalz vacuum suction cup, bellows, round, 1 fold(s), 10mm, Elastodur, M5 male. | Stock | 13
10.01.06.03492 | Schmalz vacuum suction cup, bellows, round, 1 fold(s), 20mm, Elastodur, G1/8 male BSPP. | Stock | 15
10.01.06.03496 | Schmalz vacuum suction cup, bellows, round, 1 fold(s), 30mm, Elastodur, G1/8 male BSPP. | Stock | 18
10.01.06.03498 | Schmalz vacuum suction cup, bellows, round, 1 fold(s), 40mm, Elastodur, G1/4 male BSPP. | Stock | 23.5
10.01.06.03500 | Schmalz vacuum suction cup, bellows, round, 1 fold(s), 50mm, Elastodur, G1/4 male BSPP. | Stock | 26.5
10.01.06.03502 | Schmalz vacuum suction cup, bellows, round, 1 fold(s), 60mm, Elastodur, G1/4 male BSPP. | Stock | 28.5
10.01.06.03453 | Schmalz vacuum suction cup, bellows, round, 2 fold(s), 20mm, Elastodur, G1/8 male BSPP. | Stock | 18.5
10.01.06.03457 | Schmalz vacuum suction cup, bellows, round, 2 fold(s), 30mm, Elastodur, G1/8 male BSPP. | Stock | 22
10.01.06.03459 | Schmalz vacuum suction cup, bellows, round, 2 fold(s), 40mm, Elastodur, G1/4 male BSPP. | Stock | 28
10.01.06.03461 | Schmalz vacuum suction cup, bellows, round, 2 fold(s), 50mm, Elastodur, G1/4 male BSPP. | Stock | 33.5
10.01.01.12370 | Schmalz vacuum suction cup, replacement, flat, round, 20mm, Elastodur. | Stock | 8
10.01.01.12372 | Schmalz vacuum suction cup, replacement, flat, round, 30mm, Elastodur. | Stock | 9.5
10.01.01.12373 | Schmalz vacuum suction cup, replacement, flat, round, 40mm, Elastodur. | Stock | 12.5
10.01.01.12374 | Schmalz vacuum suction cup, replacement, flat, round, 50mm, Elastodur. | Stock | 15
10.01.06.02782 | Schmalz vacuum suction cup, replacement, bellows, round, 1 fold(s), 10mm, Elastodur. | Stock | 8
10.01.06.02452 | Schmalz vacuum suction cup, replacement, bellows, round, 1 fold(s), 20mm, Elastodur. | Stock | 9.5
10.01.06.02454 | Schmalz vacuum suction cup, replacement, bellows, round, 1 fold(s), 30mm, Elastodur. | Stock | 12
10.01.06.02455 | Schmalz vacuum suction cup, replacement, bellows, round, 1 fold(s), 40mm, Elastodur. | Stock | 15
10.01.06.02456 | Schmalz vacuum suction cup, replacement, bellows, round, 1 fold(s), 50mm, Elastodur. | Stock | 18.5
10.01.06.02457 | Schmalz vacuum suction cup, replacement, bellows, round, 1 fold(s), 60mm, Elastodur. | Stock | 20.5
10.01.06.03409 | Schmalz vacuum suction cup, replacement, bellows, round, 2 fold(s), 20mm, Elastodur. | Stock | 13
10.01.06.03411 | Schmalz vacuum suction cup, replacement, bellows, round, 2 fold(s), 30mm, Elastodur. | Stock | 17.5
10.01.06.03412 | Schmalz vacuum suction cup, replacement, bellows, round, 2 fold(s), 40mm, Elastodur. | Stock | 21
10.01.06.03413 | Schmalz vacuum suction cup, replacement, bellows, round, 2 fold(s), 50mm, Elastodur. | Stock | 26
10.01.06.00384 | Schmalz vacuum suction cup, bellows, round, 1 fold(s), 14mm, silicone, G1/8 male BSPP. | Stock | 12.5
10.01.06.00393 | Schmalz vacuum suction cup, bellows, round, 1 fold(s), 20mm, silicone, G1/8 male BSPP. | Stock | 13.5
10.01.06.00091 | Schmalz vacuum suction cup, bellows, round, 1 fold(s), 33mm, silicone, G1/4 male BSPP. | Stock | 17
10.01.06.00092 | Schmalz vacuum suction cup, bellows, round, 1 fold(s), 43mm, silicone, G1/4 male BSPP. | Stock | 19.5
10.01.06.00093 | Schmalz vacuum suction cup, bellows, round, 1 fold(s), 53mm, silicone, G1/4 male BSPP. | Stock | 24
10.01.06.00686 | Schmalz vacuum suction cup, bellows, round, 1 fold(s), 63mm, silicone, G1/4 male BSPP. | Stock | 31.5
10.01.06.03515 | Schmalz vacuum suction cup, bellows, round, 4 fold(s), 20mm, silicone, G1/4 male BSPP. | Stock | 22.5
10.01.06.03521 | Schmalz vacuum suction cup, bellows, round, 4 fold(s), 30mm, silicone, G1/4 male BSPP. | Stock | 25
10.01.06.03526 | Schmalz vacuum suction cup, bellows, round, 4 fold(s), 40mm, silicone, G1/4 male BSPP. | Stock | 32.5
10.01.06.03532 | Schmalz vacuum suction cup, bellows, round, 4 fold(s), 50mm, silicone, G1/4 male BSPP. | Stock | 43
10.01.06.00371 | Schmalz vacuum suction cup, replacement, bellows, round, 1 fold(s), 14mm, silicone. | Stock | 9.25
10.01.06.00374 | Schmalz vacuum suction cup, replacement, bellows, round, 1 fold(s), 20mm, silicone. | Stock | 10
10.01.06.00126 | Schmalz vacuum suction cup, replacement, bellows, round, 1 fold(s), 33mm, silicone. | Stock | 10.5
10.01.06.00127 | Schmalz vacuum suction cup, replacement, bellows, round, 1 fold(s), 43mm, silicone. | Stock | 13.5
10.01.06.00128 | Schmalz vacuum suction cup, replacement, bellows, round, 1 fold(s), 53mm, silicone. | Stock | 18
10.01.06.00689 | Schmalz vacuum suction cup, replacement, bellows, round, 1 fold(s), 63mm, silicone. | Stock | 25.5
10.01.06.02588 | Schmalz vacuum suction cup, replacement, bellows, round, 4 fold(s), 20mm, silicone. | Stock | 16
10.01.06.02589 | Schmalz vacuum suction cup, replacement, bellows, round, 4 fold(s), 30mm, silicone. | Stock | 18.5
10.01.06.02590 | Schmalz vacuum suction cup, replacement, bellows, round, 4 fold(s), 40mm, silicone. | Stock | 24.5
10.01.06.02613 | Schmalz vacuum suction cup, replacement, bellows, round, 4 fold(s), 50mm, silicone. | Stock | 34.5
10.01.06.00381 | Schmalz vacuum suction cup, bellows, round, 1 fold(s), 14mm, nitrile rubber, G1/8 male BSPP. | Stock | 9.25
10.01.06.00390 | Schmalz vacuum suction cup, bellows, round, 1 fold(s), 20mm, nitrile rubber, G1/8 male BSPP. | Stock | 10.5
10.01.06.00081 | Schmalz vacuum suction cup, bellows, round, 1 fold(s), 33mm, nitrile rubber, G1/4 male BSPP. | Stock | 14.5
10.01.06.00082 | Schmalz vacuum suction cup, bellows, round, 1 fold(s), 43mm, nitrile rubber, G1/4 male BSPP. | Stock | 17
10.01.06.00083 | Schmalz vacuum suction cup, bellows, round, 1 fold(s), 53mm, nitrile rubber, G1/4 male BSPP. | Stock | 19
10.01.06.00685 | Schmalz vacuum suction cup, bellows, round, 1 fold(s), 63mm, nitrile rubber, G1/4 male BSPP. | Stock | 24
10.01.06.00084 | Schmalz vacuum suction cup, bellows, round, 1 fold(s), 78mm, nitrile rubber, G1/4 male BSPP. | Stock | 28.5
10.01.06.00370 | Schmalz vacuum suction cup, replacement, bellows, round, 1 fold(s), 14mm, nitrile rubber. | Stock | 5.75
10.01.06.00373 | Schmalz vacuum suction cup, replacement, bellows, round, 1 fold(s), 20mm, nitrile rubber. | Stock | 7.5
10.01.06.00130 | Schmalz vacuum suction cup, replacement, bellows, round, 1 fold(s), 33mm, nitrile rubber. | Stock | 7.75
10.01.06.00131 | Schmalz vacuum suction cup, replacement, bellows, round, 1 fold(s), 43mm, nitrile rubber. | Stock | 10.5
10.01.06.00132 | Schmalz vacuum suction cup, replacement, bellows, round, 1 fold(s), 53mm, nitrile rubber. | Stock | 13
10.01.06.00688 | Schmalz vacuum suction cup, replacement, bellows, round, 1 fold(s), 63mm, nitrile rubber. | Stock | 18
10.01.06.00133 | Schmalz vacuum suction cup, replacement, bellows, round, 1 fold(s), 78mm, nitrile rubber. | Stock | 23
Vacuum Ejectors
10.02.01.01605 | Schmalz basic vacuum ejector, 500.0 l/min (17.7 cfm) suction rate, 3/8in female NPT inlet(s), 3/4in female NPT vacuum port. | Stock | 460
10.02.01.01606 | Schmalz basic vacuum ejector, 860.0 l/min (30.4 cfm) suction rate, 3/8in female NPT inlet(s), 1in female NPT vacuum port. | Stock | 761
10.02.01.01597 | Schmalz basic vacuum ejector, 500.0 l/min (17.7 cfm) suction rate, G3/8 female BSPP inlet(s), G3/4 female BSPP vacuum port. | Stock | 460
10.02.01.01598 | Schmalz basic vacuum ejector, 860.0 l/min (30.4 cfm) suction rate, G3/8 female BSPP inlet(s), G1 female BSPP vacuum port. | Stock | 761
10.02.01.01962 | Schmalz basic vacuum ejector, 308.8 l/min (10.9 cfm) suction rate, G1/4 female BSPP inlet(s), G3/8 female BSPP vacuum port. | Stock | 237
10.02.01.01517 | Schmalz silencer, plastic. For use with SBP-HV-3-16-22-KU ejector. | Stock | 8.75
10.02.01.00565 | Schmalz basic vacuum ejector, 37.7 l/min (1.3 cfm) suction rate, 6mm push-to-connect inlet(s), 8mm push-to-connect vacuum port. | Stock | 51
10.02.01.00566 | Schmalz basic vacuum ejector, 71.0 l/min (2.5 cfm) suction rate, 6mm push-to-connect inlet(s), 8mm push-to-connect vacuum port. | Stock | 55
10.02.02.04116 | Schmalz compact vacuum ejector, 65.5 l/min (2.3 cfm) suction rate, G1/8 female BSPP inlet(s), G1/8 female BSPP vacuum port, air saving. | Stock | 758
Accessories for Pneumatic Vacuum Products
10.01.02.00608 | Schmalz spring plunger, M5 female cup connection, M5 female vacuum connection, 10mm (0.39in) stroke. | Stock | 67
10.01.02.00609 | Schmalz spring plunger, M5 female cup connection, M5 female vacuum connection, 20mm (0.79in) stroke. | Stock | 70
10.01.02.00603 | Schmalz spring plunger, G1/8 male BSPP cup connection, G1/8 female BSPP vacuum connection, 25mm (0.98in) stroke. | Stock | 79
10.01.02.00604 | Schmalz spring plunger, G1/8 male BSPP cup connection, G1/8 female BSPP vacuum connection, 50mm (1.97in) stroke. | Stock | 81
10.01.02.00567 | Schmalz spring plunger, G1/4 male BSPP cup connection, female G1/8 BSPP vacuum connection, 25mm (0.98in) stroke. | Stock | 90
10.01.02.00568 | Schmalz spring plunger, G1/4 male BSPP cup connection, female G1/8 BSPP vacuum connection, 50mm (1.97in) stroke. | Stock | 93
10.08.05.00125 | Schmalz coupling, G1/8 female BSPP to G1/8 female BSPP. | Stock | 4
10.08.05.00126 | Schmalz coupling, G1/4 female BSPP to G1/4 female BSPP. | Stock | 5
Pneumatic Air Logic Valves
W3604000001 | Metal Work OR logic element valve, 3-port (3-way), 2-position, double air pilot, 5/32in (4mm) push-to-connect outlet(s), (2) 5/32in (4mm) push-to-connect pilot(s), Cv=0.1. | Stock | 17
W3604000002 | Metal Work AND logic element valve, 3-port (3-way), 2-position, double air pilot, 5/32in (4mm) push-to-connect outlet(s), (2) 5/32in (4mm) push-to-connect pilot(s), Cv=0.1. | Stock | 19
W3604000003 | Metal Work NOT logic element valve, 3-port (3-way), 2-position, N.O., single air pilot spring return, 5/32in (4mm) push-to-connect inlet(s), 5/32in (4mm) push-to-connect outlet(s), 5/32in (4mm) push-to-connect pilot(s), Cv=0.1. | Stock | 28.5
W3604000004 | Metal Work YES logic element valve, 3-port (3-way), 2-position, N.C., single air pilot spring return, 5/32in (4mm) push-to-connect inlet(s), 5/32in (4mm) push-to-connect outlet(s), 5/32in (4mm) push-to-connect pilot(s), Cv=0.1. | Stock | 30
W3604000005 | Metal Work MEMORY logic element valve, 5-port (4-way), 2-position, double air pilot, 5/32in (4mm) push-to-connect inlet(s), (2) 5/32in (4mm) push-to-connect outlet(s), (2) 5/32in (4mm) push-to-connect pilot(s), Cv=0.1. | Stock | 51
Miniature Pneumatic (Air) Manual Valves
GVS-3C1F-TD | NITRA pneumatic manual valve, 3-port (3-way), 2-position, N.C., toggle style actuator, detented, 1/8in female NPT inlet(s), 1/8in female NPT outlet(s), vent hole exhaust(s), Cv=0.42, through panel mount. | Stock | 31.5
GVS-3C1F-PB | NITRA pneumatic manual valve, 3-port (3-way), 2-position, N.C., pushbutton, spring return, 1/8in female NPT inlet(s), 1/8in female NPT outlet(s), (1) vent hole exhaust(s), Cv=0.42, through panel mount. | Stock | 27.5
GVS-3CS1F-TD | NITRA pneumatic manual valve, 3-port (3-way), 2-position, N.C., toggle style actuator, detented, side ports, 1/8in female NPT inlet(s), 1/8in female NPT outlet(s), 1/8in female NPT exhaust(s), Cv=0.42, through panel mount. | Stock | 40
GVS-3CS1F-PB | NITRA pneumatic manual valve, 3-port (3-way), 2-position, N.C., pushbutton, spring return, side ports, 1/8in female NPT inlet(s), 1/8in female NPT outlet(s), 1/8in female NPT exhaust(s), Cv=0.42, through panel mount. | Stock | 38
GVS-331F-TD | NITRA pneumatic manual valve, 3-port (3-way), 3-position, center exhaust, toggle style actuator, detented, 1/8in female NPT inlet(s), 1/8in female NPT outlet(s), (1) vent hole exhaust(s), Cv=0.54, through panel mount. | Stock | 71
GVS-331F-TM | NITRA pneumatic manual valve, 3-port (3-way), 3-position, center exhaust, toggle style actuator, spring return, 1/8in female NPT inlet(s), 1/8in female NPT outlet(s), (1) vent hole exhaust(s), Cv=0.54, through panel mount. | Stock | 71
GVS-231F-TD | NITRA pneumatic manual valve, 2-way, 3-position, center closed, toggle style actuator, detented, 1/8in female NPT inlet(s), 1/8in female NPT outlet(s), Cv=0.54, through panel mount. | Stock | 71
GVS-231F-TM | NITRA pneumatic manual valve, 2-way, 3-position, center closed, toggle style actuator, spring return, 1/8in female NPT inlet(s), 1/8in female NPT outlet(s), Cv=0.54, through panel mount. | Stock | 75
GV-BKT | NITRA 90 degree mounting bracket, plated steel. For use with all GVP and GVS valves. | Stock | 3.5
GV-CAM | NITRA roller cam actuator, for use with all GVP and GVS valves. | Stock | 16
GV-TMB | NITRA thumb actuator, for use with all GVP and GVS valves. | Stock | 15
NITRA Bronze Pneumatic Exhaust Silencers
SBC-18N | NITRA pneumatic exhaust silencer, sintered bronze, cone, 1/8in male NPT. Package of 2. | Stock | 3.5
SBC-14N | NITRA pneumatic exhaust silencer, sintered bronze, cone, 1/4in male NPT. Package of 2. | Stock | 4.75
SBC-38N | NITRA pneumatic exhaust silencer, sintered bronze, cone, 3/8in male NPT. Package of 2. | Stock | 6.75
SBC-12N | NITRA pneumatic exhaust silencer, sintered bronze, cone, 1/2in male NPT. Package of 2. | Stock | 12.5
SBC-M5 | NITRA pneumatic exhaust silencer, sintered bronze, cone, M5 x 0.8 male ISO. Package of 2. | Stock | 2.5
SBC-18R | NITRA pneumatic exhaust silencer, sintered bronze, cone, R1/8 male BSPT. Package of 2. | Stock | 3.5
SBC-14R | NITRA pneumatic exhaust silencer, sintered bronze, cone, R1/4 male BSPT. Package of 2. | Stock | 4
SBC-38R | NITRA pneumatic exhaust silencer, sintered bronze, cone, R3/8 male BSPT. Package of 2. | Stock | 6
SBC-12R | NITRA pneumatic exhaust silencer, sintered bronze, cone, R1/2 male BSPT. Package of 2. | Stock | 10.5
SBF-18N | NITRA pneumatic exhaust silencer, sintered bronze, flat, 1/8in male NPT. Package of 2. | Stock | 3.5
SBF-14N | NITRA pneumatic exhaust silencer, sintered bronze, flat, 1/4in male NPT. Package of 2. | Stock | 4.25
SBF-38N | NITRA pneumatic exhaust silencer, sintered bronze, flat, 3/8in male NPT. Package of 2. | Stock | 7.5
SBF-12N | NITRA pneumatic exhaust silencer, sintered bronze, flat, 1/2in male NPT. Package of 2. | Stock | 11
SBF-M5 | NITRA pneumatic exhaust silencer, sintered bronze, flat, M5 x 0.8 male ISO. Package of 2. | Stock | 2.5
SBF-18R | NITRA pneumatic exhaust silencer, sintered bronze, flat, R1/8 male BSPT. Package of 2. | Stock | 3.5
SBF-14R | NITRA pneumatic exhaust silencer, sintered bronze, flat, R1/4 male BSPT. Package of 2. | Stock | 4
SBF-38R | NITRA pneumatic exhaust silencer, sintered bronze, flat, R3/8 male BSPT. Package of 2. | Stock | 6.25
SBF-12R | NITRA pneumatic exhaust silencer, sintered bronze, flat, R1/2 male BSPT. Package of 2. | Stock | 11
NITRA Plastic Pneumatic Exhaust Silencers
SPL-18N | NITRA pneumatic exhaust silencer, plastic, cylindrical, 1/8in male NPT. Package of 2. | Stock | 2.75
SPL-14N | NITRA pneumatic exhaust silencer, plastic, cylindrical, 1/4in male NPT. Package of 2. | Stock | 3
SPL-38N | NITRA pneumatic exhaust silencer, plastic, cylindrical, 3/8in male NPT. Package of 2. | Stock | 3.5
SPL-12N | NITRA pneumatic exhaust silencer, plastic, cylindrical, 1/2in male NPT. Package of 2. | Stock | 3.5
SPL-18R | NITRA pneumatic exhaust silencer, plastic, cylindrical, 1/8in male BSPT. Package of 2. | Stock | 2.75
SPL-14R | NITRA pneumatic exhaust silencer, plastic, cylindrical, 1/4in male BSPT. Package of 2. | Stock | 3
SPL-38R | NITRA pneumatic exhaust silencer, plastic, cylindrical, 3/8in male BSPT. Package of 2. | Stock | 3.5
SPL-12R | NITRA pneumatic exhaust silencer, plastic, cylindrical, 1/2in male BSPT. Package of 2. | Stock | 3.5
NITRA High-flow Aluminum Pneumatic Exhaust Silencers
HVM-18N | NITRA pneumatic exhaust silencer, aluminum, cylindrical, Cv=2, 1/8in male NPT. | Stock | 23.5
HVM-34N-H | NITRA pneumatic exhaust silencer, aluminum, cylindrical, Cv=13.5, 3/4in male NPT. | Stock | 66
HVM-1N | NITRA pneumatic exhaust silencer, aluminum, cylindrical, Cv=16.7, 1in male NPT. | Stock | 66
HVM-114N | NITRA pneumatic exhaust silencer, aluminum, cylindrical, Cv=17.4, 1-1/4in male NPT. | Stock | 66
Imperial Non-repairable Pneumatic Air Cylinders
A07005SN | NITRA pneumatic cylinder, non-repairable, 7/16in bore, 3/16in rod diameter, 1/2in stroke, spring return single acting, front nose mount. | Stock | 20
A07010SN | NITRA pneumatic cylinder, non-repairable, 7/16in bore, 3/16in rod diameter, 1in stroke, spring return single acting, front nose mount. | Stock | 21.5
A07015SN | NITRA pneumatic cylinder, non-repairable, 7/16in bore, 3/16in rod diameter, 1-1/2in stroke, spring return single acting, front nose mount. | Stock | 23
A07020SN | NITRA pneumatic cylinder, non-repairable, 7/16in bore, 3/16in rod diameter, 2in stroke, spring return single acting, front nose mount. | Stock | 24.5
A07005SP | NITRA pneumatic cylinder, non-repairable, 7/16in bore, 3/16in rod diameter, 1/2in stroke, spring return single acting, rear pivot mount. | Stock | 25
A07010SP | NITRA pneumatic cylinder, non-repairable, 7/16in bore, 3/16in rod diameter, 1in stroke, spring return single acting, rear pivot mount. | Stock | 27.5
A07015SP | NITRA pneumatic cylinder, non-repairable, 7/16in bore, 3/16in rod diameter, 1-1/2in stroke, spring return single acting, rear pivot mount. | Stock | 24
A07020SP | NITRA pneumatic cylinder, non-repairable, 7/16in bore, 3/16in rod diameter, 2in stroke, spring return single acting, rear pivot mount. | Stock | 30.5
A09005SN | NITRA pneumatic cylinder, non-repairable, 9/16in bore, 3/16in rod diameter, 1/2in stroke, spring return single acting, front nose mount. | Stock | 21
A09010SN | NITRA pneumatic cylinder, non-repairable, 9/16in bore, 3/16in rod diameter, 1in stroke, spring return single acting, front nose mount. | Stock | 19
A09020SN | NITRA pneumatic cylinder, non-repairable, 9/16in bore, 3/16in rod diameter, 2in stroke, spring return single acting, front nose mount. | Stock | 22
A09030SN | NITRA pneumatic cylinder, non-repairable, 9/16in bore, 3/16in rod diameter, 3in stroke, spring return single acting, front nose mount. | Stock | 24.5
A09005SD | NITRA pneumatic cylinder, non-repairable, 9/16in bore, 3/16in rod diameter, 1/2in stroke, spring return single acting, double end mount. | Stock | 26.5
A09010SD | NITRA pneumatic cylinder, non-repairable, 9/16in bore, 3/16in rod diameter, 1in stroke, spring return single acting, double end mount. | Stock | 23.5
A09020SD | NITRA pneumatic cylinder, non-repairable, 9/16in bore, 3/16in rod diameter, 2in stroke, spring return single acting, double end mount. | Stock | 27
A09030SD | NITRA pneumatic cylinder, non-repairable, 9/16in bore, 3/16in rod diameter, 3in stroke, spring return single acting, double end mount. | Stock | 29.5
A12005SN | NITRA pneumatic cylinder, non-repairable, 3/4in bore, 1/4in rod diameter, 1/2in stroke, spring return single acting, front nose mount. | Stock | 18.5
A12010SN | NITRA pneumatic cylinder, non-repairable, 3/4in bore, 1/4in rod diameter, 1in stroke, spring return single acting, front nose mount. | Stock | 23
A12015SN | NITRA pneumatic cylinder, non-repairable, 3/4in bore, 1/4in rod diameter, 1-1/2in stroke, spring return single acting, front nose mount. | Stock | 25
A12020SN | NITRA pneumatic cylinder, non-repairable, 3/4in bore, 1/4in rod diameter, 2in stroke, spring return single acting, front nose mount. | Stock | 27.5
A12030SN | NITRA pneumatic cylinder, non-repairable, 3/4in bore, 1/4in rod diameter, 3in stroke, spring return single acting, front nose mount. | Stock | 30.5
A12040SN | NITRA pneumatic cylinder, non-repairable, 3/4in bore, 1/4in rod diameter, 4in stroke, spring return single acting, front nose mount. | Stock | 34
A12050SN | NITRA pneumatic cylinder, non-repairable, 3/4in bore, 1/4in rod diameter, 5in stroke, spring return single acting, front nose mount. | Stock | 36.5
A12060SN | NITRA pneumatic cylinder, non-repairable, 3/4in bore, 1/4in rod diameter, 6in stroke, spring return single acting, front nose mount. | Stock | 34
A12005SP | NITRA pneumatic cylinder, non-repairable, 3/4in bore, 1/4in rod diameter, 1/2in stroke, spring return single acting, rear pivot mount. | Stock | 22.5
A12010SP | NITRA pneumatic cylinder, non-repairable, 3/4in bore, 1/4in rod diameter, 1in stroke, spring return single acting, rear pivot mount. | Stock | 29
A12015SP | NITRA pneumatic cylinder, non-repairable, 3/4in bore, 1/4in rod diameter, 1-1/2in stroke, spring return single acting, rear pivot mount. | Stock | 31
A12020SP | NITRA pneumatic cylinder, non-repairable, 3/4in bore, 1/4in rod diameter, 2in stroke, spring return single acting, rear pivot mount. | Stock | 32.5
A12030SP | NITRA pneumatic cylinder, non-repairable, 3/4in bore, 1/4in rod diameter, 3in stroke, spring return single acting, rear pivot mount. | Stock | 35
A12040SP | NITRA pneumatic cylinder, non-repairable, 3/4in bore, 1/4in rod diameter, 4in stroke, spring return single acting, rear pivot mount. | Stock | 39
A12050SP | NITRA pneumatic cylinder, non-repairable, 3/4in bore, 1/4in rod diameter, 5in stroke, spring return single acting, rear pivot mount. | Stock | 43
A12060SP | NITRA pneumatic cylinder, non-repairable, 3/4in bore, 1/4in rod diameter, 6in stroke, spring return single acting, rear pivot mount. | Stock | 39
A14010SN | NITRA pneumatic cylinder, non-repairable, 7/8in bore, 1/4in rod diameter, 1in stroke, spring return single acting, front nose mount. | Stock | 25
A14020SN | NITRA pneumatic cylinder, non-repairable, 7/8in bore, 1/4in rod diameter, 2in stroke, spring return single acting, front nose mount. | Stock | 29
A14030SN | NITRA pneumatic cylinder, non-repairable, 7/8in bore, 1/4in rod diameter, 3in stroke, spring return single acting, front nose mount. | Stock | 33.5
A14010SP | NITRA pneumatic cylinder, non-repairable, 7/8in bore, 1/4in rod diameter, 1in stroke, spring return single acting, rear pivot mount. | Stock | 31
A14020SP | NITRA pneumatic cylinder, non-repairable, 7/8in bore, 1/4in rod diameter, 2in stroke, spring return single acting, rear pivot mount. | Stock | 34.5
A14030SP | NITRA pneumatic cylinder, non-repairable, 7/8in bore, 1/4in rod diameter, 3in stroke, spring return single acting, rear pivot mount. | Stock | 39
A17010SN | NITRA pneumatic cylinder, non-repairable, 1-1/16in bore, 5/16in rod diameter, 1in stroke, spring return single acting, front nose mount. | Stock | 26.5
A17020SN | NITRA pneumatic cylinder, non-repairable, 1-1/16in bore, 5/16in rod diameter, 2in stroke, spring return single acting, front nose mount. | Stock | 31
A17030SN | NITRA pneumatic cylinder, non-repairable, 1-1/16in bore, 5/16in rod diameter, 3in stroke, spring return single acting, front nose mount. | Stock | 34.5
A17010SP | NITRA pneumatic cylinder, non-repairable, 1-1/16in bore, 5/16in rod diameter, 1in stroke, spring return single acting, rear pivot mount. | Stock | 32.5
A17020SP | NITRA pneumatic cylinder, non-repairable, 1-1/16in bore, 5/16in rod diameter, 2in stroke, spring return single acting, rear pivot mount. | Stock | 36
A17030SP | NITRA pneumatic cylinder, non-repairable, 1-1/16in bore, 5/16in rod diameter, 3in stroke, spring return single acting, rear pivot mount. | Stock | 34
A20010SN | NITRA pneumatic cylinder, non-repairable, 1-1/4in bore, 7/16in rod diameter, 1in stroke, spring return single acting, front nose mount. | Stock | 34
A20020SN | NITRA pneumatic cylinder, non-repairable, 1-1/4in bore, 7/16in rod diameter, 2in stroke, spring return single acting, front nose mount. | Stock | 47.5
A20030SN | NITRA pneumatic cylinder, non-repairable, 1-1/4in bore, 7/16in rod diameter, 3in stroke, spring return single acting, front nose mount. | Stock | 59
A20010SD | NITRA pneumatic cylinder, non-repairable, 1-1/4in bore, 7/16in rod diameter, 1in stroke, spring return single acting, double end mount. | Stock | 41.5
A20020SD | NITRA pneumatic cylinder, non-repairable, 1-1/4in bore, 7/16in rod diameter, 2in stroke, spring return single acting, double end mount. | Stock | 56
A20030SD | NITRA pneumatic cylinder, non-repairable, 1-1/4in bore, 7/16in rod diameter, 3in stroke, spring return single acting, double end mount. | Stock | 61
A24010SN | NITRA pneumatic cylinder, non-repairable, 1-1/2in bore, 7/16in rod diameter, 1in stroke, spring return single acting, front nose mount. | Stock | 51
A24020SN | NITRA pneumatic cylinder, non-repairable, 1-1/2in bore, 7/16in rod diameter, 2in stroke, spring return single acting, front nose mount. | Stock | 59
A24030SN | NITRA pneumatic cylinder, non-repairable, 1-1/2in bore, 7/16in rod diameter, 3in stroke, spring return single acting, front nose mount. | Stock | 66
A24040SN | NITRA pneumatic cylinder, non-repairable, 1-1/2in bore, 7/16in rod diameter, 4in stroke, spring return single acting, front nose mount. | Stock | 72
A24050SN | NITRA pneumatic cylinder, non-repairable, 1-1/2in bore, 7/16in rod diameter, 5in stroke, spring return single acting, front nose mount. | Stock | 81
A24060SN | NITRA pneumatic cylinder, non-repairable, 1-1/2in bore, 7/16in rod diameter, 6in stroke, spring return single acting, front nose mount. | Stock | 89
A24010SP | NITRA pneumatic cylinder, non-repairable, 1-1/2in bore, 7/16in rod diameter, 1in stroke, spring return single acting, rear pivot mount. | Stock | 60
A24020SP | NITRA pneumatic cylinder, non-repairable, 1-1/2in bore, 7/16in rod diameter, 2in stroke, spring return single acting, rear pivot mount. | Stock | 67
A24030SP | NITRA pneumatic cylinder, non-repairable, 1-1/2in bore, 7/16in rod diameter, 3in stroke, spring return single acting, rear pivot mount. | Stock | 73
A24040SP | NITRA pneumatic cylinder, non-repairable, 1-1/2in bore, 7/16in rod diameter, 4in stroke, spring return single acting, rear pivot mount. | Stock | 81
A24050SP | NITRA pneumatic cylinder, non-repairable, 1-1/2in bore, 7/16in rod diameter, 5in stroke, spring return single acting, rear pivot mount. | Stock | 90
A24060SP | NITRA pneumatic cylinder, non-repairable, 1-1/2in bore, 7/16in rod diameter, 6in stroke, spring return single acting, rear pivot mount. | Stock | 96
A32010SN | NITRA pneumatic cylinder, non-repairable, 2in bore, 5/8in rod diameter, 1in stroke, spring return single acting, front nose mount. | Stock | 101
A32020SN | NITRA pneumatic cylinder, non-repairable, 2in bore, 5/8in rod diameter, 2in stroke, spring return single acting, front nose mount. | Stock | 111
A32030SN | NITRA pneumatic cylinder, non-repairable, 2in bore, 5/8in rod diameter, 3in stroke, spring return single acting, front nose mount. | Stock | 119
A32010SD | NITRA pneumatic cylinder, non-repairable, 2in bore, 5/8in rod diameter, 1in stroke, spring return single acting, double end mount. | Stock | 122
A32020SD | NITRA pneumatic cylinder, non-repairable, 2in bore, 5/8in rod diameter, 2in stroke, spring return single acting, double end mount. | Stock | 130
A32030SD | NITRA pneumatic cylinder, non-repairable, 2in bore, 5/8in rod diameter, 3in stroke, spring return single acting, double end mount. | Stock | 142
A07005DN | NITRA pneumatic cylinder, non-repairable, 7/16in bore, 3/16in rod diameter, 1/2in stroke, double acting, front nose mount. | Stock | 22
A07010DN | NITRA pneumatic cylinder, non-repairable, 7/16in bore, 3/16in rod diameter, 1in stroke, double acting, front nose mount. | Stock | 28
A07015DN | NITRA pneumatic cylinder, non-repairable, 7/16in bore, 3/16in rod diameter, 1-1/2in stroke, double acting, front nose mount. | Stock | 29
A07020DN | NITRA pneumatic cylinder, non-repairable, 7/16in bore, 3/16in rod diameter, 2in stroke, double acting, front nose mount. | Stock | 25
A07030DN | NITRA pneumatic cylinder, non-repairable, 7/16in bore, 3/16in rod diameter, 3in stroke, double acting, front nose mount. | Stock | 27.5
A07040DN | NITRA pneumatic cylinder, non-repairable, 7/16in bore, 3/16in rod diameter, 4in stroke, double acting, front nose mount. | Stock | 28.5
A07060DN | NITRA pneumatic cylinder, non-repairable, 7/16in bore, 3/16in rod diameter, 6in stroke, double acting, front nose mount. | Stock | 41
A07005DP | NITRA pneumatic cylinder, non-repairable, 7/16in bore, 3/16in rod diameter, 1/2in stroke, double acting, rear pivot mount. | Stock | 26.5
A07010DP | NITRA pneumatic cylinder, non-repairable, 7/16in bore, 3/16in rod diameter, 1in stroke, double acting, rear pivot mount. | Stock | 33
A07015DP | NITRA pneumatic cylinder, non-repairable, 7/16in bore, 3/16in rod diameter, 1-1/2in stroke, double acting, rear pivot mount. | Stock | 34
A07020DP | NITRA pneumatic cylinder, non-repairable, 7/16in bore, 3/16in rod diameter, 2in stroke, double acting, rear pivot mount. | Stock | 34.5
A07030DP | NITRA pneumatic cylinder, non-repairable, 7/16in bore, 3/16in rod diameter, 3in stroke, double acting, rear pivot mount. | Stock | 46
A09005DN | NITRA pneumatic cylinder, non-repairable, 9/16in bore, 3/16in rod diameter, 1/2in stroke, double acting, front nose mount. | Stock | 27.5
A09010DN | NITRA pneumatic cylinder, non-repairable, 9/16in bore, 3/16in rod diameter, 1in stroke, double acting, front nose mount. | Stock | 23.5
A09020DN | NITRA pneumatic cylinder, non-repairable, 9/16in bore, 3/16in rod diameter, 2in stroke, double acting, front nose mount. | Stock | 25.5
A09030DN | NITRA pneumatic cylinder, non-repairable, 9/16in bore, 3/16in rod diameter, 3in stroke, double acting, front nose mount. | Stock | 28
A09040DN | NITRA pneumatic cylinder, non-repairable, 9/16in bore, 3/16in rod diameter, 4in stroke, double acting, front nose mount. | Stock | 30
A09060DN | NITRA pneumatic cylinder, non-repairable, 9/16in bore, 3/16in rod diameter, 6in stroke, double acting, front nose mount. | Stock | 34
A09005DD | NITRA pneumatic cylinder, non-repairable, 9/16in bore, 3/16in rod diameter, 1/2in stroke, double acting, double end mount. | Stock | 32.5
A09010DD | NITRA pneumatic cylinder, non-repairable, 9/16in bore, 3/16in rod diameter, 1in stroke, double acting, double end mount. | Stock | 28
A09020DD | NITRA pneumatic cylinder, non-repairable, 9/16in bore, 3/16in rod diameter, 2in stroke, double acting, double end mount. | Stock | 30
A09030DD | NITRA pneumatic cylinder, non-repairable, 9/16in bore, 3/16in rod diameter, 3in stroke, double acting, double end mount. | Stock | 32.5
A09040DD | NITRA pneumatic cylinder, non-repairable, 9/16in bore, 3/16in rod diameter, 4in stroke, double acting, double end mount. | Stock | 34
A09060DD | NITRA pneumatic cylinder, non-repairable, 9/16in bore, 3/16in rod diameter, 6in stroke, double acting, double end mount. | Stock | 39
A12005DN | NITRA pneumatic cylinder, non-repairable, 3/4in bore, 1/4in rod diameter, 1/2in stroke, double acting, front nose mount. | Stock | 27
A12010DN | NITRA pneumatic cylinder, non-repairable, 3/4in bore, 1/4in rod diameter, 1in stroke, double acting, front nose mount. | Stock | 28.5
A12015DN | NITRA pneumatic cylinder, non-repairable, 3/4in bore, 1/4in rod diameter, 1-1/2in stroke, double acting, front nose mount. | Stock | 34
A12020DN | NITRA pneumatic cylinder, non-repairable, 3/4in bore, 1/4in rod diameter, 2in stroke, double acting, front nose mount. | Stock | 31
A12030DN | NITRA pneumatic cylinder, non-repairable, 3/4in bore, 1/4in rod diameter, 3in stroke, double acting, front nose mount. | Stock | 33.5
A12040DN | NITRA pneumatic cylinder, non-repairable, 3/4in bore, 1/4in rod diameter, 4in stroke, double acting, front nose mount. | Stock | 35
A12050DN | NITRA pneumatic cylinder, non-repairable, 3/4in bore, 1/4in rod diameter, 5in stroke, double acting, front nose mount. | Stock | 38
A12060DN | NITRA pneumatic cylinder, non-repairable, 3/4in bore, 1/4in rod diameter, 6in stroke, double acting, front nose mount. | Stock | 41.5
A12080DN | NITRA pneumatic cylinder, non-repairable, 3/4in bore, 1/4in rod diameter, 8in stroke, double acting, front nose mount. | Stock | 39
A12100DN | NITRA pneumatic cylinder, non-repairable, 3/4in bore, 1/4in rod diameter, 10in stroke, double acting, front nose mount. | Stock | 44
A12120DN | NITRA pneumatic cylinder, non-repairable, 3/4in bore, 1/4in rod diameter, 12in stroke, double acting, front nose mount. | Stock | 48
A12005DP | NITRA pneumatic cylinder, non-repairable, 3/4in bore, 1/4in rod diameter, 1/2in stroke, double acting, rear pivot mount. | Stock | 27
A12010DP | NITRA pneumatic cylinder, non-repairable, 3/4in bore, 1/4in rod diameter, 1in stroke, double acting, rear pivot mount. | Stock | 33.5
A12020DP | NITRA pneumatic cylinder, non-repairable, 3/4in bore, 1/4in rod diameter, 2in stroke, double acting, rear pivot mount. | Stock | 35
A12030DP | NITRA pneumatic cylinder, non-repairable, 3/4in bore, 1/4in rod diameter, 3in stroke, double acting, rear pivot mount. | Stock | 38.5
A12040DP | NITRA pneumatic cylinder, non-repairable, 3/4in bore, 1/4in rod diameter, 4in stroke, double acting, rear pivot mount. | Stock | 41.5
A12050DP | NITRA pneumatic cylinder, non-repairable, 3/4in bore, 1/4in rod diameter, 5in stroke, double acting, rear pivot mount. | Stock | 45
A12060DP | NITRA pneumatic cylinder, non-repairable, 3/4in bore, 1/4in rod diameter, 6in stroke, double acting, rear pivot mount. | Stock | 47
A12080DP | NITRA pneumatic cylinder, non-repairable, 3/4in bore, 1/4in rod diameter, 8in stroke, double acting, rear pivot mount. | Stock | 44
A12100DP | NITRA pneumatic cylinder, non-repairable, 3/4in bore, 1/4in rod diameter, 10in stroke, double acting, rear pivot mount. | Stock | 48
A12120DP | NITRA pneumatic cylinder, non-repairable, 3/4in bore, 1/4in rod diameter, 12in stroke, double acting, rear pivot mount. | Stock | 52
A14010DN | NITRA pneumatic cylinder, non-repairable, 7/8in bore, 1/4in rod diameter, 1in stroke, double acting, front nose mount. | Stock | 25.5
A14020DN | NITRA pneumatic cylinder, non-repairable, 7/8in bore, 1/4in rod diameter, 2in stroke, double acting, front nose mount. | Stock | 33.5
A14030DN | NITRA pneumatic cylinder, non-repairable, 7/8in bore, 1/4in rod diameter, 3in stroke, double acting, front nose mount. | Stock | 35
A14040DN | NITRA pneumatic cylinder, non-repairable, 7/8in bore, 1/4in rod diameter, 4in stroke, double acting, front nose mount. | Stock | 38.5
A14010DD | NITRA pneumatic cylinder, non-repairable, 7/8in bore, 1/4in rod diameter, 1in stroke, double acting, double end mount. | Stock | 33.5
A14020DD | NITRA pneumatic cylinder, non-repairable, 7/8in bore, 1/4in rod diameter, 2in stroke, double acting, double end mount. | Stock | 42
A14030DD | NITRA pneumatic cylinder, non-repairable, 7/8in bore, 1/4in rod diameter, 3in stroke, double acting, double end mount. | Stock | 45.5
A14040DD | NITRA pneumatic cylinder, non-repairable, 7/8in bore, 1/4in rod diameter, 4in stroke, double acting, double end mount. | Stock | 48
A17005DN | NITRA pneumatic cylinder, non-repairable, 1-1/16in bore, 5/16in rod diameter, 1/2in stroke, double acting, front nose mount. | Stock | 32
A17010DN | NITRA pneumatic cylinder, non-repairable, 1-1/16in bore, 5/16in rod diameter, 1in stroke, double acting, front nose mount. | Stock | 33
A17020DN | NITRA pneumatic cylinder, non-repairable, 1-1/16in bore, 5/16in rod diameter, 2in stroke, double acting, front nose mount. | Stock | 34.5
A17030DN | NITRA pneumatic cylinder, non-repairable, 1-1/16in bore, 5/16in rod diameter, 3in stroke, double acting, front nose mount. | Stock | 38
A17040DN | NITRA pneumatic cylinder, non-repairable, 1-1/16in bore, 5/16in rod diameter, 4in stroke, double acting, front nose mount. | Stock | 33.5
A17050DN | NITRA pneumatic cylinder, non-repairable, 1-1/16in bore, 5/16in rod diameter, 5in stroke, double acting, front nose mount. | Stock | 35.5
A17060DN | NITRA pneumatic cylinder, non-repairable, 1-1/16in bore, 5/16in rod diameter, 6in stroke, double acting, front nose mount. | Stock | 38.5
A17080DN | NITRA pneumatic cylinder, non-repairable, 1-1/16in bore, 5/16in rod diameter, 8in stroke, double acting, front nose mount. | Stock | 53
A17100DN | NITRA pneumatic cylinder, non-repairable, 1-1/16in bore, 5/16in rod diameter, 10in stroke, double acting, front nose mount. | Stock | 47.5
A17120DN | NITRA pneumatic cylinder, non-repairable, 1-1/16in bore, 5/16in rod diameter, 12in stroke, double acting, front nose mount. | Stock | 51
A17010DP | NITRA pneumatic cylinder, non-repairable, 1-1/16in bore, 5/16in rod diameter, 1in stroke, double acting, rear pivot mount. | Stock | 38.5
A17020DP | NITRA pneumatic cylinder, non-repairable, 1-1/16in bore, 5/16in rod diameter, 2in stroke, double acting, rear pivot mount. | Stock | 41
A17030DP | NITRA pneumatic cylinder, non-repairable, 1-1/16in bore, 5/16in rod diameter, 3in stroke, double acting, rear pivot mount. | Stock | 44.5
A17040DP | NITRA pneumatic cylinder, non-repairable, 1-1/16in bore, 5/16in rod diameter, 4in stroke, double acting, rear pivot mount. | Stock | 38.5
A17050DP | NITRA pneumatic cylinder, non-repairable, 1-1/16in bore, 5/16in rod diameter, 5in stroke, double acting, rear pivot mount. | Stock | 40.5
A17060DP | NITRA pneumatic cylinder, non-repairable, 1-1/16in bore, 5/16in rod diameter, 6in stroke, double acting, rear pivot mount. | Stock | 43
A17080DP | NITRA pneumatic cylinder, non-repairable, 1-1/16in bore, 5/16in rod diameter, 8in stroke, double acting, rear pivot mount. | Stock | 48
A17100DP | NITRA pneumatic cylinder, non-repairable, 1-1/16in bore, 5/16in rod diameter, 10in stroke, double acting, rear pivot mount. | Stock | 52
A17120DP | NITRA pneumatic cylinder, non-repairable, 1-1/16in bore, 5/16in rod diameter, 12in stroke, double acting, rear pivot mount. | Stock | 56
A20010DN | NITRA pneumatic cylinder, non-repairable, 1-1/4in bore, 7/16in rod diameter, 1in stroke, double acting, front nose mount. | Stock | 41
A20020DN | NITRA pneumatic cylinder, non-repairable, 1-1/4in bore, 7/16in rod diameter, 2in stroke, double acting, front nose mount. | Stock | 53
A20030DN | NITRA pneumatic cylinder, non-repairable, 1-1/4in bore, 7/16in rod diameter, 3in stroke, double acting, front nose mount. | Stock | 56
A20040DN | NITRA pneumatic cylinder, non-repairable, 1-1/4in bore, 7/16in rod diameter, 4in stroke, double acting, front nose mount. | Stock | 66
A20050DN | NITRA pneumatic cylinder, non-repairable, 1-1/4in bore, 7/16in rod diameter, 5in stroke, double acting, front nose mount. | Stock | 69
A20060DN | NITRA pneumatic cylinder, non-repairable, 1-1/4in bore, 7/16in rod diameter, 6in stroke, double acting, front nose mount. | Stock | 72
A20080DN | NITRA pneumatic cylinder, non-repairable, 1-1/4in bore, 7/16in rod diameter, 8in stroke, double acting, front nose mount. | Stock | 81
A20010DD | NITRA pneumatic cylinder, non-repairable, 1-1/4in bore, 7/16in rod diameter, 1in stroke, double acting, double end mount. | Stock | 48
A20020DD | NITRA pneumatic cylinder, non-repairable, 1-1/4in bore, 7/16in rod diameter, 2in stroke, double acting, double end mount. | Stock | 51
A20030DD | NITRA pneumatic cylinder, non-repairable, 1-1/4in bore, 7/16in rod diameter, 3in stroke, double acting, double end mount. | Stock | 65
A20040DD | NITRA pneumatic cylinder, non-repairable, 1-1/4in bore, 7/16in rod diameter, 4in stroke, double acting, double end mount. | Stock | 75
A20050DD | NITRA pneumatic cylinder, non-repairable, 1-1/4in bore, 7/16in rod diameter, 5in stroke, double acting, double end mount. | Stock | 80
A20060DD | NITRA pneumatic cylinder, non-repairable, 1-1/4in bore, 7/16in rod diameter, 6in stroke, double acting, double end mount. | Stock | 83
A20080DD | NITRA pneumatic cylinder, non-repairable, 1-1/4in bore, 7/16in rod diameter, 8in stroke, double acting, double end mount. | Stock | 92
A20100DD | NITRA pneumatic cylinder, non-repairable, 1-1/4in bore, 7/16in rod diameter, 10in stroke, double acting, double end mount. | Stock | 97
A20120DD | NITRA pneumatic cylinder, non-repairable, 1-1/4in bore, 7/16in rod diameter, 12in stroke, double acting, double end mount. | Stock | 105
A24010DN | NITRA pneumatic cylinder, non-repairable, 1-1/2in bore, 7/16in rod diameter, 1in stroke, double acting, front nose mount. | Stock | 59
A24015DN | NITRA pneumatic cylinder, non-repairable, 1-1/2in bore, 7/16in rod diameter, 1-1/2in stroke, double acting, front nose mount. | Stock | 61
A24020DN | NITRA pneumatic cylinder, non-repairable, 1-1/2in bore, 7/16in rod diameter, 2in stroke, double acting, front nose mount. | Stock | 64
A24030DN | NITRA pneumatic cylinder, non-repairable, 1-1/2in bore, 7/16in rod diameter, 3in stroke, double acting, front nose mount. | Stock | 67
A24040DN | NITRA pneumatic cylinder, non-repairable, 1-1/2in bore, 7/16in rod diameter, 4in stroke, double acting, front nose mount. | Stock | 72
A24050DN | NITRA pneumatic cylinder, non-repairable, 1-1/2in bore, 7/16in rod diameter, 5in stroke, double acting, front nose mount. | Stock | 77
A24060DN | NITRA pneumatic cylinder, non-repairable, 1-1/2in bore, 7/16in rod diameter, 6in stroke, double acting, front nose mount. | Stock | 83
A24070DN | NITRA pneumatic cylinder, non-repairable, 1-1/2in bore, 7/16in rod diameter, 7in stroke, double acting, front nose mount. | Stock | 88
A24080DN | NITRA pneumatic cylinder, non-repairable, 1-1/2in bore, 7/16in rod diameter, 8in stroke, double acting, front nose mount. | Stock | 92
A24090DN | NITRA pneumatic cylinder, non-repairable, 1-1/2in bore, 7/16in rod diameter, 9in stroke, double acting, front nose mount. | Stock | 95
A24100DN | NITRA pneumatic cylinder, non-repairable, 1-1/2in bore, 7/16in rod diameter, 10in stroke, double acting, front nose mount. | Stock | 100
A24110DN | NITRA pneumatic cylinder, non-repairable, 1-1/2in bore, 7/16in rod diameter, 11in stroke, double acting, front nose mount. | Stock | 104
A24120DN | NITRA pneumatic cylinder, non-repairable, 1-1/2in bore, 7/16in rod diameter, 12in stroke, double acting, front nose mount. | Stock | 110
A24010DP | NITRA pneumatic cylinder, non-repairable, 1-1/2in bore, 7/16in rod diameter, 1in stroke, double acting, rear pivot mount. | Stock | 67
A24020DP | NITRA pneumatic cylinder, non-repairable, 1-1/2in bore, 7/16in rod diameter, 2in stroke, double acting, rear pivot mount. | Stock | 70
A24030DP | NITRA pneumatic cylinder, non-repairable, 1-1/2in bore, 7/16in rod diameter, 3in stroke, double acting, rear pivot mount. | Stock | 75
A24040DP | NITRA pneumatic cylinder, non-repairable, 1-1/2in bore, 7/16in rod diameter, 4in stroke, double acting, rear pivot mount. | Stock | 81
A24050DP | NITRA pneumatic cylinder, non-repairable, 1-1/2in bore, 7/16in rod diameter, 5in stroke, double acting, rear pivot mount. | Stock | 84
A24060DP | NITRA pneumatic cylinder, non-repairable, 1-1/2in bore, 7/16in rod diameter, 6in stroke, double acting, rear pivot mount. | Stock | 90
A24070DP | NITRA pneumatic cylinder, non-repairable, 1-1/2in bore, 7/16in rod diameter, 7in stroke, double acting, rear pivot mount. | Stock | 95
A24080DP | NITRA pneumatic cylinder, non-repairable, 1-1/2in bore, 7/16in rod diameter, 8in stroke, double acting, rear pivot mount. | Stock | 99
A24090DP | NITRA pneumatic cylinder, non-repairable, 1-1/2in bore, 7/16in rod diameter, 9in stroke, double acting, rear pivot mount. | Stock | 102
A24100DP | NITRA pneumatic cylinder, non-repairable, 1-1/2in bore, 7/16in rod diameter, 10in stroke, double acting, rear pivot mount. | Stock | 108
A24120DP | NITRA pneumatic cylinder, non-repairable, 1-1/2in bore, 7/16in rod diameter, 12in stroke, double acting, rear pivot mount. | Stock | 115
A32010DN | NITRA pneumatic cylinder, non-repairable, 2in bore, 5/8in rod diameter, 1in stroke, double acting, front nose mount. | Stock | 94
A32020DN | NITRA pneumatic cylinder, non-repairable, 2in bore, 5/8in rod diameter, 2in stroke, double acting, front nose mount. | Stock | 96
A32030DN | NITRA pneumatic cylinder, non-repairable, 2in bore, 5/8in rod diameter, 3in stroke, double acting, front nose mount. | Stock | 102
A32040DN | NITRA pneumatic cylinder, non-repairable, 2in bore, 5/8in rod diameter, 4in stroke, double acting, front nose mount. | Stock | 107
A32050DN | NITRA pneumatic cylinder, non-repairable, 2in bore, 5/8in rod diameter, 5in stroke, double acting, front nose mount. | Stock | 112
A32060DN | NITRA pneumatic cylinder, non-repairable, 2in bore, 5/8in rod diameter, 6in stroke, double acting, front nose mount. | Stock | 117
A32010DD | NITRA pneumatic cylinder, non-repairable, 2in bore, 5/8in rod diameter, 1in stroke, double acting, double end mount. | Stock | 111
A32020DD | NITRA pneumatic cylinder, non-repairable, 2in bore, 5/8in rod diameter, 2in stroke, double acting, double end mount. | Stock | 115
A32030DD | NITRA pneumatic cylinder, non-repairable, 2in bore, 5/8in rod diameter, 3in stroke, double acting, double end mount. | Stock | 119
A32040DD | NITRA pneumatic cylinder, non-repairable, 2in bore, 5/8in rod diameter, 4in stroke, double acting, double end mount. | Stock | 124
A32050DD | NITRA pneumatic cylinder, non-repairable, 2in bore, 5/8in rod diameter, 5in stroke, double acting, double end mount. | Stock | 130
A32060DD | NITRA pneumatic cylinder, non-repairable, 2in bore, 5/8in rod diameter, 6in stroke, double acting, double end mount. | Stock | 136
A32070DD | NITRA pneumatic cylinder, non-repairable, 2in bore, 5/8in rod diameter, 7in stroke, double acting, double end mount. | Stock | 140
A32080DD | NITRA pneumatic cylinder, non-repairable, 2in bore, 5/8in rod diameter, 8in stroke, double acting, double end mount. | Stock | 111
A32100DD | NITRA pneumatic cylinder, non-repairable, 2in bore, 5/8in rod diameter, 10in stroke, double acting, double end mount. | Stock | 157
A32120DD | NITRA pneumatic cylinder, non-repairable, 2in bore, 5/8in rod diameter, 12in stroke, double acting, double end mount. | Stock | 165
A32140DD | NITRA pneumatic cylinder, non-repairable, 2in bore, 5/8in rod diameter, 14in stroke, double acting, double end mount. | Stock | 176
A32160DD | NITRA pneumatic cylinder, non-repairable, 2in bore, 5/8in rod diameter, 16in stroke, double acting, double end mount. | Stock | 185
A32180DD | NITRA pneumatic cylinder, non-repairable, 2in bore, 5/8in rod diameter, 18in stroke, double acting, double end mount. | Stock | 196
A09010DD-M | NITRA pneumatic cylinder, non-repairable, 9/16in bore, 3/16in rod diameter, 1in stroke, double acting, magnetic piston, double end mount. | Stock | 40.5
A09020DD-M | NITRA pneumatic cylinder, non-repairable, 9/16in bore, 3/16in rod diameter, 2in stroke, double acting, magnetic piston, double end mount. | Stock | 43
A09030DD-M | NITRA pneumatic cylinder, non-repairable, 9/16in bore, 3/16in rod diameter, 3in stroke, double acting, magnetic piston, double end mount. | Stock | 45.5
A09040DD-M | NITRA pneumatic cylinder, non-repairable, 9/16in bore, 3/16in rod diameter, 4in stroke, double acting, magnetic piston, double end mount. | Stock | 47.5
A09060DD-M | NITRA pneumatic cylinder, non-repairable, 9/16in bore, 3/16in rod diameter, 6in stroke, double acting, magnetic piston, double end mount. | Stock | 51
A12010DP-M | NITRA pneumatic cylinder, non-repairable, 3/4in bore, 1/4in rod diameter, 1in stroke, double acting, magnetic piston, rear pivot mount. | Stock | 48
A12020DP-M | NITRA pneumatic cylinder, non-repairable, 3/4in bore, 1/4in rod diameter, 2in stroke, double acting, magnetic piston, rear pivot mount. | Stock | 51
A12030DP-M | NITRA pneumatic cylinder, non-repairable, 3/4in bore, 1/4in rod diameter, 3in stroke, double acting, magnetic piston, rear pivot mount. | Stock | 54
A12040DP-M | NITRA pneumatic cylinder, non-repairable, 3/4in bore, 1/4in rod diameter, 4in stroke, double acting, magnetic piston, rear pivot mount. | Stock | 56
A12050DP-M | NITRA pneumatic cylinder, non-repairable, 3/4in bore, 1/4in rod diameter, 5in stroke, double acting, magnetic piston, rear pivot mount. | Stock | 59
A12060DP-M | NITRA pneumatic cylinder, non-repairable, 3/4in bore, 1/4in rod diameter, 6in stroke, double acting, magnetic piston, rear pivot mount. | Stock | 51
A12080DP-M | NITRA pneumatic cylinder, non-repairable, 3/4in bore, 1/4in rod diameter, 8in stroke, double acting, magnetic piston, rear pivot mount. | Stock | 55
A12100DP-M | NITRA pneumatic cylinder, non-repairable, 3/4in bore, 1/4in rod diameter, 10in stroke, double acting, magnetic piston, rear pivot mount. | Stock | 60
A12120DP-M | NITRA pneumatic cylinder, non-repairable, 3/4in bore, 1/4in rod diameter, 12in stroke, double acting, magnetic piston, rear pivot mount. | Stock | 64
A14010DD-M | NITRA pneumatic cylinder, non-repairable, 7/8in bore, 1/4in rod diameter, 1in stroke, double acting, magnetic piston, double end mount. | Stock | 46
A14020DD-M | NITRA pneumatic cylinder, non-repairable, 7/8in bore, 1/4in rod diameter, 2in stroke, double acting, magnetic piston, double end mount. | Stock | 58
A14030DD-M | NITRA pneumatic cylinder, non-repairable, 7/8in bore, 1/4in rod diameter, 3in stroke, double acting, magnetic piston, double end mount. | Stock | 60
A14040DD-M | NITRA pneumatic cylinder, non-repairable, 7/8in bore, 1/4in rod diameter, 4in stroke, double acting, magnetic piston, double end mount. | Stock | 62
A17010DP-M | NITRA pneumatic cylinder, non-repairable, 1-1/16in bore, 5/16in rod diameter, 1in stroke, double acting, magnetic piston, rear pivot mount. | Stock | 57
A17020DP-M | NITRA pneumatic cylinder, non-repairable, 1-1/16in bore, 5/16in rod diameter, 2in stroke, double acting, magnetic piston, rear pivot mount. | Stock | 59
A17030DP-M | NITRA pneumatic cylinder, non-repairable, 1-1/16in bore, 5/16in rod diameter, 3in stroke, double acting, magnetic piston, rear pivot mount. | Stock | 62
A17040DP-M | NITRA pneumatic cylinder, non-repairable, 1-1/16in bore, 5/16in rod diameter, 4in stroke, double acting, magnetic piston, rear pivot mount. | Stock | 54
A17050DP-M | NITRA pneumatic cylinder, non-repairable, 1-1/16in bore, 5/16in rod diameter, 5in stroke, double acting, magnetic piston, rear pivot mount. | Stock | 56
A17060DP-M | NITRA pneumatic cylinder, non-repairable, 1-1/16in bore, 5/16in rod diameter, 6in stroke, double acting, magnetic piston, rear pivot mount. | Stock | 58
A17080DP-M | NITRA pneumatic cylinder, non-repairable, 1-1/16in bore, 5/16in rod diameter, 8in stroke, double acting, magnetic piston, rear pivot mount. | Stock | 62
A17100DP-M | NITRA pneumatic cylinder, non-repairable, 1-1/16in bore, 5/16in rod diameter, 10in stroke, double acting, magnetic piston, rear pivot mount. | Stock | 67
A17120DP-M | NITRA pneumatic cylinder, non-repairable, 1-1/16in bore, 5/16in rod diameter, 12in stroke, double acting, magnetic piston, rear pivot mount. | Stock | 70
A20010DD-M | NITRA pneumatic cylinder, non-repairable, 1-1/4in bore, 7/16in rod diameter, 1in stroke, double acting, magnetic piston, double end mount. | Stock | 64
A20020DD-M | NITRA pneumatic cylinder, non-repairable, 1-1/4in bore, 7/16in rod diameter, 2in stroke, double acting, magnetic piston, double end mount. | Stock | 66
A20030DD-M | NITRA pneumatic cylinder, non-repairable, 1-1/4in bore, 7/16in rod diameter, 3in stroke, double acting, magnetic piston, double end mount. | Stock | 83
A20040DD-M | NITRA pneumatic cylinder, non-repairable, 1-1/4in bore, 7/16in rod diameter, 4in stroke, double acting, magnetic piston, double end mount. | Stock | 96
A20050DD-M | NITRA pneumatic cylinder, non-repairable, 1-1/4in bore, 7/16in rod diameter, 5in stroke, double acting, magnetic piston, double end mount. | Stock | 100
A20060DD-M | NITRA pneumatic cylinder, non-repairable, 1-1/4in bore, 7/16in rod diameter, 6in stroke, double acting, magnetic piston, double end mount. | Stock | 104
A20080DD-M | NITRA pneumatic cylinder, non-repairable, 1-1/4in bore, 7/16in rod diameter, 8in stroke, double acting, magnetic piston, double end mount. | Stock | 111
A20100DD-M | NITRA pneumatic cylinder, non-repairable, 1-1/4in bore, 7/16in rod diameter, 10in stroke, double acting, magnetic piston, double end mount. | Stock | 118
A20120DD-M | NITRA pneumatic cylinder, non-repairable, 1-1/4in bore, 7/16in rod diameter, 12in stroke, double acting, magnetic piston, double end mount. | Stock | 124
A24010DP-M | NITRA pneumatic cylinder, non-repairable, 1-1/2in bore, 7/16in rod diameter, 1in stroke, double acting, magnetic piston, rear pivot mount. | Stock | 93
A24020DP-M | NITRA pneumatic cylinder, non-repairable, 1-1/2in bore, 7/16in rod diameter, 2in stroke, double acting, magnetic piston, rear pivot mount. | Stock | 96
A24030DP-M | NITRA pneumatic cylinder, non-repairable, 1-1/2in bore, 7/16in rod diameter, 3in stroke, double acting, magnetic piston, rear pivot mount. | Stock | 100
A24040DP-M | NITRA pneumatic cylinder, non-repairable, 1-1/2in bore, 7/16in rod diameter, 4in stroke, double acting, magnetic piston, rear pivot mount. | Stock | 105
A24050DP-M | NITRA pneumatic cylinder, non-repairable, 1-1/2in bore, 7/16in rod diameter, 5in stroke, double acting, magnetic piston, rear pivot mount. | Stock | 110
A24060DP-M | NITRA pneumatic cylinder, non-repairable, 1-1/2in bore, 7/16in rod diameter, 6in stroke, double acting, magnetic piston, rear pivot mount. | Stock | 113
A24070DP-M | NITRA pneumatic cylinder, non-repairable, 1-1/2in bore, 7/16in rod diameter, 7in stroke, double acting, magnetic piston, rear pivot mount. | Stock | 118
A24080DP-M | NITRA pneumatic cylinder, non-repairable, 1-1/2in bore, 7/16in rod diameter, 8in stroke, double acting, magnetic piston, rear pivot mount. | Stock | 123
A24090DP-M | NITRA pneumatic cylinder, non-repairable, 1-1/2in bore, 7/16in rod diameter, 9in stroke, double acting, magnetic piston, rear pivot mount. | Stock | 126
A24100DP-M | NITRA pneumatic cylinder, non-repairable, 1-1/2in bore, 7/16in rod diameter, 10in stroke, double acting, magnetic piston, rear pivot mount. | Stock | 131
A24120DP-M | NITRA pneumatic cylinder, non-repairable, 1-1/2in bore, 7/16in rod diameter, 12in stroke, double acting, magnetic piston, rear pivot mount. | Stock | 140
A32010DD-M | NITRA pneumatic cylinder, non-repairable, 2in bore, 5/8in rod diameter, 1in stroke, double acting, magnetic piston, double end mount. | Stock | 139
A32020DD-M | NITRA pneumatic cylinder, non-repairable, 2in bore, 5/8in rod diameter, 2in stroke, double acting, magnetic piston, double end mount. | Stock | 144
A32030DD-M | NITRA pneumatic cylinder, non-repairable, 2in bore, 5/8in rod diameter, 3in stroke, double acting, magnetic piston, double end mount. | Stock | 150
A32040DD-M | NITRA pneumatic cylinder, non-repairable, 2in bore, 5/8in rod diameter, 4in stroke, double acting, magnetic piston, double end mount. | Stock | 153
A32050DD-M | NITRA pneumatic cylinder, non-repairable, 2in bore, 5/8in rod diameter, 5in stroke, double acting, magnetic piston, double end mount. | Stock | 159
A32060DD-M | NITRA pneumatic cylinder, non-repairable, 2in bore, 5/8in rod diameter, 6in stroke, double acting, magnetic piston, double end mount. | Stock | 164
A32070DD-M | NITRA pneumatic cylinder, non-repairable, 2in bore, 5/8in rod diameter, 7in stroke, double acting, magnetic piston, double end mount. | Stock | 170
A32080DD-M | NITRA pneumatic cylinder, non-repairable, 2in bore, 5/8in rod diameter, 8in stroke, double acting, magnetic piston, double end mount. | Stock | 130
A32100DD-M | NITRA pneumatic cylinder, non-repairable, 2in bore, 5/8in rod diameter, 10in stroke, double acting, magnetic piston, double end mount. | Stock | 184
A32120DD-M | NITRA pneumatic cylinder, non-repairable, 2in bore, 5/8in rod diameter, 12in stroke, double acting, magnetic piston, double end mount. | Stock | 194
A32140DD-M | NITRA pneumatic cylinder, non-repairable, 2in bore, 5/8in rod diameter, 14in stroke, double acting, magnetic piston, double end mount. | Stock | 153
A32160DD-M | NITRA pneumatic cylinder, non-repairable, 2in bore, 5/8in rod diameter, 16in stroke, double acting, magnetic piston, double end mount. | Stock | 214
A32180DD-M | NITRA pneumatic cylinder, non-repairable, 2in bore, 5/8in rod diameter, 18in stroke, double acting, magnetic piston, double end mount. | Stock | 224
ISO 6432 Non-repairable Pneumatic Air Cylinders
1120120050XP | Metal Work pneumatic cylinder, ISO 6432 non-repairable, 12mm bore, 6mm rod diameter, 50mm stroke, double acting, magnetic piston, universal mount. | Stock | 37
1120120075XP | Metal Work pneumatic cylinder, ISO 6432 non-repairable, 12mm bore, 6mm rod diameter, 75mm stroke, double acting, magnetic piston, universal mount. | Stock | 38
1120120100XP | Metal Work pneumatic cylinder, ISO 6432 non-repairable, 12mm bore, 6mm rod diameter, 100mm stroke, double acting, magnetic piston, universal mount. | Stock | 38.5
1120120125XP | Metal Work pneumatic cylinder, ISO 6432 non-repairable, 12mm bore, 6mm rod diameter, 125mm stroke, double acting, magnetic piston, universal mount. | Stock | 40
1120120150XP | Metal Work pneumatic cylinder, ISO 6432 non-repairable, 12mm bore, 6mm rod diameter, 150mm stroke, double acting, magnetic piston, universal mount. | Stock | 42
1120120200XP | Metal Work pneumatic cylinder, ISO 6432 non-repairable, 12mm bore, 6mm rod diameter, 200mm stroke, double acting, magnetic piston, universal mount. | Stock | 43
1120160050XP | Metal Work pneumatic cylinder, ISO 6432 non-repairable, 16mm bore, 6mm rod diameter, 50mm stroke, double acting, magnetic piston, universal mount. | Stock | 39
1120160075XP | Metal Work pneumatic cylinder, ISO 6432 non-repairable, 16mm bore, 6mm rod diameter, 75mm stroke, double acting, magnetic piston, universal mount. | Stock | 40.5
1120160100XP | Metal Work pneumatic cylinder, ISO 6432 non-repairable, 16mm bore, 6mm rod diameter, 100mm stroke, double acting, magnetic piston, universal mount. | Stock | 41
1120160125XP | Metal Work pneumatic cylinder, ISO 6432 non-repairable, 16mm bore, 6mm rod diameter, 125mm stroke, double acting, magnetic piston, universal mount. | Stock | 42.5
1120160150XP | Metal Work pneumatic cylinder, ISO 6432 non-repairable, 16mm bore, 6mm rod diameter, 150mm stroke, double acting, magnetic piston, universal mount. | Stock | 46.5
1120160200XP | Metal Work pneumatic cylinder, ISO 6432 non-repairable, 16mm bore, 6mm rod diameter, 200mm stroke, double acting, magnetic piston, universal mount. | Stock | 46.5
1120200050XP | Metal Work pneumatic cylinder, ISO 6432 non-repairable, 20mm bore, 8mm rod diameter, 50mm stroke, double acting, magnetic piston, universal mount. | Stock | 42
1120200075XP | Metal Work pneumatic cylinder, ISO 6432 non-repairable, 20mm bore, 8mm rod diameter, 75mm stroke, double acting, magnetic piston, universal mount. | Stock | 44
1120200100XP | Metal Work pneumatic cylinder, ISO 6432 non-repairable, 20mm bore, 8mm rod diameter, 100mm stroke, double acting, magnetic piston, universal mount. | Stock | 45
1120200125XP | Metal Work pneumatic cylinder, ISO 6432 non-repairable, 20mm bore, 8mm rod diameter, 125mm stroke, double acting, magnetic piston, universal mount. | Stock | 46
1120200150XP | Metal Work pneumatic cylinder, ISO 6432 non-repairable, 20mm bore, 8mm rod diameter, 150mm stroke, double acting, magnetic piston, universal mount. | Stock | 48
1120200200XP | Metal Work pneumatic cylinder, ISO 6432 non-repairable, 20mm bore, 8mm rod diameter, 200mm stroke, double acting, magnetic piston, universal mount. | Stock | 51
1120200250XP | Metal Work pneumatic cylinder, ISO 6432 non-repairable, 20mm bore, 8mm rod diameter, 250mm stroke, double acting, magnetic piston, universal mount. | Stock | 63
1120200300XP | Metal Work pneumatic cylinder, ISO 6432 non-repairable, 20mm bore, 8mm rod diameter, 300mm stroke, double acting, magnetic piston, universal mount. | Stock | 67
1120250050XP | Metal Work pneumatic cylinder, ISO 6432 non-repairable, 25mm bore, 10mm rod diameter, 50mm stroke, double acting, magnetic piston, universal mount. | Stock | 47
1120250075XP | Metal Work pneumatic cylinder, ISO 6432 non-repairable, 25mm bore, 10mm rod diameter, 75mm stroke, double acting, magnetic piston, universal mount. | Stock | 49.5
1120250100XP | Metal Work pneumatic cylinder, ISO 6432 non-repairable, 25mm bore, 10mm rod diameter, 100mm stroke, double acting, magnetic piston, universal mount. | Stock | 50
1120250125XP | Metal Work pneumatic cylinder, ISO 6432 non-repairable, 25mm bore, 10mm rod diameter, 125mm stroke, double acting, magnetic piston, universal mount. | Stock | 52
1120250150XP | Metal Work pneumatic cylinder, ISO 6432 non-repairable, 25mm bore, 10mm rod diameter, 150mm stroke, double acting, magnetic piston, universal mount. | Stock | 56
1120250200XP | Metal Work pneumatic cylinder, ISO 6432 non-repairable, 25mm bore, 10mm rod diameter, 200mm stroke, double acting, magnetic piston, universal mount. | Stock | 58
1120250250XP | Metal Work pneumatic cylinder, ISO 6432 non-repairable, 25mm bore, 10mm rod diameter, 250mm stroke, double acting, magnetic piston, universal mount. | Stock | 72
1120250300XP | Metal Work pneumatic cylinder, ISO 6432 non-repairable, 25mm bore, 10mm rod diameter, 300mm stroke, double acting, magnetic piston, universal mount. | Stock | 77
Compact Pneumatic Air Cylinders
C090025D | NITRA pneumatic cylinder, compact, 9/16in bore, 1/4in rod diameter, 1/4in stroke, double acting, counter-bored holes mount. | Stock | 58
C09005D | NITRA pneumatic cylinder, compact, 9/16in bore, 1/4in rod diameter, 1/2in stroke, double acting, counter-bored holes mount. | Stock | 58
C12005D | NITRA pneumatic cylinder, compact, 3/4in bore, 5/16in rod diameter, 1/2in stroke, double acting, counter-bored holes mount. | Stock | 60
C120075D | NITRA pneumatic cylinder, compact, 3/4in bore, 5/16in rod diameter, 3/4in stroke, double acting, counter-bored holes mount. | Stock | 61
C12010D | NITRA pneumatic cylinder, compact, 3/4in bore, 5/16in rod diameter, 1in stroke, double acting, counter-bored holes mount. | Stock | 63
C12015D | NITRA pneumatic cylinder, compact, 3/4in bore, 5/16in rod diameter, 1-1/2in stroke, double acting, counter-bored holes mount. | Stock | 65
C170025D | NITRA pneumatic cylinder, compact, 1-1/16in bore, 1/2in rod diameter, 1/4in stroke, double acting, counter-bored holes mount. | Stock | 77
C17005D | NITRA pneumatic cylinder, compact, 1-1/16in bore, 1/2in rod diameter, 1/2in stroke, double acting, counter-bored holes mount. | Stock | 77
C170075D | NITRA pneumatic cylinder, compact, 1-1/16in bore, 1/2in rod diameter, 3/4in stroke, double acting, counter-bored holes mount. | Stock | 77
C17010D | NITRA pneumatic cylinder, compact, 1-1/16in bore, 1/2in rod diameter, 1in stroke, double acting, counter-bored holes mount. | Stock | 79
C17015D | NITRA pneumatic cylinder, compact, 1-1/16in bore, 1/2in rod diameter, 1-1/2in stroke, double acting, counter-bored holes mount. | Stock | 80
C17020D | NITRA pneumatic cylinder, compact, 1-1/16in bore, 1/2in rod diameter, 2in stroke, double acting, counter-bored holes mount. | Stock | 82
C17025D | NITRA pneumatic cylinder, compact, 1-1/16in bore, 1/2in rod diameter, 2-1/2in stroke, double acting, counter-bored holes mount. | Stock | 84
C17030D | NITRA pneumatic cylinder, compact, 1-1/16in bore, 1/2in rod diameter, 3in stroke, double acting, counter-bored holes mount. | Stock | 89
C24005D | NITRA pneumatic cylinder, compact, 1-1/2in bore, 5/8in rod diameter, 1/2in stroke, double acting, counter-bored holes mount. | Stock | 94
C240075D | NITRA pneumatic cylinder, compact, 1-1/2in bore, 5/8in rod diameter, 3/4in stroke, double acting, counter-bored holes mount. | Stock | 94
C24010D | NITRA pneumatic cylinder, compact, 1-1/2in bore, 5/8in rod diameter, 1in stroke, double acting, counter-bored holes mount. | Stock | 94
C24015D | NITRA pneumatic cylinder, compact, 1-1/2in bore, 5/8in rod diameter, 1-1/2in stroke, double acting, counter-bored holes mount. | Stock | 98
C24020D | NITRA pneumatic cylinder, compact, 1-1/2in bore, 5/8in rod diameter, 2in stroke, double acting, counter-bored holes mount. | Stock | 102
C24025D | NITRA pneumatic cylinder, compact, 1-1/2in bore, 5/8in rod diameter, 2-1/2in stroke, double acting, counter-bored holes mount. | Stock | 105
C24030D | NITRA pneumatic cylinder, compact, 1-1/2in bore, 5/8in rod diameter, 3in stroke, double acting, counter-bored holes mount. | Stock | 110
C24035D | NITRA pneumatic cylinder, compact, 1-1/2in bore, 5/8in rod diameter, 3-1/2in stroke, double acting, counter-bored holes mount. | Stock | 114
C24040D | NITRA pneumatic cylinder, compact, 1-1/2in bore, 5/8in rod diameter, 4in stroke, double acting, counter-bored holes mount. | Stock | 117
C32005D | NITRA pneumatic cylinder, compact, 2in bore, 3/4in rod diameter, 1/2in stroke, double acting, counter-bored holes mount. | Stock | 110
C320075D | NITRA pneumatic cylinder, compact, 2in bore, 3/4in rod diameter, 3/4in stroke, double acting, counter-bored holes mount. | Stock | 111
C32010D | NITRA pneumatic cylinder, compact, 2in bore, 3/4in rod diameter, 1in stroke, double acting, counter-bored holes mount. | Stock | 112
C32015D | NITRA pneumatic cylinder, compact, 2in bore, 3/4in rod diameter, 1-1/2in stroke, double acting, counter-bored holes mount. | Stock | 118
C32020D | NITRA pneumatic cylinder, compact, 2in bore, 3/4in rod diameter, 2in stroke, double acting, counter-bored holes mount. | Stock | 124
C32025D | NITRA pneumatic cylinder, compact, 2in bore, 3/4in rod diameter, 2-1/2in stroke, double acting, counter-bored holes mount. | Stock | 129
C32030D | NITRA pneumatic cylinder, compact, 2in bore, 3/4in rod diameter, 3in stroke, double acting, counter-bored holes mount. | Stock | 135
C32035D | NITRA pneumatic cylinder, compact, 2in bore, 3/4in rod diameter, 3-1/2in stroke, double acting, counter-bored holes mount. | Stock | 141
C40005D | NITRA pneumatic cylinder, compact, 2-1/2in bore, 3/4in rod diameter, 1/2in stroke, double acting, counter-bored holes mount. | Stock | 140
C40010D | NITRA pneumatic cylinder, compact, 2-1/2in bore, 3/4in rod diameter, 1in stroke, double acting, counter-bored holes mount. | Stock | 146
C40020D | NITRA pneumatic cylinder, compact, 2-1/2in bore, 3/4in rod diameter, 2in stroke, double acting, counter-bored holes mount. | Stock | 154
C40025D | NITRA pneumatic cylinder, compact, 2-1/2in bore, 3/4in rod diameter, 2-1/2in stroke, double acting, counter-bored holes mount. | Stock | 163
C48005D | NITRA pneumatic cylinder, compact, 3in bore, 3/4in rod diameter, 1/2in stroke, double acting, counter-bored holes mount. | Stock | 167
C48010D | NITRA pneumatic cylinder, compact, 3in bore, 3/4in rod diameter, 1in stroke, double acting, counter-bored holes mount. | Stock | 170
NFPA Tie Rod Pneumatic Air Cylinders
D224010DT-M | NITRA pneumatic cylinder, heavy duty NFPA tie rod, 1-1/2in bore, 5/8in rod diameter, 1in stroke, double acting, magnetic piston, tapped end caps mount. | Stock | 208
D224010DT-MC | NITRA pneumatic cylinder, heavy duty NFPA tie rod, 1-1/2in bore, 5/8in rod diameter, 1in stroke, double acting, magnetic piston, adjustable cushions, tapped end caps mount. | Stock | 286
D224020DT-M | NITRA pneumatic cylinder, heavy duty NFPA tie rod, 1-1/2in bore, 5/8in rod diameter, 2in stroke, double acting, magnetic piston, tapped end caps mount. | Stock | 215
D224020DT-MC | NITRA pneumatic cylinder, heavy duty NFPA tie rod, 1-1/2in bore, 5/8in rod diameter, 2in stroke, double acting, magnetic piston, adjustable cushions, tapped end caps mount. | Stock | 294
D224030DT-M | NITRA pneumatic cylinder, heavy duty NFPA tie rod, 1-1/2in bore, 5/8in rod diameter, 3in stroke, double acting, magnetic piston, tapped end caps mount. | Stock | 222
D224030DT-MC | NITRA pneumatic cylinder, heavy duty NFPA tie rod, 1-1/2in bore, 5/8in rod diameter, 3in stroke, double acting, magnetic piston, adjustable cushions, tapped end caps mount. | Stock | 301
D224040DT-M | NITRA pneumatic cylinder, heavy duty NFPA tie rod, 1-1/2in bore, 5/8in rod diameter, 4in stroke, double acting, magnetic piston, tapped end caps mount. | Stock | 228
D224040DT-MC | NITRA pneumatic cylinder, heavy duty NFPA tie rod, 1-1/2in bore, 5/8in rod diameter, 4in stroke, double acting, magnetic piston, adjustable cushions, tapped end caps mount. | Stock | 308
D224050DT-M | NITRA pneumatic cylinder, heavy duty NFPA tie rod, 1-1/2in bore, 5/8in rod diameter, 5in stroke, double acting, magnetic piston, tapped end caps mount. | Stock | 235
D224050DT-MC | NITRA pneumatic cylinder, heavy duty NFPA tie rod, 1-1/2in bore, 5/8in rod diameter, 5in stroke, double acting, magnetic piston, adjustable cushions, tapped end caps mount. | Stock | 315
D224060DT-M | NITRA pneumatic cylinder, heavy duty NFPA tie rod, 1-1/2in bore, 5/8in rod diameter, 6in stroke, double acting, magnetic piston, tapped end caps mount. | Stock | 242
D224060DT-MC | NITRA pneumatic cylinder, heavy duty NFPA tie rod, 1-1/2in bore, 5/8in rod diameter, 6in stroke, double acting, magnetic piston, adjustable cushions, tapped end caps mount. | Stock | 322
D224070DT-M | NITRA pneumatic cylinder, heavy duty NFPA tie rod, 1-1/2in bore, 5/8in rod diameter, 7in stroke, double acting, magnetic piston, tapped end caps mount. | Stock | 250
D224070DT-MC | NITRA pneumatic cylinder, heavy duty NFPA tie rod, 1-1/2in bore, 5/8in rod diameter, 7in stroke, double acting, magnetic piston, adjustable cushions, tapped end caps mount. | Stock | 330
D224080DT-M | NITRA pneumatic cylinder, heavy duty NFPA tie rod, 1-1/2in bore, 5/8in rod diameter, 8in stroke, double acting, magnetic piston, tapped end caps mount. | Stock | 256
D224080DT-MC | NITRA pneumatic cylinder, heavy duty NFPA tie rod, 1-1/2in bore, 5/8in rod diameter, 8in stroke, double acting, magnetic piston, adjustable cushions, tapped end caps mount. | Stock | 335
D224100DT-M | NITRA pneumatic cylinder, heavy duty NFPA tie rod, 1-1/2in bore, 5/8in rod diameter, 10in stroke, double acting, magnetic piston, tapped end caps mount. | Stock | 270
D224100DT-MC | NITRA pneumatic cylinder, heavy duty NFPA tie rod, 1-1/2in bore, 5/8in rod diameter, 10in stroke, double acting, magnetic piston, adjustable cushions, tapped end caps mount. | Stock | 351
D224120DT-M | NITRA pneumatic cylinder, heavy duty NFPA tie rod, 1-1/2in bore, 5/8in rod diameter, 12in stroke, double acting, magnetic piston, tapped end caps mount. | Stock | 283
D224120DT-MC | NITRA pneumatic cylinder, heavy duty NFPA tie rod, 1-1/2in bore, 5/8in rod diameter, 12in stroke, double acting, magnetic piston, adjustable cushions, tapped end caps mount. | Stock | 365
D224140DT-M | NITRA pneumatic cylinder, heavy duty NFPA tie rod, 1-1/2in bore, 5/8in rod diameter, 14in stroke, double acting, magnetic piston, tapped end caps mount. | Stock | 298
D224140DT-MC | NITRA pneumatic cylinder, heavy duty NFPA tie rod, 1-1/2in bore, 5/8in rod diameter, 14in stroke, double acting, magnetic piston, adjustable cushions, tapped end caps mount. | Stock | 378
D224160DT-M | NITRA pneumatic cylinder, heavy duty NFPA tie rod, 1-1/2in bore, 5/8in rod diameter, 16in stroke, double acting, magnetic piston, tapped end caps mount. | Stock | 310
D224160DT-MC | NITRA pneumatic cylinder, heavy duty NFPA tie rod, 1-1/2in bore, 5/8in rod diameter, 16in stroke, double acting, magnetic piston, adjustable cushions, tapped end caps mount. | Stock | 393
D224180DT-M | NITRA pneumatic cylinder, heavy duty NFPA tie rod, 1-1/2in bore, 5/8in rod diameter, 18in stroke, double acting, magnetic piston, tapped end caps mount. | Stock | 324
D224180DT-MC | NITRA pneumatic cylinder, heavy duty NFPA tie rod, 1-1/2in bore, 5/8in rod diameter, 18in stroke, double acting, magnetic piston, adjustable cushions, tapped end caps mount. | Stock | 407
D224200DT-M | NITRA pneumatic cylinder, heavy duty NFPA tie rod, 1-1/2in bore, 5/8in rod diameter, 20in stroke, double acting, magnetic piston, tapped end caps mount. | Stock | 339
D224200DT-MC | NITRA pneumatic cylinder, heavy duty NFPA tie rod, 1-1/2in bore, 5/8in rod diameter, 20in stroke, double acting, magnetic piston, adjustable cushions, tapped end caps mount. | Stock | 421
D224220DT-M | NITRA pneumatic cylinder, heavy duty NFPA tie rod, 1-1/2in bore, 5/8in rod diameter, 22in stroke, double acting, magnetic piston, tapped end caps mount. | Stock | 352
D224220DT-MC | NITRA pneumatic cylinder, heavy duty NFPA tie rod, 1-1/2in bore, 5/8in rod diameter, 22in stroke, double acting, magnetic piston, adjustable cushions, tapped end caps mount. | Stock | 436
D224240DT-M | NITRA pneumatic cylinder, heavy duty NFPA tie rod, 1-1/2in bore, 5/8in rod diameter, 24in stroke, double acting, magnetic piston, tapped end caps mount. | Stock | 365
D224240DT-MC | NITRA pneumatic cylinder, heavy duty NFPA tie rod, 1-1/2in bore, 5/8in rod diameter, 24in stroke, double acting, magnetic piston, adjustable cushions, tapped end caps mount. | Stock | 449
D224280DT-M | NITRA pneumatic cylinder, heavy duty NFPA tie rod, 1-1/2in bore, 5/8in rod diameter, 28in stroke, double acting, magnetic piston, tapped end caps mount. | Stock | 393
D224280DT-MC | NITRA pneumatic cylinder, heavy duty NFPA tie rod, 1-1/2in bore, 5/8in rod diameter, 28in stroke, double acting, magnetic piston, adjustable cushions, tapped end caps mount. | Stock | 479
D224320DT-M | NITRA pneumatic cylinder, heavy duty NFPA tie rod, 1-1/2in bore, 5/8in rod diameter, 32in stroke, double acting, magnetic piston, tapped end caps mount. | Stock | 419
D224320DT-MC | NITRA pneumatic cylinder, heavy duty NFPA tie rod, 1-1/2in bore, 5/8in rod diameter, 32in stroke, double acting, magnetic piston, adjustable cushions, tapped end caps mount. | Stock | 506
D232010DT-M | NITRA pneumatic cylinder, heavy duty NFPA tie rod, 2in bore, 5/8in rod diameter, 1in stroke, double acting, magnetic piston, tapped end caps mount. | Stock | 237
D232020DT-M | NITRA pneumatic cylinder, heavy duty NFPA tie rod, 2in bore, 5/8in rod diameter, 2in stroke, double acting, magnetic piston, tapped end caps mount. | Stock | 245
D232020DT-MC | NITRA pneumatic cylinder, heavy duty NFPA tie rod, 2in bore, 5/8in rod diameter, 2in stroke, double acting, magnetic piston, adjustable cushions, tapped end caps mount. | Stock | 324
D232030DT-M | NITRA pneumatic cylinder, heavy duty NFPA tie rod, 2in bore, 5/8in rod diameter, 3in stroke, double acting, magnetic piston, tapped end caps mount. | Stock | 252
D232030DT-MC | NITRA pneumatic cylinder, heavy duty NFPA tie rod, 2in bore, 5/8in rod diameter, 3in stroke, double acting, magnetic piston, adjustable cushions, tapped end caps mount. | Stock | 332
D232040DT-M | NITRA pneumatic cylinder, heavy duty NFPA tie rod, 2in bore, 5/8in rod diameter, 4in stroke, double acting, magnetic piston, tapped end caps mount. | Stock | 259
D232040DT-MC | NITRA pneumatic cylinder, heavy duty NFPA tie rod, 2in bore, 5/8in rod diameter, 4in stroke, double acting, magnetic piston, adjustable cushions, tapped end caps mount. | Stock | 340
D232050DT-M | NITRA pneumatic cylinder, heavy duty NFPA tie rod, 2in bore, 5/8in rod diameter, 5in stroke, double acting, magnetic piston, tapped end caps mount. | Stock | 266
D232050DT-MC | NITRA pneumatic cylinder, heavy duty NFPA tie rod, 2in bore, 5/8in rod diameter, 5in stroke, double acting, magnetic piston, adjustable cushions, tapped end caps mount. | Stock | 347
D232060DT-M | NITRA pneumatic cylinder, heavy duty NFPA tie rod, 2in bore, 5/8in rod diameter, 6in stroke, double acting, magnetic piston, tapped end caps mount. | Stock | 276
D232060DT-MC | NITRA pneumatic cylinder, heavy duty NFPA tie rod, 2in bore, 5/8in rod diameter, 6in stroke, double acting, magnetic piston, adjustable cushions, tapped end caps mount. | Stock | 355
D232070DT-M | NITRA pneumatic cylinder, heavy duty NFPA tie rod, 2in bore, 5/8in rod diameter, 7in stroke, double acting, magnetic piston, tapped end caps mount. | Stock | 282
D232070DT-MC | NITRA pneumatic cylinder, heavy duty NFPA tie rod, 2in bore, 5/8in rod diameter, 7in stroke, double acting, magnetic piston, adjustable cushions, tapped end caps mount. | Stock | 363
D232080DT-M | NITRA pneumatic cylinder, heavy duty NFPA tie rod, 2in bore, 5/8in rod diameter, 8in stroke, double acting, magnetic piston, tapped end caps mount. | Stock | 288
D232080DT-MC | NITRA pneumatic cylinder, heavy duty NFPA tie rod, 2in bore, 5/8in rod diameter, 8in stroke, double acting, magnetic piston, adjustable cushions, tapped end caps mount. | Stock | 370
D232100DT-M | NITRA pneumatic cylinder, heavy duty NFPA tie rod, 2in bore, 5/8in rod diameter, 10in stroke, double acting, magnetic piston, tapped end caps mount. | Stock | 303
D232100DT-MC | NITRA pneumatic cylinder, heavy duty NFPA tie rod, 2in bore, 5/8in rod diameter, 10in stroke, double acting, magnetic piston, adjustable cushions, tapped end caps mount. | Stock | 385
D232120DT-M | NITRA pneumatic cylinder, heavy duty NFPA tie rod, 2in bore, 5/8in rod diameter, 12in stroke, double acting, magnetic piston, tapped end caps mount. | Stock | 318
D232120DT-MC | NITRA pneumatic cylinder, heavy duty NFPA tie rod, 2in bore, 5/8in rod diameter, 12in stroke, double acting, magnetic piston, adjustable cushions, tapped end caps mount. | Stock | 401
D232140DT-M | NITRA pneumatic cylinder, heavy duty NFPA tie rod, 2in bore, 5/8in rod diameter, 14in stroke, double acting, magnetic piston, tapped end caps mount. | Stock | 332
D232140DT-MC | NITRA pneumatic cylinder, heavy duty NFPA tie rod, 2in bore, 5/8in rod diameter, 14in stroke, double acting, magnetic piston, adjustable cushions, tapped end caps mount. | Stock | 415
D232160DT-M | NITRA pneumatic cylinder, heavy duty NFPA tie rod, 2in bore, 5/8in rod diameter, 16in stroke, double acting, magnetic piston, tapped end caps mount. | Stock | 347
D232160DT-MC | NITRA pneumatic cylinder, heavy duty NFPA tie rod, 2in bore, 5/8in rod diameter, 16in stroke, double acting, magnetic piston, adjustable cushions, tapped end caps mount. | Stock | 432
D232180DT-M | NITRA pneumatic cylinder, heavy duty NFPA tie rod, 2in bore, 5/8in rod diameter, 18in stroke, double acting, magnetic piston, tapped end caps mount. | Stock | 362
D232180DT-MC | NITRA pneumatic cylinder, heavy duty NFPA tie rod, 2in bore, 5/8in rod diameter, 18in stroke, double acting, magnetic piston, adjustable cushions, tapped end caps mount. | Stock | 446
D232200DT-M | NITRA pneumatic cylinder, heavy duty NFPA tie rod, 2in bore, 5/8in rod diameter, 20in stroke, double acting, magnetic piston, tapped end caps mount. | Stock | 376
D232200DT-MC | NITRA pneumatic cylinder, heavy duty NFPA tie rod, 2in bore, 5/8in rod diameter, 20in stroke, double acting, magnetic piston, adjustable cushions, tapped end caps mount. | Stock | 460
D232220DT-M | NITRA pneumatic cylinder, heavy duty NFPA tie rod, 2in bore, 5/8in rod diameter, 22in stroke, double acting, magnetic piston, tapped end caps mount. | Stock | 392
D232220DT-MC | NITRA pneumatic cylinder, heavy duty NFPA tie rod, 2in bore, 5/8in rod diameter, 22in stroke, double acting, magnetic piston, adjustable cushions, tapped end caps mount. | Stock | 477
D232240DT-M | NITRA pneumatic cylinder, heavy duty NFPA tie rod, 2in bore, 5/8in rod diameter, 24in stroke, double acting, magnetic piston, tapped end caps mount. | Stock | 407
D232240DT-MC | NITRA pneumatic cylinder, heavy duty NFPA tie rod, 2in bore, 5/8in rod diameter, 24in stroke, double acting, magnetic piston, adjustable cushions, tapped end caps mount. | Stock | 491
D232280DT-M | NITRA pneumatic cylinder, heavy duty NFPA tie rod, 2in bore, 5/8in rod diameter, 28in stroke, double acting, magnetic piston, tapped end caps mount. | Stock | 435
D232280DT-MC | NITRA pneumatic cylinder, heavy duty NFPA tie rod, 2in bore, 5/8in rod diameter, 28in stroke, double acting, magnetic piston, adjustable cushions, tapped end caps mount. | Stock | 521
D232320DT-M | NITRA pneumatic cylinder, heavy duty NFPA tie rod, 2in bore, 5/8in rod diameter, 32in stroke, double acting, magnetic piston, tapped end caps mount. | Stock | 464
D232320DT-MC | NITRA pneumatic cylinder, heavy duty NFPA tie rod, 2in bore, 5/8in rod diameter, 32in stroke, double acting, magnetic piston, adjustable cushions, tapped end caps mount. | Stock | 553
D240010DT-M | NITRA pneumatic cylinder, heavy duty NFPA tie rod, 2-1/2in bore, 5/8in rod diameter, 1in stroke, double acting, magnetic piston, tapped end caps mount. | Stock | 260
D240020DT-M | NITRA pneumatic cylinder, heavy duty NFPA tie rod, 2-1/2in bore, 5/8in rod diameter, 2in stroke, double acting, magnetic piston, tapped end caps mount. | Stock | 269
D240020DT-MC | NITRA pneumatic cylinder, heavy duty NFPA tie rod, 2-1/2in bore, 5/8in rod diameter, 2in stroke, double acting, magnetic piston, adjustable cushions, tapped end caps mount. | Stock | 350
D240030DT-M | NITRA pneumatic cylinder, heavy duty NFPA tie rod, 2-1/2in bore, 5/8in rod diameter, 3in stroke, double acting, magnetic piston, tapped end caps mount. | Stock | 277
D240030DT-MC | NITRA pneumatic cylinder, heavy duty NFPA tie rod, 2-1/2in bore, 5/8in rod diameter, 3in stroke, double acting, magnetic piston, adjustable cushions, tapped end caps mount. | Stock | 356
D240040DT-M | NITRA pneumatic cylinder, heavy duty NFPA tie rod, 2-1/2in bore, 5/8in rod diameter, 4in stroke, double acting, magnetic piston, tapped end caps mount. | Stock | 283
D240040DT-MC | NITRA pneumatic cylinder, heavy duty NFPA tie rod, 2-1/2in bore, 5/8in rod diameter, 4in stroke, double acting, magnetic piston, adjustable cushions, tapped end caps mount. | Stock | 366
D240050DT-M | NITRA pneumatic cylinder, heavy duty NFPA tie rod, 2-1/2in bore, 5/8in rod diameter, 5in stroke, double acting, magnetic piston, tapped end caps mount. | Stock | 293
D240050DT-MC | NITRA pneumatic cylinder, heavy duty NFPA tie rod, 2-1/2in bore, 5/8in rod diameter, 5in stroke, double acting, magnetic piston, adjustable cushions, tapped end caps mount. | Stock | 374
D240060DT-M | NITRA pneumatic cylinder, heavy duty NFPA tie rod, 2-1/2in bore, 5/8in rod diameter, 6in stroke, double acting, magnetic piston, tapped end caps mount. | Stock | 300
D240060DT-MC | NITRA pneumatic cylinder, heavy duty NFPA tie rod, 2-1/2in bore, 5/8in rod diameter, 6in stroke, double acting, magnetic piston, adjustable cushions, tapped end caps mount. | Stock | 382
D240070DT-M | NITRA pneumatic cylinder, heavy duty NFPA tie rod, 2-1/2in bore, 5/8in rod diameter, 7in stroke, double acting, magnetic piston, tapped end caps mount. | Stock | 308
D240070DT-MC | NITRA pneumatic cylinder, heavy duty NFPA tie rod, 2-1/2in bore, 5/8in rod diameter, 7in stroke, double acting, magnetic piston, adjustable cushions, tapped end caps mount. | Stock | 391
D240080DT-M | NITRA pneumatic cylinder, heavy duty NFPA tie rod, 2-1/2in bore, 5/8in rod diameter, 8in stroke, double acting, magnetic piston, tapped end caps mount. | Stock | 315
D240080DT-MC | NITRA pneumatic cylinder, heavy duty NFPA tie rod, 2-1/2in bore, 5/8in rod diameter, 8in stroke, double acting, magnetic piston, adjustable cushions, tapped end caps mount. | Stock | 397
D240100DT-M | NITRA pneumatic cylinder, heavy duty NFPA tie rod, 2-1/2in bore, 5/8in rod diameter, 10in stroke, double acting, magnetic piston, tapped end caps mount. | Stock | 331
D240100DT-MC | NITRA pneumatic cylinder, heavy duty NFPA tie rod, 2-1/2in bore, 5/8in rod diameter, 10in stroke, double acting, magnetic piston, adjustable cushions, tapped end caps mount. | Stock | 413
D240120DT-M | NITRA pneumatic cylinder, heavy duty NFPA tie rod, 2-1/2in bore, 5/8in rod diameter, 12in stroke, double acting, magnetic piston, tapped end caps mount. | Stock | 346
D240120DT-MC | NITRA pneumatic cylinder, heavy duty NFPA tie rod, 2-1/2in bore, 5/8in rod diameter, 12in stroke, double acting, magnetic piston, adjustable cushions, tapped end caps mount. | Stock | 429
D240140DT-M | NITRA pneumatic cylinder, heavy duty NFPA tie rod, 2-1/2in bore, 5/8in rod diameter, 14in stroke, double acting, magnetic piston, tapped end caps mount. | Stock | 362
D240140DT-MC | NITRA pneumatic cylinder, heavy duty NFPA tie rod, 2-1/2in bore, 5/8in rod diameter, 14in stroke, double acting, magnetic piston, adjustable cushions, tapped end caps mount. | Stock | 445
D240160DT-M | NITRA pneumatic cylinder, heavy duty NFPA tie rod, 2-1/2in bore, 5/8in rod diameter, 16in stroke, double acting, magnetic piston, tapped end caps mount. | Stock | 377
D240160DT-MC | NITRA pneumatic cylinder, heavy duty NFPA tie rod, 2-1/2in bore, 5/8in rod diameter, 16in stroke, double acting, magnetic piston, adjustable cushions, tapped end caps mount. | Stock | 461
D240180DT-M | NITRA pneumatic cylinder, heavy duty NFPA tie rod, 2-1/2in bore, 5/8in rod diameter, 18in stroke, double acting, magnetic piston, tapped end caps mount. | Stock | 393
D240180DT-MC | NITRA pneumatic cylinder, heavy duty NFPA tie rod, 2-1/2in bore, 5/8in rod diameter, 18in stroke, double acting, magnetic piston, adjustable cushions, tapped end caps mount. | Stock | 478
D240200DT-M | NITRA pneumatic cylinder, heavy duty NFPA tie rod, 2-1/2in bore, 5/8in rod diameter, 20in stroke, double acting, magnetic piston, tapped end caps mount. | Stock | 407
D240200DT-MC | NITRA pneumatic cylinder, heavy duty NFPA tie rod, 2-1/2in bore, 5/8in rod diameter, 20in stroke, double acting, magnetic piston, adjustable cushions, tapped end caps mount. | Stock | 493
D240240DT-M | NITRA pneumatic cylinder, heavy duty NFPA tie rod, 2-1/2in bore, 5/8in rod diameter, 24in stroke, double acting, magnetic piston, tapped end caps mount. | Stock | 437
D240240DT-MC | NITRA pneumatic cylinder, heavy duty NFPA tie rod, 2-1/2in bore, 5/8in rod diameter, 24in stroke, double acting, magnetic piston, adjustable cushions, tapped end caps mount. | Stock | 525
D240280DT-M | NITRA pneumatic cylinder, heavy duty NFPA tie rod, 2-1/2in bore, 5/8in rod diameter, 28in stroke, double acting, magnetic piston, tapped end caps mount. | Stock | 469
D240280DT-MC | NITRA pneumatic cylinder, heavy duty NFPA tie rod, 2-1/2in bore, 5/8in rod diameter, 28in stroke, double acting, magnetic piston, adjustable cushions, tapped end caps mount. | Stock | 557
D240320DT-M | NITRA pneumatic cylinder, heavy duty NFPA tie rod, 2-1/2in bore, 5/8in rod diameter, 32in stroke, double acting, magnetic piston, tapped end caps mount. | Stock | 500
D240320DT-MC | NITRA pneumatic cylinder, heavy duty NFPA tie rod, 2-1/2in bore, 5/8in rod diameter, 32in stroke, double acting, magnetic piston, adjustable cushions, tapped end caps mount. | Stock | 589
D252010DT-M | NITRA pneumatic cylinder, heavy duty NFPA tie rod, 3-1/4in bore, 1in rod diameter, 1in stroke, double acting, magnetic piston, tapped end caps mount. | Stock | 341
D252020DT-M | NITRA pneumatic cylinder, heavy duty NFPA tie rod, 3-1/4in bore, 1in rod diameter, 2in stroke, double acting, magnetic piston, tapped end caps mount. | Stock | 352
D252020DT-MC | NITRA pneumatic cylinder, heavy duty NFPA tie rod, 3-1/4in bore, 1in rod diameter, 2in stroke, double acting, magnetic piston, adjustable cushions, tapped end caps mount. | Stock | 456
D252030DT-M | NITRA pneumatic cylinder, heavy duty NFPA tie rod, 3-1/4in bore, 1in rod diameter, 3in stroke, double acting, magnetic piston, tapped end caps mount. | Stock | 364
D252030DT-MC | NITRA pneumatic cylinder, heavy duty NFPA tie rod, 3-1/4in bore, 1in rod diameter, 3in stroke, double acting, magnetic piston, adjustable cushions, tapped end caps mount. | Stock | 466
D252040DT-M | NITRA pneumatic cylinder, heavy duty NFPA tie rod, 3-1/4in bore, 1in rod diameter, 4in stroke, double acting, magnetic piston, tapped end caps mount. | Stock | 374
D252040DT-MC | NITRA pneumatic cylinder, heavy duty NFPA tie rod, 3-1/4in bore, 1in rod diameter, 4in stroke, double acting, magnetic piston, adjustable cushions, tapped end caps mount. | Stock | 479
D252050DT-M | NITRA pneumatic cylinder, heavy duty NFPA tie rod, 3-1/4in bore, 1in rod diameter, 5in stroke, double acting, magnetic piston, tapped end caps mount. | Stock | 386
D252050DT-MC | NITRA pneumatic cylinder, heavy duty NFPA tie rod, 3-1/4in bore, 1in rod diameter, 5in stroke, double acting, magnetic piston, adjustable cushions, tapped end caps mount. | Stock | 490
D252060DT-M | NITRA pneumatic cylinder, heavy duty NFPA tie rod, 3-1/4in bore, 1in rod diameter, 6in stroke, double acting, magnetic piston, tapped end caps mount. | Stock | 397
D252060DT-MC | NITRA pneumatic cylinder, heavy duty NFPA tie rod, 3-1/4in bore, 1in rod diameter, 6in stroke, double acting, magnetic piston, adjustable cushions, tapped end caps mount. | Stock | 502
D252070DT-M | NITRA pneumatic cylinder, heavy duty NFPA tie rod, 3-1/4in bore, 1in rod diameter, 7in stroke, double acting, magnetic piston, tapped end caps mount. | Stock | 409
D252070DT-MC | NITRA pneumatic cylinder, heavy duty NFPA tie rod, 3-1/4in bore, 1in rod diameter, 7in stroke, double acting, magnetic piston, adjustable cushions, tapped end caps mount. | Stock | 515
D252080DT-M | NITRA pneumatic cylinder, heavy duty NFPA tie rod, 3-1/4in bore, 1in rod diameter, 8in stroke, double acting, magnetic piston, tapped end caps mount. | Stock | 419
D252080DT-MC | NITRA pneumatic cylinder, heavy duty NFPA tie rod, 3-1/4in bore, 1in rod diameter, 8in stroke, double acting, magnetic piston, adjustable cushions, tapped end caps mount. | Stock | 527
D252100DT-M | NITRA pneumatic cylinder, heavy duty NFPA tie rod, 3-1/4in bore, 1in rod diameter, 10in stroke, double acting, magnetic piston, tapped end caps mount. | Stock | 443
D252100DT-MC | NITRA pneumatic cylinder, heavy duty NFPA tie rod, 3-1/4in bore, 1in rod diameter, 10in stroke, double acting, magnetic piston, adjustable cushions, tapped end caps mount. | Stock | 550
D252120DT-M | NITRA pneumatic cylinder, heavy duty NFPA tie rod, 3-1/4in bore, 1in rod diameter, 12in stroke, double acting, magnetic piston, tapped end caps mount. | Stock | 465
D252120DT-MC | NITRA pneumatic cylinder, heavy duty NFPA tie rod, 3-1/4in bore, 1in rod diameter, 12in stroke, double acting, magnetic piston, adjustable cushions, tapped end caps mount. | Stock | 573
D252140DT-M | NITRA pneumatic cylinder, heavy duty NFPA tie rod, 3-1/4in bore, 1in rod diameter, 14in stroke, double acting, magnetic piston, tapped end caps mount. | Stock | 488
D252140DT-MC | NITRA pneumatic cylinder, heavy duty NFPA tie rod, 3-1/4in bore, 1in rod diameter, 14in stroke, double acting, magnetic piston, adjustable cushions, tapped end caps mount. | Stock | 596
D252160DT-M | NITRA pneumatic cylinder, heavy duty NFPA tie rod, 3-1/4in bore, 1in rod diameter, 16in stroke, double acting, magnetic piston, tapped end caps mount. | Stock | 510
D252160DT-MC | NITRA pneumatic cylinder, heavy duty NFPA tie rod, 3-1/4in bore, 1in rod diameter, 16in stroke, double acting, magnetic piston, adjustable cushions, tapped end caps mount. | Stock | 621
D252180DT-M | NITRA pneumatic cylinder, heavy duty NFPA tie rod, 3-1/4in bore, 1in rod diameter, 18in stroke, double acting, magnetic piston, tapped end caps mount. | Stock | 533
D252180DT-MC | NITRA pneumatic cylinder, heavy duty NFPA tie rod, 3-1/4in bore, 1in rod diameter, 18in stroke, double acting, magnetic piston, adjustable cushions, tapped end caps mount. | Stock | 643
D252200DT-M | NITRA pneumatic cylinder, heavy duty NFPA tie rod, 3-1/4in bore, 1in rod diameter, 20in stroke, double acting, magnetic piston, tapped end caps mount. | Stock | 506
D252200DT-MC | NITRA pneumatic cylinder, heavy duty NFPA tie rod, 3-1/4in bore, 1in rod diameter, 20in stroke, double acting, magnetic piston, adjustable cushions, tapped end caps mount. | Stock | 585
D252240DT-M | NITRA pneumatic cylinder, heavy duty NFPA tie rod, 3-1/4in bore, 1in rod diameter, 24in stroke, double acting, magnetic piston, tapped end caps mount. | Stock | 602
D252240DT-MC | NITRA pneumatic cylinder, heavy duty NFPA tie rod, 3-1/4in bore, 1in rod diameter, 24in stroke, double acting, magnetic piston, adjustable cushions, tapped end caps mount. | Stock | 714
D252280DT-M | NITRA pneumatic cylinder, heavy duty NFPA tie rod, 3-1/4in bore, 1in rod diameter, 28in stroke, double acting, magnetic piston, tapped end caps mount. | Stock | 647
D252280DT-MC | NITRA pneumatic cylinder, heavy duty NFPA tie rod, 3-1/4in bore, 1in rod diameter, 28in stroke, double acting, magnetic piston, adjustable cushions, tapped end caps mount. | Stock | 761
D252320DT-M | NITRA pneumatic cylinder, heavy duty NFPA tie rod, 3-1/4in bore, 1in rod diameter, 32in stroke, double acting, magnetic piston, tapped end caps mount. | Stock | 692
D252320DT-MC | NITRA pneumatic cylinder, heavy duty NFPA tie rod, 3-1/4in bore, 1in rod diameter, 32in stroke, double acting, magnetic piston, adjustable cushions, tapped end caps mount. | Stock | 807
D264010DT-M | NITRA pneumatic cylinder, heavy duty NFPA tie rod, 4in bore, 1in rod diameter, 1in stroke, double acting, magnetic piston, tapped end caps mount. | Stock | 402
D264020DT-M | NITRA pneumatic cylinder, heavy duty NFPA tie rod, 4in bore, 1in rod diameter, 2in stroke, double acting, magnetic piston, tapped end caps mount. | Stock | 414
D264030DT-M | NITRA pneumatic cylinder, heavy duty NFPA tie rod, 4in bore, 1in rod diameter, 3in stroke, double acting, magnetic piston, tapped end caps mount. | Stock | 426
D264030DT-MC | NITRA pneumatic cylinder, heavy duty NFPA tie rod, 4in bore, 1in rod diameter, 3in stroke, double acting, magnetic piston, adjustable cushions, tapped end caps mount. | Stock | 532
D264040DT-M | NITRA pneumatic cylinder, heavy duty NFPA tie rod, 4in bore, 1in rod diameter, 4in stroke, double acting, magnetic piston, tapped end caps mount. | Stock | 437
D264040DT-MC | NITRA pneumatic cylinder, heavy duty NFPA tie rod, 4in bore, 1in rod diameter, 4in stroke, double acting, magnetic piston, adjustable cushions, tapped end caps mount. | Stock | 543
D264050DT-M | NITRA pneumatic cylinder, heavy duty NFPA tie rod, 4in bore, 1in rod diameter, 5in stroke, double acting, magnetic piston, tapped end caps mount. | Stock | 450
D264050DT-MC | NITRA pneumatic cylinder, heavy duty NFPA tie rod, 4in bore, 1in rod diameter, 5in stroke, double acting, magnetic piston, adjustable cushions, tapped end caps mount. | Stock | 557
D264060DT-M | NITRA pneumatic cylinder, heavy duty NFPA tie rod, 4in bore, 1in rod diameter, 6in stroke, double acting, magnetic piston, tapped end caps mount. | Stock | 461
D264060DT-MC | NITRA pneumatic cylinder, heavy duty NFPA tie rod, 4in bore, 1in rod diameter, 6in stroke, double acting, magnetic piston, adjustable cushions, tapped end caps mount. | Stock | 568
D264070DT-M | NITRA pneumatic cylinder, heavy duty NFPA tie rod, 4in bore, 1in rod diameter, 7in stroke, double acting, magnetic piston, tapped end caps mount. | Stock | 474
D264070DT-MC | NITRA pneumatic cylinder, heavy duty NFPA tie rod, 4in bore, 1in rod diameter, 7in stroke, double acting, magnetic piston, adjustable cushions, tapped end caps mount. | Stock | 580
D264080DT-M | NITRA pneumatic cylinder, heavy duty NFPA tie rod, 4in bore, 1in rod diameter, 8in stroke, double acting, magnetic piston, tapped end caps mount. | Stock | 486
D264080DT-MC | NITRA pneumatic cylinder, heavy duty NFPA tie rod, 4in bore, 1in rod diameter, 8in stroke, double acting, magnetic piston, adjustable cushions, tapped end caps mount. | Stock | 595
D264100DT-M | NITRA pneumatic cylinder, heavy duty NFPA tie rod, 4in bore, 1in rod diameter, 10in stroke, double acting, magnetic piston, tapped end caps mount. | Stock | 510
D264100DT-MC | NITRA pneumatic cylinder, heavy duty NFPA tie rod, 4in bore, 1in rod diameter, 10in stroke, double acting, magnetic piston, adjustable cushions, tapped end caps mount. | Stock | 620
D264120DT-M | NITRA pneumatic cylinder, heavy duty NFPA tie rod, 4in bore, 1in rod diameter, 12in stroke, double acting, magnetic piston, tapped end caps mount. | Stock | 535
D264120DT-MC | NITRA pneumatic cylinder, heavy duty NFPA tie rod, 4in bore, 1in rod diameter, 12in stroke, double acting, magnetic piston, adjustable cushions, tapped end caps mount. | Stock | 644
D264140DT-M | NITRA pneumatic cylinder, heavy duty NFPA tie rod, 4in bore, 1in rod diameter, 14in stroke, double acting, magnetic piston, tapped end caps mount. | Stock | 559
D264140DT-MC | NITRA pneumatic cylinder, heavy duty NFPA tie rod, 4in bore, 1in rod diameter, 14in stroke, double acting, magnetic piston, adjustable cushions, tapped end caps mount. | Stock | 670
D264160DT-M | NITRA pneumatic cylinder, heavy duty NFPA tie rod, 4in bore, 1in rod diameter, 16in stroke, double acting, magnetic piston, tapped end caps mount. | Stock | 582
D264160DT-MC | NITRA pneumatic cylinder, heavy duty NFPA tie rod, 4in bore, 1in rod diameter, 16in stroke, double acting, magnetic piston, adjustable cushions, tapped end caps mount. | Stock | 695
D264180DT-M | NITRA pneumatic cylinder, heavy duty NFPA tie rod, 4in bore, 1in rod diameter, 18in stroke, double acting, magnetic piston, tapped end caps mount. | Stock | 605
D264180DT-MC | NITRA pneumatic cylinder, heavy duty NFPA tie rod, 4in bore, 1in rod diameter, 18in stroke, double acting, magnetic piston, adjustable cushions, tapped end caps mount. | Stock | 718
D264200DT-M | NITRA pneumatic cylinder, heavy duty NFPA tie rod, 4in bore, 1in rod diameter, 20in stroke, double acting, magnetic piston, tapped end caps mount. | Stock | 630
D264200DT-MC | NITRA pneumatic cylinder, heavy duty NFPA tie rod, 4in bore, 1in rod diameter, 20in stroke, double acting, magnetic piston, adjustable cushions, tapped end caps mount. | Stock | 744
D264240DT-M | NITRA pneumatic cylinder, heavy duty NFPA tie rod, 4in bore, 1in rod diameter, 24in stroke, double acting, magnetic piston, tapped end caps mount. | Stock | 678
D264240DT-MC | NITRA pneumatic cylinder, heavy duty NFPA tie rod, 4in bore, 1in rod diameter, 24in stroke, double acting, magnetic piston, adjustable cushions, tapped end caps mount. | Stock | 793
D264280DT-M | NITRA pneumatic cylinder, heavy duty NFPA tie rod, 4in bore, 1in rod diameter, 28in stroke, double acting, magnetic piston, tapped end caps mount. | Stock | 726
D264280DT-MC | NITRA pneumatic cylinder, heavy duty NFPA tie rod, 4in bore, 1in rod diameter, 28in stroke, double acting, magnetic piston, adjustable cushions, tapped end caps mount. | Stock | 843
D264320DT-M | NITRA pneumatic cylinder, heavy duty NFPA tie rod, 4in bore, 1in rod diameter, 32in stroke, double acting, magnetic piston, tapped end caps mount. | Stock | 776
D264320DT-MC | NITRA pneumatic cylinder, heavy duty NFPA tie rod, 4in bore, 1in rod diameter, 32in stroke, double acting, magnetic piston, adjustable cushions, tapped end caps mount. | Stock | 893
Dual Guide Rod Pneumatic Air Cylinders
E12M010MD-M | NITRA pneumatic cylinder, dual guide rod, 12mm bore, 6mm rod diameter, 10mm stroke, double acting, magnetic piston, universal mount. | Stock | 205
E12M020MD-M | NITRA pneumatic cylinder, dual guide rod, 12mm bore, 6mm rod diameter, 20mm stroke, double acting, magnetic piston, universal mount. | Stock | 159
E12M025MD-M | NITRA pneumatic cylinder, dual guide rod, 12mm bore, 6mm rod diameter, 25mm stroke, double acting, magnetic piston, universal mount. | Stock | 159
E12M030MD-M | NITRA pneumatic cylinder, dual guide rod, 12mm bore, 6mm rod diameter, 30mm stroke, double acting, magnetic piston, universal mount. | Stock | 219
E12M040MD-M | NITRA pneumatic cylinder, dual guide rod, 12mm bore, 6mm rod diameter, 40mm stroke, double acting, magnetic piston, universal mount. | Stock | 219
E12M050MD-M | NITRA pneumatic cylinder, dual guide rod, 12mm bore, 6mm rod diameter, 50mm stroke, double acting, magnetic piston, universal mount. | Stock | 171
E12M075MD-M | NITRA pneumatic cylinder, dual guide rod, 12mm bore, 6mm rod diameter, 75mm stroke, double acting, magnetic piston, universal mount. | Stock | 226
E12M100MD-M | NITRA pneumatic cylinder, dual guide rod, 12mm bore, 6mm rod diameter, 100mm stroke, double acting, magnetic piston, universal mount. | Stock | 237
E12M125MD-M | NITRA pneumatic cylinder, dual guide rod, 12mm bore, 6mm rod diameter, 125mm stroke, double acting, magnetic piston, universal mount. | Stock | 194
E12M150MD-M | NITRA pneumatic cylinder, dual guide rod, 12mm bore, 6mm rod diameter, 150mm stroke, double acting, magnetic piston, universal mount. | Stock | 262
W143016A010N | Metal Work pneumatic cylinder, dual guide rod, 16mm bore, 8mm rod diameter, 10mm stroke, double acting, magnetic piston, universal mount. | Stock | 151
W143016A020N | Metal Work pneumatic cylinder, dual guide rod, 16mm bore, 8mm rod diameter, 20mm stroke, double acting, magnetic piston, universal mount. | Stock | 155
E16M025MD-M | NITRA pneumatic cylinder, dual guide rod, 16mm bore, 8mm rod diameter, 25mm stroke, double acting, magnetic piston, universal mount. | Stock | 246
W143016A030N | Metal Work pneumatic cylinder, dual guide rod, 16mm bore, 8mm rod diameter, 30mm stroke, double acting, magnetic piston, universal mount. | Stock | 158
E16M030MD-M | NITRA pneumatic cylinder, dual guide rod, 16mm bore, 8mm rod diameter, 30mm stroke, double acting, magnetic piston, universal mount. | Stock | 246
W143016A040N | Metal Work pneumatic cylinder, dual guide rod, 16mm bore, 8mm rod diameter, 40mm stroke, double acting, magnetic piston, universal mount. | Stock | 162
E16M040MD-M | NITRA pneumatic cylinder, dual guide rod, 16mm bore, 8mm rod diameter, 40mm stroke, double acting, magnetic piston, universal mount. | Stock | 246
W143016A050N | Metal Work pneumatic cylinder, dual guide rod, 16mm bore, 8mm rod diameter, 50mm stroke, double acting, magnetic piston, universal mount. | Stock | 166
W143016A075N | Metal Work pneumatic cylinder, dual guide rod, 16mm bore, 8mm rod diameter, 75mm stroke, double acting, magnetic piston, universal mount. | Stock | 174
W143016A100N | Metal Work pneumatic cylinder, dual guide rod, 16mm bore, 8mm rod diameter, 100mm stroke, double acting, magnetic piston, universal mount. | Stock | 183
W143016A125N | Metal Work pneumatic cylinder, dual guide rod, 16mm bore, 8mm rod diameter, 125mm stroke, double acting, magnetic piston, universal mount. | Stock | 192
W143016A150N | Metal Work pneumatic cylinder, dual guide rod, 16mm bore, 8mm rod diameter, 150mm stroke, double acting, magnetic piston, universal mount. | Stock | 200
W143016A175N | Metal Work pneumatic cylinder, dual guide rod, 16mm bore, 8mm rod diameter, 175mm stroke, double acting, magnetic piston, universal mount. | Stock | 208
E16M175MD-M | NITRA pneumatic cylinder, dual guide rod, 16mm bore, 8mm rod diameter, 175mm stroke, double acting, magnetic piston, universal mount. | Stock | 334
W143016A200N | Metal Work pneumatic cylinder, dual guide rod, 16mm bore, 8mm rod diameter, 200mm stroke, double acting, magnetic piston, universal mount. | Stock | 217
W143016A250N | Metal Work pneumatic cylinder, dual guide rod, 16mm bore, 8mm rod diameter, 250mm stroke, double acting, magnetic piston, universal mount. | Stock | 235
W143020A020N | Metal Work pneumatic cylinder, dual guide rod, 20mm bore, 10mm rod diameter, 20mm stroke, double acting, magnetic piston, universal mount. | Stock | 177
E20M020MD-M | NITRA pneumatic cylinder, dual guide rod, 20mm bore, 10mm rod diameter, 20mm stroke, double acting, magnetic piston, universal mount. | Stock | 278
E20M025MD-M | NITRA pneumatic cylinder, dual guide rod, 20mm bore, 10mm rod diameter, 25mm stroke, double acting, magnetic piston, universal mount. | Stock | 293
W143020A030N | Metal Work pneumatic cylinder, dual guide rod, 20mm bore, 10mm rod diameter, 30mm stroke, double acting, magnetic piston, universal mount. | Stock | 181
E20M030MD-M | NITRA pneumatic cylinder, dual guide rod, 20mm bore, 10mm rod diameter, 30mm stroke, double acting, magnetic piston, universal mount. | Stock | 293
W143020A040N | Metal Work pneumatic cylinder, dual guide rod, 20mm bore, 10mm rod diameter, 40mm stroke, double acting, magnetic piston, universal mount. | Stock | 185
E20M040MD-M | NITRA pneumatic cylinder, dual guide rod, 20mm bore, 10mm rod diameter, 40mm stroke, double acting, magnetic piston, universal mount. | Stock | 230
W143020A050N | Metal Work pneumatic cylinder, dual guide rod, 20mm bore, 10mm rod diameter, 50mm stroke, double acting, magnetic piston, universal mount. | Stock | 189
E20M050MD-M | NITRA pneumatic cylinder, dual guide rod, 20mm bore, 10mm rod diameter, 50mm stroke, double acting, magnetic piston, universal mount. | Stock | 293
W143020A075N | Metal Work pneumatic cylinder, dual guide rod, 20mm bore, 10mm rod diameter, 75mm stroke, double acting, magnetic piston, universal mount. | Stock | 199
E20M075MD-M | NITRA pneumatic cylinder, dual guide rod, 20mm bore, 10mm rod diameter, 75mm stroke, double acting, magnetic piston, universal mount. | Stock | 318
W143020A100N | Metal Work pneumatic cylinder, dual guide rod, 20mm bore, 10mm rod diameter, 100mm stroke, double acting, magnetic piston, universal mount. | Stock | 209
E20M100MD-M | NITRA pneumatic cylinder, dual guide rod, 20mm bore, 10mm rod diameter, 100mm stroke, double acting, magnetic piston, universal mount. | Stock | 328
W143020A125N | Metal Work pneumatic cylinder, dual guide rod, 20mm bore, 10mm rod diameter, 125mm stroke, double acting, magnetic piston, universal mount. | Stock | 218
E20M125MD-M | NITRA pneumatic cylinder, dual guide rod, 20mm bore, 10mm rod diameter, 125mm stroke, double acting, magnetic piston, universal mount. | Stock | 349
W143020A150N | Metal Work pneumatic cylinder, dual guide rod, 20mm bore, 10mm rod diameter, 150mm stroke, double acting, magnetic piston, universal mount. | Stock | 228
W143020A175N | Metal Work pneumatic cylinder, dual guide rod, 20mm bore, 10mm rod diameter, 175mm stroke, double acting, magnetic piston, universal mount. | Stock | 239
W143020A200N | Metal Work pneumatic cylinder, dual guide rod, 20mm bore, 10mm rod diameter, 200mm stroke, double acting, magnetic piston, universal mount. | Stock | 249
E20M200MD-M | NITRA pneumatic cylinder, dual guide rod, 20mm bore, 10mm rod diameter, 200mm stroke, double acting, magnetic piston, universal mount. | Stock | 414
W143020A250N | Metal Work pneumatic cylinder, dual guide rod, 20mm bore, 10mm rod diameter, 250mm stroke, double acting, magnetic piston, universal mount. | Stock | 268
E20M250MD-M | NITRA pneumatic cylinder, dual guide rod, 20mm bore, 10mm rod diameter, 250mm stroke, double acting, magnetic piston, universal mount. | Stock | 350
W143020A300N | Metal Work pneumatic cylinder, dual guide rod, 20mm bore, 10mm rod diameter, 300mm stroke, double acting, magnetic piston, universal mount. | Stock | 288
W143020A350N | Metal Work pneumatic cylinder, dual guide rod, 20mm bore, 10mm rod diameter, 350mm stroke, double acting, magnetic piston, universal mount. | Stock | 308
W143020A400N | Metal Work pneumatic cylinder, dual guide rod, 20mm bore, 10mm rod diameter, 400mm stroke, double acting, magnetic piston, universal mount. | Stock | 327
W143025A020N | Metal Work pneumatic cylinder, dual guide rod, 25mm bore, 12mm rod diameter, 20mm stroke, double acting, magnetic piston, universal mount. | Stock | 199
W143025A030N | Metal Work pneumatic cylinder, dual guide rod, 25mm bore, 12mm rod diameter, 30mm stroke, double acting, magnetic piston, universal mount. | Stock | 205
E25M030MD-M | NITRA pneumatic cylinder, dual guide rod, 25mm bore, 12mm rod diameter, 30mm stroke, double acting, magnetic piston, universal mount. | Stock | 261
W143025A040N | Metal Work pneumatic cylinder, dual guide rod, 25mm bore, 12mm rod diameter, 40mm stroke, double acting, magnetic piston, universal mount. | Stock | 209
E25M040MD-M | NITRA pneumatic cylinder, dual guide rod, 25mm bore, 12mm rod diameter, 40mm stroke, double acting, magnetic piston, universal mount. | Stock | 333
W143025A050N | Metal Work pneumatic cylinder, dual guide rod, 25mm bore, 12mm rod diameter, 50mm stroke, double acting, magnetic piston, universal mount. | Stock | 214
W143025A075N | Metal Work pneumatic cylinder, dual guide rod, 25mm bore, 12mm rod diameter, 75mm stroke, double acting, magnetic piston, universal mount. | Stock | 225
W143025A100N | Metal Work pneumatic cylinder, dual guide rod, 25mm bore, 12mm rod diameter, 100mm stroke, double acting, magnetic piston, universal mount. | Stock | 237
E25M100MD-M | NITRA pneumatic cylinder, dual guide rod, 25mm bore, 12mm rod diameter, 100mm stroke, double acting, magnetic piston, universal mount. | Stock | 300
W143025A125N | Metal Work pneumatic cylinder, dual guide rod, 25mm bore, 12mm rod diameter, 125mm stroke, double acting, magnetic piston, universal mount. | Stock | 249
E25M125MD-M | NITRA pneumatic cylinder, dual guide rod, 25mm bore, 12mm rod diameter, 125mm stroke, double acting, magnetic piston, universal mount. | Stock | 319
W143025A150N | Metal Work pneumatic cylinder, dual guide rod, 25mm bore, 12mm rod diameter, 150mm stroke, double acting, magnetic piston, universal mount. | Stock | 261
E25M150MD-M | NITRA pneumatic cylinder, dual guide rod, 25mm bore, 12mm rod diameter, 150mm stroke, double acting, magnetic piston, universal mount. | Stock | 431
W143025A175N | Metal Work pneumatic cylinder, dual guide rod, 25mm bore, 12mm rod diameter, 175mm stroke, double acting, magnetic piston, universal mount. | Stock | 272
E25M175MD-M | NITRA pneumatic cylinder, dual guide rod, 25mm bore, 12mm rod diameter, 175mm stroke, double acting, magnetic piston, universal mount. | Stock | 460
W143025A200N | Metal Work pneumatic cylinder, dual guide rod, 25mm bore, 12mm rod diameter, 200mm stroke, double acting, magnetic piston, universal mount. | Stock | 284
E25M200MD-M | NITRA pneumatic cylinder, dual guide rod, 25mm bore, 12mm rod diameter, 200mm stroke, double acting, magnetic piston, universal mount. | Stock | 484
W143025A250N | Metal Work pneumatic cylinder, dual guide rod, 25mm bore, 12mm rod diameter, 250mm stroke, double acting, magnetic piston, universal mount. | Stock | 308
W143025A300N | Metal Work pneumatic cylinder, dual guide rod, 25mm bore, 12mm rod diameter, 300mm stroke, double acting, magnetic piston, universal mount. | Stock | 332
W143025A350N | Metal Work pneumatic cylinder, dual guide rod, 25mm bore, 12mm rod diameter, 350mm stroke, double acting, magnetic piston, universal mount. | Stock | 355
W143025A400N | Metal Work pneumatic cylinder, dual guide rod, 25mm bore, 12mm rod diameter, 400mm stroke, double acting, magnetic piston, universal mount. | Stock | 379
W143032A025N | Metal Work pneumatic cylinder, dual guide rod, 32mm bore, 16mm rod diameter, 25mm stroke, double acting, magnetic piston, universal mount. | Stock | 244
E32M030MD-M | NITRA pneumatic cylinder, dual guide rod, 32mm bore, 16mm rod diameter, 30mm stroke, double acting, magnetic piston, universal mount. | Stock | 516
E32M040MD-M | NITRA pneumatic cylinder, dual guide rod, 32mm bore, 16mm rod diameter, 40mm stroke, double acting, magnetic piston, universal mount. | Stock | 442
W143032A050N | Metal Work pneumatic cylinder, dual guide rod, 32mm bore, 16mm rod diameter, 50mm stroke, double acting, magnetic piston, universal mount. | Stock | 261
W143032A075N | Metal Work pneumatic cylinder, dual guide rod, 32mm bore, 16mm rod diameter, 75mm stroke, double acting, magnetic piston, universal mount. | Stock | 302
E32M075MD-M | NITRA pneumatic cylinder, dual guide rod, 32mm bore, 16mm rod diameter, 75mm stroke, double acting, magnetic piston, universal mount. | Stock | 481
W143032A100N | Metal Work pneumatic cylinder, dual guide rod, 32mm bore, 16mm rod diameter, 100mm stroke, double acting, magnetic piston, universal mount. | Stock | 293
E32M100MD-M | NITRA pneumatic cylinder, dual guide rod, 32mm bore, 16mm rod diameter, 100mm stroke, double acting, magnetic piston, universal mount. | Stock | 505
W143032A125N | Metal Work pneumatic cylinder, dual guide rod, 32mm bore, 16mm rod diameter, 125mm stroke, double acting, magnetic piston, universal mount. | Stock | 310
E32M125MD-M | NITRA pneumatic cylinder, dual guide rod, 32mm bore, 16mm rod diameter, 125mm stroke, double acting, magnetic piston, universal mount. | Stock | 548
W143032A150N | Metal Work pneumatic cylinder, dual guide rod, 32mm bore, 16mm rod diameter, 150mm stroke, double acting, magnetic piston, universal mount. | Stock | 327
W143032A175N | Metal Work pneumatic cylinder, dual guide rod, 32mm bore, 16mm rod diameter, 175mm stroke, double acting, magnetic piston, universal mount. | Stock | 343
W143032A200N | Metal Work pneumatic cylinder, dual guide rod, 32mm bore, 16mm rod diameter, 200mm stroke, double acting, magnetic piston, universal mount. | Stock | 360
E32M200MD-M | NITRA pneumatic cylinder, dual guide rod, 32mm bore, 16mm rod diameter, 200mm stroke, double acting, magnetic piston, universal mount. | Stock | 502
W143032A250N | Metal Work pneumatic cylinder, dual guide rod, 32mm bore, 16mm rod diameter, 250mm stroke, double acting, magnetic piston, universal mount. | Stock | 393
E32M250MD-M | NITRA pneumatic cylinder, dual guide rod, 32mm bore, 16mm rod diameter, 250mm stroke, double acting, magnetic piston, universal mount. | Stock | 547
W143032A300N | Metal Work pneumatic cylinder, dual guide rod, 32mm bore, 16mm rod diameter, 300mm stroke, double acting, magnetic piston, universal mount. | Stock | 426
W143032A350N | Metal Work pneumatic cylinder, dual guide rod, 32mm bore, 16mm rod diameter, 350mm stroke, double acting, magnetic piston, universal mount. | Stock | 458
W143032A400N | Metal Work pneumatic cylinder, dual guide rod, 32mm bore, 16mm rod diameter, 400mm stroke, double acting, magnetic piston, universal mount. | Stock | 492
W143040A025N | Metal Work pneumatic cylinder, dual guide rod, 40mm bore, 16mm rod diameter, 25mm stroke, double acting, magnetic piston, universal mount. | Stock | 262
E40M030MD-M | NITRA pneumatic cylinder, dual guide rod, 40mm bore, 16mm rod diameter, 30mm stroke, double acting, magnetic piston, universal mount. | Stock | 463
W143040A050N | Metal Work pneumatic cylinder, dual guide rod, 40mm bore, 16mm rod diameter, 50mm stroke, double acting, magnetic piston, universal mount. | Stock | 280
E40M050MD-M | NITRA pneumatic cylinder, dual guide rod, 40mm bore, 16mm rod diameter, 50mm stroke, double acting, magnetic piston, universal mount. | Stock | 463
W143040A075N | Metal Work pneumatic cylinder, dual guide rod, 40mm bore, 16mm rod diameter, 75mm stroke, double acting, magnetic piston, universal mount. | Stock | 298
W143040A100N | Metal Work pneumatic cylinder, dual guide rod, 40mm bore, 16mm rod diameter, 100mm stroke, double acting, magnetic piston, universal mount. | Stock | 316
W143040A125N | Metal Work pneumatic cylinder, dual guide rod, 40mm bore, 16mm rod diameter, 125mm stroke, double acting, magnetic piston, universal mount. | Stock | 333
E40M125MD-M | NITRA pneumatic cylinder, dual guide rod, 40mm bore, 16mm rod diameter, 125mm stroke, double acting, magnetic piston, universal mount. | Stock | 567
W143040A150N | Metal Work pneumatic cylinder, dual guide rod, 40mm bore, 16mm rod diameter, 150mm stroke, double acting, magnetic piston, universal mount. | Stock | 351
W143040A175N | Metal Work pneumatic cylinder, dual guide rod, 40mm bore, 16mm rod diameter, 175mm stroke, double acting, magnetic piston, universal mount. | Stock | 368
W143040A200N | Metal Work pneumatic cylinder, dual guide rod, 40mm bore, 16mm rod diameter, 200mm stroke, double acting, magnetic piston, universal mount. | Stock | 386
E40M200MD-M | NITRA pneumatic cylinder, dual guide rod, 40mm bore, 16mm rod diameter, 200mm stroke, double acting, magnetic piston, universal mount. | Stock | 658
W143040A250N | Metal Work pneumatic cylinder, dual guide rod, 40mm bore, 16mm rod diameter, 250mm stroke, double acting, magnetic piston, universal mount. | Stock | 421
E40M250MD-M | NITRA pneumatic cylinder, dual guide rod, 40mm bore, 16mm rod diameter, 250mm stroke, double acting, magnetic piston, universal mount. | Stock | 724
W143040A300N | Metal Work pneumatic cylinder, dual guide rod, 40mm bore, 16mm rod diameter, 300mm stroke, double acting, magnetic piston, universal mount. | Stock | 457
W143040A350N | Metal Work pneumatic cylinder, dual guide rod, 40mm bore, 16mm rod diameter, 350mm stroke, double acting, magnetic piston, universal mount. | Stock | 492
W143040A400N | Metal Work pneumatic cylinder, dual guide rod, 40mm bore, 16mm rod diameter, 400mm stroke, double acting, magnetic piston, universal mount. | Stock | 528
W143050A025N | Metal Work pneumatic cylinder, dual guide rod, 50mm bore, 20mm rod diameter, 25mm stroke, double acting, magnetic piston, universal mount. | Stock | 281
E50M030MD-M | NITRA pneumatic cylinder, dual guide rod, 50mm bore, 20mm rod diameter, 30mm stroke, double acting, magnetic piston, universal mount. | Stock | 544
E50M040MD-M | NITRA pneumatic cylinder, dual guide rod, 50mm bore, 20mm rod diameter, 40mm stroke, double acting, magnetic piston, universal mount. | Stock | 544
W143050A050N | Metal Work pneumatic cylinder, dual guide rod, 50mm bore, 20mm rod diameter, 50mm stroke, double acting, magnetic piston, universal mount. | Stock | 342
E50M050MD-M | NITRA pneumatic cylinder, dual guide rod, 50mm bore, 20mm rod diameter, 50mm stroke, double acting, magnetic piston, universal mount. | Stock | 544
W143050A075N | Metal Work pneumatic cylinder, dual guide rod, 50mm bore, 20mm rod diameter, 75mm stroke, double acting, magnetic piston, universal mount. | Stock | 360
E50M075MD-M | NITRA pneumatic cylinder, dual guide rod, 50mm bore, 20mm rod diameter, 75mm stroke, double acting, magnetic piston, universal mount. | Stock | 573
W143050A100N | Metal Work pneumatic cylinder, dual guide rod, 50mm bore, 20mm rod diameter, 100mm stroke, double acting, magnetic piston, universal mount. | Stock | 377
E50M100MD-M | NITRA pneumatic cylinder, dual guide rod, 50mm bore, 20mm rod diameter, 100mm stroke, double acting, magnetic piston, universal mount. | Stock | 612
W143050A125N | Metal Work pneumatic cylinder, dual guide rod, 50mm bore, 20mm rod diameter, 125mm stroke, double acting, magnetic piston, universal mount. | Stock | 395
E50M125MD-M | NITRA pneumatic cylinder, dual guide rod, 50mm bore, 20mm rod diameter, 125mm stroke, double acting, magnetic piston, universal mount. | Stock | 652
W143050A150N | Metal Work pneumatic cylinder, dual guide rod, 50mm bore, 20mm rod diameter, 150mm stroke, double acting, magnetic piston, universal mount. | Stock | 413
W143050A175N | Metal Work pneumatic cylinder, dual guide rod, 50mm bore, 20mm rod diameter, 175mm stroke, double acting, magnetic piston, universal mount. | Stock | 431
E50M175MD-M | NITRA pneumatic cylinder, dual guide rod, 50mm bore, 20mm rod diameter, 175mm stroke, double acting, magnetic piston, universal mount. | Stock | 565
W143050A200N | Metal Work pneumatic cylinder, dual guide rod, 50mm bore, 20mm rod diameter, 200mm stroke, double acting, magnetic piston, universal mount. | Stock | 448
W143050A250N | Metal Work pneumatic cylinder, dual guide rod, 50mm bore, 20mm rod diameter, 250mm stroke, double acting, magnetic piston, universal mount. | Stock | 483
W143050A300N | Metal Work pneumatic cylinder, dual guide rod, 50mm bore, 20mm rod diameter, 300mm stroke, double acting, magnetic piston, universal mount. | Stock | 519
W143050A350N | Metal Work pneumatic cylinder, dual guide rod, 50mm bore, 20mm rod diameter, 350mm stroke, double acting, magnetic piston, universal mount. | Stock | 553
W143050A400N | Metal Work pneumatic cylinder, dual guide rod, 50mm bore, 20mm rod diameter, 400mm stroke, double acting, magnetic piston, universal mount. | Stock | 589
W143063A025N | Metal Work pneumatic cylinder, dual guide rod, 63mm bore, 20mm rod diameter, 25mm stroke, double acting, magnetic piston, universal mount. | Stock | 405
E63M025MD-M | NITRA pneumatic cylinder, dual guide rod, 63mm bore, 20mm rod diameter, 25mm stroke, double acting, magnetic piston, universal mount. | Stock | 528
E63M030MD-M | NITRA pneumatic cylinder, dual guide rod, 63mm bore, 20mm rod diameter, 30mm stroke, double acting, magnetic piston, universal mount. | Stock | 563
E63M040MD-M | NITRA pneumatic cylinder, dual guide rod, 63mm bore, 20mm rod diameter, 40mm stroke, double acting, magnetic piston, universal mount. | Stock | 563
W143063A050N | Metal Work pneumatic cylinder, dual guide rod, 63mm bore, 20mm rod diameter, 50mm stroke, double acting, magnetic piston, universal mount. | Stock | 433
E63M050MD-M | NITRA pneumatic cylinder, dual guide rod, 63mm bore, 20mm rod diameter, 50mm stroke, double acting, magnetic piston, universal mount. | Stock | 563
W143063A075N | Metal Work pneumatic cylinder, dual guide rod, 63mm bore, 20mm rod diameter, 75mm stroke, double acting, magnetic piston, universal mount. | Stock | 460
W143063A100N | Metal Work pneumatic cylinder, dual guide rod, 63mm bore, 20mm rod diameter, 100mm stroke, double acting, magnetic piston, universal mount. | Stock | 487
W143063A125N | Metal Work pneumatic cylinder, dual guide rod, 63mm bore, 20mm rod diameter, 125mm stroke, double acting, magnetic piston, universal mount. | Stock | 514
E63M125MD-M | NITRA pneumatic cylinder, dual guide rod, 63mm bore, 20mm rod diameter, 125mm stroke, double acting, magnetic piston, universal mount. | Stock | 676
W143063A150N | Metal Work pneumatic cylinder, dual guide rod, 63mm bore, 20mm rod diameter, 150mm stroke, double acting, magnetic piston, universal mount. | Stock | 541
W143063A175N | Metal Work pneumatic cylinder, dual guide rod, 63mm bore, 20mm rod diameter, 175mm stroke, double acting, magnetic piston, universal mount. | Stock | 569
E63M175MD-M | NITRA pneumatic cylinder, dual guide rod, 63mm bore, 20mm rod diameter, 175mm stroke, double acting, magnetic piston, universal mount. | Stock | 749
W143063A200N | Metal Work pneumatic cylinder, dual guide rod, 63mm bore, 20mm rod diameter, 200mm stroke, double acting, magnetic piston, universal mount. | Stock | 596
E63M200MD-M | NITRA pneumatic cylinder, dual guide rod, 63mm bore, 20mm rod diameter, 200mm stroke, double acting, magnetic piston, universal mount. | Stock | 803
W143063A250N | Metal Work pneumatic cylinder, dual guide rod, 63mm bore, 20mm rod diameter, 250mm stroke, double acting, magnetic piston, universal mount. | Stock | 650
E63M250MD-M | NITRA pneumatic cylinder, dual guide rod, 63mm bore, 20mm rod diameter, 250mm stroke, double acting, magnetic piston, universal mount. | Stock | 863
W143063A300N | Metal Work pneumatic cylinder, dual guide rod, 63mm bore, 20mm rod diameter, 300mm stroke, double acting, magnetic piston, universal mount. | Stock | 703
W143063A350N | Metal Work pneumatic cylinder, dual guide rod, 63mm bore, 20mm rod diameter, 350mm stroke, double acting, magnetic piston, universal mount. | Stock | 757
W143063A400N | Metal Work pneumatic cylinder, dual guide rod, 63mm bore, 20mm rod diameter, 400mm stroke, double acting, magnetic piston, universal mount. | Stock | 812
Stainless Steel Non-repairable Pneumatic Air Cylinders
F12005DN | NITRA pneumatic cylinder, all stainless steel non-repairable, 3/4in bore, 1/4in rod diameter, 1/2in stroke, double acting, front nose mount. | Stock | 127
F12010DN | NITRA pneumatic cylinder, all stainless steel non-repairable, 3/4in bore, 1/4in rod diameter, 1in stroke, double acting, front nose mount. | Stock | 129
F12015DN | NITRA pneumatic cylinder, all stainless steel non-repairable, 3/4in bore, 1/4in rod diameter, 1-1/2in stroke, double acting, front nose mount. | Stock | 130
F12020DN | NITRA pneumatic cylinder, all stainless steel non-repairable, 3/4in bore, 1/4in rod diameter, 2in stroke, double acting, front nose mount. | Stock | 131
F12030DN | NITRA pneumatic cylinder, all stainless steel non-repairable, 3/4in bore, 1/4in rod diameter, 3in stroke, double acting, front nose mount. | Stock | 134
F12040DN | NITRA pneumatic cylinder, all stainless steel non-repairable, 3/4in bore, 1/4in rod diameter, 4in stroke, double acting, front nose mount. | Stock | 136
F12050DN | NITRA pneumatic cylinder, all stainless steel non-repairable, 3/4in bore, 1/4in rod diameter, 5in stroke, double acting, front nose mount. | Stock | 139
F12060DN | NITRA pneumatic cylinder, all stainless steel non-repairable, 3/4in bore, 1/4in rod diameter, 6in stroke, double acting, front nose mount. | Stock | 142
F12080DN | NITRA pneumatic cylinder, all stainless steel non-repairable, 3/4in bore, 1/4in rod diameter, 8in stroke, double acting, front nose mount. | Stock | 147
F12100DN | NITRA pneumatic cylinder, all stainless steel non-repairable, 3/4in bore, 1/4in rod diameter, 10in stroke, double acting, front nose mount. | Stock | 153
F12120DN | NITRA pneumatic cylinder, all stainless steel non-repairable, 3/4in bore, 1/4in rod diameter, 12in stroke, double acting, front nose mount. | Stock | 159
F12005DD | NITRA pneumatic cylinder, all stainless steel non-repairable, 3/4in bore, 1/4in rod diameter, 1/2in stroke, double acting, double end mount. | Stock | 135
F12010DD | NITRA pneumatic cylinder, all stainless steel non-repairable, 3/4in bore, 1/4in rod diameter, 1in stroke, double acting, double end mount. | Stock | 170
F12020DD | NITRA pneumatic cylinder, all stainless steel non-repairable, 3/4in bore, 1/4in rod diameter, 2in stroke, double acting, double end mount. | Stock | 173
F12030DD | NITRA pneumatic cylinder, all stainless steel non-repairable, 3/4in bore, 1/4in rod diameter, 3in stroke, double acting, double end mount. | Stock | 163
F12040DD | NITRA pneumatic cylinder, all stainless steel non-repairable, 3/4in bore, 1/4in rod diameter, 4in stroke, double acting, double end mount. | Stock | 180
F12050DD | NITRA pneumatic cylinder, all stainless steel non-repairable, 3/4in bore, 1/4in rod diameter, 5in stroke, double acting, double end mount. | Stock | 183
F12060DD | NITRA pneumatic cylinder, all stainless steel non-repairable, 3/4in bore, 1/4in rod diameter, 6in stroke, double acting, double end mount. | Stock | 170
F12080DD | NITRA pneumatic cylinder, all stainless steel non-repairable, 3/4in bore, 1/4in rod diameter, 8in stroke, double acting, double end mount. | Stock | 192
F12100DD | NITRA pneumatic cylinder, all stainless steel non-repairable, 3/4in bore, 1/4in rod diameter, 10in stroke, double acting, double end mount. | Stock | 196
F12120DD | NITRA pneumatic cylinder, all stainless steel non-repairable, 3/4in bore, 1/4in rod diameter, 12in stroke, double acting, double end mount. | Stock | 201
F12010DD-M | NITRA pneumatic cylinder, all stainless steel non-repairable, 3/4in bore, 1/4in rod diameter, 1in stroke, double acting, magnetic piston, double end mount. | Stock | 171
F12020DD-M | NITRA pneumatic cylinder, all stainless steel non-repairable, 3/4in bore, 1/4in rod diameter, 2in stroke, double acting, magnetic piston, double end mount. | Stock | 176
F12030DD-M | NITRA pneumatic cylinder, all stainless steel non-repairable, 3/4in bore, 1/4in rod diameter, 3in stroke, double acting, magnetic piston, double end mount. | Stock | 178
F12040DD-M | NITRA pneumatic cylinder, all stainless steel non-repairable, 3/4in bore, 1/4in rod diameter, 4in stroke, double acting, magnetic piston, double end mount. | Stock | 180
F12050DD-M | NITRA pneumatic cylinder, all stainless steel non-repairable, 3/4in bore, 1/4in rod diameter, 5in stroke, double acting, magnetic piston, double end mount. | Stock | 182
F12060DD-M | NITRA pneumatic cylinder, all stainless steel non-repairable, 3/4in bore, 1/4in rod diameter, 6in stroke, double acting, magnetic piston, double end mount. | Stock | 185
F12080DD-M | NITRA pneumatic cylinder, all stainless steel non-repairable, 3/4in bore, 1/4in rod diameter, 8in stroke, double acting, magnetic piston, double end mount. | Stock | 190
F12100DD-M | NITRA pneumatic cylinder, all stainless steel non-repairable, 3/4in bore, 1/4in rod diameter, 10in stroke, double acting, magnetic piston, double end mount. | Stock | 197
F12120DD-M | NITRA pneumatic cylinder, all stainless steel non-repairable, 3/4in bore, 1/4in rod diameter, 12in stroke, double acting, magnetic piston, double end mount. | Stock | 202
F17005DN | NITRA pneumatic cylinder, all stainless steel non-repairable, 1-1/16in bore, 5/16in rod diameter, 1/2in stroke, double acting, front nose mount. | Stock | 136
F17010DN | NITRA pneumatic cylinder, all stainless steel non-repairable, 1-1/16in bore, 5/16in rod diameter, 1in stroke, double acting, front nose mount. | Stock | 138
F17020DN | NITRA pneumatic cylinder, all stainless steel non-repairable, 1-1/16in bore, 5/16in rod diameter, 2in stroke, double acting, front nose mount. | Stock | 142
F17030DN | NITRA pneumatic cylinder, all stainless steel non-repairable, 1-1/16in bore, 5/16in rod diameter, 3in stroke, double acting, front nose mount. | Stock | 145
F17040DN | NITRA pneumatic cylinder, all stainless steel non-repairable, 1-1/16in bore, 5/16in rod diameter, 4in stroke, double acting, front nose mount. | Stock | 147
F17050DN | NITRA pneumatic cylinder, all stainless steel non-repairable, 1-1/16in bore, 5/16in rod diameter, 5in stroke, double acting, front nose mount. | Stock | 151
F17060DN | NITRA pneumatic cylinder, all stainless steel non-repairable, 1-1/16in bore, 5/16in rod diameter, 6in stroke, double acting, front nose mount. | Stock | 153
F17080DN | NITRA pneumatic cylinder, all stainless steel non-repairable, 1-1/16in bore, 5/16in rod diameter, 8in stroke, double acting, front nose mount. | Stock | 156
F17100DN | NITRA pneumatic cylinder, all stainless steel non-repairable, 1-1/16in bore, 5/16in rod diameter, 10in stroke, double acting, front nose mount. | Stock | 163
F17120DN | NITRA pneumatic cylinder, all stainless steel non-repairable, 1-1/16in bore, 5/16in rod diameter, 12in stroke, double acting, front nose mount. | Stock | 169
F17010DD | NITRA pneumatic cylinder, all stainless steel non-repairable, 1-1/16in bore, 5/16in rod diameter, 1in stroke, double acting, double end mount. | Stock | 184
F17020DD | NITRA pneumatic cylinder, all stainless steel non-repairable, 1-1/16in bore, 5/16in rod diameter, 2in stroke, double acting, double end mount. | Stock | 169
F17030DD | NITRA pneumatic cylinder, all stainless steel non-repairable, 1-1/16in bore, 5/16in rod diameter, 3in stroke, double acting, double end mount. | Stock | 171
F17040DD | NITRA pneumatic cylinder, all stainless steel non-repairable, 1-1/16in bore, 5/16in rod diameter, 4in stroke, double acting, double end mount. | Stock | 176
F17050DD | NITRA pneumatic cylinder, all stainless steel non-repairable, 1-1/16in bore, 5/16in rod diameter, 5in stroke, double acting, double end mount. | Stock | 196
F17060DD | NITRA pneumatic cylinder, all stainless steel non-repairable, 1-1/16in bore, 5/16in rod diameter, 6in stroke, double acting, double end mount. | Stock | 181
F17080DD | NITRA pneumatic cylinder, all stainless steel non-repairable, 1-1/16in bore, 5/16in rod diameter, 8in stroke, double acting, double end mount. | Stock | 205
F17100DD | NITRA pneumatic cylinder, all stainless steel non-repairable, 1-1/16in bore, 5/16in rod diameter, 10in stroke, double acting, double end mount. | Stock | 191
F17120DD | NITRA pneumatic cylinder, all stainless steel non-repairable, 1-1/16in bore, 5/16in rod diameter, 12in stroke, double acting, double end mount. | Stock | 216
F17010DD-M | NITRA pneumatic cylinder, all stainless steel non-repairable, 1-1/16in bore, 5/16in rod diameter, 1in stroke, double acting, magnetic piston, double end mount. | Stock | 185
F17020DD-M | NITRA pneumatic cylinder, all stainless steel non-repairable, 1-1/16in bore, 5/16in rod diameter, 2in stroke, double acting, magnetic piston, double end mount. | Stock | 187
F17030DD-M | NITRA pneumatic cylinder, all stainless steel non-repairable, 1-1/16in bore, 5/16in rod diameter, 3in stroke, double acting, magnetic piston, double end mount. | Stock | 190
F17040DD-M | NITRA pneumatic cylinder, all stainless steel non-repairable, 1-1/16in bore, 5/16in rod diameter, 4in stroke, double acting, magnetic piston, double end mount. | Stock | 194
F17050DD-M | NITRA pneumatic cylinder, all stainless steel non-repairable, 1-1/16in bore, 5/16in rod diameter, 5in stroke, double acting, magnetic piston, double end mount. | Stock | 197
F17060DD-M | NITRA pneumatic cylinder, all stainless steel non-repairable, 1-1/16in bore, 5/16in rod diameter, 6in stroke, double acting, magnetic piston, double end mount. | Stock | 199
F17080DD-M | NITRA pneumatic cylinder, all stainless steel non-repairable, 1-1/16in bore, 5/16in rod diameter, 8in stroke, double acting, magnetic piston, double end mount. | Stock | 205
F17100DD-M | NITRA pneumatic cylinder, all stainless steel non-repairable, 1-1/16in bore, 5/16in rod diameter, 10in stroke, double acting, magnetic piston, double end mount. | Stock | 211
F17120DD-M | NITRA pneumatic cylinder, all stainless steel non-repairable, 1-1/16in bore, 5/16in rod diameter, 12in stroke, double acting, magnetic piston, double end mount. | Stock | 214
F24010DN | NITRA pneumatic cylinder, all stainless steel non-repairable, 1-1/2in bore, 7/16in rod diameter, 1in stroke, double acting, front nose mount. | Stock | 154
F24015DN | NITRA pneumatic cylinder, all stainless steel non-repairable, 1-1/2in bore, 7/16in rod diameter, 1-1/2in stroke, double acting, front nose mount. | Stock | 155
F24020DN | NITRA pneumatic cylinder, all stainless steel non-repairable, 1-1/2in bore, 7/16in rod diameter, 2in stroke, double acting, front nose mount. | Stock | 159
F24030DN | NITRA pneumatic cylinder, all stainless steel non-repairable, 1-1/2in bore, 7/16in rod diameter, 3in stroke, double acting, front nose mount. | Stock | 163
F24040DN | NITRA pneumatic cylinder, all stainless steel non-repairable, 1-1/2in bore, 7/16in rod diameter, 4in stroke, double acting, front nose mount. | Stock | 166
F24050DN | NITRA pneumatic cylinder, all stainless steel non-repairable, 1-1/2in bore, 7/16in rod diameter, 5in stroke, double acting, front nose mount. | Stock | 170
F24060DN | NITRA pneumatic cylinder, all stainless steel non-repairable, 1-1/2in bore, 7/16in rod diameter, 6in stroke, double acting, front nose mount. | Stock | 177
F24080DN | NITRA pneumatic cylinder, all stainless steel non-repairable, 1-1/2in bore, 7/16in rod diameter, 8in stroke, double acting, front nose mount. | Stock | 183
F24100DN | NITRA pneumatic cylinder, all stainless steel non-repairable, 1-1/2in bore, 7/16in rod diameter, 10in stroke, double acting, front nose mount. | Stock | 191
F24120DN | NITRA pneumatic cylinder, all stainless steel non-repairable, 1-1/2in bore, 7/16in rod diameter, 12in stroke, double acting, front nose mount. | Stock | 201
F24010DD | NITRA pneumatic cylinder, all stainless steel non-repairable, 1-1/2in bore, 7/16in rod diameter, 1in stroke, double acting, double end mount. | Stock | 178
F24020DD | NITRA pneumatic cylinder, all stainless steel non-repairable, 1-1/2in bore, 7/16in rod diameter, 2in stroke, double acting, double end mount. | Stock | 204
F24030DD | NITRA pneumatic cylinder, all stainless steel non-repairable, 1-1/2in bore, 7/16in rod diameter, 3in stroke, double acting, double end mount. | Stock | 186
F24040DD | NITRA pneumatic cylinder, all stainless steel non-repairable, 1-1/2in bore, 7/16in rod diameter, 4in stroke, double acting, double end mount. | Stock | 215
F24050DD | NITRA pneumatic cylinder, all stainless steel non-repairable, 1-1/2in bore, 7/16in rod diameter, 5in stroke, double acting, double end mount. | Stock | 216
F24060DD | NITRA pneumatic cylinder, all stainless steel non-repairable, 1-1/2in bore, 7/16in rod diameter, 6in stroke, double acting, double end mount. | Stock | 198
F24080DD | NITRA pneumatic cylinder, all stainless steel non-repairable, 1-1/2in bore, 7/16in rod diameter, 8in stroke, double acting, double end mount. | Stock | 229
F24100DD | NITRA pneumatic cylinder, all stainless steel non-repairable, 1-1/2in bore, 7/16in rod diameter, 10in stroke, double acting, double end mount. | Stock | 214
F24120DD | NITRA pneumatic cylinder, all stainless steel non-repairable, 1-1/2in bore, 7/16in rod diameter, 12in stroke, double acting, double end mount. | Stock | 224
F24010DD-M | NITRA pneumatic cylinder, all stainless steel non-repairable, 1-1/2in bore, 7/16in rod diameter, 1in stroke, double acting, magnetic piston, double end mount. | Stock | 199
F24020DD-M | NITRA pneumatic cylinder, all stainless steel non-repairable, 1-1/2in bore, 7/16in rod diameter, 2in stroke, double acting, magnetic piston, double end mount. | Stock | 205
F24030DD-M | NITRA pneumatic cylinder, all stainless steel non-repairable, 1-1/2in bore, 7/16in rod diameter, 3in stroke, double acting, magnetic piston, double end mount. | Stock | 208
F24040DD-M | NITRA pneumatic cylinder, all stainless steel non-repairable, 1-1/2in bore, 7/16in rod diameter, 4in stroke, double acting, magnetic piston, double end mount. | Stock | 215
F24050DD-M | NITRA pneumatic cylinder, all stainless steel non-repairable, 1-1/2in bore, 7/16in rod diameter, 5in stroke, double acting, magnetic piston, double end mount. | Stock | 215
F24060DD-M | NITRA pneumatic cylinder, all stainless steel non-repairable, 1-1/2in bore, 7/16in rod diameter, 6in stroke, double acting, magnetic piston, double end mount. | Stock | 222
F24080DD-M | NITRA pneumatic cylinder, all stainless steel non-repairable, 1-1/2in bore, 7/16in rod diameter, 8in stroke, double acting, magnetic piston, double end mount. | Stock | 229
F24100DD-M | NITRA pneumatic cylinder, all stainless steel non-repairable, 1-1/2in bore, 7/16in rod diameter, 10in stroke, double acting, magnetic piston, double end mount. | Stock | 239
F24120DD-M | NITRA pneumatic cylinder, all stainless steel non-repairable, 1-1/2in bore, 7/16in rod diameter, 12in stroke, double acting, magnetic piston, double end mount. | Stock | 252
F32010DN | NITRA pneumatic cylinder, all stainless steel non-repairable, 2in bore, 5/8in rod diameter, 1in stroke, double acting, front nose mount. | Stock | 166
F32020DN | NITRA pneumatic cylinder, all stainless steel non-repairable, 2in bore, 5/8in rod diameter, 2in stroke, double acting, front nose mount. | Stock | 171
F32030DN | NITRA pneumatic cylinder, all stainless steel non-repairable, 2in bore, 5/8in rod diameter, 3in stroke, double acting, front nose mount. | Stock | 178
F32040DN | NITRA pneumatic cylinder, all stainless steel non-repairable, 2in bore, 5/8in rod diameter, 4in stroke, double acting, front nose mount. | Stock | 181
F32050DN | NITRA pneumatic cylinder, all stainless steel non-repairable, 2in bore, 5/8in rod diameter, 5in stroke, double acting, front nose mount. | Stock | 186
F32060DN | NITRA pneumatic cylinder, all stainless steel non-repairable, 2in bore, 5/8in rod diameter, 6in stroke, double acting, front nose mount. | Stock | 191
F32010DD | NITRA pneumatic cylinder, all stainless steel non-repairable, 2in bore, 5/8in rod diameter, 1in stroke, double acting, double end mount. | Stock | 216
F32020DD | NITRA pneumatic cylinder, all stainless steel non-repairable, 2in bore, 5/8in rod diameter, 2in stroke, double acting, double end mount. | Stock | 197
F32030DD | NITRA pneumatic cylinder, all stainless steel non-repairable, 2in bore, 5/8in rod diameter, 3in stroke, double acting, double end mount. | Stock | 231
F32040DD | NITRA pneumatic cylinder, all stainless steel non-repairable, 2in bore, 5/8in rod diameter, 4in stroke, double acting, double end mount. | Stock | 232
F32050DD | NITRA pneumatic cylinder, all stainless steel non-repairable, 2in bore, 5/8in rod diameter, 5in stroke, double acting, double end mount. | Stock | 238
F32060DD | NITRA pneumatic cylinder, all stainless steel non-repairable, 2in bore, 5/8in rod diameter, 6in stroke, double acting, double end mount. | Stock | 214
F32080DD | NITRA pneumatic cylinder, all stainless steel non-repairable, 2in bore, 5/8in rod diameter, 8in stroke, double acting, double end mount. | Stock | 251
F32100DD | NITRA pneumatic cylinder, all stainless steel non-repairable, 2in bore, 5/8in rod diameter, 10in stroke, double acting, double end mount. | Stock | 262
F32120DD | NITRA pneumatic cylinder, all stainless steel non-repairable, 2in bore, 5/8in rod diameter, 12in stroke, double acting, double end mount. | Stock | 242
F32140DD | NITRA pneumatic cylinder, all stainless steel non-repairable, 2in bore, 5/8in rod diameter, 14in stroke, double acting, double end mount. | Stock | 279
F32160DD | NITRA pneumatic cylinder, all stainless steel non-repairable, 2in bore, 5/8in rod diameter, 16in stroke, double acting, double end mount. | Stock | 264
F32180DD | NITRA pneumatic cylinder, all stainless steel non-repairable, 2in bore, 5/8in rod diameter, 18in stroke, double acting, double end mount. | Stock | 299
F32010DD-M | NITRA pneumatic cylinder, all stainless steel non-repairable, 2in bore, 5/8in rod diameter, 1in stroke, double acting, magnetic piston, double end mount. | Stock | 216
F32020DD-M | NITRA pneumatic cylinder, all stainless steel non-repairable, 2in bore, 5/8in rod diameter, 2in stroke, double acting, magnetic piston, double end mount. | Stock | 222
F32030DD-M | NITRA pneumatic cylinder, all stainless steel non-repairable, 2in bore, 5/8in rod diameter, 3in stroke, double acting, magnetic piston, double end mount. | Stock | 230
F32040DD-M | NITRA pneumatic cylinder, all stainless steel non-repairable, 2in bore, 5/8in rod diameter, 4in stroke, double acting, magnetic piston, double end mount. | Stock | 231
F32050DD-M | NITRA pneumatic cylinder, all stainless steel non-repairable, 2in bore, 5/8in rod diameter, 5in stroke, double acting, magnetic piston, double end mount. | Stock | 237
F32060DD-M | NITRA pneumatic cylinder, all stainless steel non-repairable, 2in bore, 5/8in rod diameter, 6in stroke, double acting, magnetic piston, double end mount. | Stock | 240
F32080DD-M | NITRA pneumatic cylinder, all stainless steel non-repairable, 2in bore, 5/8in rod diameter, 8in stroke, double acting, magnetic piston, double end mount. | Stock | 250
F32100DD-M | NITRA pneumatic cylinder, all stainless steel non-repairable, 2in bore, 5/8in rod diameter, 10in stroke, double acting, magnetic piston, double end mount. | Stock | 261
F32120DD-M | NITRA pneumatic cylinder, all stainless steel non-repairable, 2in bore, 5/8in rod diameter, 12in stroke, double acting, magnetic piston, double end mount. | Stock | 269
F32140DD-M | NITRA pneumatic cylinder, all stainless steel non-repairable, 2in bore, 5/8in rod diameter, 14in stroke, double acting, magnetic piston, double end mount. | Stock | 281
F32160DD-M | NITRA pneumatic cylinder, all stainless steel non-repairable, 2in bore, 5/8in rod diameter, 16in stroke, double acting, magnetic piston, double end mount. | Stock | 289
F32180DD-M | NITRA pneumatic cylinder, all stainless steel non-repairable, 2in bore, 5/8in rod diameter, 18in stroke, double acting, magnetic piston, double end mount. | Stock | 298
ISO 15552 Pneumatic Air Cylinders
G32M025MD-MC | NITRA pneumatic cylinder, ISO 15552, 32mm bore, 12mm rod diameter, 25mm stroke, double acting, magnetic piston, adjustable cushions. | Stock | 77
G32M050MD-MC | NITRA pneumatic cylinder, ISO 15552, 32mm bore, 12mm rod diameter, 50mm stroke, double acting, magnetic piston, adjustable cushions. | Stock | 80
G32M075MD-MC | NITRA pneumatic cylinder, ISO 15552, 32mm bore, 12mm rod diameter, 75mm stroke, double acting, magnetic piston, adjustable cushions. | Stock | 84
G32M100MD-MC | NITRA pneumatic cylinder, ISO 15552, 32mm bore, 12mm rod diameter, 100mm stroke, double acting, magnetic piston, adjustable cushions. | Stock | 85
G32M125MD-MC | NITRA pneumatic cylinder, ISO 15552, 32mm bore, 12mm rod diameter, 125mm stroke, double acting, magnetic piston, adjustable cushions. | Stock | 87
G32M150MD-MC | NITRA pneumatic cylinder, ISO 15552, 32mm bore, 12mm rod diameter, 150mm stroke, double acting, magnetic piston, adjustable cushions. | Stock | 88
G32M200MD-MC | NITRA pneumatic cylinder, ISO 15552, 32mm bore, 12mm rod diameter, 200mm stroke, double acting, magnetic piston, adjustable cushions. | Stock | 93
G32M250MD-MC | NITRA pneumatic cylinder, ISO 15552, 32mm bore, 12mm rod diameter, 250mm stroke, double acting, magnetic piston, adjustable cushions. | Stock | 97
G32M300MD-MC | NITRA pneumatic cylinder, ISO 15552, 32mm bore, 12mm rod diameter, 300mm stroke, double acting, magnetic piston, adjustable cushions. | Stock | 101
G32M400MD-MC | NITRA pneumatic cylinder, ISO 15552, 32mm bore, 12mm rod diameter, 400mm stroke, double acting, magnetic piston, adjustable cushions. | Stock | 110
G32M500MD-MC | NITRA pneumatic cylinder, ISO 15552, 32mm bore, 12mm rod diameter, 500mm stroke, double acting, magnetic piston, adjustable cushions. | Stock | 116
G32M600MD-MC | NITRA pneumatic cylinder, ISO 15552, 32mm bore, 12mm rod diameter, 600mm stroke, double acting, magnetic piston, adjustable cushions. | Stock | 124
G40M025MD-MC | NITRA pneumatic cylinder, ISO 15552, 40mm bore, 16mm rod diameter, 25mm stroke, double acting, magnetic piston, adjustable cushions. | Stock | 90
G40M050MD-MC | NITRA pneumatic cylinder, ISO 15552, 40mm bore, 16mm rod diameter, 50mm stroke, double acting, magnetic piston, adjustable cushions. | Stock | 92
G40M075MD-MC | NITRA pneumatic cylinder, ISO 15552, 40mm bore, 16mm rod diameter, 75mm stroke, double acting, magnetic piston, adjustable cushions. | Stock | 93
G40M100MD-MC | NITRA pneumatic cylinder, ISO 15552, 40mm bore, 16mm rod diameter, 100mm stroke, double acting, magnetic piston, adjustable cushions. | Stock | 97
G40M125MD-MC | NITRA pneumatic cylinder, ISO 15552, 40mm bore, 16mm rod diameter, 125mm stroke, double acting, magnetic piston, adjustable cushions. | Stock | 99
G40M150MD-MC | NITRA pneumatic cylinder, ISO 15552, 40mm bore, 16mm rod diameter, 150mm stroke, double acting, magnetic piston, adjustable cushions. | Stock | 101
G40M200MD-MC | NITRA pneumatic cylinder, ISO 15552, 40mm bore, 16mm rod diameter, 200mm stroke, double acting, magnetic piston, adjustable cushions. | Stock | 108
G40M250MD-MC | NITRA pneumatic cylinder, ISO 15552, 40mm bore, 16mm rod diameter, 250mm stroke, double acting, magnetic piston, adjustable cushions. | Stock | 112
G40M300MD-MC | NITRA pneumatic cylinder, ISO 15552, 40mm bore, 16mm rod diameter, 300mm stroke, double acting, magnetic piston, adjustable cushions. | Stock | 116
G40M400MD-MC | NITRA pneumatic cylinder, ISO 15552, 40mm bore, 16mm rod diameter, 400mm stroke, double acting, magnetic piston, adjustable cushions. | Stock | 125
G40M500MD-MC | NITRA pneumatic cylinder, ISO 15552, 40mm bore, 16mm rod diameter, 500mm stroke, double acting, magnetic piston, adjustable cushions. | Stock | 138
G40M600MD-MC | NITRA pneumatic cylinder, ISO 15552, 40mm bore, 16mm rod diameter, 600mm stroke, double acting, magnetic piston, adjustable cushions. | Stock | 147
G50M050MD-MC | NITRA pneumatic cylinder, ISO 15552, 50mm bore, 20mm rod diameter, 50mm stroke, double acting, magnetic piston, adjustable cushions. | Stock | 109
G50M075MD-MC | NITRA pneumatic cylinder, ISO 15552, 50mm bore, 20mm rod diameter, 75mm stroke, double acting, magnetic piston, adjustable cushions. | Stock | 111
G50M100MD-MC | NITRA pneumatic cylinder, ISO 15552, 50mm bore, 20mm rod diameter, 100mm stroke, double acting, magnetic piston, adjustable cushions. | Stock | 113
G50M125MD-MC | NITRA pneumatic cylinder, ISO 15552, 50mm bore, 20mm rod diameter, 125mm stroke, double acting, magnetic piston, adjustable cushions. | Stock | 116
G50M150MD-MC | NITRA pneumatic cylinder, ISO 15552, 50mm bore, 20mm rod diameter, 150mm stroke, double acting, magnetic piston, adjustable cushions. | Stock | 119
G50M200MD-MC | NITRA pneumatic cylinder, ISO 15552, 50mm bore, 20mm rod diameter, 200mm stroke, double acting, magnetic piston, adjustable cushions. | Stock | 124
G50M250MD-MC | NITRA pneumatic cylinder, ISO 15552, 50mm bore, 20mm rod diameter, 250mm stroke, double acting, magnetic piston, adjustable cushions. | Stock | 130
G50M300MD-MC | NITRA pneumatic cylinder, ISO 15552, 50mm bore, 20mm rod diameter, 300mm stroke, double acting, magnetic piston, adjustable cushions. | Stock | 139
G50M400MD-MC | NITRA pneumatic cylinder, ISO 15552, 50mm bore, 20mm rod diameter, 400mm stroke, double acting, magnetic piston, adjustable cushions. | Stock | 151
G50M500MD-MC | NITRA pneumatic cylinder, ISO 15552, 50mm bore, 20mm rod diameter, 500mm stroke, double acting, magnetic piston, adjustable cushions. | Stock | 165
G50M600MD-MC | NITRA pneumatic cylinder, ISO 15552, 50mm bore, 20mm rod diameter, 600mm stroke, double acting, magnetic piston, adjustable cushions. | Stock | 177
G63M025MD-MC | NITRA pneumatic cylinder, ISO 15552, 63mm bore, 20mm rod diameter, 25mm stroke, double acting, magnetic piston, adjustable cushions. | Stock | 125
G63M050MD-MC | NITRA pneumatic cylinder, ISO 15552, 63mm bore, 20mm rod diameter, 50mm stroke, double acting, magnetic piston, adjustable cushions. | Stock | 129
G63M075MD-MC | NITRA pneumatic cylinder, ISO 15552, 63mm bore, 20mm rod diameter, 75mm stroke, double acting, magnetic piston, adjustable cushions. | Stock | 134
G63M100MD-MC | NITRA pneumatic cylinder, ISO 15552, 63mm bore, 20mm rod diameter, 100mm stroke, double acting, magnetic piston, adjustable cushions. | Stock | 140
G63M125MD-MC | NITRA pneumatic cylinder, ISO 15552, 63mm bore, 20mm rod diameter, 125mm stroke, double acting, magnetic piston, adjustable cushions. | Stock | 142
G63M150MD-MC | NITRA pneumatic cylinder, ISO 15552, 63mm bore, 20mm rod diameter, 150mm stroke, double acting, magnetic piston, adjustable cushions. | Stock | 144
G63M200MD-MC | NITRA pneumatic cylinder, ISO 15552, 63mm bore, 20mm rod diameter, 200mm stroke, double acting, magnetic piston, adjustable cushions. | Stock | 151
G63M250MD-MC | NITRA pneumatic cylinder, ISO 15552, 63mm bore, 20mm rod diameter, 250mm stroke, double acting, magnetic piston, adjustable cushions. | Stock | 157
G63M300MD-MC | NITRA pneumatic cylinder, ISO 15552, 63mm bore, 20mm rod diameter, 300mm stroke, double acting, magnetic piston, adjustable cushions. | Stock | 165
G63M400MD-MC | NITRA pneumatic cylinder, ISO 15552, 63mm bore, 20mm rod diameter, 400mm stroke, double acting, magnetic piston, adjustable cushions. | Stock | 177
G63M500MD-MC | NITRA pneumatic cylinder, ISO 15552, 63mm bore, 20mm rod diameter, 500mm stroke, double acting, magnetic piston, adjustable cushions. | Stock | 193
G80M025MD-MC | NITRA pneumatic cylinder, ISO 15552, 80mm bore, 25mm rod diameter, 25mm stroke, double acting, magnetic piston, adjustable cushions. | Stock | 147
G80M050MD-MC | NITRA pneumatic cylinder, ISO 15552, 80mm bore, 25mm rod diameter, 50mm stroke, double acting, magnetic piston, adjustable cushions. | Stock | 151
G80M075MD-MC | NITRA pneumatic cylinder, ISO 15552, 80mm bore, 25mm rod diameter, 75mm stroke, double acting, magnetic piston, adjustable cushions. | Stock | 156
G80M100MD-MC | NITRA pneumatic cylinder, ISO 15552, 80mm bore, 25mm rod diameter, 100mm stroke, double acting, magnetic piston, adjustable cushions. | Stock | 159
G80M125MD-MC | NITRA pneumatic cylinder, ISO 15552, 80mm bore, 25mm rod diameter, 125mm stroke, double acting, magnetic piston, adjustable cushions. | Stock | 166
G80M150MD-MC | NITRA pneumatic cylinder, ISO 15552, 80mm bore, 25mm rod diameter, 150mm stroke, double acting, magnetic piston, adjustable cushions. | Stock | 170
G80M200MD-MC | NITRA pneumatic cylinder, ISO 15552, 80mm bore, 25mm rod diameter, 200mm stroke, double acting, magnetic piston, adjustable cushions. | Stock | 179
G80M250MD-MC | NITRA pneumatic cylinder, ISO 15552, 80mm bore, 25mm rod diameter, 250mm stroke, double acting, magnetic piston, adjustable cushions. | Stock | 193
G80M300MD-MC | NITRA pneumatic cylinder, ISO 15552, 80mm bore, 25mm rod diameter, 300mm stroke, double acting, magnetic piston, adjustable cushions. | Stock | 203
G80M400MD-MC | NITRA pneumatic cylinder, ISO 15552, 80mm bore, 25mm rod diameter, 400mm stroke, double acting, magnetic piston, adjustable cushions. | Stock | 221
G80M500MD-MC | NITRA pneumatic cylinder, ISO 15552, 80mm bore, 25mm rod diameter, 500mm stroke, double acting, magnetic piston, adjustable cushions. | Stock | 242
G80M600MD-MC | NITRA pneumatic cylinder, ISO 15552, 80mm bore, 25mm rod diameter, 600mm stroke, double acting, magnetic piston, adjustable cushions. | Stock | 261
G100M025MD-MC | NITRA pneumatic cylinder, ISO 15552, 100mm bore, 25mm rod diameter, 25mm stroke, double acting, magnetic piston, adjustable cushions. | Stock | 203
G100M075MD-MC | NITRA pneumatic cylinder, ISO 15552, 100mm bore, 25mm rod diameter, 75mm stroke, double acting, magnetic piston, adjustable cushions. | Stock | 212
G100M100MD-MC | NITRA pneumatic cylinder, ISO 15552, 100mm bore, 25mm rod diameter, 100mm stroke, double acting, magnetic piston, adjustable cushions. | Stock | 216
G100M125MD-MC | NITRA pneumatic cylinder, ISO 15552, 100mm bore, 25mm rod diameter, 125mm stroke, double acting, magnetic piston, adjustable cushions. | Stock | 222
G100M150MD-MC | NITRA pneumatic cylinder, ISO 15552, 100mm bore, 25mm rod diameter, 150mm stroke, double acting, magnetic piston, adjustable cushions. | Stock | 225
G100M200MD-MC | NITRA pneumatic cylinder, ISO 15552, 100mm bore, 25mm rod diameter, 200mm stroke, double acting, magnetic piston, adjustable cushions. | Stock | 237
G100M250MD-MC | NITRA pneumatic cylinder, ISO 15552, 100mm bore, 25mm rod diameter, 250mm stroke, double acting, magnetic piston, adjustable cushions. | Stock | 251
G100M300MD-MC | NITRA pneumatic cylinder, ISO 15552, 100mm bore, 25mm rod diameter, 300mm stroke, double acting, magnetic piston, adjustable cushions. | Stock | 260
G100M400MD-MC | NITRA pneumatic cylinder, ISO 15552, 100mm bore, 25mm rod diameter, 400mm stroke, double acting, magnetic piston, adjustable cushions. | Stock | 280
G100M500MD-MC | NITRA pneumatic cylinder, ISO 15552, 100mm bore, 25mm rod diameter, 500mm stroke, double acting, magnetic piston, adjustable cushions. | Stock | 302
G100M600MD-MC | NITRA pneumatic cylinder, ISO 15552, 100mm bore, 25mm rod diameter, 600mm stroke, double acting, magnetic piston, adjustable cushions. | Stock | 323
Compact Extruded Pneumatic Air Cylinders
H12M005MD-M | NITRA pneumatic cylinder, compact extruded, 12mm bore, 6mm rod diameter, 5mm stroke, double acting, magnetic piston, tapped end caps mount. | Stock | 40
H12M010MD-M | NITRA pneumatic cylinder, compact extruded, 12mm bore, 6mm rod diameter, 10mm stroke, double acting, magnetic piston, tapped end caps mount. | Stock | 42
H12M015MD-M | NITRA pneumatic cylinder, compact extruded, 12mm bore, 6mm rod diameter, 15mm stroke, double acting, magnetic piston, tapped end caps mount. | Stock | 44
H12M020MD-M | NITRA pneumatic cylinder, compact extruded, 12mm bore, 6mm rod diameter, 20mm stroke, double acting, magnetic piston, tapped end caps mount. | Stock | 45.5
H12M025MD-M | NITRA pneumatic cylinder, compact extruded, 12mm bore, 6mm rod diameter, 25mm stroke, double acting, magnetic piston, tapped end caps mount. | Stock | 46.5
H12M030MD-M | NITRA pneumatic cylinder, compact extruded, 12mm bore, 6mm rod diameter, 30mm stroke, double acting, magnetic piston, tapped end caps mount. | Stock | 48
H12M040MD-M | NITRA pneumatic cylinder, compact extruded, 12mm bore, 6mm rod diameter, 40mm stroke, double acting, magnetic piston, tapped end caps mount. | Stock | 55
H12M050MD-M | NITRA pneumatic cylinder, compact extruded, 12mm bore, 6mm rod diameter, 50mm stroke, double acting, magnetic piston, tapped end caps mount. | Stock | 61
H16M005MD-M | NITRA pneumatic cylinder, compact extruded, 16mm bore, 8mm rod diameter, 5mm stroke, double acting, magnetic piston, tapped end caps mount. | Stock | 54
H16M010MD-M | NITRA pneumatic cylinder, compact extruded, 16mm bore, 8mm rod diameter, 10mm stroke, double acting, magnetic piston, tapped end caps mount. | Stock | 55
H16M015MD-M | NITRA pneumatic cylinder, compact extruded, 16mm bore, 8mm rod diameter, 15mm stroke, double acting, magnetic piston, tapped end caps mount. | Stock | 57
H16M020MD-M | NITRA pneumatic cylinder, compact extruded, 16mm bore, 8mm rod diameter, 20mm stroke, double acting, magnetic piston, tapped end caps mount. | Stock | 58
H16M025MD-M | NITRA pneumatic cylinder, compact extruded, 16mm bore, 8mm rod diameter, 25mm stroke, double acting, magnetic piston, tapped end caps mount. | Stock | 60
H16M030MD-M | NITRA pneumatic cylinder, compact extruded, 16mm bore, 8mm rod diameter, 30mm stroke, double acting, magnetic piston, tapped end caps mount. | Stock | 61
H16M040MD-M | NITRA pneumatic cylinder, compact extruded, 16mm bore, 8mm rod diameter, 40mm stroke, double acting, magnetic piston, tapped end caps mount. | Stock | 68
H16M050MD-M | NITRA pneumatic cylinder, compact extruded, 16mm bore, 8mm rod diameter, 50mm stroke, double acting, magnetic piston, tapped end caps mount. | Stock | 73
H20M005MD-M | NITRA pneumatic cylinder, compact extruded, 20mm bore, 10mm rod diameter, 5mm stroke, double acting, magnetic piston, tapped end caps mount. | Stock | 65
H20M010MD-M | NITRA pneumatic cylinder, compact extruded, 20mm bore, 10mm rod diameter, 10mm stroke, double acting, magnetic piston, tapped end caps mount. | Stock | 67
H20M015MD-M | NITRA pneumatic cylinder, compact extruded, 20mm bore, 10mm rod diameter, 15mm stroke, double acting, magnetic piston, tapped end caps mount. | Stock | 68
H20M020MD-M | NITRA pneumatic cylinder, compact extruded, 20mm bore, 10mm rod diameter, 20mm stroke, double acting, magnetic piston, tapped end caps mount. | Stock | 68
H20M025MD-M | NITRA pneumatic cylinder, compact extruded, 20mm bore, 10mm rod diameter, 25mm stroke, double acting, magnetic piston, tapped end caps mount. | Stock | 69
H20M030MD-M | NITRA pneumatic cylinder, compact extruded, 20mm bore, 10mm rod diameter, 30mm stroke, double acting, magnetic piston, tapped end caps mount. | Stock | 70
H20M040MD-M | NITRA pneumatic cylinder, compact extruded, 20mm bore, 10mm rod diameter, 40mm stroke, double acting, magnetic piston, tapped end caps mount. | Stock | 73
H20M050MD-M | NITRA pneumatic cylinder, compact extruded, 20mm bore, 10mm rod diameter, 50mm stroke, double acting, magnetic piston, tapped end caps mount. | Stock | 78
H20M075MD-M | NITRA pneumatic cylinder, compact extruded, 20mm bore, 10mm rod diameter, 75mm stroke, double acting, magnetic piston, tapped end caps mount. | Stock | 80
H20M100MD-M | NITRA pneumatic cylinder, compact extruded, 20mm bore, 10mm rod diameter, 100mm stroke, double acting, magnetic piston, tapped end caps mount. | Stock | 88
H25M005MD-M | NITRA pneumatic cylinder, compact extruded, 25mm bore, 12mm rod diameter, 5mm stroke, double acting, magnetic piston, tapped end caps mount. | Stock | 60
H25M010MD-M | NITRA pneumatic cylinder, compact extruded, 25mm bore, 12mm rod diameter, 10mm stroke, double acting, magnetic piston, tapped end caps mount. | Stock | 71
H25M015MD-M | NITRA pneumatic cylinder, compact extruded, 25mm bore, 12mm rod diameter, 15mm stroke, double acting, magnetic piston, tapped end caps mount. | Stock | 73
H25M020MD-M | NITRA pneumatic cylinder, compact extruded, 25mm bore, 12mm rod diameter, 20mm stroke, double acting, magnetic piston, tapped end caps mount. | Stock | 75
H25M025MD-M | NITRA pneumatic cylinder, compact extruded, 25mm bore, 12mm rod diameter, 25mm stroke, double acting, magnetic piston, tapped end caps mount. | Stock | 76
H25M030MD-M | NITRA pneumatic cylinder, compact extruded, 25mm bore, 12mm rod diameter, 30mm stroke, double acting, magnetic piston, tapped end caps mount. | Stock | 78
H25M040MD-M | NITRA pneumatic cylinder, compact extruded, 25mm bore, 12mm rod diameter, 40mm stroke, double acting, magnetic piston, tapped end caps mount. | Stock | 82
H25M050MD-M | NITRA pneumatic cylinder, compact extruded, 25mm bore, 12mm rod diameter, 50mm stroke, double acting, magnetic piston, tapped end caps mount. | Stock | 84
H25M075MD-M | NITRA pneumatic cylinder, compact extruded, 25mm bore, 12mm rod diameter, 75mm stroke, double acting, magnetic piston, tapped end caps mount. | Stock | 86
H25M100MD-M | NITRA pneumatic cylinder, compact extruded, 25mm bore, 12mm rod diameter, 100mm stroke, double acting, magnetic piston, tapped end caps mount. | Stock | 108
H32M005MD-M | NITRA pneumatic cylinder, compact extruded, 32mm bore, 16mm rod diameter, 5mm stroke, double acting, magnetic piston, tapped end caps mount. | Stock | 88
H32M010MD-M | NITRA pneumatic cylinder, compact extruded, 32mm bore, 16mm rod diameter, 10mm stroke, double acting, magnetic piston, tapped end caps mount. | Stock | 90
H32M015MD-M | NITRA pneumatic cylinder, compact extruded, 32mm bore, 16mm rod diameter, 15mm stroke, double acting, magnetic piston, tapped end caps mount. | Stock | 91
H32M020MD-M | NITRA pneumatic cylinder, compact extruded, 32mm bore, 16mm rod diameter, 20mm stroke, double acting, magnetic piston, tapped end caps mount. | Stock | 92
H32M025MD-M | NITRA pneumatic cylinder, compact extruded, 32mm bore, 16mm rod diameter, 25mm stroke, double acting, magnetic piston, tapped end caps mount. | Stock | 93
H32M030MD-M | NITRA pneumatic cylinder, compact extruded, 32mm bore, 16mm rod diameter, 30mm stroke, double acting, magnetic piston, tapped end caps mount. | Stock | 96
H32M040MD-M | NITRA pneumatic cylinder, compact extruded, 32mm bore, 16mm rod diameter, 40mm stroke, double acting, magnetic piston, tapped end caps mount. | Stock | 97
H32M050MD-M | NITRA pneumatic cylinder, compact extruded, 32mm bore, 16mm rod diameter, 50mm stroke, double acting, magnetic piston, tapped end caps mount. | Stock | 100
H32M075MD-M | NITRA pneumatic cylinder, compact extruded, 32mm bore, 16mm rod diameter, 75mm stroke, double acting, magnetic piston, tapped end caps mount. | Stock | 107
H32M100MD-M | NITRA pneumatic cylinder, compact extruded, 32mm bore, 16mm rod diameter, 100mm stroke, double acting, magnetic piston, tapped end caps mount. | Stock | 116
H40M005MD-M | NITRA pneumatic cylinder, compact extruded, 40mm bore, 16mm rod diameter, 5mm stroke, double acting, magnetic piston, tapped end caps mount. | Stock | 100
H40M010MD-M | NITRA pneumatic cylinder, compact extruded, 40mm bore, 16mm rod diameter, 10mm stroke, double acting, magnetic piston, tapped end caps mount. | Stock | 101
H40M015MD-M | NITRA pneumatic cylinder, compact extruded, 40mm bore, 16mm rod diameter, 15mm stroke, double acting, magnetic piston, tapped end caps mount. | Stock | 103
H40M020MD-M | NITRA pneumatic cylinder, compact extruded, 40mm bore, 16mm rod diameter, 20mm stroke, double acting, magnetic piston, tapped end caps mount. | Stock | 105
H40M025MD-M | NITRA pneumatic cylinder, compact extruded, 40mm bore, 16mm rod diameter, 25mm stroke, double acting, magnetic piston, tapped end caps mount. | Stock | 106
H40M030MD-M | NITRA pneumatic cylinder, compact extruded, 40mm bore, 16mm rod diameter, 30mm stroke, double acting, magnetic piston, tapped end caps mount. | Stock | 107
H40M040MD-M | NITRA pneumatic cylinder, compact extruded, 40mm bore, 16mm rod diameter, 40mm stroke, double acting, magnetic piston, tapped end caps mount. | Stock | 112
H40M050MD-M | NITRA pneumatic cylinder, compact extruded, 40mm bore, 16mm rod diameter, 50mm stroke, double acting, magnetic piston, tapped end caps mount. | Stock | 114
H40M075MD-M | NITRA pneumatic cylinder, compact extruded, 40mm bore, 16mm rod diameter, 75mm stroke, double acting, magnetic piston, tapped end caps mount. | Stock | 123
H40M100MD-M | NITRA pneumatic cylinder, compact extruded, 40mm bore, 16mm rod diameter, 100mm stroke, double acting, magnetic piston, tapped end caps mount. | Stock | 129
H50M005MD-M | NITRA pneumatic cylinder, compact extruded, 50mm bore, 20mm rod diameter, 5mm stroke, double acting, magnetic piston, tapped end caps mount. | Stock | 117
H50M010MD-M | NITRA pneumatic cylinder, compact extruded, 50mm bore, 20mm rod diameter, 10mm stroke, double acting, magnetic piston, tapped end caps mount. | Stock | 120
H50M015MD-M | NITRA pneumatic cylinder, compact extruded, 50mm bore, 20mm rod diameter, 15mm stroke, double acting, magnetic piston, tapped end caps mount. | Stock | 123
H50M020MD-M | NITRA pneumatic cylinder, compact extruded, 50mm bore, 20mm rod diameter, 20mm stroke, double acting, magnetic piston, tapped end caps mount. | Stock | 124
H50M025MD-M | NITRA pneumatic cylinder, compact extruded, 50mm bore, 20mm rod diameter, 25mm stroke, double acting, magnetic piston, tapped end caps mount. | Stock | 126
H50M030MD-M | NITRA pneumatic cylinder, compact extruded, 50mm bore, 20mm rod diameter, 30mm stroke, double acting, magnetic piston, tapped end caps mount. | Stock | 127
H50M040MD-M | NITRA pneumatic cylinder, compact extruded, 50mm bore, 20mm rod diameter, 40mm stroke, double acting, magnetic piston, tapped end caps mount. | Stock | 134
H50M050MD-M | NITRA pneumatic cylinder, compact extruded, 50mm bore, 20mm rod diameter, 50mm stroke, double acting, magnetic piston, tapped end caps mount. | Stock | 137
H50M075MD-M | NITRA pneumatic cylinder, compact extruded, 50mm bore, 20mm rod diameter, 75mm stroke, double acting, magnetic piston, tapped end caps mount. | Stock | 149
H50M100MD-M | NITRA pneumatic cylinder, compact extruded, 50mm bore, 20mm rod diameter, 100mm stroke, double acting, magnetic piston, tapped end caps mount. | Stock | 158
H63M005MD-M | NITRA pneumatic cylinder, compact extruded, 63mm bore, 20mm rod diameter, 5mm stroke, double acting, magnetic piston, tapped end caps mount. | Stock | 136
H63M010MD-M | NITRA pneumatic cylinder, compact extruded, 63mm bore, 20mm rod diameter, 10mm stroke, double acting, magnetic piston, tapped end caps mount. | Stock | 140
H63M015MD-M | NITRA pneumatic cylinder, compact extruded, 63mm bore, 20mm rod diameter, 15mm stroke, double acting, magnetic piston, tapped end caps mount. | Stock | 143
H63M020MD-M | NITRA pneumatic cylinder, compact extruded, 63mm bore, 20mm rod diameter, 20mm stroke, double acting, magnetic piston, tapped end caps mount. | Stock | 147
H63M025MD-M | NITRA pneumatic cylinder, compact extruded, 63mm bore, 20mm rod diameter, 25mm stroke, double acting, magnetic piston, tapped end caps mount. | Stock | 148
H63M030MD-M | NITRA pneumatic cylinder, compact extruded, 63mm bore, 20mm rod diameter, 30mm stroke, double acting, magnetic piston, tapped end caps mount. | Stock | 150
H63M040MD-M | NITRA pneumatic cylinder, compact extruded, 63mm bore, 20mm rod diameter, 40mm stroke, double acting, magnetic piston, tapped end caps mount. | Stock | 154
H63M050MD-M | NITRA pneumatic cylinder, compact extruded, 63mm bore, 20mm rod diameter, 50mm stroke, double acting, magnetic piston, tapped end caps mount. | Stock | 158
H63M075MD-M | NITRA pneumatic cylinder, compact extruded, 63mm bore, 20mm rod diameter, 75mm stroke, double acting, magnetic piston, tapped end caps mount. | Stock | 170
H63M100MD-M | NITRA pneumatic cylinder, compact extruded, 63mm bore, 20mm rod diameter, 100mm stroke, double acting, magnetic piston, tapped end caps mount. | Stock | 181
H80M005MD-M | NITRA pneumatic cylinder, compact extruded, 80mm bore, 25mm rod diameter, 5mm stroke, double acting, magnetic piston, tapped end caps mount. | Stock | 173
H80M010MD-M | NITRA pneumatic cylinder, compact extruded, 80mm bore, 25mm rod diameter, 10mm stroke, double acting, magnetic piston, tapped end caps mount. | Stock | 176
H80M015MD-M | NITRA pneumatic cylinder, compact extruded, 80mm bore, 25mm rod diameter, 15mm stroke, double acting, magnetic piston, tapped end caps mount. | Stock | 177
H80M020MD-M | NITRA pneumatic cylinder, compact extruded, 80mm bore, 25mm rod diameter, 20mm stroke, double acting, magnetic piston, tapped end caps mount. | Stock | 182
H80M025MD-M | NITRA pneumatic cylinder, compact extruded, 80mm bore, 25mm rod diameter, 25mm stroke, double acting, magnetic piston, tapped end caps mount. | Stock | 183
H80M030MD-M | NITRA pneumatic cylinder, compact extruded, 80mm bore, 25mm rod diameter, 30mm stroke, double acting, magnetic piston, tapped end caps mount. | Stock | 185
H80M040MD-M | NITRA pneumatic cylinder, compact extruded, 80mm bore, 25mm rod diameter, 40mm stroke, double acting, magnetic piston, tapped end caps mount. | Stock | 191
H80M050MD-M | NITRA pneumatic cylinder, compact extruded, 80mm bore, 25mm rod diameter, 50mm stroke, double acting, magnetic piston, tapped end caps mount. | Stock | 196
H80M075MD-M | NITRA pneumatic cylinder, compact extruded, 80mm bore, 25mm rod diameter, 75mm stroke, double acting, magnetic piston, tapped end caps mount. | Stock | 209
H80M100MD-M | NITRA pneumatic cylinder, compact extruded, 80mm bore, 25mm rod diameter, 100mm stroke, double acting, magnetic piston, tapped end caps mount. | Stock | 221
H100M005MD-M | NITRA pneumatic cylinder, compact extruded, 100mm bore, 32mm rod diameter, 5mm stroke, double acting, magnetic piston, tapped end caps mount. | Stock | 226
H100M010MD-M | NITRA pneumatic cylinder, compact extruded, 100mm bore, 32mm rod diameter, 10mm stroke, double acting, magnetic piston, tapped end caps mount. | Stock | 247
H100M015MD-M | NITRA pneumatic cylinder, compact extruded, 100mm bore, 32mm rod diameter, 15mm stroke, double acting, magnetic piston, tapped end caps mount. | Stock | 252
H100M020MD-M | NITRA pneumatic cylinder, compact extruded, 100mm bore, 32mm rod diameter, 20mm stroke, double acting, magnetic piston, tapped end caps mount. | Stock | 255
H100M025MD-M | NITRA pneumatic cylinder, compact extruded, 100mm bore, 32mm rod diameter, 25mm stroke, double acting, magnetic piston, tapped end caps mount. | Stock | 259
H100M030MD-M | NITRA pneumatic cylinder, compact extruded, 100mm bore, 32mm rod diameter, 30mm stroke, double acting, magnetic piston, tapped end caps mount. | Stock | 261
H100M040MD-M | NITRA pneumatic cylinder, compact extruded, 100mm bore, 32mm rod diameter, 40mm stroke, double acting, magnetic piston, tapped end caps mount. | Stock | 267
H100M050MD-M | NITRA pneumatic cylinder, compact extruded, 100mm bore, 32mm rod diameter, 50mm stroke, double acting, magnetic piston, tapped end caps mount. | Stock | 274
H100M075MD-M | NITRA pneumatic cylinder, compact extruded, 100mm bore, 32mm rod diameter, 75mm stroke, double acting, magnetic piston, tapped end caps mount. | Stock | 226
H100M100MD-M | NITRA pneumatic cylinder, compact extruded, 100mm bore, 32mm rod diameter, 100mm stroke, double acting, magnetic piston, tapped end caps mount. | Stock | 306
Accessories for Pneumatic Air Cylinders
AN-38-24 | NITRA mounting nut, 3/8-24 UNF thread, zinc plated steel. For use with A-series cylinders. | Stock | 1.25
AN-716-20 | NITRA mounting nut, 7/16-20 UNF thread, zinc plated steel. For use with A-series cylinders. | Stock | 1.25
AN-12-20 | NITRA mounting nut, 1/2-20 UNF thread, zinc plated steel. For use with A-series cylinders. | Stock | 1.25
AN-58-18 | NITRA mounting nut, 5/8-18 UNF thread, zinc plated steel. For use with A-series cylinders. | Stock | 1.25
AN-34-16 | NITRA mounting nut, 3/4-16 UNF thread, zinc plated steel. For use with A-series cylinders. | Stock | 1.25
AN-114-12 | NITRA mounting nut, 1-1/4-12 UNF thread, zinc plated steel. For use with A-series cylinders. | Stock | 7.75
AMB-3 | NITRA mounting bracket, zinc plated steel. For use with 7/16in bore A-series cylinders. | Stock | 4.5
AMB-4 | NITRA mounting bracket, zinc plated steel. For use with 7/16 and 9/16in bore A-series cylinders. | Stock | 4.75
AMB-5 | NITRA mounting bracket, zinc plated steel. For use with 3/4in bore A-series cylinders. | Stock | 4.5
AMB-6 | NITRA mounting bracket, zinc plated steel. For use with 3/4, 7/8 and 1-1/16in bore A-series cylinders. | Stock | 5.25
AMB-7 | NITRA mounting bracket, zinc plated steel. For use with 1-1/4 and 1-1/2in bore A-series cylinders. | Stock | 8.5
AMB-11 | NITRA mounting bracket, zinc plated steel. For use with 2in bore A-series cylinders. | Stock | 17.5
APB-1 | NITRA mounting bracket, pivot without pin, zinc plated steel. For use with 7/16in bore A-series cylinders. | Stock | 4.75
APB-2 | NITRA mounting bracket, pivot without pin, zinc plated steel. For use with 3/4, 7/8 and 1-1/16in bore A-series cylinders. | Stock | 5
APB-3 | NITRA mounting bracket, pivot without pin, zinc plated steel. For use with 1-1/2in bore A-series cylinders. | Stock | 10.5
APBP-2 | NITRA mounting bracket, pivot with pin, zinc plated steel. For use with 9/16in bore A-series cylinders. | Stock | 6
APBP-3 | NITRA mounting bracket, pivot with pin, zinc plated steel. For use with 7/8in bore A-series cylinders. | Stock | 6
APBP-4 | NITRA mounting bracket, pivot with pin, zinc plated steel. For use with 1-1/4in bore A-series cylinders. | Stock | 10.5
APBP-5 | NITRA mounting bracket, pivot with pin, zinc plated steel. For use with 2in bore A-series cylinders. | Stock | 20.5
ARC-10-32 | NITRA rod clevis and hex nut, #10-32 UNF thread, zinc plated steel. For use with A-series cylinders. | Stock | 4.75
ARC-14-28 | NITRA rod clevis and hex nut, 1/4-28 UNF thread, zinc plated steel. For use with A-series cylinders. | Stock | 5.25
ARC-516-24 | NITRA rod clevis and hex nut, 5/16-24 UNF thread, zinc plated steel. For use with A-series cylinders. | Stock | 6.25
ARC-716-20 | NITRA rod clevis and hex nut, 7/16-20 UNF thread, zinc plated steel. For use with A-series cylinders. | Stock | 10
ARC-12-20 | NITRA rod clevis and hex nut, 1/2-20 UNF thread, zinc plated steel. For use with A-series cylinders. | Stock | 8.75
W0950120001 | Metal Work foot mount bracket, plated steel. For use with 12mm and 16mm bore ISO 6432 cylinders. | Stock | 2.25
W0950200001 | Metal Work foot mount bracket, plated steel. For use with 20mm and 25mm bore ISO 6432 cylinders. | Stock | 2.75
W0950120020 | Metal Work rod clevis, M6 x 1.0 thread, plated steel. For use with 12mm and 16mm bore ISO 6432 cylinders. | Stock | 2.25
W0950200020 | Metal Work rod clevis, M8 x 1.25 thread, plated steel. For use with 20mm bore ISO 6432 cylinders. | Stock | 2.5
W0950322020 | Metal Work rod clevis, M10 X 1.25 thread, plated steel. For use with 25mm bore ISO 6432 cylinders. | Stock | 3
W0950120025 | Metal Work rod eye, M6 x 1.0 thread, plated steel. For use with 12mm and 16mm bore ISO 6432 cylinders. | Stock | 11
W0950200025 | Metal Work rod eye, M8 x 1.25 thread, plated steel. For use with 20mm bore ISO 6432 cylinders. | Stock | 12
W0950322025 | Metal Work rod eye, M10 X 1.25 thread, plated steel. For use with 25mm bore ISO 6432 cylinders. | Stock | 13.5
W0950120002 | Metal Work flange mount plate, plated steel. For use with 12mm and 16mm bore ISO 6432 cylinders. | Stock | 2.75
W0950200002 | Metal Work flange mount plate, plated steel. For use with 20mm and 25mm bore ISO 6432 cylinders. | Stock | 6
0950120010 | Metal Work mounting nut, M16 X 1.5 thread, plated steel. For use with 12mm and 16mm bore ISO 6432 cylinders. | Stock | 1.75
0950200010 | Metal Work mounting nut, M22 x 1.5 thread, plated steel. For use with 20mm and 25mm bore ISO 6432 cylinders. | Stock | 2.25
0950120011 | Metal Work rod nut, M6 x 1.0 thread, plated steel. For use with 12mm and 16mm bore ISO 6432 cylinders. | Stock | 1.5
0950200011 | Metal Work rod nut, M8 x 1.25 thread, plated steel. For use with 20mm bore ISO 6432 cylinders. | Stock | 2
0950322010 | Metal Work rod nut, M10 X 1.25 thread, plated steel. For use with 25mm bore ISO 6432 cylinders. | Stock | 2.25
CCB-17 | NITRA rod clevis, anodized aluminum, stainless steel pin. For use with CRP-09, CRP-12, or CRP-17 rod eyes. | Stock | 27.5
CCB-40 | NITRA rod clevis, anodized aluminum, stainless steel pin. For use with CRP-24, or CRP-40 rod eyes. | Stock | 39
CCB-48 | NITRA rod clevis, anodized aluminum, stainless steel pin. For use with CRP-48 rod eye. | Stock | 51
CRP-09 | NITRA rod eye, #8-32 UNC thread, zinc plated steel. For use with C-series cylinders. Bronze pivot bushing and nut included. | Stock | 17
CRP-12 | NITRA rod eye, #10-32 UNF thread, zinc plated steel. For use with C-series cylinders. Bronze pivot bushing and nut included. | Stock | 19
CRP-17 | NITRA rod eye, 5/16-24 UNF thread, zinc plated steel. For use with C-series cylinders. Bronze pivot bushing and nut included. | Stock | 18
CRP-24 | NITRA rod eye, 3/8-24 UNF thread, zinc plated steel. For use with C-series cylinders. Bronze pivot bushing and nut included. | Stock | 19.5
CRP-40 | NITRA rod eye, 1/2-20 UNF thread, zinc plated steel. For use with C-series cylinders. Bronze pivot bushing and nut included. | Stock | 19.5
CRP-48 | NITRA rod eye, 5/8-18 UNF thread, zinc plated steel. For use with C-series cylinders. Bronze pivot bushing and nut included. | Stock | 22
D2RC-1 | NITRA rod clevis, 7/16-20 UNF thread, steel. For use with D2 series NFPA cylinders. | Stock | 33
D2RC-2 | NITRA rod clevis, 3/4-16 UNF thread, steel. For use with D2 series NFPA cylinders. | Stock | 45.5
D2RE-1 | NITRA rod eye, 7/16-20 UNF thread, steel. For use with D2 series NFPA cylinders. | Stock | 37
D2RE-2 | NITRA rod eye, 3/4-16 UNF thread, steel. For use with D2 series NFPA cylinders. | Stock | 53
D2RCP-1 | NITRA self-aligning rod coupler, 7/16-20 UNF thread, steel. For use with D2 series NFPA cylinders. | Stock | 51
D2RCP-2 | NITRA self-aligning rod coupler, 3/4-16 UNF thread, steel. For use with D2 series NFPA cylinders. | Stock | 75
D2-716-20 | NITRA jam nut, 7/16-20 UNF thread, steel. For use with D2 series NFPA cylinders. | Stock | 2
D2-34-16 | NITRA jam nut, 3/4-16 UNF thread, steel. For use with D2 series NFPA cylinders. | Stock | 6.25
D2SPC-1 | NITRA cylinder rear short clevis bracket, steel. For use with 1.5in bore D2 series NFPA cylinders. Mounting hardware included. | Stock | 35
D2PC-1 | NITRA cylinder rear clevis bracket, steel. For use with 1.5in bore D2 series NFPA cylinders. Mounting hardware included. | Stock | 35
D2SPC-2 | NITRA cylinder rear short clevis bracket, steel. For use with 2in bore D2 series NFPA cylinders. Mounting hardware included. | Stock | 42
D2PC-2 | NITRA cylinder rear clevis bracket, steel. For use with 2in bore D2 series NFPA cylinders. Mounting hardware included. | Stock | 42
D2SPC-3 | NITRA cylinder rear short clevis bracket, steel. For use with 2.5in bore D2 series NFPA cylinders. Mounting hardware included. | Stock | 49
D2PC-3 | NITRA cylinder rear clevis bracket, steel. For use with 2.5in bore D2 series NFPA cylinders. Mounting hardware included. | Stock | 49
D2SPC-4 | NITRA cylinder rear short clevis bracket, steel. For use with 3.25in bore D2 series NFPA cylinders. Mounting hardware included. | Stock | 62
D2PC-4 | NITRA cylinder rear clevis bracket, steel. For use with 3.25in bore D2 series NFPA cylinders. Mounting hardware included. | Stock | 62
D2SPC-5 | NITRA cylinder rear short clevis bracket, steel. For use with 4in bore D2 series NFPA cylinders. Mounting hardware included. | Stock | 70
D2PC-5 | NITRA cylinder rear clevis bracket, steel. For use with 4in bore D2 series NFPA cylinders. Mounting hardware included. | Stock | 70
D2PA-1 | NITRA rear pivot eye, steel. For use with 1.5in bore D2 series NFPA cylinders. Mounting hardware included. | Stock | 35
D2PA-2 | NITRA rear pivot eye, steel. For use with 2in bore D2 series NFPA cylinders. Mounting hardware included. | Stock | 42
D2PA-3 | NITRA rear pivot eye, steel. For use with 2.5in bore D2 series NFPA cylinders. Mounting hardware included. | Stock | 49
D2PA-4 | NITRA rear pivot eye, steel. For use with 3.25in bore D2 series NFPA cylinders. Mounting hardware included. | Stock | 62
D2PA-5 | NITRA rear pivot eye, steel. For use with 4in bore D2 series NFPA cylinders. Mounting hardware included. | Stock | 70
D2FM-1 | NITRA flange mount plate, steel. For use with 1.5in bore D2 series NFPA cylinders. Mounting hardware included. | Stock | 35
D2FM-2 | NITRA flange mount plate, steel. For use with 2in bore D2 series NFPA cylinders. Mounting hardware included. | Stock | 41
D2FM-3 | NITRA flange mount plate, steel. For use with 2.5in bore D2 series NFPA cylinders. Mounting hardware included. | Stock | 46.5
D2FM-4 | NITRA flange mount plate, steel. For use with 3.25in bore D2 series NFPA cylinders. Mounting hardware included. | Stock | 60
D2FM-5 | NITRA flange mount plate, steel. For use with 4in bore D2 series NFPA cylinders. Mounting hardware included. | Stock | 67
D2AM-1 | NITRA angle mount bracket, steel. For use with 1.5in bore D2 series NFPA cylinders. Mounting hardware included. | Stock | 33.5
D2AM-2 | NITRA angle mount bracket, steel. For use with 2in bore D2 series NFPA cylinders. Mounting hardware included. | Stock | 37.5
D2AM-3 | NITRA angle mount bracket, steel. For use with 2.5in bore D2 series NFPA cylinders. Mounting hardware included. | Stock | 45
D2AM-4 | NITRA angle mount bracket, steel. For use with 3.25in bore D2 series NFPA cylinders. Mounting hardware included. | Stock | 56
D2AM-5 | NITRA angle mount bracket, steel. For use with 4in bore D2 series NFPA cylinders. Mounting hardware included. | Stock | 63
D2BB-1 | NITRA base mount bracket, anodized aluminum. For use with 1.5in bore D2 series NFPA cylinders. Mounting hardware included. | Stock | 41
D2BB-2 | NITRA base mount bracket, anodized aluminum. For use with 2in bore D2 series NFPA cylinders. Mounting hardware included. | Stock | 47
D2BB-3 | NITRA base mount bracket, anodized aluminum. For use with 2.5in bore D2 series NFPA cylinders. Mounting hardware included. | Stock | 55
D2BB-4 | NITRA base mount bracket, anodized aluminum. For use with 3.25in bore D2 series NFPA cylinders. Mounting hardware included. | Stock | 67
D2BB-5 | NITRA base mount bracket, anodized aluminum. For use with 4in bore D2 series NFPA cylinders. Mounting hardware included. | Stock | 67
D2SK-24 | NITRA seal kit, for use with 1.5in bore NFPA cylinders, includes all wear parts for D series and D2 series NFPA cylinders. | Stock | 98
D2SK-32 | NITRA seal kit, for use with 2in bore NFPA cylinders, includes all wear parts for D series and D2 series NFPA cylinders. | Stock | 104
D2SK-40 | NITRA seal kit, for use with 2.5in bore NFPA cylinders, includes all wear parts for D series and D2 series NFPA cylinders. | Stock | 108
D2SK-52 | NITRA seal kit, for use with 3.25in bore NFPA cylinders, includes all wear parts for D series and D2 series NFPA cylinders. | Stock | 131
D2SK-64 | NITRA seal kit, for use with 4in bore NFPA cylinders, includes all wear parts for D series and D2 series NFPA cylinders. | Stock | 143
FN-58-18 | NITRA mounting nut, 5/8-18 UNF thread, stainless steel. For use with F-series cylinders. Mounting hardware included. | Stock | 3.5
FN-34-16 | NITRA mounting nut, 3/4-16 UNF thread, stainless steel. For use with F-series cylinders. Mounting hardware included. | Stock | 4.75
FN-114-12 | NITRA mounting nut, 1-1/4-12 UNF thread, stainless steel. For use with F-series cylinders. Mounting hardware included. | Stock | 11.5
FMB-6 | NITRA mounting bracket, stainless steel. For use with 3/4 and 1-1/16in bore F-series cylinders. | Stock | 11.5
FMB-7 | NITRA mounting bracket, stainless steel. For use with 1-1/2in bore F-series cylinders. | Stock | 35
FMB-11 | NITRA mounting bracket, stainless steel. For use with 2in bore F-series cylinders. | Stock | 47
FPBP-2 | NITRA mounting bracket, pivot with pin, stainless steel. For use with 3/4 and 1-1/16in bore F-series cylinders. | Stock | 30
FPBP-3 | NITRA mounting bracket, pivot with pin, stainless steel. For use with 1-1/2in bore F-series cylinders. | Stock | 38
FPBP-4 | NITRA mounting bracket, pivot with pin, stainless steel. For use with 2in bore F-series cylinders. | Stock | 46.5
FRC-14-28 | NITRA rod clevis and hex nut, 1/4-28 UNF thread, stainless steel. For use with F-series cylinders. | Stock | 39
FRC-516-24 | NITRA rod clevis and hex nut, 5/16-24 UNF thread, stainless steel. For use with F-series cylinders. | Stock | 44
FRC-716-20 | NITRA rod clevis and hex nut, 7/16-20 UNF thread, stainless steel. For use with F-series cylinders. | Stock | 54
FRC-12-20 | NITRA rod clevis and hex nut, 1/2-20 UNF thread, stainless steel. For use with F-series cylinders. | Stock | 64
W0950322003 | Metal Work rear clevis mount, aluminum. For use with 32mm bore ISO 15552 cylinders. Mounting hardware included. | Stock | 23.5
W0950402003 | Metal Work rear clevis mount, aluminum. For use with 40mm bore ISO 15552 cylinders. Mounting hardware included. | Stock | 25
W0950502003 | Metal Work rear clevis mount, aluminum. For use with 50mm bore ISO 15552 cylinders. Mounting hardware included. | Stock | 28
W0950632003 | Metal Work rear clevis mount, aluminum. For use with 63mm bore ISO 15552 cylinders. Mounting hardware included. | Stock | 33
W0950802003 | Metal Work rear clevis mount, aluminum. For use with 80mm bore ISO 15552 cylinders. Mounting hardware included. | Stock | 41
W0951002003 | Metal Work rear clevis mount, aluminum. For use with 100mm bore ISO 15552 cylinders. Mounting hardware included. | Stock | 57
W0950322017 | Metal Work base pivot mount, aluminum. For use with 32mm bore ISO 15552 cylinders. | Stock | 10.5
W0950402017 | Metal Work base pivot mount, aluminum. For use with 40mm bore ISO 15552 cylinders. | Stock | 11
W0950502017 | Metal Work base pivot mount, aluminum. For use with 50mm bore ISO 15552 cylinders. | Stock | 12
W0950632017 | Metal Work base pivot mount, aluminum. For use with 63mm bore ISO 15552 cylinders. | Stock | 15.5
W0950802017 | Metal Work base pivot mount, aluminum. For use with 80mm bore ISO 15552 cylinders. | Stock | 26
W0951002017 | Metal Work base pivot mount, aluminum. For use with 100mm bore ISO 15552 cylinders. | Stock | 38.5
GRC-M10-125 | NITRA rod clevis, M10 X 1.25 thread, zinc plated steel. For use with G-series cylinders. | Stock | 5
GRC-M12-125 | NITRA rod clevis, M12 X 1.25 thread, zinc plated steel. For use with G-series cylinders. | Stock | 8.5
GRC-M16-15 | NITRA rod clevis, M16 X 1.5 thread, zinc plated steel. For use with G-series cylinders. | Stock | 18
GRC-M20-15 | NITRA rod clevis, M20 X 1.5 thread, zinc plated steel. For use with G-series cylinders. | Stock | 29
GRE-M10-125 | NITRA rod eye, M10 X 1.25 thread, spherical bearing, zinc plated steel. For use with G-series cylinders. | Stock | 28
GRE-M12-125 | NITRA rod eye, M12 X 1.25 thread, spherical bearing, zinc plated steel. For use with G-series cylinders. | Stock | 32
GRE-M16-15 | NITRA rod eye, M16 X 1.5 thread, spherical bearing, zinc plated steel. For use with G-series cylinders. | Stock | 59
GRE-M20-15 | NITRA rod eye, M20 X 1.5 thread, spherical bearing, zinc plated steel. For use with G-series cylinders. | Stock | 80
GRCP-M10-125 | NITRA self-aligning rod coupler, M10 X 1.25 thread, zinc plated steel. For use with G-series cylinders. | Stock | 64
GRCP-M12-125 | NITRA self-aligning rod coupler, M12 X 1.25 thread, zinc plated steel. For use with G-series cylinders. | Stock | 67
GRCP-M16-15 | NITRA self-aligning rod coupler, M16 X 1.5 thread, zinc plated steel. For use with G-series cylinders. | Stock | 87
GRCP-M20-15 | NITRA self-aligning rod coupler, M20 X 1.5 thread, zinc plated steel. For use with G-series cylinders. | Stock | 108
GMB-32MM | NITRA mounting bracket, zinc plated steel. For use with 32mm bore G-series cylinders. | Stock | 7.75
GMB-40MM | NITRA mounting bracket, zinc plated steel. For use with 40mm bore G-series cylinders. | Stock | 9.25
GMB-50MM | NITRA mounting bracket, zinc plated steel. For use with 50mm bore G-series cylinders. | Stock | 10.5
GMB-63MM | NITRA mounting bracket, zinc plated steel. For use with 63mm bore G-series cylinders. | Stock | 12
GMB-80MM | NITRA mounting bracket, zinc plated steel. For use with 80mm bore G-series cylinders. | Stock | 17
GMB-100MM | NITRA mounting bracket, zinc plated steel. For use with 100mm bore G-series cylinders. | Stock | 27
GMC-32MM | NITRA rear pivot eye, zinc plated steel. For use with 32mm bore G-series cylinders. | Stock | 20
GMC-40MM | NITRA rear pivot eye, zinc plated steel. For use with 40mm bore G-series cylinders. | Stock | 21.5
GMC-50MM | NITRA rear pivot eye, zinc plated steel. For use with 50mm bore G-series cylinders. | Stock | 24.5
GMC-63MM | NITRA rear pivot eye, zinc plated steel. For use with 63mm bore G-series cylinders. | Stock | 29
GMC-80MM | NITRA rear pivot eye, zinc plated steel. For use with 80mm bore G-series cylinders. | Stock | 36
GMC-100MM | NITRA rear pivot eye, zinc plated steel. For use with 100mm bore G-series cylinders. | Stock | 50
GSMC-32MM | NITRA rear spherical pivot, spherical bearing, zinc plated steel. For use with 32mm bore G-series cylinders. | Stock | 28
GSMC-40MM | NITRA rear spherical pivot, spherical bearing, zinc plated steel. For use with 40mm bore G-series cylinders. | Stock | 30
GSMC-50MM | NITRA rear spherical pivot, spherical bearing, zinc plated steel. For use with 50mm bore G-series cylinders. | Stock | 43.5
GSMC-63MM | NITRA rear spherical pivot, spherical bearing, zinc plated steel. For use with 63mm bore G-series cylinders. | Stock | 56
GSMC-80MM | NITRA rear spherical pivot, spherical bearing, zinc plated steel. For use with 80mm bore G-series cylinders. | Stock | 69
GSMC-100MM | NITRA rear spherical pivot, spherical bearing, zinc plated steel. For use with 100mm bore G-series cylinders. | Stock | 94
GFL-32MM | NITRA flange mount plate, zinc plated steel. For use with 32mm bore G-series cylinders. | Stock | 13.5
GFL-40MM | NITRA flange mount plate, zinc plated steel. For use with 40mm bore G-series cylinders. | Stock | 14.5
GFL-50MM | NITRA flange mount plate, zinc plated steel. For use with 50mm bore G-series cylinders. | Stock | 18
GFL-63MM | NITRA flange mount plate, zinc plated steel. For use with 63mm bore G-series cylinders. | Stock | 26
GFL-80MM | NITRA flange mount plate, zinc plated steel. For use with 80mm bore G-series cylinders. | Stock | 29
GFL-100MM | NITRA flange mount plate, zinc plated steel. For use with 100mm bore G-series cylinders. | Stock | 34.5
GN-M10-125 | NITRA rod nut, M10 X 1.25 thread, zinc plated steel. For use with G-series cylinders. | Stock | 1.75
GN-M12-125 | NITRA rod nut, M12 X 1.25 thread, zinc plated steel. For use with G-series cylinders. | Stock | 2
GN-M16-15 | NITRA rod nut, M16 X 1.5 thread, zinc plated steel. For use with G-series cylinders. | Stock | 2.25
GN-M20-15 | NITRA rod nut, M20 X 1.5 thread, zinc plated steel. For use with G-series cylinders. | Stock | 2.5
HRC-12M | NITRA cylinder rod clevis, M5 x 0.8 thread, plated steel. For use with 12mm H-series cylinders. Male adapter and hex nut included. | Stock | 16
HRC-16M | NITRA cylinder rod clevis, M6 x 1.0 thread, plated steel. For use with 16mm H-series cylinders. Male adapter and hex nut included. | Stock | 17
HRC-20M | NITRA cylinder rod clevis, M8 x 1.25 thread, plated steel. For use with 20mm H-series cylinders. Male adapter and hex nut included. | Stock | 17.5
HRC-25M | NITRA cylinder rod clevis, M10 X 1.25 thread, plated steel. For use with 25mm H-series cylinders. Male adapter and hex nut included. | Stock | 19.5
HRC-32M | NITRA cylinder rod clevis, M14 x 1.5 thread, cast iron. For use with 32mm H-series cylinders. Male adapter and hex nut included. | Stock | 21.5
HRC-40M | NITRA cylinder rod clevis, M14 x 1.5 thread, cast iron. For use with 40mm H-series cylinders. Male adapter and hex nut included. | Stock | 21.5
HRC-50M | NITRA cylinder rod clevis, M18 x 1.5 thread, cast iron. For use with 50mm H-series cylinders. Male adapter and hex nut included. | Stock | 28
HRC-63M | NITRA cylinder rod clevis, M18 x 1.5 thread, cast iron. For use with 63mm H-series cylinders. Male adapter and hex nut included. | Stock | 28.5
HRC-80M | NITRA cylinder rod clevis, M22 x 1.5 thread, cast iron. For use with 80mm H-series cylinders. Male adapter and hex nut included. | Stock | 39
HRC-100M | NITRA cylinder rod clevis, M26 x 1.5 thread, cast iron. For use with 100mm H-series cylinders. Male adapter and hex nut included. | Stock | 46
HMA-12M | NITRA cylinder male adapter, M5 x 0.8 thread, stainless steel. For use with 12mm H-series cylinders. Hex nut included. | Stock | 10
HMA-16M | NITRA cylinder male adapter, M6 x 1.0 thread, stainless steel. For use with 16mm H-series cylinders. Hex nut included. | Stock | 10
HMA-20M | NITRA cylinder male adapter, M8 x 1.25 thread, stainless steel. For use with 20mm H-series cylinders. Hex nut included. | Stock | 10.5
HMA-25M | NITRA cylinder male adapter, M10 X 1.25 thread, stainless steel. For use with 25mm H-series cylinders. Hex nut included. | Stock | 11
HMA-32M | NITRA cylinder male adapter, M14 x 1.5 thread, stainless steel. For use with 32mm H-series cylinders. Hex nut included. | Stock | 11.5
HMA-40M | NITRA cylinder male adapter, M14 x 1.5 thread, stainless steel. For use with 40mm H-series cylinders. Hex nut included. | Stock | 11.5
HMA-50M | NITRA cylinder male adapter, M18 x 1.5 thread, stainless steel. For use with 50mm H-series cylinders. Hex nut included. | Stock | 13
HMA-63M | NITRA cylinder male adapter, M18 x 1.5 thread, stainless steel. For use with 63mm H-series cylinders. Hex nut included. | Stock | 13
HMA-80M | NITRA cylinder male adapter, M22 x 1.5 thread, stainless steel. For use with 80mm H-series cylinders. Hex nut included. | Stock | 17.5
HMA-100M | NITRA cylinder male adapter, M26 x 1.5 thread, stainless steel. For use with 100mm H-series cylinders. Hex nut included. | Stock | 21
HFC-12M | NITRA cylinder rear clevis bracket, aluminum. For use with 12mm H-series cylinders. Mounting hardware and pivot pin included. | Stock | 15.5
HFC-16M | NITRA cylinder rear clevis bracket, aluminum. For use with 16mm H-series cylinders. Mounting hardware and pivot pin included. | Stock | 16.5
HFC-20M | NITRA cylinder rear clevis bracket, aluminum. For use with 20mm H-series cylinders. Mounting hardware and pivot pin included. | Stock | 18
HFC-25M | NITRA cylinder rear clevis bracket, aluminum. For use with 25mm H-series cylinders. Mounting hardware and pivot pin included. | Stock | 21
HFC-32M | NITRA cylinder rear clevis bracket, cast iron. For use with 32mm H-series cylinders. Mounting hardware and pivot pin included. | Stock | 24.5
HFC-40M | NITRA cylinder rear clevis bracket, cast iron. For use with 40mm H-series cylinders. Mounting hardware and pivot pin included. | Stock | 24.5
HFC-50M | NITRA cylinder rear clevis bracket, cast iron. For use with 50mm H-series cylinders. Mounting hardware and pivot pin included. | Stock | 34
HFC-63M | NITRA cylinder rear clevis bracket, cast iron. For use with 63mm H-series cylinders. Mounting hardware and pivot pin included. | Stock | 34
HFC-80M | NITRA cylinder rear clevis bracket, cast iron. For use with 80mm H-series cylinders. Mounting hardware and pivot pin included. | Stock | 46
HFC-100M | NITRA cylinder rear clevis bracket, cast iron. For use with 100mm H-series cylinders. Mounting hardware and pivot pin included. | Stock | 51
Rodless Pneumatic Air Cylinders
L16M0100MD-MC | NITRA air cylinder, rodless, 16mm bore, 100mm stroke, double acting, magnetic piston, adjustable cushions, tapped end caps mount. | Stock | 268
L16M0200MD-MC | NITRA air cylinder, rodless, 16mm bore, 200mm stroke, double acting, magnetic piston, adjustable cushions, tapped end caps mount. | Stock | 281
L16M0300MD-MC | NITRA air cylinder, rodless, 16mm bore, 300mm stroke, double acting, magnetic piston, adjustable cushions, tapped end caps mount. | Stock | 287
L16M0400MD-MC | NITRA air cylinder, rodless, 16mm bore, 400mm stroke, double acting, magnetic piston, adjustable cushions, tapped end caps mount. | Stock | 293
L16M0500MD-MC | NITRA air cylinder, rodless, 16mm bore, 500mm stroke, double acting, magnetic piston, adjustable cushions, tapped end caps mount. | Stock | 299
L16M0600MD-MC | NITRA air cylinder, rodless, 16mm bore, 600mm stroke, double acting, magnetic piston, adjustable cushions, tapped end caps mount. | Stock | 310
L16M0800MD-MC | NITRA air cylinder, rodless, 16mm bore, 800mm stroke, double acting, magnetic piston, adjustable cushions, tapped end caps mount. | Stock | 319
L25M0200MD-MC | NITRA air cylinder, rodless, 25mm bore, 200mm stroke, double acting, magnetic piston, adjustable cushions, tapped end caps mount. | Stock | 332
L25M0300MD-MC | NITRA air cylinder, rodless, 25mm bore, 300mm stroke, double acting, magnetic piston, adjustable cushions, tapped end caps mount. | Stock | 339
L25M0400MD-MC | NITRA air cylinder, rodless, 25mm bore, 400mm stroke, double acting, magnetic piston, adjustable cushions, tapped end caps mount. | Stock | 353
L25M0500MD-MC | NITRA air cylinder, rodless, 25mm bore, 500mm stroke, double acting, magnetic piston, adjustable cushions, tapped end caps mount. | Stock | 361
L25M0600MD-MC | NITRA air cylinder, rodless, 25mm bore, 600mm stroke, double acting, magnetic piston, adjustable cushions, tapped end caps mount. | Stock | 373
L25M0800MD-MC | NITRA air cylinder, rodless, 25mm bore, 800mm stroke, double acting, magnetic piston, adjustable cushions, tapped end caps mount. | Stock | 382
L25M1000MD-MC | NITRA air cylinder, rodless, 25mm bore, 1000mm stroke, double acting, magnetic piston, adjustable cushions, tapped end caps mount. | Stock | 391
L32M0200MD-MC | NITRA air cylinder, rodless, 32mm bore, 200mm stroke, double acting, magnetic piston, adjustable cushions, tapped end caps mount. | Stock | 392
L32M0300MD-MC | NITRA air cylinder, rodless, 32mm bore, 300mm stroke, double acting, magnetic piston, adjustable cushions, tapped end caps mount. | Stock | 403
L32M0400MD-MC | NITRA air cylinder, rodless, 32mm bore, 400mm stroke, double acting, magnetic piston, adjustable cushions, tapped end caps mount. | Stock | 417
L32M0500MD-MC | NITRA air cylinder, rodless, 32mm bore, 500mm stroke, double acting, magnetic piston, adjustable cushions, tapped end caps mount. | Stock | 442
L32M0600MD-MC | NITRA air cylinder, rodless, 32mm bore, 600mm stroke, double acting, magnetic piston, adjustable cushions, tapped end caps mount. | Stock | 449
L32M0800MD-MC | NITRA air cylinder, rodless, 32mm bore, 800mm stroke, double acting, magnetic piston, adjustable cushions, tapped end caps mount. | Stock | 466
L32M1000MD-MC | NITRA air cylinder, rodless, 32mm bore, 1000mm stroke, double acting, magnetic piston, adjustable cushions, tapped end caps mount. | Stock | 476
L40M0200MD-MC | NITRA air cylinder, rodless, 40mm bore, 200mm stroke, double acting, magnetic piston, adjustable cushions, tapped end caps mount. | Stock | 426
L40M0300MD-MC | NITRA air cylinder, rodless, 40mm bore, 300mm stroke, double acting, magnetic piston, adjustable cushions, tapped end caps mount. | Stock | 450
L40M0400MD-MC | NITRA air cylinder, rodless, 40mm bore, 400mm stroke, double acting, magnetic piston, adjustable cushions, tapped end caps mount. | Stock | 463
L40M0500MD-MC | NITRA air cylinder, rodless, 40mm bore, 500mm stroke, double acting, magnetic piston, adjustable cushions, tapped end caps mount. | Stock | 491
L40M0600MD-MC | NITRA air cylinder, rodless, 40mm bore, 600mm stroke, double acting, magnetic piston, adjustable cushions, tapped end caps mount. | Stock | 498
L40M0800MD-MC | NITRA air cylinder, rodless, 40mm bore, 800mm stroke, double acting, magnetic piston, adjustable cushions, tapped end caps mount. | Stock | 538
L40M1000MD-MC | NITRA air cylinder, rodless, 40mm bore, 1000mm stroke, double acting, magnetic piston, adjustable cushions, tapped end caps mount. | Stock | 575
LEMB-16M | NITRA mounting bracket, end, stainless steel. For use with L16M series rodless cylinders. Mounting screws included. | Stock | 6.25
LEMB-25M | NITRA mounting bracket, end, stainless steel. For use with L25M series rodless cylinders. Mounting screws included. | Stock | 6.75
LEMB-32M | NITRA mounting bracket, end, aluminum. For use with L32M series rodless cylinders. Mounting screws included. | Stock | 24
LEMB-40M | NITRA mounting bracket, end, aluminum. For use with L40M series rodless cylinders. Mounting screws included. | Stock | 33
LCMB-16M | NITRA mounting bracket, center, aluminum. For use with L16M series rodless cylinders. | Stock | 14
LCMB-25M | NITRA mounting bracket, center, aluminum. For use with L25M series rodless cylinders. | Stock | 15.5
LCMB-32M | NITRA mounting bracket, center, aluminum. For use with L32M series rodless cylinders. Mounting screws included. | Stock | 32.5
LCMB-40M | NITRA mounting bracket, center, aluminum. For use with L40M series rodless cylinders. Mounting screws included. | Stock | 33.5
LSMB-16M25M | NITRA mounting bracket, switch, aluminum. For use with L16M and L25M series rodless cylinders and CPS switches. Mounting screws included. | Stock | 13.5
LSMB2-16M25M | NITRA mounting bracket, switch, aluminum. For use with L16M and L25M series rodless cylinders and CPS9D and CPS9E switches. Mounting screw included. | Stock | 14.5
NITRA Pneumatic Rotary Actuators
J10MD-M | NITRA pneumatic rotary actuator, double acting, size 10, 0 to 190 degrees, rubber bumpers, anodized aluminum body, M5 x 0.8 female ISO port(s). | Stock | 383
J10MD-MA | NITRA pneumatic rotary actuator, double acting, size 10, 0 to 190 degrees, shock absorbers, anodized aluminum body, M5 x 0.8 female ISO port(s). | Stock | 470
J20MD-M | NITRA pneumatic rotary actuator, double acting, size 20, 0 to 190 degrees, rubber bumpers, anodized aluminum body, M5 x 0.8 female ISO port(s). | Stock | 437
J20MD-MA | NITRA pneumatic rotary actuator, double acting, size 20, 0 to 190 degrees, shock absorbers, anodized aluminum body, M5 x 0.8 female ISO port(s). | Stock | 530
J30MD-M | NITRA pneumatic rotary actuator, double acting, size 30, 0 to 190 degrees, rubber bumpers, anodized aluminum body, 1/8in female NPT port(s). | Stock | 470
J30MD-MA | NITRA pneumatic rotary actuator, double acting, size 30, 0 to 190 degrees, shock absorbers, anodized aluminum body, 1/8in female NPT port(s). | Stock | 569
J50MD-M | NITRA pneumatic rotary actuator, double acting, size 50, 0 to 190 degrees, rubber bumpers, anodized aluminum body, 1/8in female NPT port(s). | Stock | 534
J50MD-MA | NITRA pneumatic rotary actuator, double acting, size 50, 0 to 190 degrees, shock absorbers, anodized aluminum body, 1/8in female NPT port(s). | Stock | 665
J10M-SA | NITRA shock absorber, for use with J-series size 10 rotary actuators. | Stock | 47.5
J2030M-SA | NITRA shock absorber, for use with J-series sizes 20 and 30 rotary actuators. | Stock | 55
J50M-SA | NITRA shock absorber, for use with J-series size 50 rotary actuators. | Stock | 68
NITRA Pneumatic Parallel Grippers
KP06MD-M | NITRA pneumatic gripper, parallel, double acting, 6mm bore, 4mm stroke, side mount grip, anodized aluminum body, M3 x 0.5 female ISO port(s). | Stock | 253
KP10MD-M | NITRA pneumatic gripper, parallel, double acting, 10mm bore, 4mm stroke, side mount grip, anodized aluminum body, M3 x 0.5 female ISO port(s). | Stock | 273
KP16MD-M | NITRA pneumatic gripper, parallel, double acting, 16mm bore, 6mm stroke, side mount grip, anodized aluminum body, M5 x 0.8 female ISO port(s). | Stock | 279
KP20MD-M | NITRA pneumatic gripper, parallel, double acting, 20mm bore, 10mm stroke, side mount grip, anodized aluminum body, M5 x 0.8 female ISO port(s). | Stock | 397
KP25MD-M | NITRA pneumatic gripper, parallel, double acting, 25mm bore, 14mm stroke, side mount grip, anodized aluminum body, M5 x 0.8 female ISO port(s). | Stock | 473
KP32MD-M | NITRA pneumatic gripper, parallel, double acting, 32mm bore, 22mm stroke, side mount grip, anodized aluminum body, M5 x 0.8 female ISO port(s). | Stock | 715
KP40MD-M | NITRA pneumatic gripper, parallel, double acting, 40mm bore, 30mm stroke, side mount grip, anodized aluminum body, M5 x 0.8 female ISO port(s). | Stock | 817
KP06MSC-M | NITRA pneumatic gripper, parallel, single acting, N.C., 6mm bore, 4mm stroke, side mount grip, anodized aluminum body, M3 x 0.5 female ISO port(s). | Stock | 253
KP10MSC-M | NITRA pneumatic gripper, parallel, single acting, N.C., 10mm bore, 4mm stroke, side mount grip, anodized aluminum body, M3 x 0.5 female ISO port(s). | Stock | 273
KP16MSC-M | NITRA pneumatic gripper, parallel, single acting, N.C., 16mm bore, 6mm stroke, side mount grip, anodized aluminum body, M5 x 0.8 female ISO port(s). | Stock | 279
KP20MSC-M | NITRA pneumatic gripper, parallel, single acting, N.C., 20mm bore, 10mm stroke, side mount grip, anodized aluminum body, M5 x 0.8 female ISO port(s). | Stock | 397
KP25MSC-M | NITRA pneumatic gripper, parallel, single acting, N.C., 25mm bore, 14mm stroke, side mount grip, anodized aluminum body, M5 x 0.8 female ISO port(s). | Stock | 473
KP32MSC-M | NITRA pneumatic gripper, parallel, single acting, N.C., 32mm bore, 22mm stroke, side mount grip, anodized aluminum body, M5 x 0.8 female ISO port(s). | Stock | 715
KP40MSC-M | NITRA pneumatic gripper, parallel, single acting, N.C., 40mm bore, 30mm stroke, side mount grip, anodized aluminum body, M5 x 0.8 female ISO port(s). | Stock | 817
KP06MSA-M | NITRA pneumatic gripper, parallel, single acting, N.O., 6mm bore, 4mm stroke, side mount grip, anodized aluminum body, M3 x 0.5 female ISO port(s). | Stock | 253
KP10MSA-M | NITRA pneumatic gripper, parallel, single acting, N.O., 10mm bore, 4mm stroke, side mount grip, anodized aluminum body, M3 x 0.5 female ISO port(s). | Stock | 273
KP16MSA-M | NITRA pneumatic gripper, parallel, single acting, N.O., 16mm bore, 6mm stroke, side mount grip, anodized aluminum body, M5 x 0.8 female ISO port(s). | Stock | 279
KP20MSA-M | NITRA pneumatic gripper, parallel, single acting, N.O., 20mm bore, 10mm stroke, side mount grip, anodized aluminum body, M5 x 0.8 female ISO port(s). | Stock | 397
KP25MSA-M | NITRA pneumatic gripper, parallel, single acting, N.O., 25mm bore, 14mm stroke, side mount grip, anodized aluminum body, M5 x 0.8 female ISO port(s). | Stock | 473
KP32MSA-M | NITRA pneumatic gripper, parallel, single acting, N.O., 32mm bore, 22mm stroke, side mount grip, anodized aluminum body, M5 x 0.8 female ISO port(s). | Stock | 715
KP40MSA-M | NITRA pneumatic gripper, parallel, single acting, N.O., 40mm bore, 30mm stroke, side mount grip, anodized aluminum body, M5 x 0.8 female ISO port(s). | Stock | 817
KP06MD-MB | NITRA pneumatic gripper, parallel, double acting, 6mm bore, 4mm stroke, end mount grip, anodized aluminum body, M3 x 0.5 female ISO port(s). | Stock | 253
KP10MD-MB | NITRA pneumatic gripper, parallel, double acting, 10mm bore, 4mm stroke, end mount grip, anodized aluminum body, M3 x 0.5 female ISO port(s). | Stock | 273
KP16MD-MB | NITRA pneumatic gripper, parallel, double acting, 16mm bore, 6mm stroke, end mount grip, anodized aluminum body, M5 x 0.8 female ISO port(s). | Stock | 279
KP20MD-MB | NITRA pneumatic gripper, parallel, double acting, 20mm bore, 10mm stroke, end mount grip, anodized aluminum body, M5 x 0.8 female ISO port(s). | Stock | 397
KP25MD-MB | NITRA pneumatic gripper, parallel, double acting, 25mm bore, 14mm stroke, end mount grip, anodized aluminum body, M5 x 0.8 female ISO port(s). | Stock | 473
KP32MD-MB | NITRA pneumatic gripper, parallel, double acting, 32mm bore, 22mm stroke, end mount grip, anodized aluminum body, M5 x 0.8 female ISO port(s). | Stock | 715
KP40MD-MB | NITRA pneumatic gripper, parallel, double acting, 40mm bore, 30mm stroke, end mount grip, anodized aluminum body, M5 x 0.8 female ISO port(s). | Stock | 817
KP06MSC-MB | NITRA pneumatic gripper, parallel, single acting, N.C., 6mm bore, 4mm stroke, end mount grip, anodized aluminum body, M3 x 0.5 female ISO port(s). | Stock | 253
KP10MSC-MB | NITRA pneumatic gripper, parallel, single acting, N.C., 10mm bore, 4mm stroke, end mount grip, anodized aluminum body, M3 x 0.5 female ISO port(s). | Stock | 273
KP16MSC-MB | NITRA pneumatic gripper, parallel, single acting, N.C., 16mm bore, 6mm stroke, end mount grip, anodized aluminum body, M5 x 0.8 female ISO port(s). | Stock | 279
KP20MSC-MB | NITRA pneumatic gripper, parallel, single acting, N.C., 20mm bore, 10mm stroke, end mount grip, anodized aluminum body, M5 x 0.8 female ISO port(s). | Stock | 397
KP25MSC-MB | NITRA pneumatic gripper, parallel, single acting, N.C., 25mm bore, 14mm stroke, end mount grip, anodized aluminum body, M5 x 0.8 female ISO port(s). | Stock | 473
KP32MSC-MB | NITRA pneumatic gripper, parallel, single acting, N.C., 32mm bore, 22mm stroke, end mount grip, anodized aluminum body, M5 x 0.8 female ISO port(s). | Stock | 715
KP40MSC-MB | NITRA pneumatic gripper, parallel, single acting, N.C., 40mm bore, 30mm stroke, end mount grip, anodized aluminum body, M5 x 0.8 female ISO port(s). | Stock | 817
KP06MSA-MB | NITRA pneumatic gripper, parallel, single acting, N.O., 6mm bore, 4mm stroke, end mount grip, anodized aluminum body, M3 x 0.5 female ISO port(s). | Stock | 253
KP10MSA-MB | NITRA pneumatic gripper, parallel, single acting, N.O., 10mm bore, 4mm stroke, end mount grip, anodized aluminum body, M3 x 0.5 female ISO port(s). | Stock | 273
KP16MSA-MB | NITRA pneumatic gripper, parallel, single acting, N.O., 16mm bore, 6mm stroke, end mount grip, anodized aluminum body, M5 x 0.8 female ISO port(s). | Stock | 279
KP20MSA-MB | NITRA pneumatic gripper, parallel, single acting, N.O., 20mm bore, 10mm stroke, end mount grip, anodized aluminum body, M5 x 0.8 female ISO port(s). | Stock | 397
KP25MSA-MB | NITRA pneumatic gripper, parallel, single acting, N.O., 25mm bore, 14mm stroke, end mount grip, anodized aluminum body, M5 x 0.8 female ISO port(s). | Stock | 473
KP32MSA-MB | NITRA pneumatic gripper, parallel, single acting, N.O., 32mm bore, 22mm stroke, end mount grip, anodized aluminum body, M5 x 0.8 female ISO port(s). | Stock | 715
KP40MSA-MB | NITRA pneumatic gripper, parallel, single acting, N.O., 40mm bore, 30mm stroke, end mount grip, anodized aluminum body, M5 x 0.8 female ISO port(s). | Stock | 817
NITRA Pneumatic Angle Grippers
KA06MD-M | NITRA pneumatic gripper, angular, double acting, 6mm bore, 30 degrees open position, -10 degrees closed position, side mount grip, anodized aluminum body, M3 x 0.5 female ISO port(s). | Stock | 130
KA10MD-M | NITRA pneumatic gripper, angular, double acting, 10mm bore, 30 degrees open position, -10 degrees closed position, side mount grip, anodized aluminum body, M3 x 0.5 female ISO port(s). | Stock | 181
KA16MD-M | NITRA pneumatic gripper, angular, double acting, 16mm bore, 30 degrees open position, -10 degrees closed position, side mount grip, anodized aluminum body, M5 x 0.8 female ISO port(s). | Stock | 188
KA20MD-M | NITRA pneumatic gripper, angular, double acting, 20mm bore, 30 degrees open position, -10 degrees closed position, side mount grip, anodized aluminum body, M5 x 0.8 female ISO port(s). | Stock | 227
KA25MD-M | NITRA pneumatic gripper, angular, double acting, 25mm bore, 30 degrees open position, -10 degrees closed position, side mount grip, anodized aluminum body, M5 x 0.8 female ISO port(s). | Stock | 253
KA32MD-M | NITRA pneumatic gripper, angular, double acting, 32mm bore, 30 degrees open position, -10 degrees closed position, side mount grip, anodized aluminum body, M5 x 0.8 female ISO port(s). | Stock | 279
KA06MSA-M | NITRA pneumatic gripper, angular, single acting, N.O., 6mm bore, 30 degrees open position, -10 degrees closed position, side mount grip, anodized aluminum body, M3 x 0.5 female ISO port(s). | Stock | 130
KA10MSA-M | NITRA pneumatic gripper, angular, single acting, N.O., 10mm bore, 30 degrees open position, -10 degrees closed position, side mount grip, anodized aluminum body, M3 x 0.5 female ISO port(s). | Stock | 178
KA16MSA-M | NITRA pneumatic gripper, angular, single acting, N.O., 16mm bore, 30 degrees open position, -10 degrees closed position, side mount grip, anodized aluminum body, M5 x 0.8 female ISO port(s). | Stock | 188
KA20MSA-M | NITRA pneumatic gripper, angular, single acting, N.O., 20mm bore, 30 degrees open position, -10 degrees closed position, side mount grip, anodized aluminum body, M5 x 0.8 female ISO port(s). | Stock | 227
KA25MSA-M | NITRA pneumatic gripper, angular, single acting, N.O., 25mm bore, 30 degrees open position, -10 degrees closed position, side mount grip, anodized aluminum body, M5 x 0.8 female ISO port(s). | Stock | 253
KA32MSA-M | NITRA pneumatic gripper, angular, single acting, N.O., 32mm bore, 30 degrees open position, -10 degrees closed position, side mount grip, anodized aluminum body, M5 x 0.8 female ISO port(s). | Stock | 279
4mm Square T-Slot Position Switches for Pneumatic Cylinders
CPS9H-AP-A | NITRA cylinder switch, square, PNP, N.O. output, 5-28 VDC operating voltage, LED indication, 9.8ft (3.00m) 3-wire pigtail with wire leads, straight cable entry, 4mm square T-slot mount, for position sensing. | Stock | 25.5
CPS9H-AN-A | NITRA cylinder switch, square, NPN, N.O. output, 5-28 VDC operating voltage, LED indication, 9.8ft (3.00m) 3-wire pigtail with wire leads, straight cable entry, 4mm square T-slot mount, for position sensing. | Stock | 25.5
CPS9H-AP-F | NITRA cylinder switch, square, PNP, N.O. output, 5-28 VDC operating voltage, LED indication, 0.5ft (0.15m) cable with 3-pin M8 snap-fit connector, straight cable entry, 4mm square T-slot mount, for position sensing. | Stock | 25.5
CPS9H-AN-F | NITRA cylinder switch, square, NPN, N.O. output, 5-28 VDC operating voltage, LED indication, 0.5ft (0.15m) cable with 3-pin M8 snap-fit connector, straight cable entry, 4mm square T-slot mount, for position sensing. | Stock | 25.5
5mm Square T-Slot Position Switches (and Accessories) for Pneumatic Cylinders
CPS-AP-F | NITRA cylinder switch, square, PNP, N.O. output, 10-30 VDC operating voltage, LED indication, 0.3m (1ft) cable with 3-pin M8 snap-fit connector, straight cable entry, 5mm square T-slot mount, for position sensing. | Stock | 25.5
CPS-CP-F | NITRA cylinder switch, square, PNP, N.C. output, 10-30 VDC operating voltage, LED indication, 0.3m (1ft) cable with 3-pin M8 snap-fit connector, straight cable entry, 5mm square T-slot mount, for position sensing. | Stock | 25.5
CPS-AN-F | NITRA cylinder switch, square, NPN, N.O. output, 10-30 VDC operating voltage, LED indication, 0.3m (1ft) cable with 3-pin M8 snap-fit connector, straight cable entry, 5mm square T-slot mount, for position sensing. | Stock | 25.5
CPS-AP-A | NITRA cylinder switch, square, PNP, N.O. output, 10-30 VDC operating voltage, LED indication, 2m (6.56ft) 3-wire pigtail with wire leads, straight cable entry, 5mm square T-slot mount, for position sensing. | Stock | 24.5
CPS-CP-A | NITRA cylinder switch, square, PNP, N.C. output, 10-30 VDC operating voltage, LED indication, 2m (6.56ft) 3-wire pigtail with wire leads, straight cable entry, 5mm square T-slot mount, for position sensing. | Stock | 24.5
CPS-AN-A | NITRA cylinder switch, square, NPN, N.O. output, 10-30 VDC operating voltage, LED indication, 2m (6.56ft) 3-wire pigtail with wire leads, straight cable entry, 5mm square T-slot mount, for position sensing. | Stock | 24.5
CPSB-07 | NITRA mounting band, for use with a 5mm square cylinder position switch and a 5/16 or 7/16in (8 or 10mm) bore round body cylinder. | Stock | 3.25
CPSB-14 | NITRA mounting band, for use with a 5mm square cylinder position switch and a 9/16, 3/4 or 7/8in (12, 16 or 20mm) bore round body cylinder. | Stock | 3.25
CPSB-20 | NITRA mounting band, for use with a 5mm square cylinder position switch and a 1-1/16 or 1-1/4in (25 or 32mm) bore round body cylinder. | Stock | 3.75
CPSB-24 | NITRA mounting band, for use with a 5mm square cylinder position switch and a 1-1/2in (40mm) bore round body cylinder. | Stock | 4
CPSB-32 | NITRA mounting band, for use with a 5mm square cylinder position switch and a 1-3/4 or 2in (50mm) bore round body cylinder. | Stock | 4.5
CPSB-40 | NITRA mounting band, for use with a 5mm square cylinder position switch and a 2-1/2in (63mm) bore round body cylinder. | Stock | 4.75
CPSB-52 | NITRA mounting band, for use with a 5mm square cylinder position switch and a 3 or 3-1/4in (80mm) bore round body cylinder. | Stock | 5.5
CPSB-64 | NITRA mounting band, for use with a 5mm square cylinder position switch and a 4in (100mm) bore round body cylinder. | Stock | 5.5
CPSA-04 | NITRA adapter bracket, for use with a 5mm square cylinder position switch and a 3/16 to 1/4in (5 to 7mm) diameter tie rod. | Stock | 9.25
CPSA-07 | NITRA adapter bracket, for use with a 5mm square cylinder position switch and a 3/16 to 7/16in (5 to 11mm) diameter tie rod. | Stock | 8.25
CPSA-09 | NITRA adapter bracket, for use with a 5mm square cylinder position switch and a 3/8 to 9/16in (9 to 15mm) diameter tie rod. | Stock | 8.25
CPSA-12 | NITRA adapter bracket, for use with a 5mm square cylinder position switch and a 9/16 to 3/4in (14 to 20mm) diameter tie rod. | Stock | 10.5
IP69K (Harsh Duty) 5mm Square T-Slot Position Switches (and Accessories) for Pneumatic Cylinders
CPSF-AP-H | NITRA cylinder switch, square, PNP, N.O. output, 10-30 VDC operating voltage, LED indication, IP69K, 0.3m (1ft) cable with M12 connector, straight cable entry, 5mm square T-slot mount, for position sensing. | Stock | 30.5
CPSF-AP-A | NITRA cylinder switch, square, PNP, N.O. output, 10-30 VDC operating voltage, LED indication, IP69K, 2m (6.56ft) 3-wire pigtail with wire leads, straight cable entry, 5mm square T-slot mount, for position sensing. | Stock | 28.5
CPSS-07 | NITRA mounting band, stainless steel. For use with a 5mm square cylinder position switch and a 7/16 or 9/16in (10 or 12mm) bore round body cylinder. | Stock | 6.5
CPSS-14 | NITRA mounting band, stainless steel. For use with a 5mm square cylinder position switch and a 3/4 to 1-1/16in (16 to 25mm) bore round body cylinder. | Stock | 6.75
CPSS-20 | NITRA mounting band, stainless steel. For use with a 5mm square cylinder position switch and a 1-1/4in (32mm) bore round body cylinder. | Stock | 7.25
CPSS-24 | NITRA mounting band, stainless steel. For use with a 5mm square cylinder position switch and a 1-1/2in (40mm) bore round body cylinder. | Stock | 7.5
CPSS-32 | NITRA mounting band, stainless steel. For use with a 5mm square cylinder position switch and a 1-3/4 or 2in (50mm) bore round body cylinder. | Stock | 8.25
CPSS-40 | NITRA mounting band, stainless steel. For use with a 5mm square cylinder position switch and a 2-1/2in (63mm) bore round body cylinder. | Stock | 8.5
CPSS-52 | NITRA mounting band, stainless steel. For use with a 5mm square cylinder position switch and a 3 or 3-1/4in (80mm) bore round body cylinder. | Stock | 8.75
CPSS-64 | NITRA mounting band, stainless steel. For use with a 5mm square cylinder position switch and a 4in (100mm) bore round body cylinder. | Stock | 9
CPSA-03 | NITRA adapter bracket, for use with a 5mm square cylinder position switch and a 1/8 to 3/16in (3 to 5mm) diameter tie rod. | Stock | 8.25
6.5 x 3.2mm T-Slot Position Switches for Pneumatic Cylinders
CPS9F-AP-A | NITRA cylinder switch, rectangular, PNP, N.O. output, 5-28 VDC operating voltage, LED indication, 9.8ft (3.00m) 3-wire pigtail with wire leads, 45-degree cable entry, 6.5 x 3.2mm T-slot mount, for position sensing. | Stock | 18.5
CPS9F-AN-A | NITRA cylinder switch, rectangular, NPN, N.O. output, 5-28 VDC operating voltage, LED indication, 9.8ft (3.00m) 3-wire pigtail with wire leads, 45-degree cable entry, 6.5 x 3.2mm T-slot mount, for position sensing. | Stock | 18.5
CPS9F-AP-F | NITRA cylinder switch, rectangular, PNP, N.O. output, 5-28 VDC operating voltage, LED indication, 0.5ft (0.15m) cable with 3-pin M8 snap-fit connector, 45-degree cable entry, 6.5 x 3.2mm T-slot mount, for position sensing. | Stock | 18.5
CPS9F-AN-F | NITRA cylinder switch, rectangular, NPN, N.O. output, 5-28 VDC operating voltage, LED indication, 0.5ft (0.15m) cable with 3-pin M8 snap-fit connector, 45-degree cable entry, 6.5 x 3.2mm T-slot mount, for position sensing. | Stock | 18.5
Low Profile 6.5 x 3.2mm T-Slot Position Switches for Pneumatic Cylinders
CPS9Q-AP-A | NITRA cylinder switch, rectangular, low profile, PNP, N.O. output, 5-28 VDC operating voltage, LED indication, 9.8ft (3.00m) 3-wire pigtail with wire leads, straight cable entry, 6.5 x 3.2mm T-slot mount, for position sensing. | Stock | 20
CPS9Q-AN-A | NITRA cylinder switch, rectangular, low profile, NPN, N.O. output, 5-28 VDC operating voltage, LED indication, 9.8ft (3.00m) 3-wire pigtail with wire leads, straight cable entry, 6.5 x 3.2mm T-slot mount, for position sensing. | Stock | 20
CPS9Q-AP-F | NITRA cylinder switch, rectangular, low profile, PNP, N.O. output, 5-28 VDC operating voltage, LED indication, 0.5ft (0.15m) cable with 3-pin M8 snap-fit connector, straight cable entry, 6.5 x 3.2mm T-slot mount, for position sensing. | Stock | 20
CPS9Q-AN-F | NITRA cylinder switch, rectangular, low profile, NPN, N.O. output, 5-28 VDC operating voltage, LED indication, 0.5ft (0.15m) cable with 3-pin M8 snap-fit connector, straight cable entry, 6.5 x 3.2mm T-slot mount, for position sensing. | Stock | 20
4mm Round Position Switches for Pneumatic Cylinders
CPS9C-AP-A | NITRA cylinder switch, round, PNP, N.O. output, 5-28 VDC operating voltage, LED indication, 9.8ft (3.00m) 3-wire pigtail with wire leads, straight cable entry, 4mm round slot mount, for position sensing. | Stock | 18
CPS9C-AN-A | NITRA cylinder switch, round, NPN, N.O. output, 5-28 VDC operating voltage, LED indication, 9.8ft (3.00m) 3-wire pigtail with wire leads, straight cable entry, 4mm round slot mount, for position sensing. | Stock | 18
CPS9C-AP-F | NITRA cylinder switch, round, PNP, N.O. output, 5-28 VDC operating voltage, LED indication, 0.5ft (0.15m) cable with 3-pin M8 snap-fit connector, straight cable entry, 4mm round slot mount, for position sensing. | Stock | 18
CPS9C-AN-F | NITRA cylinder switch, round, NPN, N.O. output, 5-28 VDC operating voltage, LED indication, 0.5ft (0.15m) cable with 3-pin M8 snap-fit connector, straight cable entry, 4mm round slot mount, for position sensing. | Stock | 18
1/4 Inch Round Position Switches for Pneumatic Cylinders
CPS9M-AP-A | NITRA cylinder switch, round, PNP, N.O. output, 5-28 VDC operating voltage, LED indication, 9.8ft (3.00m) 3-wire pigtail with wire leads, straight cable entry, 1/4in round slot mount, for position sensing. | Stock | 19.5
CPS9M-AN-A | NITRA cylinder switch, round, NPN, N.O. output, 5-28 VDC operating voltage, LED indication, 9.8ft (3.00m) 3-wire pigtail with wire leads, straight cable entry, 1/4in round slot mount, for position sensing. | Stock | 19.5
CPS9M-AP-F | NITRA cylinder switch, round, PNP, N.O. output, 5-28 VDC operating voltage, LED indication, 0.5ft (0.15m) cable with 3-pin M8 snap-fit connector, straight cable entry, 1/4in round slot mount, for position sensing. | Stock | 19.5
CPS9M-AN-F | NITRA cylinder switch, round, NPN, N.O. output, 5-28 VDC operating voltage, LED indication, 0.5ft (0.15m) cable with 3-pin M8 snap-fit connector, straight cable entry, 1/4in round slot mount, for position sensing. | Stock | 19.5
Dovetail Position Switches for Pneumatic Cylinders
CPS9E-AP-A | NITRA cylinder switch, dovetail, PNP, N.O. output, 5-28 VDC operating voltage, LED indication, 9.8ft (3.00m) 3-wire pigtail with wire leads, straight cable entry, 1/4in 60 degree dovetail slot mount, for position sensing. | Stock | 21
CPS9D-AP-A | NITRA cylinder switch, dovetail, PNP, N.O. output, 5-28 VDC operating voltage, LED indication, 9.8ft (3.00m) 3-wire pigtail with wire leads, 45-degree cable entry, 1/4in 60 degree dovetail slot mount, for position sensing. | Stock | 16.5
CPS9E-AN-A | NITRA cylinder switch, dovetail, NPN, N.O. output, 5-28 VDC operating voltage, LED indication, 9.8ft (3.00m) 3-wire pigtail with wire leads, straight cable entry, 1/4in 60 degree dovetail slot mount, for position sensing. | Stock | 21
CPS9D-AN-A | NITRA cylinder switch, dovetail, NPN, N.O. output, 5-28 VDC operating voltage, LED indication, 9.8ft (3.00m) 3-wire pigtail with wire leads, 45-degree cable entry, 1/4in 60 degree dovetail slot mount, for position sensing. | Stock | 16.5
CPS9E-AP-F | NITRA cylinder switch, dovetail, PNP, N.O. output, 5-28 VDC operating voltage, LED indication, 0.5ft (0.15m) cable with 3-pin M8 snap-fit connector, straight cable entry, 1/4in 60 degree dovetail slot mount, for position sensing. | Stock | 30.5
CPS9D-AP-F | NITRA cylinder switch, dovetail, PNP, N.O. output, 5-28 VDC operating voltage, LED indication, 0.5ft (0.15m) cable with 3-pin M8 snap-fit connector, 45-degree cable entry, 1/4in 60 degree dovetail slot mount, for position sensing. | Stock | 16.5
CPS9E-AN-F | NITRA cylinder switch, dovetail, NPN, N.O. output, 5-28 VDC operating voltage, LED indication, 0.5ft (0.15m) cable with 3-pin M8 snap-fit connector, straight cable entry, 1/4in 60 degree dovetail slot mount, for position sensing. | Stock | 30.5
CPS9D-AN-F | NITRA cylinder switch, dovetail, NPN, N.O. output, 5-28 VDC operating voltage, LED indication, 0.5ft (0.15m) cable with 3-pin M8 snap-fit connector, 45-degree cable entry, 1/4in 60 degree dovetail slot mount, for position sensing. | Stock | 16.5
CPS9D-D12M | NITRA dovetail groove adapter, 12mm. For use with CPS9D cylinder position switch in a 60 degree dovetail slot. | Stock | 2
CPS9D-D38 | NITRA dovetail groove adapter, 3/8in. For use with CPS9D cylinder position switch in a 60 degree dovetail slot. | Stock | 1.75
CPS9D-D14M | NITRA dovetail groove adapter, 14mm. For use with CPS9D cylinder position switch in a 60 degree dovetail slot. | Stock | 1.75
Straight Flexible Pneumatic Tubing
PU18BLK100 | NITRA pneumatic tubing, ether-based polyurethane, black, 1/8in outside diameter, 0.062in inside diameter, 100ft package. | Stock | 23.5
PU18BLK500 | NITRA pneumatic tubing, ether-based polyurethane, black, 1/8in outside diameter, 0.062in inside diameter, 500ft reel. | Stock | 118
PU18BLU100 | NITRA pneumatic tubing, ether-based polyurethane, blue, 1/8in outside diameter, 0.062in inside diameter, 100ft package. | Stock | 23.5
PU18BLU500 | NITRA pneumatic tubing, ether-based polyurethane, blue, 1/8in outside diameter, 0.062in inside diameter, 500ft reel. | Stock | 118
PU18CLR100 | NITRA pneumatic tubing, ether-based polyurethane, clear, 1/8in outside diameter, 0.062in inside diameter, 100ft package. | Stock | 23.5
PU18CLR500 | NITRA pneumatic tubing, ether-based polyurethane, clear, 1/8in outside diameter, 0.062in inside diameter, 500ft reel. | Stock | 118
PU18RED100 | NITRA pneumatic tubing, ether-based polyurethane, red, 1/8in outside diameter, 0.062in inside diameter, 100ft package. | Stock | 23.5
PU18YEL100 | NITRA pneumatic tubing, ether-based polyurethane, yellow, 1/8in outside diameter, 0.062in inside diameter, 100ft package. | Stock | 23.5
PU18CBL100 | NITRA pneumatic tubing, ether-based polyurethane, clear blue, 1/8in outside diameter, 0.062in inside diameter, 100ft package. | Stock | 23.5
UV18GRN100 | NITRA pneumatic tubing, ether-based polyurethane, dark green, 1/8in outside diameter, 0.062in inside diameter, UV stabilized, 100ft package. | Stock | 30.5
PU532BLK100 | NITRA pneumatic tubing, ether-based polyurethane, black, 5/32in (4mm) outside diameter, 0.093in inside diameter, 100ft package. | Stock | 21.5
PU532BLK500 | NITRA pneumatic tubing, ether-based polyurethane, black, 5/32in (4mm) outside diameter, 0.093in inside diameter, 500ft reel. | Stock | 100
PU532BLU100 | NITRA pneumatic tubing, ether-based polyurethane, blue, 5/32in (4mm) outside diameter, 0.093in inside diameter, 100ft package. | Stock | 21.5
PU532BLU500 | NITRA pneumatic tubing, ether-based polyurethane, blue, 5/32in (4mm) outside diameter, 0.093in inside diameter, 500ft reel. | Stock | 100
PU532CLR100 | NITRA pneumatic tubing, ether-based polyurethane, clear, 5/32in (4mm) outside diameter, 0.093in inside diameter, 100ft package. | Stock | 21.5
PU532CLR500 | NITRA pneumatic tubing, ether-based polyurethane, clear, 5/32in (4mm) outside diameter, 0.093in inside diameter, 500ft reel. | Stock | 100
PU532RED100 | NITRA pneumatic tubing, ether-based polyurethane, red, 5/32in (4mm) outside diameter, 0.093in inside diameter, 100ft package. | Stock | 21.5
PU532RED500 | NITRA pneumatic tubing, ether-based polyurethane, red, 5/32in (4mm) outside diameter, 0.093in inside diameter, 500ft reel. | Stock | 100
PU532YEL100 | NITRA pneumatic tubing, ether-based polyurethane, yellow, 5/32in (4mm) outside diameter, 0.093in inside diameter, 100ft package. | Stock | 21.5
PU532YEL500 | NITRA pneumatic tubing, ether-based polyurethane, yellow, 5/32in (4mm) outside diameter, 0.093in inside diameter, 500ft reel. | Stock | 100
PU532CBL100 | NITRA pneumatic tubing, ether-based polyurethane, clear blue, 5/32in (4mm) outside diameter, 0.093in inside diameter, 100ft package. | Stock | 21.5
PU532CBL500 | NITRA pneumatic tubing, ether-based polyurethane, clear blue, 5/32in (4mm) outside diameter, 0.093in inside diameter, 500ft reel. | Stock | 100
UV532GRN100 | NITRA pneumatic tubing, ether-based polyurethane, dark green, 5/32in (4mm) outside diameter, 0.093in inside diameter, UV stabilized, 100ft package. | Stock | 22.5
UV532GRN500 | NITRA pneumatic tubing, ether-based polyurethane, dark green, 5/32in (4mm) outside diameter, 0.093in inside diameter, UV stabilized, 500ft reel. | Stock | 105
2PU532-50 | NITRA pneumatic bonded tubing, ether-based polyurethane, black and clear blue, double 5/32in outside diameter, 0.093in inside diameter, 50ft package. | Stock | 25.5
3PU532-50 | NITRA pneumatic bonded tubing, ether-based polyurethane, black, clear blue and blue, triple 5/32in outside diameter, 0.093in inside diameter, 50ft package. | Stock | 37
N532BLK100 | NITRA pneumatic tubing, nylon 12, black, 5/32in (4mm) outside diameter, 0.106in inside diameter, 100ft package. | Stock | 17.5
N532BLK500 | NITRA pneumatic tubing, nylon 12, black, 5/32in (4mm) outside diameter, 0.106in inside diameter, 500ft reel. | Stock | 88
N532BLU100 | NITRA pneumatic tubing, nylon 12, blue, 5/32in (4mm) outside diameter, 0.106in inside diameter, 100ft package. | Stock | 17.5
N532BLU500 | NITRA pneumatic tubing, nylon 12, blue, 5/32in (4mm) outside diameter, 0.106in inside diameter, 500ft reel. | Stock | 88
N532NAT100 | NITRA pneumatic tubing, nylon 12, natural, 5/32in (4mm) outside diameter, 0.106in inside diameter, 100ft package. | Stock | 17.5
N532NAT500 | NITRA pneumatic tubing, nylon 12, natural, 5/32in (4mm) outside diameter, 0.106in inside diameter, 500ft reel. | Stock | 88
N532RED100 | NITRA pneumatic tubing, nylon 12, red, 5/32in (4mm) outside diameter, 0.106in inside diameter, 100ft package. | Stock | 17.5
N532RED500 | NITRA pneumatic tubing, nylon 12, red, 5/32in (4mm) outside diameter, 0.106in inside diameter, 500ft reel. | Stock | 88
N532YEL100 | NITRA pneumatic tubing, nylon 12, yellow, 5/32in (4mm) outside diameter, 0.106in inside diameter, 100ft package. | Stock | 17.5
N532YEL500 | NITRA pneumatic tubing, nylon 12, yellow, 5/32in (4mm) outside diameter, 0.106in inside diameter, 500ft reel. | Stock | 88
PT4MNAT100 | NITRA pneumatic tubing, PTFE, natural, 5/32in (4mm) outside diameter, 2.5mm inside diameter, 100ft package. | Stock | 361
PU14BLK100 | NITRA pneumatic tubing, ether-based polyurethane, black, 1/4in outside diameter, 0.156in inside diameter, 100ft package. | Stock | 32
PU14BLK500 | NITRA pneumatic tubing, ether-based polyurethane, black, 1/4in outside diameter, 0.156in inside diameter, 500ft reel. | Stock | 161
PU14BLU100 | NITRA pneumatic tubing, ether-based polyurethane, blue, 1/4in outside diameter, 0.156in inside diameter, 100ft package. | Stock | 32
PU14BLU500 | NITRA pneumatic tubing, ether-based polyurethane, blue, 1/4in outside diameter, 0.156in inside diameter, 500ft reel. | Stock | 161
PU14CLR100 | NITRA pneumatic tubing, ether-based polyurethane, clear, 1/4in outside diameter, 0.156in inside diameter, 100ft package. | Stock | 32
PU14CLR500 | NITRA pneumatic tubing, ether-based polyurethane, clear, 1/4in outside diameter, 0.156in inside diameter, 500ft reel. | Stock | 161
PU14RED100 | NITRA pneumatic tubing, ether-based polyurethane, red, 1/4in outside diameter, 0.156in inside diameter, 100ft package. | Stock | 32
PU14RED500 | NITRA pneumatic tubing, ether-based polyurethane, red, 1/4in outside diameter, 0.156in inside diameter, 500ft reel. | Stock | 161
PU14YEL100 | NITRA pneumatic tubing, ether-based polyurethane, yellow, 1/4in outside diameter, 0.156in inside diameter, 100ft package. | Stock | 32
PU14YEL500 | NITRA pneumatic tubing, ether-based polyurethane, yellow, 1/4in outside diameter, 0.156in inside diameter, 500ft reel. | Stock | 161
PU14CBL100 | NITRA pneumatic tubing, ether-based polyurethane, clear blue, 1/4in outside diameter, 0.156in inside diameter, 100ft package. | Stock | 32
PU14CBL500 | NITRA pneumatic tubing, ether-based polyurethane, clear blue, 1/4in outside diameter, 0.156in inside diameter, 500ft reel. | Stock | 161
UV14GRN100 | NITRA pneumatic tubing, ether-based polyurethane, dark green, 1/4in outside diameter, 0.156in inside diameter, UV stabilized, 100ft package. | Stock | 38.5
UV14GRN500 | NITRA pneumatic tubing, ether-based polyurethane, dark green, 1/4in outside diameter, 0.156in inside diameter, UV stabilized, 500ft reel. | Stock | 182
2PU14-50 | NITRA pneumatic bonded tubing, ether-based polyurethane, black and clear blue, double 1/4in outside diameter, 0.156in inside diameter, 50ft package. | Stock | 60
3PU14-50 | NITRA pneumatic bonded tubing, ether-based polyurethane, black, clear blue and blue, triple 1/4in outside diameter, 0.156in inside diameter, 50ft package. | Stock | 88
N14BLK100 | NITRA pneumatic tubing, nylon 12, black, 1/4in outside diameter, 0.180in inside diameter, 100ft package. | Stock | 28
N14BLK500 | NITRA pneumatic tubing, nylon 12, black, 1/4in outside diameter, 0.180in inside diameter, 500ft reel. | Stock | 145
N14BLU100 | NITRA pneumatic tubing, nylon 12, blue, 1/4in outside diameter, 0.180in inside diameter, 100ft package. | Stock | 28
N14BLU500 | NITRA pneumatic tubing, nylon 12, blue, 1/4in outside diameter, 0.180in inside diameter, 500ft reel. | Stock | 145
N14NAT100 | NITRA pneumatic tubing, nylon 12, natural, 1/4in outside diameter, 0.180in inside diameter, 100ft package. | Stock | 28.5
N14NAT500 | NITRA pneumatic tubing, nylon 12, natural, 1/4in outside diameter, 0.180in inside diameter, 500ft reel. | Stock | 145
N14RED100 | NITRA pneumatic tubing, nylon 12, red, 1/4in outside diameter, 0.180in inside diameter, 100ft package. | Stock | 28
N14RED500 | NITRA pneumatic tubing, nylon 12, red, 1/4in outside diameter, 0.180in inside diameter, 500ft reel. | Stock | 145
N14YEL100 | NITRA pneumatic tubing, nylon 12, yellow, 1/4in outside diameter, 0.180in inside diameter, 100ft package. | Stock | 28
N14YEL500 | NITRA pneumatic tubing, nylon 12, yellow, 1/4in outside diameter, 0.180in inside diameter, 500ft reel. | Stock | 145
PT14-18NAT100 | NITRA pneumatic tubing, PTFE, natural, 1/4in outside diameter, 1/8in inside diameter, 100ft package. | Stock | 498
PT14-532NAT100 | NITRA pneumatic tubing, PTFE, natural, 1/4in outside diameter, 5/32in (4mm) inside diameter, 100ft package. | Stock | 389
PT14-316NAT100 | NITRA pneumatic tubing, PTFE, natural, 1/4in outside diameter, 3/16in inside diameter, 100ft package. | Stock | 295
PU38BLK100 | NITRA pneumatic tubing, ether-based polyurethane, black, 3/8in outside diameter, 0.250in inside diameter, 100ft package. | Stock | 69
PU38BLK500 | NITRA pneumatic tubing, ether-based polyurethane, black, 3/8in outside diameter, 0.250in inside diameter, 500ft reel. | Stock | 348
PU38BLU100 | NITRA pneumatic tubing, ether-based polyurethane, blue, 3/8in outside diameter, 0.250in inside diameter, 100ft package. | Stock | 69
PU38BLU500 | NITRA pneumatic tubing, ether-based polyurethane, blue, 3/8in outside diameter, 0.250in inside diameter, 500ft reel. | Stock | 348
PU38CLR100 | NITRA pneumatic tubing, ether-based polyurethane, clear, 3/8in outside diameter, 0.250in inside diameter, 100ft package. | Stock | 69
PU38CLR500 | NITRA pneumatic tubing, ether-based polyurethane, clear, 3/8in outside diameter, 0.250in inside diameter, 500ft reel. | Stock | 348
PU38RED100 | NITRA pneumatic tubing, ether-based polyurethane, red, 3/8in outside diameter, 0.250in inside diameter, 100ft package. | Stock | 69
PU38RED500 | NITRA pneumatic tubing, ether-based polyurethane, red, 3/8in outside diameter, 0.250in inside diameter, 500ft reel. | Stock | 348
PU38YEL100 | NITRA pneumatic tubing, ether-based polyurethane, yellow, 3/8in outside diameter, 0.250in inside diameter, 100ft package. | Stock | 69
PU38YEL500 | NITRA pneumatic tubing, ether-based polyurethane, yellow, 3/8in outside diameter, 0.250in inside diameter, 500ft reel. | Stock | 348
PU38CBL100 | NITRA pneumatic tubing, ether-based polyurethane, clear blue, 3/8in outside diameter, 0.250in inside diameter, 100ft package. | Stock | 69
PU38CBL500 | NITRA pneumatic tubing, ether-based polyurethane, clear blue, 3/8in outside diameter, 0.250in inside diameter, 500ft reel. | Stock | 348
UV38GRN100 | NITRA pneumatic tubing, ether-based polyurethane, dark green, 3/8in outside diameter, 0.250in inside diameter, UV stabilized, 100ft package. | Stock | 79
UV38GRN500 | NITRA pneumatic tubing, ether-based polyurethane, dark green, 3/8in outside diameter, 0.250in inside diameter, UV stabilized, 500ft reel. | Stock | 374
2PU38-50 | NITRA pneumatic bonded tubing, ether-based polyurethane, black and clear blue, double 3/8in outside diameter, 0.250in inside diameter, 50ft package. | Stock | 116
N38BLK100 | NITRA pneumatic tubing, nylon 12, black, 3/8in outside diameter, 0.275in inside diameter, 100ft package. | Stock | 61
N38BLK500 | NITRA pneumatic tubing, nylon 12, black, 3/8in outside diameter, 0.275in inside diameter, 500ft reel. | Stock | 307
N38BLU100 | NITRA pneumatic tubing, nylon 12, blue, 3/8in outside diameter, 0.275in inside diameter, 100ft package. | Stock | 61
N38BLU500 | NITRA pneumatic tubing, nylon 12, blue, 3/8in outside diameter, 0.275in inside diameter, 500ft reel. | Stock | 307
N38NAT100 | NITRA pneumatic tubing, nylon 12, natural, 3/8in outside diameter, 0.275in inside diameter, 100ft package. | Stock | 61
N38NAT500 | NITRA pneumatic tubing, nylon 12, natural, 3/8in outside diameter, 0.275in inside diameter, 500ft reel. | Stock | 307
N38RED100 | NITRA pneumatic tubing, nylon 12, red, 3/8in outside diameter, 0.275in inside diameter, 100ft package. | Stock | 61
N38RED500 | NITRA pneumatic tubing, nylon 12, red, 3/8in outside diameter, 0.275in inside diameter, 500ft reel. | Stock | 307
N38YEL100 | NITRA pneumatic tubing, nylon 12, yellow, 3/8in outside diameter, 0.275in inside diameter, 100ft package. | Stock | 61
PT38NAT100 | NITRA pneumatic tubing, PTFE, natural, 3/8in outside diameter, 0.250in inside diameter, 100ft package. | Stock | 844
PU12BLK100 | NITRA pneumatic tubing, ether-based polyurethane, black, 1/2in outside diameter, 0.328in inside diameter, 100ft package. | Stock | 139
PU12BLK500 | NITRA pneumatic tubing, ether-based polyurethane, black, 1/2in outside diameter, 0.328in inside diameter, 500ft reel. | Stock | 672
PU12BLU100 | NITRA pneumatic tubing, ether-based polyurethane, blue, 1/2in outside diameter, 0.328in inside diameter, 100ft package. | Stock | 139
PU12BLU500 | NITRA pneumatic tubing, ether-based polyurethane, blue, 1/2in outside diameter, 0.328in inside diameter, 500ft reel. | Stock | 672
PU12CLR100 | NITRA pneumatic tubing, ether-based polyurethane, clear, 1/2in outside diameter, 0.328in inside diameter, 100ft package. | Stock | 139
PU12CLR500 | NITRA pneumatic tubing, ether-based polyurethane, clear, 1/2in outside diameter, 0.328in inside diameter, 500ft reel. | Stock | 672
PU12RED100 | NITRA pneumatic tubing, ether-based polyurethane, red, 1/2in outside diameter, 0.328in inside diameter, 100ft package. | Stock | 139
PU12YEL100 | NITRA pneumatic tubing, ether-based polyurethane, yellow, 1/2in outside diameter, 0.328in inside diameter, 100ft package. | Stock | 139
PU12CBL100 | NITRA pneumatic tubing, ether-based polyurethane, clear blue, 1/2in outside diameter, 0.328in inside diameter, 100ft package. | Stock | 139
UV12GRN100 | NITRA pneumatic tubing, ether-based polyurethane, dark green, 1/2in outside diameter, 0.328in inside diameter, UV stabilized, 100ft package. | Stock | 142
2PU12-50 | NITRA pneumatic bonded tubing, ether-based polyurethane, black and clear blue, double 1/2in outside diameter, 0.328in inside diameter, 50ft package. | Stock | 218
N12BLK100 | NITRA pneumatic tubing, nylon 12, black, 1/2in outside diameter, 0.375in inside diameter, 100ft package. | Stock | 92
N12BLK500 | NITRA pneumatic tubing, nylon 12, black, 1/2in outside diameter, 0.375in inside diameter, 500ft reel. | Stock | 448
N12BLU100 | NITRA pneumatic tubing, nylon 12, blue, 1/2in outside diameter, 0.375in inside diameter, 100ft package. | Stock | 92
N12BLU500 | NITRA pneumatic tubing, nylon 12, blue, 1/2in outside diameter, 0.375in inside diameter, 500ft reel. | Stock | 448
N12NAT100 | NITRA pneumatic tubing, nylon 12, natural, 1/2in outside diameter, 0.375in inside diameter, 100ft package. | Stock | 92
N12NAT500 | NITRA pneumatic tubing, nylon 12, natural, 1/2in outside diameter, 0.375in inside diameter, 500ft reel. | Stock | 448
N12RED100 | NITRA pneumatic tubing, nylon 12, red, 1/2in outside diameter, 0.375in inside diameter, 100ft package. | Stock | 92
N12RED500 | NITRA pneumatic tubing, nylon 12, red, 1/2in outside diameter, 0.375in inside diameter, 500ft reel. | Stock | 448
N12YEL100 | NITRA pneumatic tubing, nylon 12, yellow, 1/2in outside diameter, 0.375in inside diameter, 100ft package. | Stock | 92
PU6MBLK100 | NITRA pneumatic tubing, ether-based polyurethane, black, 6mm outside diameter, 5/32in (4mm) inside diameter, 100ft package. | Stock | 34
PU6MBLK500 | NITRA pneumatic tubing, ether-based polyurethane, black, 6mm outside diameter, 5/32in (4mm) inside diameter, 500ft reel. | Stock | 164
PU6MBLU100 | NITRA pneumatic tubing, ether-based polyurethane, blue, 6mm outside diameter, 5/32in (4mm) inside diameter, 100ft package. | Stock | 34
PU6MBLU500 | NITRA pneumatic tubing, ether-based polyurethane, blue, 6mm outside diameter, 5/32in (4mm) inside diameter, 500ft reel. | Stock | 164
PU6MCLR100 | NITRA pneumatic tubing, ether-based polyurethane, clear, 6mm outside diameter, 5/32in (4mm) inside diameter, 100ft package. | Stock | 34
PU6MCLR500 | NITRA pneumatic tubing, ether-based polyurethane, clear, 6mm outside diameter, 5/32in (4mm) inside diameter, 500ft reel. | Stock | 164
PU6MRED100 | NITRA pneumatic tubing, ether-based polyurethane, red, 6mm outside diameter, 5/32in (4mm) inside diameter, 100ft package. | Stock | 32.5
PU6MRED500 | NITRA pneumatic tubing, ether-based polyurethane, red, 6mm outside diameter, 5/32in (4mm) inside diameter, 500ft reel. | Stock | 158
PU6MYEL100 | NITRA pneumatic tubing, ether-based polyurethane, yellow, 6mm outside diameter, 5/32in (4mm) inside diameter, 100ft package. | Stock | 32.5
PU6MYEL500 | NITRA pneumatic tubing, ether-based polyurethane, yellow, 6mm outside diameter, 5/32in (4mm) inside diameter, 500ft reel. | Stock | 158
PU6MCBL100 | NITRA pneumatic tubing, ether-based polyurethane, clear blue, 6mm outside diameter, 5/32in (4mm) inside diameter, 100ft package. | Stock | 32.5
PU6MCBL500 | NITRA pneumatic tubing, ether-based polyurethane, clear blue, 6mm outside diameter, 5/32in (4mm) inside diameter, 500ft reel. | Stock | 158
UV6MGRN100 | NITRA pneumatic tubing, ether-based polyurethane, dark green, 6mm outside diameter, 5/32in (4mm) inside diameter, UV stabilized, 100ft package. | Stock | 37.5
UV6MGRN500 | NITRA pneumatic tubing, ether-based polyurethane, dark green, 6mm outside diameter, 5/32in (4mm) inside diameter, UV stabilized, 500ft reel. | Stock | 180
2PU06M-50 | NITRA pneumatic bonded tubing, ether-based polyurethane, black and clear blue, double 6mm outside diameter, 5/32in (4mm) inside diameter, 50ft package. | Stock | 63
N6MBLK100 | NITRA pneumatic tubing, nylon 12, black, 6mm outside diameter, 5/32in (4mm) inside diameter, 100ft package. | Stock | 28
N6MBLK500 | NITRA pneumatic tubing, nylon 12, black, 6mm outside diameter, 5/32in (4mm) inside diameter, 500ft reel. | Stock | 144
N6MBLU100 | NITRA pneumatic tubing, nylon 12, blue, 6mm outside diameter, 5/32in (4mm) inside diameter, 100ft package. | Stock | 28
N6MBLU500 | NITRA pneumatic tubing, nylon 12, blue, 6mm outside diameter, 5/32in (4mm) inside diameter, 500ft reel. | Stock | 144
N6MNAT100 | NITRA pneumatic tubing, nylon 12, natural, 6mm outside diameter, 5/32in (4mm) inside diameter, 100ft package. | Stock | 28
N6MNAT500 | NITRA pneumatic tubing, nylon 12, natural, 6mm outside diameter, 5/32in (4mm) inside diameter, 500ft reel. | Stock | 144
N6MRED100 | NITRA pneumatic tubing, nylon 12, red, 6mm outside diameter, 5/32in (4mm) inside diameter, 100ft package. | Stock | 27
N6MRED500 | NITRA pneumatic tubing, nylon 12, red, 6mm outside diameter, 5/32in (4mm) inside diameter, 500ft reel. | Stock | 138
N6MYEL100 | NITRA pneumatic tubing, nylon 12, yellow, 6mm outside diameter, 5/32in (4mm) inside diameter, 100ft package. | Stock | 27
PT6MNAT100 | NITRA pneumatic tubing, PTFE, natural, 6mm outside diameter, 5/32in (4mm) inside diameter, 100ft package. | Stock | 498
PU8MBLK100 | NITRA pneumatic tubing, ether-based polyurethane, black, 5/16in (8mm) outside diameter, 5mm inside diameter, 100ft package. | Stock | 57
PU8MBLK500 | NITRA pneumatic tubing, ether-based polyurethane, black, 5/16in (8mm) outside diameter, 5mm inside diameter, 500ft reel. | Stock | 283
PU8MBLU100 | NITRA pneumatic tubing, ether-based polyurethane, blue, 5/16in (8mm) outside diameter, 5mm inside diameter, 100ft package. | Stock | 57
PU8MBLU500 | NITRA pneumatic tubing, ether-based polyurethane, blue, 5/16in (8mm) outside diameter, 5mm inside diameter, 500ft reel. | Stock | 283
PU8MCLR100 | NITRA pneumatic tubing, ether-based polyurethane, clear, 5/16in (8mm) outside diameter, 5mm inside diameter, 100ft package. | Stock | 57
PU8MCLR500 | NITRA pneumatic tubing, ether-based polyurethane, clear, 5/16in (8mm) outside diameter, 5mm inside diameter, 500ft reel. | Stock | 283
PU8MRED100 | NITRA pneumatic tubing, ether-based polyurethane, red, 5/16in (8mm) outside diameter, 5mm inside diameter, 100ft package. | Stock | 55
PU8MYEL100 | NITRA pneumatic tubing, ether-based polyurethane, yellow, 5/16in (8mm) outside diameter, 5mm inside diameter, 100ft package. | Stock | 55
PU8MCBL100 | NITRA pneumatic tubing, ether-based polyurethane, clear blue, 5/16in (8mm) outside diameter, 5mm inside diameter, 100ft package. | Stock | 55
UV8MGRN100 | NITRA pneumatic tubing, ether-based polyurethane, dark green, 5/16in (8mm) outside diameter, 5mm inside diameter, UV stabilized, 100ft package. | Stock | 58
2PU08M-50 | NITRA pneumatic bonded tubing, ether-based polyurethane, black and clear blue, double 8mm outside diameter, 5mm inside diameter, 50ft package. | Stock | 119
N8MBLK100 | NITRA pneumatic tubing, nylon 12, black, 5/16in (8mm) outside diameter, 6mm inside diameter, 100ft package. | Stock | 41.5
N8MBLK500 | NITRA pneumatic tubing, nylon 12, black, 5/16in (8mm) outside diameter, 6mm inside diameter, 500ft reel. | Stock | 209
N8MBLU100 | NITRA pneumatic tubing, nylon 12, blue, 5/16in (8mm) outside diameter, 6mm inside diameter, 100ft package. | Stock | 41.5
N8MBLU500 | NITRA pneumatic tubing, nylon 12, blue, 5/16in (8mm) outside diameter, 6mm inside diameter, 500ft reel. | Stock | 209
N8MNAT100 | NITRA pneumatic tubing, nylon 12, natural, 5/16in (8mm) outside diameter, 6mm inside diameter, 100ft package. | Stock | 41.5
N8MNAT500 | NITRA pneumatic tubing, nylon 12, natural, 5/16in (8mm) outside diameter, 6mm inside diameter, 500ft reel. | Stock | 209
N8MRED100 | NITRA pneumatic tubing, nylon 12, red, 5/16in (8mm) outside diameter, 6mm inside diameter, 100ft package. | Stock | 40
N8MRED500 | NITRA pneumatic tubing, nylon 12, red, 5/16in (8mm) outside diameter, 6mm inside diameter, 500ft reel. | Stock | 201
N8MYEL100 | NITRA pneumatic tubing, nylon 12, yellow, 5/16in (8mm) outside diameter, 6mm inside diameter, 100ft package. | Stock | 40
PT8MNAT100 | NITRA pneumatic tubing, PTFE, natural, 5/16in (8mm) outside diameter, 6mm inside diameter, 100ft package. | Stock | 633
PU10MBLK100 | NITRA pneumatic tubing, ether-based polyurethane, black, 10mm outside diameter, 6.5mm inside diameter, 100ft package. | Stock | 77
PU10MBLK500 | NITRA pneumatic tubing, ether-based polyurethane, black, 10mm outside diameter, 6.5mm inside diameter, 500ft reel. | Stock | 374
PU10MBLU100 | NITRA pneumatic tubing, ether-based polyurethane, blue, 10mm outside diameter, 6.5mm inside diameter, 100ft package. | Stock | 77
PU10MBLU500 | NITRA pneumatic tubing, ether-based polyurethane, blue, 10mm outside diameter, 6.5mm inside diameter, 500ft reel. | Stock | 374
PU10MCLR100 | NITRA pneumatic tubing, ether-based polyurethane, clear, 10mm outside diameter, 6.5mm inside diameter, 100ft package. | Stock | 77
PU10MCLR500 | NITRA pneumatic tubing, ether-based polyurethane, clear, 10mm outside diameter, 6.5mm inside diameter, 500ft reel. | Stock | 374
PU10MRED100 | NITRA pneumatic tubing, ether-based polyurethane, red, 10mm outside diameter, 6.5mm inside diameter, 100ft package. | Stock | 77
PU10MYEL100 | NITRA pneumatic tubing, ether-based polyurethane, yellow, 10mm outside diameter, 6.5mm inside diameter, 100ft package. | Stock | 77
PU10MCBL100 | NITRA pneumatic tubing, ether-based polyurethane, clear blue, 10mm outside diameter, 6.5mm inside diameter, 100ft package. | Stock | 77
UV10MGRN100 | NITRA pneumatic tubing, ether-based polyurethane, dark green, 10mm outside diameter, 6.5mm inside diameter, UV stabilized, 100ft package. | Stock | 79
2PU10M-50 | NITRA pneumatic bonded tubing, ether-based polyurethane, black and clear blue, double 10mm outside diameter, 6.5mm inside diameter, 50ft package. | Stock | 167
N10MBLK100 | NITRA pneumatic tubing, nylon 12, black, 10mm outside diameter, 5/16in (8mm) inside diameter, 100ft package. | Stock | 54
N10MBLU100 | NITRA pneumatic tubing, nylon 12, blue, 10mm outside diameter, 5/16in (8mm) inside diameter, 100ft package. | Stock | 54
N10MNAT100 | NITRA pneumatic tubing, nylon 12, natural, 10mm outside diameter, 5/16in (8mm) inside diameter, 100ft package. | Stock | 54
N10MRED100 | NITRA pneumatic tubing, nylon 12, red, 10mm outside diameter, 5/16in (8mm) inside diameter, 100ft package. | Stock | 54
N10MYEL100 | NITRA pneumatic tubing, nylon 12, yellow, 10mm outside diameter, 5/16in (8mm) inside diameter, 100ft package. | Stock | 54
PT10MNAT100 | NITRA pneumatic tubing, PTFE, natural, 10mm outside diameter, 5/16in (8mm) inside diameter, 100ft package. | Stock | 599
PU12MBLK100 | NITRA pneumatic tubing, ether-based polyurethane, black, 12mm outside diameter, 5/16in (8mm) inside diameter, 100ft package. | Stock | 118
PU12MBLU100 | NITRA pneumatic tubing, ether-based polyurethane, blue, 12mm outside diameter, 5/16in (8mm) inside diameter, 100ft package. | Stock | 118
PU12MCLR100 | NITRA pneumatic tubing, ether-based polyurethane, clear, 12mm outside diameter, 5/16in (8mm) inside diameter, 100ft package. | Stock | 118
PU12MRED100 | NITRA pneumatic tubing, ether-based polyurethane, red, 12mm outside diameter, 5/16in (8mm) inside diameter, 100ft package. | Stock | 108
PU12MYEL100 | NITRA pneumatic tubing, ether-based polyurethane, yellow, 12mm outside diameter, 5/16in (8mm) inside diameter, 100ft package. | Stock | 118
PU12MCBL100 | NITRA pneumatic tubing, ether-based polyurethane, clear blue, 12mm outside diameter, 5/16in (8mm) inside diameter, 100ft package. | Stock | 118
UV12MGRN100 | NITRA pneumatic tubing, ether-based polyurethane, dark green, 12mm outside diameter, 5/16in (8mm) inside diameter, UV stabilized, 100ft package. | Stock | 138
N12MBLK100 | NITRA pneumatic tubing, nylon 12, black, 12mm outside diameter, 10mm inside diameter, 100ft package. | Stock | 89
N12MBLU100 | NITRA pneumatic tubing, nylon 12, blue, 12mm outside diameter, 10mm inside diameter, 100ft package. | Stock | 89
N12MNAT100 | NITRA pneumatic tubing, nylon 12, natural, 12mm outside diameter, 10mm inside diameter, 100ft package. | Stock | 94
PU16MBLK100 | NITRA pneumatic tubing, ether-based polyurethane, black, 16mm outside diameter, 11mm inside diameter, 100ft package. | Stock | 204
PU16MBLU100 | NITRA pneumatic tubing, ether-based polyurethane, blue, 16mm outside diameter, 11mm inside diameter, 100ft package. | Stock | 204
PU16MCLR100 | NITRA pneumatic tubing, ether-based polyurethane, clear, 16mm outside diameter, 11mm inside diameter, 100ft package. | Stock | 204
PU16MCBL100 | NITRA pneumatic tubing, ether-based polyurethane, clear blue, 16mm outside diameter, 11mm inside diameter, 100ft package. | Stock | 204
Coiled Flexible Pneumatic Tubing
1PU532C10 | NITRA pneumatic coiled tubing, ether-based polyurethane, clear blue, 5/32in (4mm) outside diameter, 0.093in inside diameter, 10 coils, 2.2ft working length. | Stock | 8.75
1PU532C20 | NITRA pneumatic coiled tubing, ether-based polyurethane, clear blue, 5/32in (4mm) outside diameter, 0.093in inside diameter, 20 coils, 3.9ft working length. | Stock | 9.5
1PU532C40 | NITRA pneumatic coiled tubing, ether-based polyurethane, clear blue, 5/32in (4mm) outside diameter, 0.093in inside diameter, 40 coils, 5.5ft working length. | Stock | 11
2PU532C10 | NITRA pneumatic bonded coiled tubing, ether-based polyurethane, black and clear blue, double 5/32in outside diameter, 0.093in inside diameter, 10 coils, 2ft working length. | Stock | 11
2PU532C20 | NITRA pneumatic bonded coiled tubing, ether-based polyurethane, black and clear blue, double 5/32in outside diameter, 0.093in inside diameter, 20 coils, 3.5ft working length. | Stock | 12
2PU532C40 | NITRA pneumatic bonded coiled tubing, ether-based polyurethane, black and clear blue, double 5/32in outside diameter, 0.093in inside diameter, 40 coils, 6.5ft working length. | Stock | 13.5
3PU532C10 | NITRA pneumatic bonded coiled tubing, ether-based polyurethane, black, clear blue and blue, triple 5/32in outside diameter, 0.093in inside diameter, 10 coils, 2.5ft working length. | Stock | 19
3PU532C20 | NITRA pneumatic bonded coiled tubing, ether-based polyurethane, black, clear blue and blue, triple 5/32in outside diameter, 0.093in inside diameter, 20 coils, 4.4ft working length. | Stock | 22.5
3PU532C40 | NITRA pneumatic bonded coiled tubing, ether-based polyurethane, black, clear blue and blue, triple 5/32in outside diameter, 0.093in inside diameter, 40 coils, 8.3ft working length. | Stock | 28.5
1PU14C10 | NITRA pneumatic coiled tubing, ether-based polyurethane, clear blue, 1/4in outside diameter, 0.156in inside diameter, 10 coils, 3.2ft working length. | Stock | 11.5
1PU14C20 | NITRA pneumatic coiled tubing, ether-based polyurethane, clear blue, 1/4in outside diameter, 0.156in inside diameter, 20 coils, 5.8ft working length. | Stock | 13.5
1PU14C40 | NITRA pneumatic coiled tubing, ether-based polyurethane, clear blue, 1/4in outside diameter, 0.156in inside diameter, 40 coils, 8.4ft working length. | Stock | 16
2PU14C10 | NITRA pneumatic bonded coiled tubing, ether-based polyurethane, black and clear blue, double 1/4in outside diameter, 0.156in inside diameter, 10 coils, 2.9ft working length. | Stock | 13.5
2PU14C20 | NITRA pneumatic bonded coiled tubing, ether-based polyurethane, black and clear blue, double 1/4in outside diameter, 0.156in inside diameter, 20 coils, 5.3ft working length. | Stock | 14.5
2PU14C40 | NITRA pneumatic bonded coiled tubing, ether-based polyurethane, black and clear blue, double 1/4in outside diameter, 0.156in inside diameter, 40 coils, 10ft working length. | Stock | 23.5
3PU14C10 | NITRA pneumatic bonded coiled tubing, ether-based polyurethane, black, clear blue and blue, triple 1/4in outside diameter, 0.156in inside diameter, 10 coils, 3.4ft working length. | Stock | 23.5
3PU14C20 | NITRA pneumatic bonded coiled tubing, ether-based polyurethane, black, clear blue and blue, triple 1/4in outside diameter, 0.156in inside diameter, 20 coils, 6.3ft working length. | Stock | 28.5
3PU14C40 | NITRA pneumatic bonded coiled tubing, ether-based polyurethane, black, clear blue and blue, triple 1/4in outside diameter, 0.156in inside diameter, 40 coils, 11.9ft working length. | Stock | 51
1PU38C10 | NITRA pneumatic coiled tubing, ether-based polyurethane, clear blue, 3/8in outside diameter, 0.250in inside diameter, 10 coils, 4ft working length. | Stock | 16.5
1PU38C20 | NITRA pneumatic coiled tubing, ether-based polyurethane, clear blue, 3/8in outside diameter, 0.250in inside diameter, 20 coils, 7.4ft working length. | Stock | 23.5
1PU38C40 | NITRA pneumatic coiled tubing, ether-based polyurethane, clear blue, 3/8in outside diameter, 0.250in inside diameter, 40 coils, 14.2ft working length. | Stock | 29
2PU38C10 | NITRA pneumatic bonded coiled tubing, ether-based polyurethane, black and clear blue, double 3/8in outside diameter, 0.250in inside diameter, 10 coils, 3.6ft working length. | Stock | 17.5
2PU38C20 | NITRA pneumatic bonded coiled tubing, ether-based polyurethane, black and clear blue, double 3/8in outside diameter, 0.250in inside diameter, 20 coils, 6.7ft working length. | Stock | 25.5
2PU38C40 | NITRA pneumatic bonded coiled tubing, ether-based polyurethane, black and clear blue, double 3/8in outside diameter, 0.250in inside diameter, 40 coils, 12.9ft working length. | Stock | 45
3PU38C10 | NITRA pneumatic bonded coiled tubing, ether-based polyurethane, black, clear blue and blue, triple 3/8in outside diameter, 0.250in inside diameter, 10 coils, 4.4ft working length. | Stock | 33
3PU38C20 | NITRA pneumatic bonded coiled tubing, ether-based polyurethane, black, clear blue and blue, triple 3/8in outside diameter, 0.250in inside diameter, 20 coils, 8.3ft working length. | Stock | 48.5
3PU38C40 | NITRA pneumatic bonded coiled tubing, ether-based polyurethane, black, clear blue and blue, triple 3/8in outside diameter, 0.250in inside diameter, 40 coils, 16ft working length. | Stock | 94
1PU06MC10 | NITRA pneumatic coiled tubing, ether-based polyurethane, clear blue, 6mm outside diameter, 5/32in (4mm) inside diameter, 10 coils, 3.2ft working length. | Stock | 11.5
1PU06MC20 | NITRA pneumatic coiled tubing, ether-based polyurethane, clear blue, 6mm outside diameter, 5/32in (4mm) inside diameter, 20 coils, 5.8ft working length. | Stock | 13.5
1PU06MC40 | NITRA pneumatic coiled tubing, ether-based polyurethane, clear blue, 6mm outside diameter, 5/32in (4mm) inside diameter, 40 coils, 8.4ft working length. | Stock | 16.5
2PU06MC10 | NITRA pneumatic bonded coiled tubing, ether-based polyurethane, black and clear blue, double 6mm outside diameter, 5/32in (4mm) inside diameter, 10 coils, 2.8ft working length. | Stock | 12.5
2PU06MC20 | NITRA pneumatic bonded coiled tubing, ether-based polyurethane, black and clear blue, double 6mm outside diameter, 5/32in (4mm) inside diameter, 20 coils, 5.2ft working length. | Stock | 14
2PU06MC40 | NITRA pneumatic bonded coiled tubing, ether-based polyurethane, black and clear blue, double 6mm outside diameter, 5/32in (4mm) inside diameter, 40 coils, 9.9ft working length. | Stock | 23
3PU06MC10 | NITRA pneumatic coiled tubing, ether-based polyurethane, black, clear blue and blue, triple 6mm outside diameter, 5/32in (4mm) inside diameter, 10 coils, 3.1ft working length. | Stock | 23
3PU06MC20 | NITRA pneumatic coiled tubing, ether-based polyurethane, black, clear blue and blue, triple 6mm outside diameter, 5/32in (4mm) inside diameter, 20 coils, 6.2ft working length. | Stock | 28
3PU06MC40 | NITRA pneumatic coiled tubing, ether-based polyurethane, black, clear blue and blue, triple 6mm outside diameter, 5/32in (4mm) inside diameter, 40 coils, 11.8ft working length. | Stock | 48.5
1PU08MC10 | NITRA pneumatic coiled tubing, ether-based polyurethane, clear blue, 5/16in (8mm) outside diameter, 5mm inside diameter, 10 coils, 3.3ft working length. | Stock | 13.5
1PU08MC20 | NITRA pneumatic coiled tubing, ether-based polyurethane, clear blue, 5/16in (8mm) outside diameter, 5mm inside diameter, 20 coils, 6.1ft working length. | Stock | 19
1PU08MC40 | NITRA pneumatic coiled tubing, ether-based polyurethane, clear blue, 5/16in (8mm) outside diameter, 5mm inside diameter, 40 coils, 8.8ft working length. | Stock | 25
2PU08MC10 | NITRA pneumatic bonded coiled tubing, ether-based polyurethane, black and clear blue, double 8mm outside diameter, 5mm inside diameter, 10 coils, 3ft working length. | Stock | 14.5
2PU08MC20 | NITRA pneumatic bonded coiled tubing, ether-based polyurethane, black and clear blue, double 8mm outside diameter, 5mm inside diameter, 20 coils, 5.5ft working length. | Stock | 19
2PU08MC40 | NITRA pneumatic bonded coiled tubing, ether-based polyurethane, black and clear blue, double 8mm outside diameter, 5mm inside diameter, 40 coils, 10.5ft working length. | Stock | 31.5
1PU10MC10 | NITRA pneumatic coiled tubing, ether-based polyurethane, clear blue, 10mm outside diameter, 6.5mm inside diameter, 10 coils, 4ft working length. | Stock | 17.5
1PU10MC20 | NITRA pneumatic coiled tubing, ether-based polyurethane, clear blue, 10mm outside diameter, 6.5mm inside diameter, 20 coils, 7.4ft working length. | Stock | 25
1PU10MC40 | NITRA pneumatic coiled tubing, ether-based polyurethane, clear blue, 10mm outside diameter, 6.5mm inside diameter, 40 coils, 14.2ft working length. | Stock | 33
2PU10MC10 | NITRA pneumatic bonded coiled tubing, ether-based polyurethane, black and clear blue, double 10mm outside diameter, 6.5mm inside diameter, 10 coils, 3.6ft working length. | Stock | 19
2PU10MC20 | NITRA pneumatic bonded coiled tubing, ether-based polyurethane, black and clear blue, double 10mm outside diameter, 6.5mm inside diameter, 20 coils, 6.7ft working length. | Stock | 28.5
2PU10MC40 | NITRA pneumatic bonded coiled tubing, ether-based polyurethane, black and clear blue, double 10mm outside diameter, 6.5mm inside diameter, 40 coils, 13ft working length. | Stock | 53
Pneumatic Air Hoses
HPVC14-25BG2 | NITRA pneumatic or water hose, hybrid PVC, polyester reinforced, black with green stripe, 1/4in inside diameter, 7/16in outside diameter, 1/4in male NPT nickel-plated brass rigid fittings, 25ft working length. | Stock | 28.5
HPVC14-50BG2 | NITRA pneumatic or water hose, hybrid PVC, polyester reinforced, black with green stripe, 1/4in inside diameter, 7/16in outside diameter, 1/4in male NPT nickel-plated brass rigid fittings, 50ft working length. | Stock | 34.5
HPVC14-100BG | NITRA pneumatic or water hose, hybrid PVC, polyester reinforced, black with green stripe, 1/4in inside diameter, 7/16in outside diameter, 100ft working length. | Stock | 47
HPVC14-250BG | NITRA pneumatic or water hose, hybrid PVC, polyester reinforced, black with green stripe, 1/4in inside diameter, 7/16in outside diameter, 250ft working length. | Stock | 116
HPVC14-500BG | NITRA pneumatic or water hose, hybrid PVC, polyester reinforced, black with green stripe, 1/4in inside diameter, 7/16in outside diameter, 500ft working length. | Stock | 226
HBP14-25CBL2 | NITRA pneumatic hose, ether-based polyurethane, polyester reinforced, clear blue, 1/4in inside diameter, 0.375in outside diameter, 1/4in male NPT nickel-plated brass swivel fittings, 25ft package. | Stock | 40.5
HBP14-50CBL2 | NITRA pneumatic hose, ether-based polyurethane, polyester reinforced, clear blue, 1/4in inside diameter, 0.375in outside diameter, 1/4in male NPT nickel-plated brass swivel fittings, 50ft package. | Stock | 57
HBP14C10CBL | NITRA pneumatic coiled hose, polyurethane, polyester reinforced, clear blue, 1/4in inside diameter, 0.375in outside diameter, 1/4in male NPT brass fittings (one end fixed, one end swivel), 8ft working length. | Stock | 45
HBP14C15CBL | NITRA pneumatic coiled hose, polyurethane, polyester reinforced, clear blue, 1/4in inside diameter, 0.375in outside diameter, 1/4in male NPT brass fittings (one end fixed, one end swivel), 12ft working length. | Stock | 60
HBP14C20CBL | NITRA pneumatic coiled hose, polyurethane, polyester reinforced, clear blue, 1/4in inside diameter, 0.375in outside diameter, 1/4in male NPT brass fittings (one end fixed, one end swivel), 16ft working length. | Stock | 73
HBP14C10CBL-QC | NITRA pneumatic coiled hose, polyurethane, polyester reinforced, clear blue, 1/4in inside diameter, 0.375in outside diameter, 1/4in chrome-plated steel quick-disconnect fittings, 8ft working length. | Stock | 78
HBP14C15CBL-QC | NITRA pneumatic coiled hose, polyurethane, polyester reinforced, clear blue, 1/4in inside diameter, 0.375in outside diameter, 1/4in chrome-plated steel quick-disconnect fittings, 12ft working length. | Stock | 89
HP14C10CBL | NITRA pneumatic coiled hose, polyurethane, clear blue, 1/4in inside diameter, 0.375in outside diameter, (2) 1/4in male NPT brass fittings (one end fixed, one end swivel), 8ft working length. | Stock | 24.5
HP14C15CBL | NITRA pneumatic coiled hose, polyurethane, clear blue, 1/4in inside diameter, 0.375in outside diameter, (2) 1/4in male NPT brass fittings (one end fixed, one end swivel), 12ft working length. | Stock | 28
HP14C20CBL | NITRA pneumatic coiled hose, polyurethane, clear blue, 1/4in inside diameter, 0.375in outside diameter, (2) 1/4in male NPT brass fittings (one end fixed, one end swivel), 16ft working length. | Stock | 31.5
HP14C10CBL-QC | NITRA pneumatic coiled hose, polyurethane, clear blue, 1/4in inside diameter, 0.375in outside diameter, 1/4in chrome-plated steel quick-disconnect fittings, 8ft working length. | Stock | 56
HP14C15CBL-QC | NITRA pneumatic coiled hose, polyurethane, clear blue, 1/4in inside diameter, 0.375in outside diameter, 1/4in chrome-plated steel quick-disconnect fittings, 12ft working length. | Stock | 59
HP14C20CBL-QC | NITRA pneumatic coiled hose, polyurethane, clear blue, 1/4in inside diameter, 0.375in outside diameter, 1/4in chrome-plated steel quick-disconnect fittings, 16ft working length. | Stock | 63
HN14C14-12YEL | NITRA pneumatic coiled hose, nylon 12, yellow, 1/4in inside diameter, 0.3125in outside diameter, (2) 1/4in male NPT nickel-plated brass swivel fittings, 10ft working length. | Stock | 23
HN14C14-25YEL | NITRA pneumatic coiled hose, nylon 12, yellow, 1/4in inside diameter, 0.3125in outside diameter, (2) 1/4in male NPT nickel-plated brass swivel fittings, 20ft working length. | Stock | 30
HN14C14-50YEL | NITRA pneumatic coiled hose, nylon 12, yellow, 1/4in inside diameter, 0.3125in outside diameter, (2) 1/4in male NPT nickel-plated brass swivel fittings, 40ft working length. | Stock | 42.5
HPVC38-25BG3 | NITRA pneumatic or water hose, hybrid PVC, polyester reinforced, black with green stripe, 3/8in inside diameter, 9/16in outside diameter, 3/8in male NPT nickel-plated brass rigid fittings, 25ft working length. | Stock | 37.5
HPVC38-100BG | NITRA pneumatic or water hose, hybrid PVC, polyester reinforced, black with green stripe, 3/8in inside diameter, 9/16in outside diameter, 100ft working length. | Stock | 64
HPVC38-250BG | NITRA pneumatic or water hose, hybrid PVC, polyester reinforced, black with green stripe, 3/8in inside diameter, 9/16in outside diameter, 250ft working length. | Stock | 168
HPVC38-500BG | NITRA pneumatic or water hose, hybrid PVC, polyester reinforced, black with green stripe, 3/8in inside diameter, 9/16in outside diameter, 500ft working length. | Stock | 348
HBP38-25CBL2 | NITRA pneumatic hose, ether-based polyurethane, polyester reinforced, clear blue, 3/8in inside diameter, 0.5625in outside diameter, 1/4in male NPT nickel-plated brass swivel fittings, 25ft package. | Stock | 44.5
HBP38-50CBL2 | NITRA pneumatic hose, ether-based polyurethane, polyester reinforced, clear blue, 3/8in inside diameter, 0.5625in outside diameter, 1/4in male NPT nickel-plated brass swivel fittings, 50ft package. | Stock | 70
HBP38-25CBL3 | NITRA pneumatic hose, ether-based polyurethane, polyester reinforced, clear blue, 3/8in inside diameter, 0.5625in outside diameter, 3/8in male NPT nickel-plated brass swivel fittings, 25ft package. | Stock | 46.5
HBP38-50CBL3 | NITRA pneumatic hose, ether-based polyurethane, polyester reinforced, clear blue, 3/8in inside diameter, 0.5625in outside diameter, 3/8in male NPT nickel-plated brass swivel fittings, 50ft package. | Stock | 75
HBP38C10CBL | NITRA pneumatic coiled hose, polyurethane, polyester reinforced, clear blue, 3/8in inside diameter, 0.5625in outside diameter, 3/8in male NPT brass fittings (one end fixed, one end swivel), 8ft working length. | Stock | 76
HBP38C15CBL | NITRA pneumatic coiled hose, polyurethane, polyester reinforced, clear blue, 3/8in inside diameter, 0.5625in outside diameter, 3/8in male NPT brass fittings (one end fixed, one end swivel), 12ft working length. | Stock | 94
HBP38C10CBL-QC | NITRA pneumatic coiled hose, polyurethane, polyester reinforced, clear blue, 3/8in inside diameter, 0.5625in outside diameter, 3/8in chrome-plated steel quick-disconnect fittings, 8ft working length. | Stock | 110
HBP38C15CBL-QC | NITRA pneumatic coiled hose, polyurethane, polyester reinforced, clear blue, 3/8in inside diameter, 0.5625in outside diameter, 3/8in chrome-plated steel quick-disconnect fittings, 12ft working length. | Stock | 132
HN38C14-12YEL | NITRA pneumatic coiled hose, nylon 12, yellow, 3/8in inside diameter, 0.47in outside diameter, (2) 1/4in male NPT nickel-plated brass swivel fittings, 10ft working length. | Stock | 40
HN38C14-25YEL | NITRA pneumatic coiled hose, nylon 12, yellow, 3/8in inside diameter, 0.47in outside diameter, (2) 1/4in male NPT nickel-plated brass swivel fittings, 20ft working length. | Stock | 55
HN38C14-50YEL | NITRA pneumatic coiled hose, nylon 12, yellow, 3/8in inside diameter, 0.47in outside diameter, (2) 1/4in male NPT nickel-plated brass swivel fittings, 44ft working length. | Stock | 83
HN38C38-12YEL | NITRA pneumatic coiled hose, nylon 12, yellow, 3/8in inside diameter, 0.47in outside diameter, (2) 3/8in male NPT nickel-plated brass swivel fittings, 10ft working length. | Stock | 42
HN38C38-25YEL | NITRA pneumatic coiled hose, nylon 12, yellow, 3/8in inside diameter, 0.47in outside diameter, (2) 3/8in male NPT nickel-plated brass swivel fittings, 20ft working length. | Stock | 58
HN38C38-50YEL | NITRA pneumatic coiled hose, nylon 12, yellow, 3/8in inside diameter, 0.47in outside diameter, (2) 3/8in male NPT nickel-plated brass swivel fittings, 42ft working length. | Stock | 86
HN12C12-12YEL | NITRA pneumatic coiled hose, nylon 12, yellow, 1/2in inside diameter, 0.625in outside diameter, (2) 1/2in male NPT nickel-plated brass swivel fittings, 10ft working length. | Stock | 63
HN12C12-25YEL | NITRA pneumatic coiled hose, nylon 12, yellow, 1/2in inside diameter, 0.625in outside diameter, (2) 1/2in male NPT nickel-plated brass swivel fittings, 20ft working length. | Stock | 84
Accessories for Pneumatic Tubing and Hoses
HSR14-14N | NITRA pneumatic or water threaded fitting, hose rigid, nickel-plated brass body, nickel-plated brass threads, thread sealant, (1) 1/4in inside diameter to (1) 1/4in male NPT. | Stock | 6.75
HSR38-14N | NITRA pneumatic or water threaded fitting, hose rigid, nickel-plated brass body, nickel-plated brass threads, thread sealant, (1) 3/8in inside diameter to (1) 1/4in male NPT. | Stock | 7.25
HSR38-38N | NITRA pneumatic or water threaded fitting, hose rigid, nickel-plated brass body, nickel-plated brass threads, thread sealant, (1) 3/8in inside diameter to (1) 3/8in male NPT. | Stock | 10
HS14-14M-R | NITRA pneumatic threaded fitting, hose swivel, nickel-plated brass body, nickel-plated brass threads, thread sealant, (1) 1/4in inside diameter to (1) 1/4in male NPT. | Stock | 6.5
HS38-14M-R | NITRA pneumatic threaded fitting, hose swivel, nickel-plated brass body, nickel-plated brass threads, thread sealant, (1) 3/8in inside diameter to (1) 1/4in male NPT. | Stock | 9.5
Push-to-Connect Pneumatic Fittings
MS18-M3 | NITRA pneumatic push-to-connect fitting, straight, nickel-plated brass body, nickel-plated brass threads, Buna-N O-ring seal(s), (1) M3 x 0.5 male ISO to (1) 1/8in push-to-connect. Package of 5. | Stock | 11
MS18-10N | NITRA pneumatic push-to-connect fitting, straight, nickel-plated brass body, nickel-plated brass threads, Buna-N O-ring seal(s), (1) #10-32 male UNF to (1) 1/8in push-to-connect. Package of 5. | Stock | 11.5
MS18-18N | NITRA pneumatic push-to-connect fitting, straight, nickel-plated brass body, nickel-plated brass threads, thread sealant, (1) 1/8in male NPT to (1) 1/8in push-to-connect. Package of 5. | Stock | 12.5
MS18-14N | NITRA pneumatic push-to-connect fitting, straight, nickel-plated brass body, nickel-plated brass threads, thread sealant, (1) 1/4in male NPT to (1) 1/8in push-to-connect. Package of 5. | Stock | 15
MS532-M3 | NITRA pneumatic push-to-connect fitting, straight, nickel-plated brass body, nickel-plated brass threads, Buna-N O-ring seal(s), (1) M3 x 0.5 male ISO to (1) 5/32in (4mm) push-to-connect. Package of 5. | Stock | 11
MS532-10N | NITRA pneumatic push-to-connect fitting, straight, nickel-plated brass body, nickel-plated brass threads, Buna-N O-ring seal(s), (1) #10-32 male UNF to (1) 5/32in (4mm) push-to-connect. Package of 5. | Stock | 6.5
MS532-10N-B | NITRA pneumatic push-to-connect fitting, straight, nickel-plated brass body, nickel-plated brass threads, Buna-N O-ring seal(s), (1) #10-32 male UNF to (1) 5/32in (4mm) push-to-connect. Package of 5. | Stock | 8.25
MS532-18N | NITRA pneumatic push-to-connect fitting, straight, nickel-plated brass body, nickel-plated brass threads, thread sealant, (1) 1/8in male NPT to (1) 5/32in (4mm) push-to-connect. Package of 5. | Stock | 6.5
MS532-18N-B | NITRA pneumatic push-to-connect fitting, straight, nickel-plated brass body, nickel-plated brass threads, thread sealant, (1) 1/8in male NPT to (1) 5/32in (4mm) push-to-connect. Package of 5. | Stock | 7.75
MS532-18N-SS | NITRA pneumatic push-to-connect fitting, straight, 316 stainless steel body, 316 stainless steel threads, (1) 1/8in male NPT to (1) 5/32in (4mm) push-to-connect. | Stock | 12
MS532-14N | NITRA pneumatic push-to-connect fitting, straight, nickel-plated brass body, nickel-plated brass threads, thread sealant, (1) 1/4in male NPT to (1) 5/32in (4mm) push-to-connect. Package of 5. | Stock | 6.5
MS532-14N-B | NITRA pneumatic push-to-connect fitting, straight, nickel-plated brass body, nickel-plated brass threads, thread sealant, (1) 1/4in male NPT to (1) 5/32in (4mm) push-to-connect. Package of 5. | Stock | 9.75
MS4M-M5 | NITRA pneumatic push-to-connect fitting, straight, nickel-plated brass body, nickel-plated brass threads, Buna-N O-ring seal(s), (1) M5 x 0.8 male ISO to (1) 5/32in (4mm) push-to-connect. Package of 5. | Stock | 8
MS4M-M5-B | NITRA pneumatic push-to-connect fitting, straight, nickel-plated brass body, nickel-plated brass threads, Buna-N O-ring seal(s), (1) M5 x 0.8 male ISO to (1) 5/32in (4mm) push-to-connect. Package of 5. | Stock | 7.75
MS4M-18R | NITRA pneumatic push-to-connect fitting, straight, nickel-plated brass body, nickel-plated brass threads, thread sealant, (1) R1/8 male BSPT to (1) 5/32in (4mm) push-to-connect. Package of 5. | Stock | 6.5
MS4M-18R-B | NITRA pneumatic push-to-connect fitting, straight, nickel-plated brass body, nickel-plated brass threads, thread sealant, (1) R1/8 male BSPT to (1) 5/32in (4mm) push-to-connect. Package of 5. | Stock | 7.75
MS4M-18R-SS | NITRA pneumatic push-to-connect fitting, straight, 316 stainless steel body, 316 stainless steel threads, (1) R1/8 male BSPT to (1) 5/32in (4mm) push-to-connect. | Stock | 12
MS4M-18G | NITRA pneumatic push-to-connect fitting, straight, nickel-plated brass body, nickel-plated brass threads, Buna-N O-ring seal(s), (1) G1/8 male BSPP to (1) 5/32in (4mm) push-to-connect. Package of 5. | Stock | 6.5
MS4M-18G-B | NITRA pneumatic push-to-connect fitting, straight, nickel-plated brass body, nickel-plated brass threads, Buna-N O-ring seal(s), (1) G1/8 male BSPP to (1) 5/32in (4mm) push-to-connect. Package of 5. | Stock | 8.75
MS4M-14R | NITRA pneumatic push-to-connect fitting, straight, nickel-plated brass body, nickel-plated brass threads, thread sealant, (1) R1/4 male BSPT to (1) 5/32in (4mm) push-to-connect. Package of 5. | Stock | 6.5
MS4M-14R-SS | NITRA pneumatic push-to-connect fitting, straight, 316 stainless steel body, 316 stainless steel threads, (1) R1/4 male BSPT to (1) 5/32in (4mm) push-to-connect. | Stock | 13.5
MS4M-14G | NITRA pneumatic push-to-connect fitting, straight, nickel-plated brass body, nickel-plated brass threads, Buna-N O-ring seal(s), (1) G1/4 male BSPP to (1) 5/32in (4mm) push-to-connect. Package of 5. | Stock | 6.5
MS6M-M5 | NITRA pneumatic push-to-connect fitting, straight, nickel-plated brass body, nickel-plated brass threads, Buna-N O-ring seal(s), (1) M5 x 0.8 male ISO to (1) 6mm push-to-connect. Package of 5. | Stock | 8
MS6M-M5-B | NITRA pneumatic push-to-connect fitting, straight, nickel-plated brass body, nickel-plated brass threads, Buna-N O-ring seal(s), (1) M5 x 0.8 male ISO to (1) 6mm push-to-connect. Package of 5. | Stock | 8.75
MS6M-18N-B | NITRA pneumatic push-to-connect fitting, straight, nickel-plated brass body, nickel-plated brass threads, thread sealant, (1) 1/8in male NPT to (1) 6mm push-to-connect. Package of 5. | Stock | 8
MS6M-18R | NITRA pneumatic push-to-connect fitting, straight, nickel-plated brass body, nickel-plated brass threads, thread sealant, (1) R1/8 male BSPT to (1) 6mm push-to-connect. Package of 5. | Stock | 6.25
MS6M-18R-B | NITRA pneumatic push-to-connect fitting, straight, nickel-plated brass body, nickel-plated brass threads, thread sealant, (1) R1/8 male BSPT to (1) 6mm push-to-connect. Package of 5. | Stock | 9.25
MS6M-18R-SS | NITRA pneumatic push-to-connect fitting, straight, 316 stainless steel body, 316 stainless steel threads, (1) R1/8 male BSPT to (1) 6mm push-to-connect. | Stock | 14.5
MS6M-18G | NITRA pneumatic push-to-connect fitting, straight, nickel-plated brass body, nickel-plated brass threads, Buna-N O-ring seal(s), (1) G1/8 male BSPP to (1) 6mm push-to-connect. Package of 5. | Stock | 6.25
MS6M-18G-B | NITRA pneumatic push-to-connect fitting, straight, nickel-plated brass body, nickel-plated brass threads, Buna-N O-ring seal(s), (1) G1/8 male BSPP to (1) 6mm push-to-connect. Package of 5. | Stock | 8.25
MS6M-14N-B | NITRA pneumatic push-to-connect fitting, straight, nickel-plated brass body, nickel-plated brass threads, thread sealant, (1) 1/4in male NPT to (1) 6mm push-to-connect. Package of 5. | Stock | 10
MS6M-14R | NITRA pneumatic push-to-connect fitting, straight, nickel-plated brass body, nickel-plated brass threads, thread sealant, (1) R1/4 male BSPT to (1) 6mm push-to-connect. Package of 5. | Stock | 6.75
MS6M-14R-B | NITRA pneumatic push-to-connect fitting, straight, nickel-plated brass body, nickel-plated brass threads, thread sealant, (1) R1/4 male BSPT to (1) 6mm push-to-connect. Package of 5. | Stock | 9.75
MS6M-14R-SS | NITRA pneumatic push-to-connect fitting, straight, 316 stainless steel body, 316 stainless steel threads, (1) R1/4 male BSPT to (1) 6mm push-to-connect. | Stock | 14.5
MS6M-14G | NITRA pneumatic push-to-connect fitting, straight, nickel-plated brass body, nickel-plated brass threads, Buna-N O-ring seal(s), (1) G1/4 male BSPP to (1) 6mm push-to-connect. Package of 5. | Stock | 6.75
MS6M-14G-B | NITRA pneumatic push-to-connect fitting, straight, nickel-plated brass body, nickel-plated brass threads, Buna-N O-ring seal(s), (1) G1/4 male BSPP to (1) 6mm push-to-connect. Package of 5. | Stock | 10
MS6M-38R | NITRA pneumatic push-to-connect fitting, straight, nickel-plated brass body, nickel-plated brass threads, thread sealant, (1) R3/8 male BSPT to (1) 6mm push-to-connect. Package of 5. | Stock | 9.5
MS6M-38G | NITRA pneumatic push-to-connect fitting, straight, nickel-plated brass body, nickel-plated brass threads, Buna-N O-ring seal(s), (1) G3/8 male BSPP to (1) 6mm push-to-connect. Package of 5. | Stock | 9.5
MS14-10N | NITRA pneumatic push-to-connect fitting, straight, nickel-plated brass body, nickel-plated brass threads, Buna-N O-ring seal(s), (1) #10-32 male UNF to (1) 1/4in push-to-connect. Package of 5. | Stock | 7.5
MS14-10N-B | NITRA pneumatic push-to-connect fitting, straight, nickel-plated brass body, nickel-plated brass threads, Buna-N O-ring seal(s), (1) #10-32 male UNF to (1) 1/4in push-to-connect. Package of 5. | Stock | 9.75
MS14-18N | NITRA pneumatic push-to-connect fitting, straight, nickel-plated brass body, nickel-plated brass threads, thread sealant, (1) 1/8in male NPT to (1) 1/4in push-to-connect. Package of 5. | Stock | 6.5
MS14-18N-B | NITRA pneumatic push-to-connect fitting, straight, nickel-plated brass body, nickel-plated brass threads, thread sealant, (1) 1/8in male NPT to (1) 1/4in push-to-connect. Package of 5. | Stock | 8
MS14-18N-SS | NITRA pneumatic push-to-connect fitting, straight, 316 stainless steel body, 316 stainless steel threads, (1) 1/8in male NPT to (1) 1/4in push-to-connect. | Stock | 14.5
MS14-18R-B | NITRA pneumatic push-to-connect fitting, straight, nickel-plated brass body, nickel-plated brass threads, thread sealant, (1) R1/8 male BSPT to (1) 1/4in push-to-connect. Package of 5. | Stock | 8
MS14-14N | NITRA pneumatic push-to-connect fitting, straight, nickel-plated brass body, nickel-plated brass threads, thread sealant, (1) 1/4in male NPT to (1) 1/4in push-to-connect. Package of 5. | Stock | 6.75
MS14-14N-B | NITRA pneumatic push-to-connect fitting, straight, nickel-plated brass body, nickel-plated brass threads, thread sealant, (1) 1/4in male NPT to (1) 1/4in push-to-connect. Package of 5. | Stock | 10
MS14-14N-SS | NITRA pneumatic push-to-connect fitting, straight, 316 stainless steel body, 316 stainless steel threads, (1) 1/4in male NPT to (1) 1/4in push-to-connect. | Stock | 14.5
MS14-14R-B | NITRA pneumatic push-to-connect fitting, straight, nickel-plated brass body, nickel-plated brass threads, thread sealant, (1) R1/4 male BSPT to (1) 1/4in push-to-connect. Package of 5. | Stock | 10
MS14-14G-B | NITRA pneumatic push-to-connect fitting, straight, nickel-plated brass body, nickel-plated brass threads, Buna-N O-ring seal(s), (1) G1/4 male BSPP to (1) 1/4in push-to-connect. Package of 5. | Stock | 10
MS14-38N | NITRA pneumatic push-to-connect fitting, straight, nickel-plated brass body, nickel-plated brass threads, thread sealant, (1) 3/8in male NPT to (1) 1/4in push-to-connect. Package of 5. | Stock | 10
MS14-38N-B | NITRA pneumatic push-to-connect fitting, straight, nickel-plated brass body, nickel-plated brass threads, thread sealant, (1) 3/8in male NPT to (1) 1/4in push-to-connect. Package of 5. | Stock | 16.5
MS14-38R-B | NITRA pneumatic push-to-connect fitting, straight, nickel-plated brass body, nickel-plated brass threads, thread sealant, (1) R3/8 male BSPT to (1) 1/4in push-to-connect. Package of 5. | Stock | 16.5
MS14-38G-B | NITRA pneumatic push-to-connect fitting, straight, nickel-plated brass body, nickel-plated brass threads, Buna-N O-ring seal(s), (1) G3/8 male BSPP to (1) 1/4in push-to-connect. Package of 5. | Stock | 16.5
MS516-18N | NITRA pneumatic push-to-connect fitting, straight, nickel-plated brass body, nickel-plated brass threads, thread sealant, (1) 1/8in male NPT to (1) 5/16in (8mm) push-to-connect. Package of 5. | Stock | 8.25
MS516-18N-B | NITRA pneumatic push-to-connect fitting, straight, nickel-plated brass body, nickel-plated brass threads, thread sealant, (1) 1/8in male NPT to (1) 5/16in (8mm) push-to-connect. Package of 5. | Stock | 11
MS516-14N | NITRA pneumatic push-to-connect fitting, straight, nickel-plated brass body, nickel-plated brass threads, thread sealant, (1) 1/4in male NPT to (1) 5/16in (8mm) push-to-connect. Package of 5. | Stock | 8.25
MS516-14N-B | NITRA pneumatic push-to-connect fitting, straight, nickel-plated brass body, nickel-plated brass threads, thread sealant, (1) 1/4in male NPT to (1) 5/16in (8mm) push-to-connect. Package of 5. | Stock | 10.5
MS516-38N | NITRA pneumatic push-to-connect fitting, straight, nickel-plated brass body, nickel-plated brass threads, thread sealant, (1) 3/8in male NPT to (1) 5/16in (8mm) push-to-connect. Package of 5. | Stock | 9.75
MS516-38N-B | NITRA pneumatic push-to-connect fitting, straight, nickel-plated brass body, nickel-plated brass threads, thread sealant, (1) 3/8in male NPT to (1) 5/16in (8mm) push-to-connect. Package of 5. | Stock | 14.5
MS8M-18R | NITRA pneumatic push-to-connect fitting, straight, nickel-plated brass body, nickel-plated brass threads, thread sealant, (1) R1/8 male BSPT to (1) 5/16in (8mm) push-to-connect. Package of 5. | Stock | 8.5
MS8M-18R-B | NITRA pneumatic push-to-connect fitting, straight, nickel-plated brass body, nickel-plated brass threads, thread sealant, (1) R1/8 male BSPT to (1) 5/16in (8mm) push-to-connect. Package of 5. | Stock | 10
MS8M-18R-SS | NITRA pneumatic push-to-connect fitting, straight, 316 stainless steel body, 316 stainless steel threads, (1) R1/8 male BSPT to (1) 5/16in (8mm) push-to-connect. | Stock | 15.5
MS8M-18G-B | NITRA pneumatic push-to-connect fitting, straight, nickel-plated brass body, nickel-plated brass threads, Buna-N O-ring seal(s), (1) G1/8 male BSPP to (1) 5/16in (8mm) push-to-connect. Package of 5. | Stock | 10.5
MS8M-14R | NITRA pneumatic push-to-connect fitting, straight, nickel-plated brass body, nickel-plated brass threads, thread sealant, (1) R1/4 male BSPT to (1) 5/16in (8mm) push-to-connect. Package of 5. | Stock | 8.75
MS8M-14R-B | NITRA pneumatic push-to-connect fitting, straight, nickel-plated brass body, nickel-plated brass threads, thread sealant, (1) R1/4 male BSPT to (1) 5/16in (8mm) push-to-connect. Package of 5. | Stock | 10
MS8M-14R-SS | NITRA pneumatic push-to-connect fitting, straight, 316 stainless steel body, 316 stainless steel threads, (1) R1/4 male BSPT to (1) 5/16in (8mm) push-to-connect. | Stock | 15.5
MS8M-14G | NITRA pneumatic push-to-connect fitting, straight, nickel-plated brass body, nickel-plated brass threads, Buna-N O-ring seal(s), (1) G1/4 male BSPP to (1) 5/16in (8mm) push-to-connect. Package of 5. | Stock | 8.75
MS8M-14G-B | NITRA pneumatic push-to-connect fitting, straight, nickel-plated brass body, nickel-plated brass threads, Buna-N O-ring seal(s), (1) G1/4 male BSPP to (1) 5/16in (8mm) push-to-connect. Package of 5. | Stock | 10.5
MS8M-38R | NITRA pneumatic push-to-connect fitting, straight, nickel-plated brass body, nickel-plated brass threads, thread sealant, (1) R3/8 male BSPT to (1) 5/16in (8mm) push-to-connect. Package of 5. | Stock | 10.5
MS8M-38R-B | NITRA pneumatic push-to-connect fitting, straight, nickel-plated brass body, nickel-plated brass threads, thread sealant, (1) R3/8 male BSPT to (1) 5/16in (8mm) push-to-connect. Package of 5. | Stock | 12.5
MS8M-38R-SS | NITRA pneumatic push-to-connect fitting, straight, 316 stainless steel body, 316 stainless steel threads, (1) R3/8 male BSPT to (1) 5/16in (8mm) push-to-connect. | Stock | 19
MS8M-38G | NITRA pneumatic push-to-connect fitting, straight, nickel-plated brass body, nickel-plated brass threads, Buna-N O-ring seal(s), (1) G3/8 male BSPP to (1) 5/16in (8mm) push-to-connect. Package of 5. | Stock | 10.5
MS8M-12R | NITRA pneumatic push-to-connect fitting, straight, nickel-plated brass body, nickel-plated brass threads, thread sealant, (1) R1/2 male BSPT to (1) 5/16in (8mm) push-to-connect. Package of 5. | Stock | 11.5
MS8M-12G | NITRA pneumatic push-to-connect fitting, straight, nickel-plated brass body, nickel-plated brass threads, Buna-N O-ring seal(s), (1) G1/2 male BSPP to (1) 5/16in (8mm) push-to-connect. Package of 5. | Stock | 15.5
MS38-18N | NITRA pneumatic push-to-connect fitting, straight, nickel-plated brass body, nickel-plated brass threads, thread sealant, (1) 1/8in male NPT to (1) 3/8in push-to-connect. Package of 5. | Stock | 10.5
MS38-18N-B | NITRA pneumatic push-to-connect fitting, straight, nickel-plated brass body, nickel-plated brass threads, thread sealant, (1) 1/8in male NPT to (1) 3/8in push-to-connect. Package of 5. | Stock | 13.5
MS38-14N | NITRA pneumatic push-to-connect fitting, straight, nickel-plated brass body, nickel-plated brass threads, thread sealant, (1) 1/4in male NPT to (1) 3/8in push-to-connect. Package of 5. | Stock | 11
MS38-14N-B | NITRA pneumatic push-to-connect fitting, straight, nickel-plated brass body, nickel-plated brass threads, thread sealant, (1) 1/4in male NPT to (1) 3/8in push-to-connect. Package of 5. | Stock | 15
MS38-14N-SS | NITRA pneumatic push-to-connect fitting, straight, 316 stainless steel body, 316 stainless steel threads, (1) 1/4in male NPT to (1) 3/8in push-to-connect. | Stock | 22.5
MS38-14R-B | NITRA pneumatic push-to-connect fitting, straight, nickel-plated brass body, nickel-plated brass threads, thread sealant, (1) R1/4 male BSPT to (1) 3/8in push-to-connect. Package of 5. | Stock | 15
MS38-14G-B | NITRA pneumatic push-to-connect fitting, straight, nickel-plated brass body, nickel-plated brass threads, Buna-N O-ring seal(s), (1) G1/4 male BSPP to (1) 3/8in push-to-connect. Package of 5. | Stock | 15
MS38-38N | NITRA pneumatic push-to-connect fitting, straight, nickel-plated brass body, nickel-plated brass threads, thread sealant, (1) 3/8in male NPT to (1) 3/8in push-to-connect. Package of 5. | Stock | 11
MS38-38N-B | NITRA pneumatic push-to-connect fitting, straight, nickel-plated brass body, nickel-plated brass threads, thread sealant, (1) 3/8in male NPT to (1) 3/8in push-to-connect. Package of 5. | Stock | 15.5
MS38-38N-SS | NITRA pneumatic push-to-connect fitting, straight, 316 stainless steel body, 316 stainless steel threads, (1) 3/8in male NPT to (1) 3/8in push-to-connect. | Stock | 22.5
MS38-38R-B | NITRA pneumatic push-to-connect fitting, straight, nickel-plated brass body, nickel-plated brass threads, thread sealant, (1) R3/8 male BSPT to (1) 3/8in push-to-connect. Package of 5. | Stock | 15.5
MS38-38G-B | NITRA pneumatic push-to-connect fitting, straight, nickel-plated brass body, nickel-plated brass threads, Buna-N O-ring seal(s), (1) G3/8 male BSPP to (1) 3/8in push-to-connect. Package of 5. | Stock | 15.5
MS38-12N | NITRA pneumatic push-to-connect fitting, straight, nickel-plated brass body, nickel-plated brass threads, thread sealant, (1) 1/2in male NPT to (1) 3/8in push-to-connect. Package of 5. | Stock | 14.5
MS38-12N-B | NITRA pneumatic push-to-connect fitting, straight, nickel-plated brass body, nickel-plated brass threads, thread sealant, (1) 1/2in male NPT to (1) 3/8in push-to-connect. Package of 5. | Stock | 20.5
MS38-12G-B | NITRA pneumatic push-to-connect fitting, straight, nickel-plated brass body, nickel-plated brass threads, Buna-N O-ring seal(s), (1) G1/2 male BSPP to (1) 3/8in push-to-connect. Package of 5. | Stock | 20.5
MS10M-18R | NITRA pneumatic push-to-connect fitting, straight, nickel-plated brass body, nickel-plated brass threads, thread sealant, (1) R1/8 male BSPT to (1) 10mm push-to-connect. Package of 5. | Stock | 11
MS10M-18R-B | NITRA pneumatic push-to-connect fitting, straight, nickel-plated brass body, nickel-plated brass threads, thread sealant, (1) R1/8 male BSPT to (1) 10mm push-to-connect. Package of 5. | Stock | 12
MS10M-14N-B | NITRA pneumatic push-to-connect fitting, straight, nickel-plated brass body, nickel-plated brass threads, thread sealant, (1) 1/4in male NPT to (1) 10mm push-to-connect. Package of 5. | Stock | 15
MS10M-14R | NITRA pneumatic push-to-connect fitting, straight, nickel-plated brass body, nickel-plated brass threads, thread sealant, (1) R1/4 male BSPT to (1) 10mm push-to-connect. Package of 5. | Stock | 11
MS10M-14R-B | NITRA pneumatic push-to-connect fitting, straight, nickel-plated brass body, nickel-plated brass threads, thread sealant, (1) R1/4 male BSPT to (1) 10mm push-to-connect. Package of 5. | Stock | 12.5
MS10M-14R-SS | NITRA pneumatic push-to-connect fitting, straight, 316 stainless steel body, 316 stainless steel threads, (1) R1/4 male BSPT to (1) 10mm push-to-connect. | Stock | 20.5
MS10M-14G-B | NITRA pneumatic push-to-connect fitting, straight, nickel-plated brass body, nickel-plated brass threads, Buna-N O-ring seal(s), (1) G1/4 male BSPP to (1) 10mm push-to-connect. Package of 5. | Stock | 13
MS10M-38N-B | NITRA pneumatic push-to-connect fitting, straight, nickel-plated brass body, nickel-plated brass threads, thread sealant, (1) 3/8in male NPT to (1) 10mm push-to-connect. Package of 5. | Stock | 15.5
MS10M-38R | NITRA pneumatic push-to-connect fitting, straight, nickel-plated brass body, nickel-plated brass threads, thread sealant, (1) R3/8 male BSPT to (1) 10mm push-to-connect. Package of 5. | Stock | 11.5
MS10M-38R-B | NITRA pneumatic push-to-connect fitting, straight, nickel-plated brass body, nickel-plated brass threads, thread sealant, (1) R3/8 male BSPT to (1) 10mm push-to-connect. Package of 5. | Stock | 12
MS10M-38R-SS | NITRA pneumatic push-to-connect fitting, straight, 316 stainless steel body, 316 stainless steel threads, (1) R3/8 male BSPT to (1) 10mm push-to-connect. | Stock | 20.5
MS10M-38G | NITRA pneumatic push-to-connect fitting, straight, nickel-plated brass body, nickel-plated brass threads, Buna-N O-ring seal(s), (1) G3/8 male BSPP to (1) 10mm push-to-connect. Package of 5. | Stock | 11.5
MS10M-38G-B | NITRA pneumatic push-to-connect fitting, straight, nickel-plated brass body, nickel-plated brass threads, Buna-N O-ring seal(s), (1) G3/8 male BSPP to (1) 10mm push-to-connect. Package of 5. | Stock | 13.5
MS10M-12R | NITRA pneumatic push-to-connect fitting, straight, nickel-plated brass body, nickel-plated brass threads, thread sealant, (1) R1/2 male BSPT to (1) 10mm push-to-connect. Package of 5. | Stock | 15.5
MS10M-12G | NITRA pneumatic push-to-connect fitting, straight, nickel-plated brass body, nickel-plated brass threads, Buna-N O-ring seal(s), (1) G1/2 male BSPP to (1) 10mm push-to-connect. Package of 5. | Stock | 15.5
MS10M-12G-B | NITRA pneumatic push-to-connect fitting, straight, nickel-plated brass body, nickel-plated brass threads, Buna-N O-ring seal(s), (1) G1/2 male BSPP to (1) 10mm push-to-connect. Package of 5. | Stock | 17
MS12M-14R | NITRA pneumatic push-to-connect fitting, straight, nickel-plated brass body, nickel-plated brass threads, thread sealant, (1) R1/4 male BSPT to (1) 12mm push-to-connect. Package of 5. | Stock | 13
MS12M-14R-B | NITRA pneumatic push-to-connect fitting, straight, nickel-plated brass body, nickel-plated brass threads, thread sealant, (1) R1/4 male BSPT to (1) 12mm push-to-connect. Package of 5. | Stock | 16
MS12M-38R | NITRA pneumatic push-to-connect fitting, straight, nickel-plated brass body, nickel-plated brass threads, thread sealant, (1) R3/8 male BSPT to (1) 12mm push-to-connect. Package of 5. | Stock | 13.5
MS12M-38R-B | NITRA pneumatic push-to-connect fitting, straight, nickel-plated brass body, nickel-plated brass threads, thread sealant, (1) R3/8 male BSPT to (1) 12mm push-to-connect. Package of 5. | Stock | 15
MS12M-38G-B | NITRA pneumatic push-to-connect fitting, straight, nickel-plated brass body, nickel-plated brass threads, Buna-N O-ring seal(s), (1) G3/8 male BSPP to (1) 12mm push-to-connect. Package of 5. | Stock | 15
MS12M-12R | NITRA pneumatic push-to-connect fitting, straight, nickel-plated brass body, nickel-plated brass threads, thread sealant, (1) R1/2 male BSPT to (1) 12mm push-to-connect. Package of 5. | Stock | 15.5
MS12M-12R-B | NITRA pneumatic push-to-connect fitting, straight, nickel-plated brass body, nickel-plated brass threads, thread sealant, (1) R1/2 male BSPT to (1) 12mm push-to-connect. Package of 5. | Stock | 17
MS12M-12G-B | NITRA pneumatic push-to-connect fitting, straight, nickel-plated brass body, nickel-plated brass threads, Buna-N O-ring seal(s), (1) G1/2 male BSPP to (1) 12mm push-to-connect. Package of 5. | Stock | 18
MS12-14N | NITRA pneumatic push-to-connect fitting, straight, nickel-plated brass body, nickel-plated brass threads, thread sealant, (1) 1/4in male NPT to (1) 1/2in push-to-connect. Package of 5. | Stock | 13.5
MS12-14N-B | NITRA pneumatic push-to-connect fitting, straight, nickel-plated brass body, nickel-plated brass threads, thread sealant, (1) 1/4in male NPT to (1) 1/2in push-to-connect. Package of 5. | Stock | 20.5
MS12-14N-SS | NITRA pneumatic push-to-connect fitting, straight, 316 stainless steel body, 316 stainless steel threads, (1) 1/4in male NPT to (1) 1/2in push-to-connect. | Stock | 24.5
MS12-38N | NITRA pneumatic push-to-connect fitting, straight, nickel-plated brass body, nickel-plated brass threads, thread sealant, (1) 3/8in male NPT to (1) 1/2in push-to-connect. Package of 5. | Stock | 14.5
MS12-38N-B | NITRA pneumatic push-to-connect fitting, straight, nickel-plated brass body, nickel-plated brass threads, thread sealant, (1) 3/8in male NPT to (1) 1/2in push-to-connect. Package of 5. | Stock | 19
MS12-38N-SS | NITRA pneumatic push-to-connect fitting, straight, 316 stainless steel body, 316 stainless steel threads, (1) 3/8in male NPT to (1) 1/2in push-to-connect. | Stock | 28
MS12-12N | NITRA pneumatic push-to-connect fitting, straight, nickel-plated brass body, nickel-plated brass threads, thread sealant, (1) 1/2in male NPT to (1) 1/2in push-to-connect. Package of 5. | Stock | 16
MS12-12N-B | NITRA pneumatic push-to-connect fitting, straight, nickel-plated brass body, nickel-plated brass threads, thread sealant, (1) 1/2in male NPT to (1) 1/2in push-to-connect. Package of 5. | Stock | 22
MS12-12N-SS | NITRA pneumatic push-to-connect fitting, straight, 316 stainless steel body, 316 stainless steel threads, (1) 1/2in male NPT to (1) 1/2in push-to-connect. | Stock | 29
MS16M-38R | NITRA pneumatic push-to-connect fitting, straight, nickel-plated brass body, nickel-plated brass threads, thread sealant, (1) R3/8 male BSPT to (1) 16mm push-to-connect. Package of 5. | Stock | 42
MS16M-12R | NITRA pneumatic push-to-connect fitting, straight, nickel-plated brass body, nickel-plated brass threads, thread sealant, (1) R1/2 male BSPT to (1) 16mm push-to-connect. Package of 5. | Stock | 44
MSR18-10N | NITRA pneumatic push-to-connect fitting, round straight, nickel-plated brass body, nickel-plated brass threads, Buna-N O-ring seal(s), (1) #10-32 male UNF to (1) 1/8in push-to-connect. Package of 5. | Stock | 15
MSR18-18N | NITRA pneumatic push-to-connect fitting, round straight, nickel-plated brass body, nickel-plated brass threads, thread sealant, (1) 1/8in male NPT to (1) 1/8in push-to-connect. Package of 5. | Stock | 11
MSR532-10N | NITRA pneumatic push-to-connect fitting, round straight, nickel-plated brass body, nickel-plated brass threads, Buna-N O-ring seal(s), (1) #10-32 male UNF to (1) 5/32in (4mm) push-to-connect. Package of 5. | Stock | 8.5
MSR532-18N | NITRA pneumatic push-to-connect fitting, round straight, nickel-plated brass body, nickel-plated brass threads, thread sealant, (1) 1/8in male NPT to (1) 5/32in (4mm) push-to-connect. Package of 5. | Stock | 6.5
MSR14-10N | NITRA pneumatic push-to-connect fitting, round straight, nickel-plated brass body, nickel-plated brass threads, Buna-N O-ring seal(s), (1) #10-32 male UNF to (1) 1/4in push-to-connect. Package of 5. | Stock | 9.25
MSR14-18N | NITRA pneumatic push-to-connect fitting, round straight, nickel-plated brass body, nickel-plated brass threads, thread sealant, (1) 1/8in male NPT to (1) 1/4in push-to-connect. Package of 5. | Stock | 7.5
MSR14-14N | NITRA pneumatic push-to-connect fitting, round straight, nickel-plated brass body, nickel-plated brass threads, thread sealant, (1) 1/4in male NPT to (1) 1/4in push-to-connect. Package of 5. | Stock | 7.75
MSR516-18N | NITRA pneumatic push-to-connect fitting, round straight, nickel-plated brass body, nickel-plated brass threads, thread sealant, (1) 1/8in male NPT to (1) 5/16in (8mm) push-to-connect. Package of 5. | Stock | 10
MSR516-14N | NITRA pneumatic push-to-connect fitting, round straight, nickel-plated brass body, nickel-plated brass threads, thread sealant, (1) 1/4in male NPT to (1) 5/16in (8mm) push-to-connect. Package of 5. | Stock | 10
MSR4M-M5 | NITRA pneumatic push-to-connect fitting, round straight, nickel-plated brass body, nickel-plated brass threads, Buna-N O-ring seal(s), (1) M5 x 0.8 male ISO to (1) 5/32in (4mm) push-to-connect. Package of 5. | Stock | 7.75
MSR4M-18R | NITRA pneumatic push-to-connect fitting, round straight, nickel-plated brass body, nickel-plated brass threads, thread sealant, (1) R1/8 male BSPT to (1) 5/32in (4mm) push-to-connect. Package of 5. | Stock | 6.25
MSR6M-M5 | NITRA pneumatic push-to-connect fitting, round straight, nickel-plated brass body, nickel-plated brass threads, Buna-N O-ring seal(s), (1) M5 x 0.8 male ISO to (1) 6mm push-to-connect. Package of 5. | Stock | 8
MSR6M-18R | NITRA pneumatic push-to-connect fitting, round straight, nickel-plated brass body, nickel-plated brass threads, thread sealant, (1) R1/8 male BSPT to (1) 6mm push-to-connect. Package of 5. | Stock | 6
MSR6M-14R | NITRA pneumatic push-to-connect fitting, round straight, nickel-plated brass body, nickel-plated brass threads, thread sealant, (1) R1/4 male BSPT to (1) 6mm push-to-connect. Package of 5. | Stock | 6.5
FS18-10N | NITRA pneumatic push-to-connect fitting, straight, nickel-plated brass body, nickel-plated brass threads, Buna-N O-ring seal(s), (1) #10-32 female UNF to (1) 1/8in push-to-connect. Package of 5. | Stock | 17
FS18-18N | NITRA pneumatic push-to-connect fitting, straight, nickel-plated brass body, nickel-plated brass threads, (1) 1/8in female NPT to (1) 1/8in push-to-connect. Package of 5. | Stock | 17
FS18-14N | NITRA pneumatic push-to-connect fitting, straight, nickel-plated brass body, nickel-plated brass threads, (1) 1/4in female NPT to (1) 1/8in push-to-connect. Package of 5. | Stock | 17
FS532-18N | NITRA pneumatic push-to-connect fitting, straight, nickel-plated brass body, nickel-plated brass threads, (1) 1/8in female NPT to (1) 5/32in (4mm) push-to-connect. Package of 5. | Stock | 12.5
FS532-14N | NITRA pneumatic push-to-connect fitting, straight, nickel-plated brass body, nickel-plated brass threads, (1) 1/4in female NPT to (1) 5/32in (4mm) push-to-connect. Package of 5. | Stock | 14.5
FS14-18N | NITRA pneumatic push-to-connect fitting, straight, nickel-plated brass body, nickel-plated brass threads, (1) 1/8in female NPT to (1) 1/4in push-to-connect. Package of 5. | Stock | 14.5
FS14-14N | NITRA pneumatic push-to-connect fitting, straight, nickel-plated brass body, nickel-plated brass threads, (1) 1/4in female NPT to (1) 1/4in push-to-connect. Package of 5. | Stock | 15.5
FS14-38N | NITRA pneumatic push-to-connect fitting, straight, nickel-plated brass body, nickel-plated brass threads, (1) 3/8in female NPT to (1) 1/4in push-to-connect. Package of 5. | Stock | 17.5
FS516-18N | NITRA pneumatic push-to-connect fitting, straight, nickel-plated brass body, nickel-plated brass threads, (1) 1/8in female NPT to (1) 5/16in (8mm) push-to-connect. Package of 5. | Stock | 19.5
FS516-14N | NITRA pneumatic push-to-connect fitting, straight, nickel-plated brass body, nickel-plated brass threads, (1) 1/4in female NPT to (1) 5/16in (8mm) push-to-connect. Package of 5. | Stock | 23.5
FS516-38N | NITRA pneumatic push-to-connect fitting, straight, nickel-plated brass body, nickel-plated brass threads, (1) 3/8in female NPT to (1) 5/16in (8mm) push-to-connect. Package of 5. | Stock | 23.5
FS38-18N | NITRA pneumatic push-to-connect fitting, straight, nickel-plated brass body, nickel-plated brass threads, (1) 1/8in female NPT to (1) 3/8in push-to-connect. Package of 5. | Stock | 21.5
FS38-14N | NITRA pneumatic push-to-connect fitting, straight, nickel-plated brass body, nickel-plated brass threads, (1) 1/4in female NPT to (1) 3/8in push-to-connect. Package of 5. | Stock | 21.5
FS38-38N | NITRA pneumatic push-to-connect fitting, straight, nickel-plated brass body, nickel-plated brass threads, (1) 3/8in female NPT to (1) 3/8in push-to-connect. Package of 5. | Stock | 22.5
FS38-12N | NITRA pneumatic push-to-connect fitting, straight, nickel-plated brass body, nickel-plated brass threads, (1) 1/2in female NPT to (1) 3/8in push-to-connect. Package of 5. | Stock | 28.5
FS12-14N | NITRA pneumatic push-to-connect fitting, straight, nickel-plated brass body, nickel-plated brass threads, (1) 1/4in female NPT to (1) 1/2in push-to-connect. Package of 5. | Stock | 29
FS12-38N | NITRA pneumatic push-to-connect fitting, straight, nickel-plated brass body, nickel-plated brass threads, (1) 3/8in female NPT to (1) 1/2in push-to-connect. Package of 5. | Stock | 29
FS12-12N | NITRA pneumatic push-to-connect fitting, straight, nickel-plated brass body, nickel-plated brass threads, (1) 1/2in female NPT to (1) 1/2in push-to-connect. Package of 5. | Stock | 34.5
FS4M-18R | NITRA pneumatic push-to-connect fitting, straight, nickel-plated brass body, nickel-plated brass threads, (1) R1/8 female BSPT to (1) 5/32in (4mm) push-to-connect. Package of 5. | Stock | 12.5
FS4M-14R | NITRA pneumatic push-to-connect fitting, straight, nickel-plated brass body, nickel-plated brass threads, (1) R1/4 female BSPT to (1) 5/32in (4mm) push-to-connect. Package of 5. | Stock | 14.5
FS6M-M5 | NITRA pneumatic push-to-connect fitting, straight, nickel-plated brass body, nickel-plated brass threads, Buna-N O-ring seal(s), (1) M5 x 0.8 female ISO to (1) 6mm push-to-connect. Package of 5. | Stock | 16
FS6M-18R | NITRA pneumatic push-to-connect fitting, straight, nickel-plated brass body, nickel-plated brass threads, (1) R1/8 female BSPT to (1) 6mm push-to-connect. Package of 5. | Stock | 14.5
FS6M-14R | NITRA pneumatic push-to-connect fitting, straight, nickel-plated brass body, nickel-plated brass threads, (1) R1/4 female BSPT to (1) 6mm push-to-connect. Package of 5. | Stock | 15.5
FS6M-38R | NITRA pneumatic push-to-connect fitting, straight, nickel-plated brass body, nickel-plated brass threads, (1) R3/8 female BSPT to (1) 6mm push-to-connect. Package of 5. | Stock | 17.5
FS8M-18R | NITRA pneumatic push-to-connect fitting, straight, nickel-plated brass body, nickel-plated brass threads, (1) R1/8 female BSPT to (1) 5/16in (8mm) push-to-connect. Package of 5. | Stock | 17.5
FS8M-14R | NITRA pneumatic push-to-connect fitting, straight, nickel-plated brass body, nickel-plated brass threads, (1) R1/4 female BSPT to (1) 5/16in (8mm) push-to-connect. Package of 5. | Stock | 19
FS8M-38R | NITRA pneumatic push-to-connect fitting, straight, nickel-plated brass body, nickel-plated brass threads, (1) R3/8 female BSPT to (1) 5/16in (8mm) push-to-connect. Package of 5. | Stock | 20.5
FS10M-18R | NITRA pneumatic push-to-connect fitting, straight, nickel-plated brass body, nickel-plated brass threads, (1) R1/8 female BSPT to (1) 10mm push-to-connect. Package of 5. | Stock | 22
FS10M-14R | NITRA pneumatic push-to-connect fitting, straight, nickel-plated brass body, nickel-plated brass threads, (1) R1/4 female BSPT to (1) 10mm push-to-connect. Package of 5. | Stock | 22
FS10M-38R | NITRA pneumatic push-to-connect fitting, straight, nickel-plated brass body, nickel-plated brass threads, (1) R3/8 female BSPT to (1) 10mm push-to-connect. Package of 5. | Stock | 23
FS10M-12R | NITRA pneumatic push-to-connect fitting, straight, nickel-plated brass body, nickel-plated brass threads, (1) R1/2 female BSPT to (1) 10mm push-to-connect. Package of 5. | Stock | 29
FS12M-14R | NITRA pneumatic push-to-connect fitting, straight, nickel-plated brass body, nickel-plated brass threads, (1) R1/4 female BSPT to (1) 12mm push-to-connect. Package of 5. | Stock | 28
FS12M-38R | NITRA pneumatic push-to-connect fitting, straight, nickel-plated brass body, nickel-plated brass threads, (1) R3/8 female BSPT to (1) 12mm push-to-connect. Package of 5. | Stock | 28.5
FS12M-12R | NITRA pneumatic push-to-connect fitting, straight, nickel-plated brass body, nickel-plated brass threads, (1) R1/2 female BSPT to (1) 12mm push-to-connect. Package of 5. | Stock | 33
ME18-M3 | NITRA pneumatic push-to-connect fitting, elbow, rotating, thermoplastic (PBT) body, nickel-plated brass threads, Buna-N O-ring seal(s), (1) M3 x 0.5 male ISO to (1) 1/8in push-to-connect. Package of 5. | Stock | 16
ME18-10N | NITRA pneumatic push-to-connect fitting, elbow, rotating, thermoplastic (PBT) body, nickel-plated brass threads, Buna-N O-ring seal(s), (1) #10-32 male UNF to (1) 1/8in push-to-connect. Package of 5. | Stock | 17
ME18-18N | NITRA pneumatic push-to-connect fitting, elbow, rotating, thermoplastic (PBT) body, nickel-plated brass threads, thread sealant, (1) 1/8in male NPT to (1) 1/8in push-to-connect. Package of 5. | Stock | 12.5
ME18-14N | NITRA pneumatic push-to-connect fitting, elbow, rotating, thermoplastic (PBT) body, nickel-plated brass threads, thread sealant, (1) 1/4in male NPT to (1) 1/8in push-to-connect. Package of 5. | Stock | 13.5
ME532-M3 | NITRA pneumatic push-to-connect fitting, elbow, rotating, thermoplastic (PBT) body, nickel-plated brass threads, Buna-N O-ring seal(s), (1) M3 x 0.5 male ISO to (1) 5/32in (4mm) push-to-connect. Package of 5. | Stock | 16
ME532-10N | NITRA pneumatic push-to-connect fitting, elbow, rotating, thermoplastic (PBT) body, nickel-plated brass threads, Buna-N O-ring seal(s), (1) #10-32 male UNF to (1) 5/32in (4mm) push-to-connect. Package of 5. | Stock | 9.75
ME532-10N-B | NITRA pneumatic push-to-connect fitting, elbow, rotating, nickel-plated brass body, nickel-plated brass threads, Buna-N O-ring seal(s), (1) #10-32 male UNF to (1) 5/32in (4mm) push-to-connect. Package of 5. | Stock | 18
ME532-18N | NITRA pneumatic push-to-connect fitting, elbow, rotating, thermoplastic (PBT) body, nickel-plated brass threads, thread sealant, (1) 1/8in male NPT to (1) 5/32in (4mm) push-to-connect. Package of 5. | Stock | 10
ME532-18N-B | NITRA pneumatic push-to-connect fitting, elbow, rotating, nickel-plated brass body, nickel-plated brass threads, thread sealant, (1) 1/8in male NPT to (1) 5/32in (4mm) push-to-connect. Package of 5. | Stock | 17.5
ME532-18N-SS | NITRA pneumatic push-to-connect fitting, elbow, rotating, 316 stainless steel body, 316 stainless steel threads, (1) 1/8in male NPT to (1) 5/32in (4mm) push-to-connect. | Stock | 30
ME532-14N | NITRA pneumatic push-to-connect fitting, elbow, rotating, thermoplastic (PBT) body, nickel-plated brass threads, thread sealant, (1) 1/4in male NPT to (1) 5/32in (4mm) push-to-connect. Package of 5. | Stock | 11
ME532-14N-B | NITRA pneumatic push-to-connect fitting, elbow, rotating, nickel-plated brass body, nickel-plated brass threads, thread sealant, (1) 1/4in male NPT to (1) 5/32in (4mm) push-to-connect. Package of 5. | Stock | 21
ME4M-M5 | NITRA pneumatic push-to-connect fitting, elbow, rotating, thermoplastic (PBT) body, nickel-plated brass threads, Buna-N O-ring seal(s), (1) M5 x 0.8 male ISO to (1) 5/32in (4mm) push-to-connect. Package of 5. | Stock | 11
ME4M-M5-B | NITRA pneumatic push-to-connect fitting, elbow, rotating, nickel-plated brass body, nickel-plated brass threads, Buna-N O-ring seal(s), (1) M5 x 0.8 male ISO to (1) 5/32in (4mm) push-to-connect. Package of 5. | Stock | 17.5
ME4M-18R | NITRA pneumatic push-to-connect fitting, elbow, rotating, thermoplastic (PBT) body, nickel-plated brass threads, thread sealant, (1) R1/8 male BSPT to (1) 5/32in (4mm) push-to-connect. Package of 5. | Stock | 10
ME4M-18R-B | NITRA pneumatic push-to-connect fitting, elbow, rotating, nickel-plated brass body, nickel-plated brass threads, thread sealant, (1) R1/8 male BSPT to (1) 5/32in (4mm) push-to-connect. Package of 5. | Stock | 16.5
ME4M-18R-SS | NITRA pneumatic push-to-connect fitting, elbow, rotating, 316 stainless steel body, 316 stainless steel threads, (1) R1/8 male BSPT to (1) 5/32in (4mm) push-to-connect. | Stock | 30
ME4M-18G | NITRA pneumatic push-to-connect fitting, elbow, rotating, thermoplastic (PBT) body, nickel-plated brass threads, Buna-N O-ring seal(s), (1) G1/8 male BSPP to (1) 5/32in (4mm) push-to-connect. Package of 5. | Stock | 10
ME4M-18G-B | NITRA pneumatic push-to-connect fitting, elbow, rotating, nickel-plated brass body, nickel-plated brass threads, Buna-N O-ring seal(s), (1) G1/8 male BSPP to (1) 5/32in (4mm) push-to-connect. Package of 5. | Stock | 17.5
ME4M-14R | NITRA pneumatic push-to-connect fitting, elbow, rotating, thermoplastic (PBT) body, nickel-plated brass threads, thread sealant, (1) R1/4 male BSPT to (1) 5/32in (4mm) push-to-connect. Package of 5. | Stock | 11
ME4M-14R-B | NITRA pneumatic push-to-connect fitting, elbow, rotating, nickel-plated brass body, nickel-plated brass threads, thread sealant, (1) R1/4 male BSPT to (1) 5/32in (4mm) push-to-connect. Package of 5. | Stock | 18.5
ME4M-14R-SS | NITRA pneumatic push-to-connect fitting, elbow, rotating, 316 stainless steel body, 316 stainless steel threads, (1) R1/4 male BSPT to (1) 5/32in (4mm) push-to-connect. | Stock | 31.5
ME4M-14G | NITRA pneumatic push-to-connect fitting, elbow, rotating, thermoplastic (PBT) body, nickel-plated brass threads, Buna-N O-ring seal(s), (1) G1/4 male BSPP to (1) 5/32in (4mm) push-to-connect. Package of 5. | Stock | 11
ME6M-M5 | NITRA pneumatic push-to-connect fitting, elbow, rotating, thermoplastic (PBT) body, nickel-plated brass threads, Buna-N O-ring seal(s), (1) M5 x 0.8 male ISO to (1) 6mm push-to-connect. Package of 5. | Stock | 11.5
ME6M-M5-B | NITRA pneumatic push-to-connect fitting, elbow, rotating, nickel-plated brass body, nickel-plated brass threads, Buna-N O-ring seal(s), (1) M5 x 0.8 male ISO to (1) 6mm push-to-connect. Package of 5. | Stock | 18
ME6M-18N-B | NITRA pneumatic push-to-connect fitting, elbow, rotating, nickel-plated brass body, nickel-plated brass threads, thread sealant, (1) 1/8in male NPT to (1) 6mm push-to-connect. Package of 5. | Stock | 17.5
ME6M-18R | NITRA pneumatic push-to-connect fitting, elbow, rotating, thermoplastic (PBT) body, nickel-plated brass threads, thread sealant, (1) R1/8 male BSPT to (1) 6mm push-to-connect. Package of 5. | Stock | 10
ME6M-18R-B | NITRA pneumatic push-to-connect fitting, elbow, rotating, nickel-plated brass body, nickel-plated brass threads, thread sealant, (1) R1/8 male BSPT to (1) 6mm push-to-connect. Package of 5. | Stock | 17.5
ME6M-18R-SS | NITRA pneumatic push-to-connect fitting, elbow, rotating, 316 stainless steel body, 316 stainless steel threads, (1) R1/8 male BSPT to (1) 6mm push-to-connect. | Stock | 30.5
ME6M-18G | NITRA pneumatic push-to-connect fitting, elbow, rotating, thermoplastic (PBT) body, nickel-plated brass threads, Buna-N O-ring seal(s), (1) G1/8 male BSPP to (1) 6mm push-to-connect. Package of 5. | Stock | 10
ME6M-18G-B | NITRA pneumatic push-to-connect fitting, elbow, rotating, nickel-plated brass body, nickel-plated brass threads, Buna-N O-ring seal(s), (1) G1/8 male BSPP to (1) 6mm push-to-connect. Package of 5. | Stock | 16.5
ME6M-14N-B | NITRA pneumatic push-to-connect fitting, elbow, rotating, nickel-plated brass body, nickel-plated brass threads, thread sealant, (1) 1/4in male NPT to (1) 6mm push-to-connect. Package of 5. | Stock | 19.5
ME6M-14R | NITRA pneumatic push-to-connect fitting, elbow, rotating, thermoplastic (PBT) body, nickel-plated brass threads, thread sealant, (1) R1/4 male BSPT to (1) 6mm push-to-connect. Package of 5. | Stock | 10.5
ME6M-14R-B | NITRA pneumatic push-to-connect fitting, elbow, rotating, nickel-plated brass body, nickel-plated brass threads, thread sealant, (1) R1/4 male BSPT to (1) 6mm push-to-connect. Package of 5. | Stock | 18.5
ME6M-14R-SS | NITRA pneumatic push-to-connect fitting, elbow, rotating, 316 stainless steel body, 316 stainless steel threads, (1) R1/4 male BSPT to (1) 6mm push-to-connect. | Stock | 32
ME6M-14G | NITRA pneumatic push-to-connect fitting, elbow, rotating, thermoplastic (PBT) body, nickel-plated brass threads, Buna-N O-ring seal(s), (1) G1/4 male BSPP to (1) 6mm push-to-connect. Package of 5. | Stock | 10.5
ME6M-14G-B | NITRA pneumatic push-to-connect fitting, elbow, rotating, nickel-plated brass body, nickel-plated brass threads, Buna-N O-ring seal(s), (1) G1/4 male BSPP to (1) 6mm push-to-connect. Package of 5. | Stock | 18.5
ME6M-38R | NITRA pneumatic push-to-connect fitting, elbow, rotating, thermoplastic (PBT) body, nickel-plated brass threads, thread sealant, (1) R3/8 male BSPT to (1) 6mm push-to-connect. Package of 5. | Stock | 12
ME6M-38G | NITRA pneumatic push-to-connect fitting, elbow, rotating, thermoplastic (PBT) body, nickel-plated brass threads, Buna-N O-ring seal(s), (1) G3/8 male BSPP to (1) 6mm push-to-connect. Package of 5. | Stock | 12
ME14-10N | NITRA pneumatic push-to-connect fitting, elbow, rotating, thermoplastic (PBT) body, nickel-plated brass threads, Buna-N O-ring seal(s), (1) #10-32 male UNF to (1) 1/4in push-to-connect. Package of 5. | Stock | 10
ME14-10N-B | NITRA pneumatic push-to-connect fitting, elbow, rotating, nickel-plated brass body, nickel-plated brass threads, Buna-N O-ring seal(s), (1) #10-32 male UNF to (1) 1/4in push-to-connect. Package of 5. | Stock | 18.5
ME14-18N | NITRA pneumatic push-to-connect fitting, elbow, rotating, thermoplastic (PBT) body, nickel-plated brass threads, thread sealant, (1) 1/8in male NPT to (1) 1/4in push-to-connect. Package of 5. | Stock | 10.5
ME14-18N-B | NITRA pneumatic push-to-connect fitting, elbow, rotating, nickel-plated brass body, nickel-plated brass threads, thread sealant, (1) 1/8in male NPT to (1) 1/4in push-to-connect. Package of 5. | Stock | 17.5
ME14-18N-SS | NITRA pneumatic push-to-connect fitting, elbow, rotating, 316 stainless steel body, 316 stainless steel threads, (1) 1/8in male NPT to (1) 1/4in push-to-connect. | Stock | 30.5
ME14-18R-B | NITRA pneumatic push-to-connect fitting, elbow, rotating, nickel-plated brass body, nickel-plated brass threads, thread sealant, (1) R1/8 male BSPT to (1) 1/4in push-to-connect. Package of 5. | Stock | 17.5
ME14-18G-B | NITRA pneumatic push-to-connect fitting, elbow, rotating, nickel-plated brass body, nickel-plated brass threads, Buna-N O-ring seal(s), (1) G1/8 male BSPP to (1) 1/4in push-to-connect. Package of 5. | Stock | 17.5
ME14-14N | NITRA pneumatic push-to-connect fitting, elbow, rotating, thermoplastic (PBT) body, nickel-plated brass threads, thread sealant, (1) 1/4in male NPT to (1) 1/4in push-to-connect. Package of 5. | Stock | 11
ME14-14N-B | NITRA pneumatic push-to-connect fitting, elbow, rotating, nickel-plated brass body, nickel-plated brass threads, thread sealant, (1) 1/4in male NPT to (1) 1/4in push-to-connect. Package of 5. | Stock | 19.5
ME14-14N-SS | NITRA pneumatic push-to-connect fitting, elbow, rotating, 316 stainless steel body, 316 stainless steel threads, (1) 1/4in male NPT to (1) 1/4in push-to-connect. | Stock | 32
ME14-14R-B | NITRA pneumatic push-to-connect fitting, elbow, rotating, nickel-plated brass body, nickel-plated brass threads, thread sealant, (1) R1/4 male BSPT to (1) 1/4in push-to-connect. Package of 5. | Stock | 19.5
ME14-14G-B | NITRA pneumatic push-to-connect fitting, elbow, rotating, nickel-plated brass body, nickel-plated brass threads, Buna-N O-ring seal(s), (1) G1/4 male BSPP to (1) 1/4in push-to-connect. Package of 5. | Stock | 19.5
ME14-38N | NITRA pneumatic push-to-connect fitting, elbow, rotating, thermoplastic (PBT) body, nickel-plated brass threads, thread sealant, (1) 3/8 male NPT to (1) 1/4in push-to-connect. Package of 5. | Stock | 12.5
ME14-38N-B | NITRA pneumatic push-to-connect fitting, elbow, rotating, nickel-plated brass body, nickel-plated brass threads, thread sealant, (1) 3/8 male NPT to (1) 1/4in push-to-connect. Package of 5. | Stock | 25
ME516-18N | NITRA pneumatic push-to-connect fitting, elbow, rotating, thermoplastic (PBT) body, nickel-plated brass threads, thread sealant, (1) 1/8in male NPT to (1) 5/16in (8mm) push-to-connect. Package of 5. | Stock | 11.5
ME516-18N-B | NITRA pneumatic push-to-connect fitting, elbow, rotating, nickel-plated brass body, nickel-plated brass threads, thread sealant, (1) 1/8in male NPT to (1) 5/16in (8mm) push-to-connect. Package of 5. | Stock | 19.5
ME516-14N | NITRA pneumatic push-to-connect fitting, elbow, rotating, thermoplastic (PBT) body, nickel-plated brass threads, thread sealant, (1) 1/4in male NPT to (1) 5/16in (8mm) push-to-connect. Package of 5. | Stock | 12
ME516-14N-B | NITRA pneumatic push-to-connect fitting, elbow, rotating, nickel-plated brass body, nickel-plated brass threads, thread sealant, (1) 1/4in male NPT to (1) 5/16in (8mm) push-to-connect. Package of 5. | Stock | 21
ME516-38N | NITRA pneumatic push-to-connect fitting, elbow, rotating, thermoplastic (PBT) body, nickel-plated brass threads, thread sealant, (1) 3/8in male NPT to (1) 5/16in (8mm) push-to-connect. Package of 5. | Stock | 13.5
ME8M-18R | NITRA pneumatic push-to-connect fitting, elbow, rotating, thermoplastic (PBT) body, nickel-plated brass threads, thread sealant, (1) R1/8 male BSPT to (1) 5/16in (8mm) push-to-connect. Package of 5. | Stock | 13.5
ME8M-18R-B | NITRA pneumatic push-to-connect fitting, elbow, rotating, nickel-plated brass body, nickel-plated brass threads, thread sealant, (1) R1/8 male BSPT to (1) 5/16in (8mm) push-to-connect. Package of 5. | Stock | 18.5
ME8M-18R-SS | NITRA pneumatic push-to-connect fitting, elbow, rotating, 316 stainless steel body, 316 stainless steel threads, (1) R1/8 male BSPT to (1) 5/16in (8mm) push-to-connect. | Stock | 35.5
ME8M-18G-B | NITRA pneumatic push-to-connect fitting, elbow, rotating, nickel-plated brass body, nickel-plated brass threads, Buna-N O-ring seal(s), (1) G1/8 male BSPP to (1) 5/16in (8mm) push-to-connect. Package of 5. | Stock | 18.5
ME8M-14R | NITRA pneumatic push-to-connect fitting, elbow, rotating, thermoplastic (PBT) body, nickel-plated brass threads, thread sealant, (1) R1/4 male BSPT to (1) 5/16in (8mm) push-to-connect. Package of 5. | Stock | 13.5
ME8M-14R-B | NITRA pneumatic push-to-connect fitting, elbow, rotating, nickel-plated brass body, nickel-plated brass threads, thread sealant, (1) R1/4 male BSPT to (1) 5/16in (8mm) push-to-connect. Package of 5. | Stock | 20.5
ME8M-14R-SS | NITRA pneumatic push-to-connect fitting, elbow, rotating, 316 stainless steel body, 316 stainless steel threads, (1) R1/4 male BSPT to (1) 5/16in (8mm) push-to-connect. | Stock | 36.5
ME8M-14G | NITRA pneumatic push-to-connect fitting, elbow, rotating, thermoplastic (PBT) body, nickel-plated brass threads, Buna-N O-ring seal(s), (1) G1/4 male BSPP to (1) 5/16in (8mm) push-to-connect. Package of 5. | Stock | 13.5
ME8M-14G-B | NITRA pneumatic push-to-connect fitting, elbow, rotating, nickel-plated brass body, nickel-plated brass threads, Buna-N O-ring seal(s), (1) G1/4 male BSPP to (1) 5/16in (8mm) push-to-connect. Package of 5. | Stock | 21.5
ME8M-38R | NITRA pneumatic push-to-connect fitting, elbow, rotating, thermoplastic (PBT) body, nickel-plated brass threads, thread sealant, (1) R3/8 male BSPT to (1) 5/16in (8mm) push-to-connect. Package of 5. | Stock | 14.5
ME8M-38R-SS | NITRA pneumatic push-to-connect fitting, elbow, rotating, 316 stainless steel body, 316 stainless steel threads, (1) R3/8 male BSPT to (1) 5/16in (8mm) push-to-connect. | Stock | 39.5
ME8M-38G | NITRA pneumatic push-to-connect fitting, elbow, rotating, thermoplastic (PBT) body, nickel-plated brass threads, Buna-N O-ring seal(s), (1) G3/8 male BSPP to (1) 5/16in (8mm) push-to-connect. Package of 5. | Stock | 14.5
ME8M-12R | NITRA pneumatic push-to-connect fitting, elbow, rotating, thermoplastic (PBT) body, nickel-plated brass threads, thread sealant, (1) R1/2 male BSPT to (1) 5/16in (8mm) push-to-connect. Package of 5. | Stock | 16.5
ME8M-12G | NITRA pneumatic push-to-connect fitting, elbow, rotating, thermoplastic (PBT) body, nickel-plated brass threads, Buna-N O-ring seal(s), (1) G1/2 male BSPP to (1) 5/16in (8mm) push-to-connect. Package of 5. | Stock | 16.5
ME38-18N | NITRA pneumatic push-to-connect fitting, elbow, rotating, thermoplastic (PBT) body, nickel-plated brass threads, thread sealant, (1) 1/8in male NPT to (1) 3/8in push-to-connect. Package of 5. | Stock | 16.5
ME38-18N-B | NITRA pneumatic push-to-connect fitting, elbow, rotating, nickel-plated brass body, nickel-plated brass threads, thread sealant, (1) 1/8in male NPT to (1) 3/8in push-to-connect. Package of 5. | Stock | 26.5
ME38-14N | NITRA pneumatic push-to-connect fitting, elbow, rotating, thermoplastic (PBT) body, nickel-plated brass threads, thread sealant, (1) 1/4in male NPT to (1) 3/8in push-to-connect. Package of 5. | Stock | 17
ME38-14N-B | NITRA pneumatic push-to-connect fitting, elbow, rotating, nickel-plated brass body, nickel-plated brass threads, thread sealant, (1) 1/4in male NPT to (1) 3/8in push-to-connect. Package of 5. | Stock | 27.5
ME38-14N-SS | NITRA pneumatic push-to-connect fitting, elbow, rotating, 316 stainless steel body, 316 stainless steel threads, (1) 1/4in male NPT to (1) 3/8in push-to-connect. | Stock | 40.5
ME38-14R-B | NITRA pneumatic push-to-connect fitting, elbow, rotating, nickel-plated brass body, nickel-plated brass threads, thread sealant, (1) R1/4 male BSPT to (1) 3/8in push-to-connect. Package of 5. | Stock | 27.5
ME38-14G-B | NITRA pneumatic push-to-connect fitting, elbow, rotating, nickel-plated brass body, nickel-plated brass threads, Buna-N O-ring seal(s), (1) G1/4 male BSPP to (1) 3/8in push-to-connect. Package of 5. | Stock | 27.5
ME38-38N | NITRA pneumatic push-to-connect fitting, elbow, rotating, thermoplastic (PBT) body, nickel-plated brass threads, thread sealant, (1) 3/8in male NPT to (1) 3/8in push-to-connect. Package of 5. | Stock | 16.5
ME38-38N-B | NITRA pneumatic push-to-connect fitting, elbow, rotating, nickel-plated brass body, nickel-plated brass threads, thread sealant, (1) 3/8in male NPT to (1) 3/8in push-to-connect. Package of 5. | Stock | 29
ME38-38N-SS | NITRA pneumatic push-to-connect fitting, elbow, rotating, 316 stainless steel body, 316 stainless steel threads, (1) 3/8in male NPT to (1) 3/8in push-to-connect. | Stock | 52
ME38-38R-B | NITRA pneumatic push-to-connect fitting, elbow, rotating, nickel-plated brass body, nickel-plated brass threads, thread sealant, (1) R3/8 male BSPT to (1) 3/8in push-to-connect. Package of 5. | Stock | 29
ME38-38G-B | NITRA pneumatic push-to-connect fitting, elbow, rotating, nickel-plated brass body, nickel-plated brass threads, Buna-N O-ring seal(s), (1) G3/8 male BSPP to (1) 3/8in push-to-connect. Package of 5. | Stock | 29
ME38-12N | NITRA pneumatic push-to-connect fitting, elbow, rotating, thermoplastic (PBT) body, nickel-plated brass threads, thread sealant, (1) 1/2in male NPT to (1) 3/8in push-to-connect. Package of 5. | Stock | 22.5
ME38-12N-B | NITRA pneumatic push-to-connect fitting, elbow, rotating, nickel-plated brass body, nickel-plated brass threads, thread sealant, (1) 1/2in male NPT to (1) 3/8in push-to-connect. Package of 5. | Stock | 33.5
ME38-12G-B | NITRA pneumatic push-to-connect fitting, elbow, rotating, nickel-plated brass body, nickel-plated brass threads, Buna-N O-ring seal(s), (1) G1/2 male BSPP to (1) 3/8in push-to-connect. Package of 5. | Stock | 33.5
ME10M-18R | NITRA pneumatic push-to-connect fitting, elbow, rotating, thermoplastic (PBT) body, nickel-plated brass threads, thread sealant, (1) R1/8 male BSPT to (1) 10mm push-to-connect. Package of 5. | Stock | 17.5
ME10M-18R-B | NITRA pneumatic push-to-connect fitting, elbow, rotating, nickel-plated brass body, nickel-plated brass threads, thread sealant, (1) R1/8 male BSPT to (1) 10mm push-to-connect. Package of 5. | Stock | 23.5
ME10M-14R | NITRA pneumatic push-to-connect fitting, elbow, rotating, thermoplastic (PBT) body, nickel-plated brass threads, thread sealant, (1) R1/4 male BSPT to (1) 10mm push-to-connect. Package of 5. | Stock | 17.5
ME10M-14R-B | NITRA pneumatic push-to-connect fitting, elbow, rotating, nickel-plated brass body, nickel-plated brass threads, thread sealant, (1) R1/4 male BSPT to (1) 10mm push-to-connect. Package of 5. | Stock | 24.5
ME10M-14R-SS | NITRA pneumatic push-to-connect fitting, elbow, rotating, 316 stainless steel body, 316 stainless steel threads, (1) R1/4 male BSPT to (1) 10mm push-to-connect. | Stock | 40.5
ME10M-38R | NITRA pneumatic push-to-connect fitting, elbow, rotating, thermoplastic (PBT) body, nickel-plated brass threads, thread sealant, (1) R3/8 male BSPT to (1) 10mm push-to-connect. Package of 5. | Stock | 19
ME10M-38R-B | NITRA pneumatic push-to-connect fitting, elbow, rotating, nickel-plated brass body, nickel-plated brass threads, thread sealant, (1) R3/8 male BSPT to (1) 10mm push-to-connect. Package of 5. | Stock | 27.5
ME10M-38R-SS | NITRA pneumatic push-to-connect fitting, elbow, rotating, 316 stainless steel body, 316 stainless steel threads, (1) R3/8 male BSPT to (1) 10mm push-to-connect. | Stock | 51
ME10M-38G | NITRA pneumatic push-to-connect fitting, elbow, rotating, thermoplastic (PBT) body, nickel-plated brass threads, Buna-N O-ring seal(s), (1) G3/8 male BSPP to (1) 10mm push-to-connect. Package of 5. | Stock | 19
ME10M-12R | NITRA pneumatic push-to-connect fitting, elbow, rotating, thermoplastic (PBT) body, nickel-plated brass threads, thread sealant, (1) R1/2 male BSPT to (1) 10mm push-to-connect. Package of 5. | Stock | 22.5
ME10M-12G | NITRA pneumatic push-to-connect fitting, elbow, rotating, thermoplastic (PBT) body, nickel-plated brass threads, Buna-N O-ring seal(s), (1) G1/2 male BSPP to (1) 10mm push-to-connect. Package of 5. | Stock | 22.5
ME12M-14R | NITRA pneumatic push-to-connect fitting, elbow, rotating, thermoplastic (PBT) body, nickel-plated brass threads, thread sealant, (1) R1/4 male BSPT to (1) 12mm push-to-connect. Package of 5. | Stock | 21
ME12M-38R | NITRA pneumatic push-to-connect fitting, elbow, rotating, thermoplastic (PBT) body, nickel-plated brass threads, thread sealant, (1) R3/8 male BSPT to (1) 12mm push-to-connect. Package of 5. | Stock | 21.5
ME12M-12R | NITRA pneumatic push-to-connect fitting, elbow, rotating, thermoplastic (PBT) body, nickel-plated brass threads, thread sealant, (1) R1/2 male BSPT to (1) 12mm push-to-connect. Package of 5. | Stock | 23.5
ME12-14N | NITRA pneumatic push-to-connect fitting, elbow, rotating, thermoplastic (PBT) body, nickel-plated brass threads, thread sealant, (1) 1/4in male NPT to (1) 1/2in push-to-connect. Package of 5. | Stock | 21
ME12-14N-B | NITRA pneumatic push-to-connect fitting, elbow, rotating, nickel-plated brass body, nickel-plated brass threads, thread sealant, (1) 1/4in male NPT to (1) 1/2in push-to-connect. Package of 5. | Stock | 35
ME12-14N-SS | NITRA pneumatic push-to-connect fitting, elbow, rotating, 316 stainless steel body, 316 stainless steel threads, (1) 1/4in male NPT to (1) 1/2in push-to-connect. | Stock | 64
ME12-14R-B | NITRA pneumatic push-to-connect fitting, elbow, rotating, nickel-plated brass body, nickel-plated brass threads, thread sealant, (1) R1/4 male BSPT to (1) 1/2in push-to-connect. Package of 5. | Stock | 35
ME12-38N | NITRA pneumatic push-to-connect fitting, elbow, rotating, thermoplastic (PBT) body, nickel-plated brass threads, thread sealant, (1) 3/8 male NPT to (1) 1/2in push-to-connect. Package of 5. | Stock | 22.5
ME12-38N-B | NITRA pneumatic push-to-connect fitting, elbow, rotating, nickel-plated brass body, nickel-plated brass threads, thread sealant, (1) 3/8 male NPT to (1) 1/2in push-to-connect. Package of 5. | Stock | 36
ME12-38N-SS | NITRA pneumatic push-to-connect fitting, elbow, rotating, 316 stainless steel body, 316 stainless steel threads, (1) 3/8 male NPT to (1) 1/2in push-to-connect. | Stock | 65
ME12-38R-B | NITRA pneumatic push-to-connect fitting, elbow, rotating, nickel-plated brass body, nickel-plated brass threads, thread sealant, (1) R3/8 male BSPT to (1) 1/2in push-to-connect. Package of 5. | Stock | 36
ME12-38G-B | NITRA pneumatic push-to-connect fitting, elbow, rotating, nickel-plated brass body, nickel-plated brass threads, Buna-N O-ring seal(s), (1) G3/8 male BSPP to (1) 1/2in push-to-connect. Package of 5. | Stock | 36
ME12-12N | NITRA pneumatic push-to-connect fitting, elbow, rotating, thermoplastic (PBT) body, nickel-plated brass threads, thread sealant, (1) 1/2in male NPT to (1) 1/2in push-to-connect. Package of 5. | Stock | 23.5
ME12-12N-B | NITRA pneumatic push-to-connect fitting, elbow, rotating, nickel-plated brass body, nickel-plated brass threads, thread sealant, (1) 1/2in male NPT to (1) 1/2in push-to-connect. Package of 5. | Stock | 40
ME12-12N-SS | NITRA pneumatic push-to-connect fitting, elbow, rotating, 316 stainless steel body, 316 stainless steel threads, (1) 1/2in male NPT to (1) 1/2in push-to-connect. | Stock | 67
ME12-12G-B | NITRA pneumatic push-to-connect fitting, elbow, rotating, nickel-plated brass body, nickel-plated brass threads, Buna-N O-ring seal(s), (1) G1/2 male BSPP to (1) 1/2in push-to-connect. Package of 5. | Stock | 40
ME16M-38R | NITRA pneumatic push-to-connect fitting, elbow, rotating, thermoplastic (PBT) body, nickel-plated brass threads, thread sealant, (1) R3/8 male BSPT to (1) 16mm push-to-connect. Package of 5. | Stock | 46
ME16M-12R | NITRA pneumatic push-to-connect fitting, elbow, rotating, thermoplastic (PBT) body, nickel-plated brass threads, thread sealant, (1) R1/2 male BSPT to (1) 16mm push-to-connect. Package of 5. | Stock | 49.5
MEL18-10N | NITRA pneumatic push-to-connect fitting, long elbow, rotating, thermoplastic (PBT) body, nickel-plated brass threads, Buna-N O-ring seal(s), (1) #10-32 male UNF to (1) 1/8in push-to-connect. Package of 5. | Stock | 26.5
MEL18-18N | NITRA pneumatic push-to-connect fitting, long elbow, rotating, thermoplastic (PBT) body, nickel-plated brass threads, thread sealant, (1) 1/8in male NPT to (1) 1/8in push-to-connect. Package of 5. | Stock | 19
MEL532-10N | NITRA pneumatic push-to-connect fitting, long elbow, rotating, thermoplastic (PBT) body, nickel-plated brass threads, Buna-N O-ring seal(s), (1) #10-32 male UNF to (1) 5/32in (4mm) push-to-connect. Package of 5. | Stock | 17
MEL532-14N | NITRA pneumatic push-to-connect fitting, long elbow, rotating, thermoplastic (PBT) body, nickel-plated brass threads, thread sealant, (1) 1/4in male NPT to (1) 5/32in (4mm) push-to-connect. Package of 5. | Stock | 19
MEL14-10N | NITRA pneumatic push-to-connect fitting, long elbow, rotating, thermoplastic (PBT) body, nickel-plated brass threads, Buna-N O-ring seal(s), (1) #10-32 male UNF to (1) 1/4in push-to-connect. Package of 5. | Stock | 16
MEL14-18N | NITRA pneumatic push-to-connect fitting, long elbow, rotating, thermoplastic (PBT) body, nickel-plated brass threads, thread sealant, (1) 1/8in male NPT to (1) 1/4in push-to-connect. Package of 5. | Stock | 16.5
MEL14-14N | NITRA pneumatic push-to-connect fitting, long elbow, rotating, thermoplastic (PBT) body, nickel-plated brass threads, thread sealant, (1) 1/4in male NPT to (1) 1/4in push-to-connect. Package of 5. | Stock | 19
MEL14-38N | NITRA pneumatic push-to-connect fitting, long elbow, rotating, thermoplastic (PBT) body, nickel-plated brass threads, thread sealant, (1) 3/8in male NPT to (1) 1/4in push-to-connect. Package of 5. | Stock | 23
MEL516-18N | NITRA pneumatic push-to-connect fitting, long elbow, rotating, thermoplastic (PBT) body, nickel-plated brass threads, thread sealant, (1) 1/8in male NPT to (1) 5/16in (8mm) push-to-connect. Package of 5. | Stock | 19.5
MEL516-14N | NITRA pneumatic push-to-connect fitting, long elbow, rotating, thermoplastic (PBT) body, nickel-plated brass threads, thread sealant, (1) 1/4in male NPT to (1) 5/16in (8mm) push-to-connect. Package of 5. | Stock | 19.5
MEL516-38N | NITRA pneumatic push-to-connect fitting, long elbow, rotating, thermoplastic (PBT) body, nickel-plated brass threads, thread sealant, (1) 3/8in male NPT to (1) 5/16in (8mm) push-to-connect. Package of 5. | Stock | 23
MEL38-18N | NITRA pneumatic push-to-connect fitting, long elbow, rotating, thermoplastic (PBT) body, nickel-plated brass threads, thread sealant, (1) 1/8in male NPT to (1) 3/8in push-to-connect. Package of 5. | Stock | 25
MEL38-14N | NITRA pneumatic push-to-connect fitting, long elbow, rotating, thermoplastic (PBT) body, nickel-plated brass threads, thread sealant, (1) 1/4in male NPT to (1) 3/8in push-to-connect. Package of 5. | Stock | 25.5
MEL38-38N | NITRA pneumatic push-to-connect fitting, long elbow, rotating, thermoplastic (PBT) body, nickel-plated brass threads, thread sealant, (1) 3/8in male NPT to (1) 3/8in push-to-connect. Package of 5. | Stock | 25.5
MEL38-12N | NITRA pneumatic push-to-connect fitting, long elbow, rotating, thermoplastic (PBT) body, nickel-plated brass threads, thread sealant, (1) 1/2in male NPT to (1) 3/8in push-to-connect. Package of 5. | Stock | 38
MEL12-14N | NITRA pneumatic push-to-connect fitting, long elbow, rotating, thermoplastic (PBT) body, nickel-plated brass threads, thread sealant, (1) 1/4in male NPT to (1) 1/2in push-to-connect. Package of 5. | Stock | 37.5
MEL12-38N | NITRA pneumatic push-to-connect fitting, long elbow, rotating, thermoplastic (PBT) body, nickel-plated brass threads, thread sealant, (1) 3/8in male NPT to (1) 1/2in push-to-connect. Package of 5. | Stock | 39
MEL12-12N | NITRA pneumatic push-to-connect fitting, long elbow, rotating, thermoplastic (PBT) body, nickel-plated brass threads, thread sealant, (1) 1/2in male NPT to (1) 1/2in push-to-connect. Package of 5. | Stock | 39.5
MEL4M-M5 | NITRA pneumatic push-to-connect fitting, long elbow, rotating, thermoplastic (PBT) body, nickel-plated brass threads, Buna-N O-ring seal(s), (1) M5 x 0.8 male ISO to (1) 5/32in (4mm) push-to-connect. Package of 5. | Stock | 20
MEL4M-14R | NITRA pneumatic push-to-connect fitting, long elbow, rotating, thermoplastic (PBT) body, nickel-plated brass threads, thread sealant, (1) R1/4 male BSPT to (1) 5/32in (4mm) push-to-connect. Package of 5. | Stock | 19
MEL6M-M5 | NITRA pneumatic push-to-connect fitting, long elbow, rotating, thermoplastic (PBT) body, nickel-plated brass threads, Buna-N O-ring seal(s), (1) M5 x 0.8 male ISO to (1) 6mm push-to-connect. Package of 5. | Stock | 17.5
MEL6M-18R | NITRA pneumatic push-to-connect fitting, long elbow, rotating, thermoplastic (PBT) body, nickel-plated brass threads, thread sealant, (1) R1/8 male BSPT to (1) 6mm push-to-connect. Package of 5. | Stock | 16
MEL6M-14R | NITRA pneumatic push-to-connect fitting, long elbow, rotating, thermoplastic (PBT) body, nickel-plated brass threads, thread sealant, (1) R1/4 male BSPT to (1) 6mm push-to-connect. Package of 5. | Stock | 17.5
MEL6M-38R | NITRA pneumatic push-to-connect fitting, long elbow, rotating, thermoplastic (PBT) body, nickel-plated brass threads, thread sealant, (1) R3/8 male BSPT to (1) 6mm push-to-connect. Package of 5. | Stock | 22.5
MEL8M-18R | NITRA pneumatic push-to-connect fitting, long elbow, rotating, thermoplastic (PBT) body, nickel-plated brass threads, thread sealant, (1) R1/8 male BSPT to (1) 5/16in (8mm) push-to-connect. Package of 5. | Stock | 21.5
MEL8M-14R | NITRA pneumatic push-to-connect fitting, long elbow, rotating, thermoplastic (PBT) body, nickel-plated brass threads, thread sealant, (1) R1/4 male BSPT to (1) 5/16in (8mm) push-to-connect. Package of 5. | Stock | 23
MEL8M-38R | NITRA pneumatic push-to-connect fitting, long elbow, rotating, thermoplastic (PBT) body, nickel-plated brass threads, thread sealant, (1) R3/8 male BSPT to (1) 5/16in (8mm) push-to-connect. Package of 5. | Stock | 24.5
MEL8M-12R | NITRA pneumatic push-to-connect fitting, long elbow, rotating, thermoplastic (PBT) body, nickel-plated brass threads, thread sealant, (1) R1/2 male BSPT to (1) 5/16in (8mm) push-to-connect. Package of 5. | Stock | 28.5
MEL10M-18R | NITRA pneumatic push-to-connect fitting, long elbow, rotating, thermoplastic (PBT) body, nickel-plated brass threads, thread sealant, (1) R1/8 male BSPT to (1) 10mm push-to-connect. Package of 5. | Stock | 25
MEL10M-14R | NITRA pneumatic push-to-connect fitting, long elbow, rotating, thermoplastic (PBT) body, nickel-plated brass threads, thread sealant, (1) R1/4 male BSPT to (1) 10mm push-to-connect. Package of 5. | Stock | 27.5
MEL10M-38R | NITRA pneumatic push-to-connect fitting, long elbow, rotating, thermoplastic (PBT) body, nickel-plated brass threads, thread sealant, (1) R3/8 male BSPT to (1) 10mm push-to-connect. Package of 5. | Stock | 28
MEL10M-12R | NITRA pneumatic push-to-connect fitting, long elbow, rotating, thermoplastic (PBT) body, nickel-plated brass threads, thread sealant, (1) R1/2 male BSPT to (1) 10mm push-to-connect. Package of 5. | Stock | 37.5
MEL12M-14R | NITRA pneumatic push-to-connect fitting, long elbow, rotating, thermoplastic (PBT) body, nickel-plated brass threads, thread sealant, (1) R1/4 male BSPT to (1) 12mm push-to-connect. Package of 5. | Stock | 37.5
MEL12M-38R | NITRA pneumatic push-to-connect fitting, long elbow, rotating, thermoplastic (PBT) body, nickel-plated brass threads, thread sealant, (1) R3/8 male BSPT to (1) 12mm push-to-connect. Package of 5. | Stock | 38
MEL12M-12R | NITRA pneumatic push-to-connect fitting, long elbow, rotating, thermoplastic (PBT) body, nickel-plated brass threads, thread sealant, (1) R1/2 male BSPT to (1) 12mm push-to-connect. Package of 5. | Stock | 38
FE532-18N | NITRA pneumatic push-to-connect fitting, elbow, rotating, thermoplastic (PBT) body, nickel-plated brass threads, (1) 1/8in female NPT to (1) 5/32in (4mm) push-to-connect. Package of 5. | Stock | 19
FE532-14N | NITRA pneumatic push-to-connect fitting, elbow, rotating, thermoplastic (PBT) body, nickel-plated brass threads, (1) 1/4in female NPT to (1) 5/32in (4mm) push-to-connect. Package of 5. | Stock | 20.5
FE14-18N | NITRA pneumatic push-to-connect fitting, elbow, rotating, thermoplastic (PBT) body, nickel-plated brass threads, (1) 1/8in female NPT to (1) 1/4in push-to-connect. Package of 5. | Stock | 20.5
FE14-14N | NITRA pneumatic push-to-connect fitting, elbow, rotating, thermoplastic (PBT) body, nickel-plated brass threads, (1) 1/4in female NPT to (1) 1/4in push-to-connect. Package of 5. | Stock | 21.5
FE14-38N | NITRA pneumatic push-to-connect fitting, elbow, rotating, thermoplastic (PBT) body, nickel-plated brass threads, (1) 3/8in female NPT to (1) 1/4in push-to-connect. Package of 5. | Stock | 24
FE516-18N | NITRA pneumatic push-to-connect fitting, elbow, rotating, thermoplastic (PBT) body, nickel-plated brass threads, (1) 1/8in female NPT to (1) 5/16in (8mm) push-to-connect. Package of 5. | Stock | 22
FE516-14N | NITRA pneumatic push-to-connect fitting, elbow, rotating, thermoplastic (PBT) body, nickel-plated brass threads, (1) 1/4in female NPT to (1) 5/16in (8mm) push-to-connect. Package of 5. | Stock | 23
FE516-38N | NITRA pneumatic push-to-connect fitting, elbow, rotating, thermoplastic (PBT) body, nickel-plated brass threads, (1) 3/8in female NPT to (1) 5/16in (8mm) push-to-connect. Package of 5. | Stock | 23
FE38-14N | NITRA pneumatic push-to-connect fitting, elbow, rotating, thermoplastic (PBT) body, nickel-plated brass threads, (1) 1/4in female NPT to (1) 3/8in push-to-connect. Package of 5. | Stock | 22.5
FE38-38N | NITRA pneumatic push-to-connect fitting, elbow, rotating, thermoplastic (PBT) body, nickel-plated brass threads, (1) 3/8in female NPT to (1) 3/8in push-to-connect. Package of 5. | Stock | 24.5
FE38-12N | NITRA pneumatic push-to-connect fitting, elbow, rotating, thermoplastic (PBT) body, nickel-plated brass threads, (1) 1/2in female NPT to (1) 3/8in push-to-connect. Package of 5. | Stock | 25.5
FE12-38N | NITRA pneumatic push-to-connect fitting, elbow, rotating, thermoplastic (PBT) body, nickel-plated brass threads, (1) 3/8in female NPT to (1) 1/2in push-to-connect. Package of 5. | Stock | 36.5
FE12-12N | NITRA pneumatic push-to-connect fitting, elbow, rotating, thermoplastic (PBT) body, nickel-plated brass threads, (1) 1/2in female NPT to (1) 1/2in push-to-connect. Package of 5. | Stock | 38
FE4M-M5 | NITRA pneumatic push-to-connect fitting, elbow, rotating, thermoplastic (PBT) body, nickel-plated brass threads, Buna-N O-ring seal(s), (1) M5 x 0.8 female ISO to (1) 5/32in (4mm) push-to-connect. Package of 5. | Stock | 20
FE4M-18R | NITRA pneumatic push-to-connect fitting, elbow, rotating, thermoplastic (PBT) body, nickel-plated brass threads, (1) R1/8 female BSPT to (1) 5/32in (4mm) push-to-connect. Package of 5. | Stock | 18.5
FE6M-M5 | NITRA pneumatic push-to-connect fitting, elbow, rotating, thermoplastic (PBT) body, nickel-plated brass threads, Buna-N O-ring seal(s), (1) M5 x 0.8 female ISO to (1) 6mm push-to-connect. Package of 5. | Stock | 20.5
FE6M-18R | NITRA pneumatic push-to-connect fitting, elbow, rotating, thermoplastic (PBT) body, nickel-plated brass threads, (1) R1/8 female BSPT to (1) 6mm push-to-connect. Package of 5. | Stock | 19
FE6M-14R | NITRA pneumatic push-to-connect fitting, elbow, rotating, thermoplastic (PBT) body, nickel-plated brass threads, (1) R1/4 female BSPT to (1) 6mm push-to-connect. Package of 5. | Stock | 21
FE6M-38R | NITRA pneumatic push-to-connect fitting, elbow, rotating, thermoplastic (PBT) body, nickel-plated brass threads, (1) R3/8 female BSPT to (1) 6mm push-to-connect. Package of 5. | Stock | 24
FE8M-18R | NITRA pneumatic push-to-connect fitting, elbow, rotating, thermoplastic (PBT) body, nickel-plated brass threads, (1) R1/8 female BSPT to (1) 5/16in (8mm) push-to-connect. Package of 5. | Stock | 21
FE8M-14R | NITRA pneumatic push-to-connect fitting, elbow, rotating, thermoplastic (PBT) body, nickel-plated brass threads, (1) R1/4 female BSPT to (1) 5/16in (8mm) push-to-connect. Package of 5. | Stock | 22
FE8M-12R | NITRA pneumatic push-to-connect fitting, elbow, rotating, thermoplastic (PBT) body, nickel-plated brass threads, (1) R1/2 female BSPT to (1) 5/16in (8mm) push-to-connect. Package of 5. | Stock | 25
FE10M-14R | NITRA pneumatic push-to-connect fitting, elbow, rotating, thermoplastic (PBT) body, nickel-plated brass threads, (1) R1/4 female BSPT to (1) 10mm push-to-connect. Package of 5. | Stock | 22.5
FE10M-38R | NITRA pneumatic push-to-connect fitting, elbow, rotating, thermoplastic (PBT) body, nickel-plated brass threads, (1) R3/8 female BSPT to (1) 10mm push-to-connect. Package of 5. | Stock | 24.5
FE10M-12R | NITRA pneumatic push-to-connect fitting, elbow, rotating, thermoplastic (PBT) body, nickel-plated brass threads, (1) R1/2 female BSPT to (1) 10mm push-to-connect. Package of 5. | Stock | 25.5
FE12M-14R | NITRA pneumatic push-to-connect fitting, elbow, rotating, thermoplastic (PBT) body, nickel-plated brass threads, (1) R1/4 female BSPT to (1) 12mm push-to-connect. Package of 5. | Stock | 34.5
FE12M-38R | NITRA pneumatic push-to-connect fitting, elbow, rotating, thermoplastic (PBT) body, nickel-plated brass threads, (1) R3/8 female BSPT to (1) 12mm push-to-connect. Package of 5. | Stock | 36.5
FE12M-12R | NITRA pneumatic push-to-connect fitting, elbow, rotating, thermoplastic (PBT) body, nickel-plated brass threads, (1) R1/2 female BSPT to (1) 12mm push-to-connect. Package of 5. | Stock | 38
MBT18-10N | NITRA pneumatic push-to-connect fitting, branch tee, rotating, thermoplastic (PBT) body, nickel-plated brass threads, Buna-N O-ring seal(s), (1) #10-32 male UNF to (2) 1/8in push-to-connect. Package of 5. | Stock | 23
MBT18-18N | NITRA pneumatic push-to-connect fitting, branch tee, rotating, thermoplastic (PBT) body, nickel-plated brass threads, thread sealant, (1) 1/8in male NPT to (2) 1/8in push-to-connect. Package of 5. | Stock | 20.5
MBT532-18N | NITRA pneumatic push-to-connect fitting, branch tee, rotating, thermoplastic (PBT) body, nickel-plated brass threads, thread sealant, (1) 1/8in male NPT to (2) 5/32in (4mm) push-to-connect. Package of 5. | Stock | 16
MBT532-14N | NITRA pneumatic push-to-connect fitting, branch tee, rotating, thermoplastic (PBT) body, nickel-plated brass threads, thread sealant, (1) 1/4in male NPT to (2) 5/32in (4mm) push-to-connect. Package of 5. | Stock | 16
MBT4M-M5 | NITRA pneumatic push-to-connect fitting, branch tee, rotating, thermoplastic (PBT) body, nickel-plated brass threads, Buna-N O-ring seal(s), (1) M5 x 0.8 male ISO to (2) 5/32in (4mm) push-to-connect. Package of 5. | Stock | 17.5
MBT4M-18R | NITRA pneumatic push-to-connect fitting, branch tee, rotating, thermoplastic (PBT) body, nickel-plated brass threads, thread sealant, (1) R1/8 male BSPT to (2) 5/32in (4mm) push-to-connect. Package of 5. | Stock | 16
MBT4M-14R | NITRA pneumatic push-to-connect fitting, branch tee, rotating, thermoplastic (PBT) body, nickel-plated brass threads, thread sealant, (1) R1/4 male BSPT to (2) 5/32in (4mm) push-to-connect. Package of 5. | Stock | 16
MBT6M-M5 | NITRA pneumatic push-to-connect fitting, branch tee, rotating, thermoplastic (PBT) body, nickel-plated brass threads, Buna-N O-ring seal(s), (1) M5 x 0.8 male ISO to (2) 6mm push-to-connect. Package of 5. | Stock | 17.5
MBT6M-18R | NITRA pneumatic push-to-connect fitting, branch tee, rotating, thermoplastic (PBT) body, nickel-plated brass threads, thread sealant, (1) R1/8 male BSPT to (2) 6mm push-to-connect. Package of 5. | Stock | 16
MBT6M-14R | NITRA pneumatic push-to-connect fitting, branch tee, rotating, thermoplastic (PBT) body, nickel-plated brass threads, thread sealant, (1) R1/4 male BSPT to (2) 6mm push-to-connect. Package of 5. | Stock | 17
MBT6M-38R | NITRA pneumatic push-to-connect fitting, branch tee, rotating, thermoplastic (PBT) body, nickel-plated brass threads, thread sealant, (1) R3/8 male BSPT to (2) 6mm push-to-connect. Package of 5. | Stock | 22
MBT14-18N | NITRA pneumatic push-to-connect fitting, branch tee, rotating, thermoplastic (PBT) body, nickel-plated brass threads, thread sealant, (1) 1/8in male NPT to (2) 1/4in push-to-connect. Package of 5. | Stock | 16.5
MBT14-18N-B | NITRA pneumatic push-to-connect fitting, branch tee, rotating, nickel-plated brass body, nickel-plated brass threads, thread sealant, (1) 1/8in male NPT to (2) 1/4in push-to-connect. Package of 5. | Stock | 24.5
MBT14-18R-B | NITRA pneumatic push-to-connect fitting, branch tee, rotating, nickel-plated brass body, nickel-plated brass threads, thread sealant, (1) R1/8 male BSPT to (2) 1/4in push-to-connect. Package of 5. | Stock | 24.5
MBT14-18G-B | NITRA pneumatic push-to-connect fitting, branch tee, rotating, nickel-plated brass body, nickel-plated brass threads, Buna-N O-ring seal(s), (1) G1/8 male BSPP to (2) 1/4in push-to-connect. Package of 5. | Stock | 24.5
MBT14-14N | NITRA pneumatic push-to-connect fitting, branch tee, rotating, thermoplastic (PBT) body, nickel-plated brass threads, thread sealant, (1) 1/4in male NPT to (2) 1/4in push-to-connect. Package of 5. | Stock | 16.5
MBT14-14N-B | NITRA pneumatic push-to-connect fitting, branch tee, rotating, nickel-plated brass body, nickel-plated brass threads, thread sealant, (1) 1/4in male NPT to (2) 1/4in push-to-connect. Package of 5. | Stock | 26
MBT14-14R-B | NITRA pneumatic push-to-connect fitting, branch tee, rotating, nickel-plated brass body, nickel-plated brass threads, thread sealant, (1) R1/4 male BSPT to (2) 1/4in push-to-connect. Package of 5. | Stock | 26
MBT14-14G-B | NITRA pneumatic push-to-connect fitting, branch tee, rotating, nickel-plated brass body, nickel-plated brass threads, Buna-N O-ring seal(s), (1) G1/4 male BSPP to (2) 1/4in push-to-connect. Package of 5. | Stock | 26
MBT14-38N | NITRA pneumatic push-to-connect fitting, branch tee, rotating, thermoplastic (PBT) body, nickel-plated brass threads, thread sealant, (1) 3/8in male NPT to (2) 1/4in push-to-connect. Package of 5. | Stock | 23
MBT516-18N | NITRA pneumatic push-to-connect fitting, branch tee, rotating, thermoplastic (PBT) body, nickel-plated brass threads, thread sealant, (1) 1/8in male NPT to (2) 5/16in (8mm) push-to-connect. Package of 5. | Stock | 19.5
MBT516-14N | NITRA pneumatic push-to-connect fitting, branch tee, rotating, thermoplastic (PBT) body, nickel-plated brass threads, thread sealant, (1) 1/4in male NPT to (2) 5/16in (8mm) push-to-connect. Package of 5. | Stock | 19.5
MBT516-38N | NITRA pneumatic push-to-connect fitting, branch tee, rotating, thermoplastic (PBT) body, nickel-plated brass threads, thread sealant, (1) 3/8in male NPT to (2) 5/16in (8mm) push-to-connect. Package of 5. | Stock | 20.5
MBT8M-18R | NITRA pneumatic push-to-connect fitting, branch tee, rotating, thermoplastic (PBT) body, nickel-plated brass threads, thread sealant, (1) R1/8 male BSPT to (2) 5/16in (8mm) push-to-connect. Package of 5. | Stock | 21.5
MBT8M-14R | NITRA pneumatic push-to-connect fitting, branch tee, rotating, thermoplastic (PBT) body, nickel-plated brass threads, thread sealant, (1) R1/4 male BSPT to (2) 5/16in (8mm) push-to-connect. Package of 5. | Stock | 19
MBT8M-38R | NITRA pneumatic push-to-connect fitting, branch tee, rotating, thermoplastic (PBT) body, nickel-plated brass threads, thread sealant, (1) R3/8 male BSPT to (2) 5/16in (8mm) push-to-connect. Package of 5. | Stock | 22.5
MBT8M-12R | NITRA pneumatic push-to-connect fitting, branch tee, rotating, thermoplastic (PBT) body, nickel-plated brass threads, thread sealant, (1) R1/2 male BSPT to (2) 5/16in (8mm) push-to-connect. Package of 5. | Stock | 24
MBT38-18N | NITRA pneumatic push-to-connect fitting, branch tee, rotating, thermoplastic (PBT) body, nickel-plated brass threads, thread sealant, (2) 3/8in push-to-connect to (1) 1/8in male NPT. Package of 5. | Stock | 21
MBT38-14N | NITRA pneumatic push-to-connect fitting, branch tee, rotating, thermoplastic (PBT) body, nickel-plated brass threads, thread sealant, (1) 1/4in male NPT to (2) 3/8in push-to-connect. Package of 5. | Stock | 21
MBT38-14N-B | NITRA pneumatic push-to-connect fitting, branch tee, rotating, nickel-plated brass body, nickel-plated brass threads, thread sealant, (1) 1/4in male NPT to (2) 3/8in push-to-connect. Package of 5. | Stock | 38
MBT38-14R-B | NITRA pneumatic push-to-connect fitting, branch tee, rotating, nickel-plated brass body, nickel-plated brass threads, thread sealant, (1) R1/4 male BSPT to (2) 3/8in push-to-connect. Package of 5. | Stock | 38
MBT38-14G-B | NITRA pneumatic push-to-connect fitting, branch tee, rotating, nickel-plated brass body, nickel-plated brass threads, Buna-N O-ring seal(s), (1) G1/4 male BSPP to (2) 3/8in push-to-connect. Package of 5. | Stock | 38
MBT38-38N | NITRA pneumatic push-to-connect fitting, branch tee, rotating, thermoplastic (PBT) body, nickel-plated brass threads, thread sealant, (2) 3/8in push-to-connect to (1) 3/8in male NPT. Package of 5. | Stock | 21.5
MBT38-38N-B | NITRA pneumatic push-to-connect fitting, branch tee, rotating, nickel-plated brass body, nickel-plated brass threads, thread sealant, (2) 3/8in push-to-connect to (1) 3/8in male NPT. Package of 5. | Stock | 39
MBT38-12N | NITRA pneumatic push-to-connect fitting, branch tee, rotating, thermoplastic (PBT) body, nickel-plated brass threads, thread sealant, (1) 1/2in male NPT to (2) 3/8in push-to-connect. Package of 5. | Stock | 29.5
MBT10M-18R | NITRA pneumatic push-to-connect fitting, branch tee, rotating, thermoplastic (PBT) body, nickel-plated brass threads, thread sealant, (1) R1/8 male BSPT to (2) 10mm push-to-connect. Package of 5. | Stock | 24.5
MBT10M-14R | NITRA pneumatic push-to-connect fitting, branch tee, rotating, thermoplastic (PBT) body, nickel-plated brass threads, thread sealant, (1) R1/4 male BSPT to (2) 10mm push-to-connect. Package of 5. | Stock | 21.5
MBT10M-38R | NITRA pneumatic push-to-connect fitting, branch tee, rotating, thermoplastic (PBT) body, nickel-plated brass threads, thread sealant, (1) R3/8 male BSPT to (2) 10mm push-to-connect. Package of 5. | Stock | 22.5
MBT10M-12R | NITRA pneumatic push-to-connect fitting, branch tee, rotating, thermoplastic (PBT) body, nickel-plated brass threads, thread sealant, (1) R1/2 male BSPT to (2) 10mm push-to-connect. Package of 5. | Stock | 29.5
MBT12M-14R | NITRA pneumatic push-to-connect fitting, branch tee, rotating, thermoplastic (PBT) body, nickel-plated brass threads, thread sealant, (1) R1/4 male BSPT to (2) 12mm push-to-connect. Package of 5. | Stock | 29
MBT12M-38R | NITRA pneumatic push-to-connect fitting, branch tee, rotating, thermoplastic (PBT) body, nickel-plated brass threads, thread sealant, (1) R3/8 male BSPT to (2) 12mm push-to-connect. Package of 5. | Stock | 29.5
MBT12-14N | NITRA pneumatic push-to-connect fitting, branch tee, rotating, thermoplastic (PBT) body, nickel-plated brass threads, thread sealant, (1) 1/4in male NPT to (2) 1/2in push-to-connect. Package of 5. | Stock | 29.5
MBT12-38N | NITRA pneumatic push-to-connect fitting, branch tee, rotating, thermoplastic (PBT) body, nickel-plated brass threads, thread sealant, (1) 3/8in male NPT to (2) 1/2in push-to-connect. Package of 5. | Stock | 29.5
MBT12-12N | NITRA pneumatic push-to-connect fitting, branch tee, rotating, thermoplastic (PBT) body, nickel-plated brass threads, thread sealant, (1) 1/2in male NPT to (2) 1/2in push-to-connect. Package of 5. | Stock | 30.5
MBT16M-38R | NITRA pneumatic push-to-connect fitting, branch tee, rotating, thermoplastic (PBT) body, nickel-plated brass threads, thread sealant, (1) R3/8 male BSPT to (2) 16mm push-to-connect. Package of 3. | Stock | 39.5
MBT16M-12R | NITRA pneumatic push-to-connect fitting, branch tee, rotating, thermoplastic (PBT) body, nickel-plated brass threads, thread sealant, (1) R1/2 male BSPT to (2) 16mm push-to-connect. Package of 3. | Stock | 40.5
MRT18-10N | NITRA pneumatic push-to-connect fitting, run tee, rotating, thermoplastic (PBT) body, nickel-plated brass threads, Buna-N O-ring seal(s), (1) #10-32 male UNF to (2) 1/8in push-to-connect. Package of 5. | Stock | 29
MRT18-18N | NITRA pneumatic push-to-connect fitting, run tee, rotating, thermoplastic (PBT) body, nickel-plated brass threads, thread sealant, (1) 1/8in male NPT to (2) 1/8in push-to-connect. Package of 5. | Stock | 24
MRT532-18N | NITRA pneumatic push-to-connect fitting, run tee, rotating, thermoplastic (PBT) body, nickel-plated brass threads, thread sealant, (1) 1/8in male NPT to (2) 5/32in (4mm) push-to-connect. Package of 5. | Stock | 17.5
MRT532-14N | NITRA pneumatic push-to-connect fitting, run tee, rotating, thermoplastic (PBT) body, nickel-plated brass threads, thread sealant, (1) 1/4in male NPT to (2) 5/32in (4mm) push-to-connect. Package of 5. | Stock | 19
MRT14-18N | NITRA pneumatic push-to-connect fitting, run tee, rotating, thermoplastic (PBT) body, nickel-plated brass threads, thread sealant, (1) 1/8in male NPT to (2) 1/4in push-to-connect. Package of 5. | Stock | 17.5
MRT14-14N | NITRA pneumatic push-to-connect fitting, run tee, rotating, thermoplastic (PBT) body, nickel-plated brass threads, thread sealant, (1) 1/4in male NPT to (2) 1/4in push-to-connect. Package of 5. | Stock | 19
MRT14-38N | NITRA pneumatic push-to-connect fitting, run tee, rotating, thermoplastic (PBT) body, nickel-plated brass threads, thread sealant, (1) 3/8in male NPT to (2) 1/4in push-to-connect. Package of 5. | Stock | 23
MRT516-18N | NITRA pneumatic push-to-connect fitting, run tee, rotating, thermoplastic (PBT) body, nickel-plated brass threads, thread sealant, (1) 1/8in male NPT to (2) 5/16in (8mm) push-to-connect. Package of 5. | Stock | 20
MRT516-14N | NITRA pneumatic push-to-connect fitting, run tee, rotating, thermoplastic (PBT) body, nickel-plated brass threads, thread sealant, (1) 1/4in male NPT to (2) 5/16in (8mm) push-to-connect. Package of 5. | Stock | 20
MRT516-38N | NITRA pneumatic push-to-connect fitting, run tee, rotating, thermoplastic (PBT) body, nickel-plated brass threads, thread sealant, (1) 3/8in male NPT to (2) 5/16in (8mm) push-to-connect. Package of 5. | Stock | 22
MRT38-18N | NITRA pneumatic push-to-connect fitting, run tee, rotating, thermoplastic (PBT) body, nickel-plated brass threads, thread sealant, (2) 3/8in push-to-connect to (1) 1/8in male NPT. Package of 5. | Stock | 24.5
MRT38-14N | NITRA pneumatic push-to-connect fitting, run tee, rotating, thermoplastic (PBT) body, nickel-plated brass threads, thread sealant, (1) 1/4in male NPT to (2) 3/8in push-to-connect. Package of 5. | Stock | 25
MRT38-38N | NITRA pneumatic push-to-connect fitting, run tee, rotating, thermoplastic (PBT) body, nickel-plated brass threads, thread sealant, (2) 3/8in push-to-connect to (1) 3/8in male NPT. Package of 5. | Stock | 25.5
MRT38-12N | NITRA pneumatic push-to-connect fitting, run tee, rotating, thermoplastic (PBT) body, nickel-plated brass threads, thread sealant, (1) 1/2in male NPT to (2) 3/8in push-to-connect. Package of 5. | Stock | 32
MRT12-14N | NITRA pneumatic push-to-connect fitting, run tee, rotating, thermoplastic (PBT) body, nickel-plated brass threads, thread sealant, (1) 1/4in male NPT to (2) 1/2in push-to-connect. Package of 5. | Stock | 30.5
MRT12-38N | NITRA pneumatic push-to-connect fitting, run tee, rotating, thermoplastic (PBT) body, nickel-plated brass threads, thread sealant, (1) 3/8in male NPT to (2) 1/2in push-to-connect. Package of 5. | Stock | 31.5
MRT12-12N | NITRA pneumatic push-to-connect fitting, run tee, rotating, thermoplastic (PBT) body, nickel-plated brass threads, thread sealant, (1) 1/2in male NPT to (2) 1/2in push-to-connect. Package of 5. | Stock | 32.5
MRT4M-M5 | NITRA pneumatic push-to-connect fitting, run tee, rotating, thermoplastic (PBT) body, nickel-plated brass threads, Buna-N O-ring seal(s), (1) M5 x 0.8 male ISO to (2) 5/32in (4mm) push-to-connect. Package of 5. | Stock | 20
MRT4M-18R | NITRA pneumatic push-to-connect fitting, run tee, rotating, thermoplastic (PBT) body, nickel-plated brass threads, thread sealant, (1) R1/8 male BSPT to (2) 5/32in (4mm) push-to-connect. Package of 5. | Stock | 17.5
MRT4M-14R | NITRA pneumatic push-to-connect fitting, run tee, rotating, thermoplastic (PBT) body, nickel-plated brass threads, thread sealant, (1) R1/4 male BSPT to (2) 5/32in (4mm) push-to-connect. Package of 5. | Stock | 19
MRT6M-M5 | NITRA pneumatic push-to-connect fitting, run tee, rotating, thermoplastic (PBT) body, nickel-plated brass threads, Buna-N O-ring seal(s), (1) M5 x 0.8 male ISO to (2) 6mm push-to-connect. Package of 5. | Stock | 20
MRT6M-18R | NITRA pneumatic push-to-connect fitting, run tee, rotating, thermoplastic (PBT) body, nickel-plated brass threads, thread sealant, (1) R1/8 male BSPT to (2) 6mm push-to-connect. Package of 5. | Stock | 17.5
MRT8M-18R | NITRA pneumatic push-to-connect fitting, run tee, rotating, thermoplastic (PBT) body, nickel-plated brass threads, thread sealant, (1) R1/8 male BSPT to (2) 5/16in (8mm) push-to-connect. Package of 5. | Stock | 22
MRT8M-14R | NITRA pneumatic push-to-connect fitting, run tee, rotating, thermoplastic (PBT) body, nickel-plated brass threads, thread sealant, (1) R1/4 male BSPT to (2) 5/16in (8mm) push-to-connect. Package of 5. | Stock | 22.5
MRT8M-12R | NITRA pneumatic push-to-connect fitting, run tee, rotating, thermoplastic (PBT) body, nickel-plated brass threads, thread sealant, (1) R1/2 male BSPT to (2) 5/16in (8mm) push-to-connect. Package of 5. | Stock | 25
MRT10M-18R | NITRA pneumatic push-to-connect fitting, run tee, rotating, thermoplastic (PBT) body, nickel-plated brass threads, thread sealant, (1) R1/8 male BSPT to (2) 10mm push-to-connect. Package of 5. | Stock | 29
MRT10M-14R | NITRA pneumatic push-to-connect fitting, run tee, rotating, thermoplastic (PBT) body, nickel-plated brass threads, thread sealant, (1) R1/4 male BSPT to (2) 10mm push-to-connect. Package of 5. | Stock | 24.5
MRT10M-38R | NITRA pneumatic push-to-connect fitting, run tee, rotating, thermoplastic (PBT) body, nickel-plated brass threads, thread sealant, (1) R3/8 male BSPT to (2) 10mm push-to-connect. Package of 5. | Stock | 25
MRT10M-12R | NITRA pneumatic push-to-connect fitting, run tee, rotating, thermoplastic (PBT) body, nickel-plated brass threads, thread sealant, (1) R1/2 male BSPT to (2) 10mm push-to-connect. Package of 5. | Stock | 32
MRT12M-14R | NITRA pneumatic push-to-connect fitting, run tee, rotating, thermoplastic (PBT) body, nickel-plated brass threads, thread sealant, (1) R1/4 male BSPT to (2) 12mm push-to-connect. Package of 5. | Stock | 31
MRT12M-38R | NITRA pneumatic push-to-connect fitting, run tee, rotating, thermoplastic (PBT) body, nickel-plated brass threads, thread sealant, (1) R3/8 male BSPT to (2) 12mm push-to-connect. Package of 5. | Stock | 31
MRT12M-12R | NITRA pneumatic push-to-connect fitting, run tee, rotating, thermoplastic (PBT) body, nickel-plated brass threads, thread sealant, (1) R1/2 male BSPT to (2) 12mm push-to-connect. Package of 5. | Stock | 31.5
MY532-18N | NITRA pneumatic push-to-connect fitting, Y, rotating, thermoplastic (PBT) body, nickel-plated brass threads, thread sealant, (1) 1/8in male NPT to (2) 5/32in (4mm) push-to-connect. Package of 5. | Stock | 17.5
MY532-14N | NITRA pneumatic push-to-connect fitting, Y, rotating, thermoplastic (PBT) body, nickel-plated brass threads, thread sealant, (1) 1/4in male NPT to (2) 5/32in (4mm) push-to-connect. Package of 5. | Stock | 19
MY14-18N | NITRA pneumatic push-to-connect fitting, Y, rotating, thermoplastic (PBT) body, nickel-plated brass threads, thread sealant, (1) 1/8in male NPT to (2) 1/4in push-to-connect. Package of 5. | Stock | 20
MY14-14N | NITRA pneumatic push-to-connect fitting, Y, rotating, thermoplastic (PBT) body, nickel-plated brass threads, thread sealant, (1) 1/4in male NPT to (2) 1/4in push-to-connect. Package of 5. | Stock | 20.5
MY14-38N | NITRA pneumatic push-to-connect fitting, Y, rotating, thermoplastic (PBT) body, nickel-plated brass threads, thread sealant, (1) 3/8in male NPT to (2) 1/4in push-to-connect. Package of 5. | Stock | 23
MY516-18N | NITRA pneumatic push-to-connect fitting, Y, rotating, thermoplastic (PBT) body, nickel-plated brass threads, thread sealant, (1) 1/8in male NPT to (2) 5/16in (8mm) push-to-connect. Package of 5. | Stock | 20.5
MY516-14N | NITRA pneumatic push-to-connect fitting, Y, rotating, thermoplastic (PBT) body, nickel-plated brass threads, thread sealant, (1) 1/4in male NPT to (2) 5/16in (8mm) push-to-connect. Package of 5. | Stock | 20.5
MY516-38N | NITRA pneumatic push-to-connect fitting, Y, rotating, thermoplastic (PBT) body, nickel-plated brass threads, thread sealant, (1) 3/8in male NPT to (2) 5/16in (8mm) push-to-connect. Package of 5. | Stock | 22.5
MY38-18N | NITRA pneumatic push-to-connect fitting, Y, rotating, thermoplastic (PBT) body, nickel-plated brass threads, thread sealant, (2) 3/8in push-to-connect to (1) 1/8in male NPT. Package of 5. | Stock | 24.5
MY38-14N | NITRA pneumatic push-to-connect fitting, Y, rotating, thermoplastic (PBT) body, nickel-plated brass threads, thread sealant, (1) 1/4in male NPT to (2) 3/8in push-to-connect. Package of 5. | Stock | 25
MY38-38N | NITRA pneumatic push-to-connect fitting, Y, rotating, thermoplastic (PBT) body, nickel-plated brass threads, thread sealant, (2) 3/8in push-to-connect to (1) 3/8in male NPT. Package of 5. | Stock | 25.5
MY38-12N | NITRA pneumatic push-to-connect fitting, Y, rotating, thermoplastic (PBT) body, nickel-plated brass threads, thread sealant, (1) 1/2in male NPT to (2) 3/8in push-to-connect. Package of 5. | Stock | 31.5
MY12-14N | NITRA pneumatic push-to-connect fitting, Y, rotating, thermoplastic (PBT) body, nickel-plated brass threads, thread sealant, (1) 1/8in male NPT to (2) 1/2in push-to-connect. Package of 5. | Stock | 30
MY12-38N | NITRA pneumatic push-to-connect fitting, Y, rotating, thermoplastic (PBT) body, nickel-plated brass threads, thread sealant, (1) 3/8in male NPT to (2) 1/2in push-to-connect. Package of 5. | Stock | 32
MY12-12N | NITRA pneumatic push-to-connect fitting, Y, rotating, thermoplastic (PBT) body, nickel-plated brass threads, thread sealant, (1) 1/4in male NPT to (2) 1/2in push-to-connect. Package of 5. | Stock | 33.5
MY4M-M5 | NITRA pneumatic push-to-connect fitting, Y, rotating, thermoplastic (PBT) body, nickel-plated brass threads, Buna-N O-ring seal(s), (1) M5 x 0.8 male ISO to (2) 5/32in (4mm) push-to-connect. Package of 5. | Stock | 20
MY4M-18R | NITRA pneumatic push-to-connect fitting, Y, rotating, thermoplastic (PBT) body, nickel-plated brass threads, thread sealant, (1) R1/8 male BSPT to (2) 5/32in (4mm) push-to-connect. Package of 5. | Stock | 17.5
MY4M-14R | NITRA pneumatic push-to-connect fitting, Y, rotating, thermoplastic (PBT) body, nickel-plated brass threads, thread sealant, (1) R1/4 male BSPT to (2) 5/32in (4mm) push-to-connect. Package of 5. | Stock | 18.5
MY6M-M5 | NITRA pneumatic push-to-connect fitting, Y, rotating, thermoplastic (PBT) body, nickel-plated brass threads, Buna-N O-ring seal(s), (1) M5 x 0.8 male ISO to (2) 6mm push-to-connect. Package of 5. | Stock | 20.5
MY6M-18R | NITRA pneumatic push-to-connect fitting, Y, rotating, thermoplastic (PBT) body, nickel-plated brass threads, thread sealant, (1) R1/8 male BSPT to (2) 6mm push-to-connect. Package of 5. | Stock | 20
MY6M-14R | NITRA pneumatic push-to-connect fitting, Y, rotating, thermoplastic (PBT) body, nickel-plated brass threads, thread sealant, (1) R1/4 male BSPT to (2) 6mm push-to-connect. Package of 5. | Stock | 20
MY6M-38R | NITRA pneumatic push-to-connect fitting, Y, rotating, thermoplastic (PBT) body, nickel-plated brass threads, thread sealant, (1) R3/8 male BSPT to (2) 6mm push-to-connect. Package of 5. | Stock | 22.5
MY8M-18R | NITRA pneumatic push-to-connect fitting, Y, rotating, thermoplastic (PBT) body, nickel-plated brass threads, thread sealant, (1) R1/8 male BSPT to (2) 5/16in (8mm) push-to-connect. Package of 5. | Stock | 24
MY8M-14R | NITRA pneumatic push-to-connect fitting, Y, rotating, thermoplastic (PBT) body, nickel-plated brass threads, thread sealant, (1) R1/4 male BSPT to (2) 5/16in (8mm) push-to-connect. Package of 5. | Stock | 23
MY8M-38R | NITRA pneumatic push-to-connect fitting, Y, rotating, thermoplastic (PBT) body, nickel-plated brass threads, thread sealant, (1) R3/8 male BSPT to (2) 5/16in (8mm) push-to-connect. Package of 5. | Stock | 24
MY8M-12R | NITRA pneumatic push-to-connect fitting, Y, rotating, thermoplastic (PBT) body, nickel-plated brass threads, thread sealant, (1) R1/2 male BSPT to (2) 5/16in (8mm) push-to-connect. Package of 5. | Stock | 25
MY10M-18R | NITRA pneumatic push-to-connect fitting, Y, rotating, thermoplastic (PBT) body, nickel-plated brass threads, thread sealant, (1) R1/8 male BSPT to (2) 10mm push-to-connect. Package of 5. | Stock | 28.5
MY10M-14R | NITRA pneumatic push-to-connect fitting, Y, rotating, thermoplastic (PBT) body, nickel-plated brass threads, thread sealant, (1) R1/4 male BSPT to (2) 10mm push-to-connect. Package of 5. | Stock | 25.5
MY10M-38R | NITRA pneumatic push-to-connect fitting, Y, rotating, thermoplastic (PBT) body, nickel-plated brass threads, thread sealant, (1) R3/8 male BSPT to (2) 10mm push-to-connect. Package of 5. | Stock | 25.5
MY10M-12R | NITRA pneumatic push-to-connect fitting, Y, rotating, thermoplastic (PBT) body, nickel-plated brass threads, thread sealant, (1) R1/2 male BSPT to (2) 10mm push-to-connect. Package of 5. | Stock | 31
MY12M-12R | NITRA pneumatic push-to-connect fitting, Y, rotating, thermoplastic (PBT) body, nickel-plated brass threads, thread sealant, (1) R1/2 male BSPT to (2) 12mm push-to-connect. Package of 5. | Stock | 32.5
FB532-18N | NITRA pneumatic push-to-connect fitting, bulkhead, nickel-plated brass body, nickel-plated brass threads, (1) 1/8in female NPT to (1) 5/32in (4mm) push-to-connect. Package of 5. | Stock | 23
FB14-18N | NITRA pneumatic push-to-connect fitting, bulkhead, nickel-plated brass body, nickel-plated brass threads, (1) 1/8in female NPT to (1) 1/4in push-to-connect. Package of 5. | Stock | 24
FB14-14N | NITRA pneumatic push-to-connect fitting, bulkhead, nickel-plated brass body, nickel-plated brass threads, (1) 1/4in female NPT to (1) 1/4in push-to-connect. Package of 5. | Stock | 24
FB516-14N | NITRA pneumatic push-to-connect fitting, bulkhead, nickel-plated brass body, nickel-plated brass threads, (1) 1/4in female NPT to (1) 5/16in (8mm) push-to-connect. Package of 5. | Stock | 27.5
FB516-38N | NITRA pneumatic push-to-connect fitting, bulkhead, nickel-plated brass body, nickel-plated brass threads, (1) 3/8in female NPT to (1) 5/16in (8mm) push-to-connect. Package of 5. | Stock | 28.5
FB38-14N | NITRA pneumatic push-to-connect fitting, bulkhead, nickel-plated brass body, nickel-plated brass threads, (1) 1/4in female NPT to (1) 3/8in push-to-connect. Package of 5. | Stock | 38
FB38-38N | NITRA pneumatic push-to-connect fitting, bulkhead, nickel-plated brass body, nickel-plated brass threads, (1) 3/8in female NPT to (1) 3/8in push-to-connect. Package of 5. | Stock | 38.5
FB12-14N | NITRA pneumatic push-to-connect fitting, bulkhead, nickel-plated brass body, nickel-plated brass threads, (1) 1/4in female NPT to (1) 1/2in push-to-connect. Package of 5. | Stock | 40.5
FB12-38N | NITRA pneumatic push-to-connect fitting, bulkhead, nickel-plated brass body, nickel-plated brass threads, (1) 3/8in female NPT to (1) 1/2in push-to-connect. Package of 5. | Stock | 42
FB12-12N | NITRA pneumatic push-to-connect fitting, bulkhead, nickel-plated brass body, nickel-plated brass threads, (1) 1/2in female NPT to (1) 1/2in push-to-connect. Package of 5. | Stock | 48
FB4M-18R | NITRA pneumatic push-to-connect fitting, bulkhead, nickel-plated brass body, nickel-plated brass threads, (1) R1/8 female BSPT to (1) 5/32in (4mm) push-to-connect. Package of 5. | Stock | 23
FB4M-14R | NITRA pneumatic push-to-connect fitting, bulkhead, nickel-plated brass body, nickel-plated brass threads, (1) R1/4 female BSPT to (1) 5/32in (4mm) push-to-connect. Package of 5. | Stock | 24
FB6M-18R | NITRA pneumatic push-to-connect fitting, bulkhead, nickel-plated brass body, nickel-plated brass threads, (1) R1/8 female BSPT to (1) 6mm push-to-connect. Package of 5. | Stock | 23.5
FB6M-14R | NITRA pneumatic push-to-connect fitting, bulkhead, nickel-plated brass body, nickel-plated brass threads, (1) R1/4 female BSPT to (1) 6mm push-to-connect. Package of 5. | Stock | 23.5
FB6M-38R | NITRA pneumatic push-to-connect fitting, bulkhead, nickel-plated brass body, nickel-plated brass threads, (1) R3/8 female BSPT to (1) 6mm push-to-connect. Package of 5. | Stock | 37.5
FB8M-18R | NITRA pneumatic push-to-connect fitting, bulkhead, nickel-plated brass body, nickel-plated brass threads, (1) R1/8 female BSPT to (1) 5/16in (8mm) push-to-connect. Package of 5. | Stock | 30.5
FB8M-14R | NITRA pneumatic push-to-connect fitting, bulkhead, nickel-plated brass body, nickel-plated brass threads, (1) R1/4 female BSPT to (1) 5/16in (8mm) push-to-connect. Package of 5. | Stock | 31
FB8M-38R | NITRA pneumatic push-to-connect fitting, bulkhead, nickel-plated brass body, nickel-plated brass threads, (1) R3/8 female BSPT to (1) 5/16in (8mm) push-to-connect. Package of 5. | Stock | 31
FB8M-12R | NITRA pneumatic push-to-connect fitting, bulkhead, nickel-plated brass body, nickel-plated brass threads, (1) R1/2 female BSPT to (1) 5/16in (8mm) push-to-connect. Package of 5. | Stock | 32.5
FB10M-18R | NITRA pneumatic push-to-connect fitting, bulkhead, nickel-plated brass body, nickel-plated brass threads, (1) R1/8 female BSPT to (1) 10mm push-to-connect. Package of 5. | Stock | 38
FB10M-14R | NITRA pneumatic push-to-connect fitting, bulkhead, nickel-plated brass body, nickel-plated brass threads, (1) R1/4 female BSPT to (1) 10mm push-to-connect. Package of 5. | Stock | 38.5
FB10M-38R | NITRA pneumatic push-to-connect fitting, bulkhead, nickel-plated brass body, nickel-plated brass threads, (1) R3/8 female BSPT to (1) 10mm push-to-connect. Package of 5. | Stock | 39.5
FB10M-12R | NITRA pneumatic push-to-connect fitting, bulkhead, nickel-plated brass body, nickel-plated brass threads, (1) R1/2 female BSPT to (1) 10mm push-to-connect. Package of 5. | Stock | 40
FB12M-14R | NITRA pneumatic push-to-connect fitting, bulkhead, nickel-plated brass body, nickel-plated brass threads, (1) R1/4 female BSPT to (1) 12mm push-to-connect. Package of 5. | Stock | 41
FB12M-38R | NITRA pneumatic push-to-connect fitting, bulkhead, nickel-plated brass body, nickel-plated brass threads, (1) R1/8 female BSPT to (1) 12mm push-to-connect. Package of 5. | Stock | 41
FB12M-12R | NITRA pneumatic push-to-connect fitting, bulkhead, nickel-plated brass body, nickel-plated brass threads, (1) R1/2 female BSPT to (1) 12mm push-to-connect. Package of 5. | Stock | 48
SA532-10N | NITRA pneumatic push-to-connect fitting, stem adapter, nickel-plated brass body, Buna-N O-ring seal(s), (1) #10-32 male UNF to (1) 5/32in (4mm) plug-in. Package of 5. | Stock | 4.25
SA532-18N | NITRA pneumatic push-to-connect fitting, stem adapter, nickel-plated brass body, (1) 1/8in male NPT to (1) 5/32in (4mm) plug-in. Package of 5. | Stock | 4.5
SA532-14N | NITRA pneumatic push-to-connect fitting, stem adapter, nickel-plated brass body, (1) 1/4in male NPT to (1) 5/32in (4mm) plug-in. Package of 5. | Stock | 7
SA14-10N | NITRA pneumatic push-to-connect fitting, stem adapter, nickel-plated brass body, Buna-N O-ring seal(s), (1) #10-32 male UNF to (1) 1/4in plug-in. Package of 5. | Stock | 6
SA14-18N | NITRA pneumatic push-to-connect fitting, stem adapter, nickel-plated brass body, (1) 1/8in male NPT to (1) 1/4in plug-in. Package of 5. | Stock | 4.25
SA14-14N | NITRA pneumatic push-to-connect fitting, stem adapter, nickel-plated brass body, (1) 1/4in male NPT to (1) 1/4in plug-in. Package of 5. | Stock | 4.5
SA14-38N | NITRA pneumatic push-to-connect fitting, stem adapter, nickel-plated brass body, (1) 3/8in male NPT to (1) 1/4in plug-in. Package of 5. | Stock | 5
SA516-18N | NITRA pneumatic push-to-connect fitting, stem adapter, nickel-plated brass body, (1) 1/8in male NPT to (1) 5/16in (8mm) plug-in. Package of 5. | Stock | 4.25
SA516-14N | NITRA pneumatic push-to-connect fitting, stem adapter, nickel-plated brass body, (1) 1/4in male NPT to (1) 5/16in (8mm) plug-in. Package of 5. | Stock | 4.5
SA516-38N | NITRA pneumatic push-to-connect fitting, stem adapter, nickel-plated brass body, (1) 3/8in male NPT to (1) 5/16in (8mm) plug-in. Package of 5. | Stock | 7.5
US18 | NITRA pneumatic push-to-connect fitting, union straight, thermoplastic (PBT) body, (1) 1/8in push-to-connect to (1) 1/8in push-to-connect. Package of 5. | Stock | 10.5
US532 | NITRA pneumatic push-to-connect fitting, union straight, thermoplastic (PBT) body, (1) 5/32in (4mm) push-to-connect to (1) 5/32in (4mm) push-to-connect. Package of 5. | Stock | 9.5
US532-B | NITRA pneumatic push-to-connect fitting, union straight, nickel-plated brass body, (1) 5/32in (4mm) push-to-connect to (1) 5/32in (4mm) push-to-connect. Package of 5. | Stock | 12.5
US532-SS | NITRA pneumatic push-to-connect fitting, union straight, 316 stainless steel body, (1) 5/32in (4mm) push-to-connect to (1) 5/32in (4mm) push-to-connect. | Stock | 20
US6M | NITRA pneumatic push-to-connect fitting, union straight, thermoplastic (PBT) body, (1) 6mm push-to-connect to (1) 6mm push-to-connect. Package of 5. | Stock | 10
US6M-B | NITRA pneumatic push-to-connect fitting, union straight, nickel-plated brass body, (1) 6mm push-to-connect to (1) 6mm push-to-connect. Package of 5. | Stock | 14.5
US6M-SS | NITRA pneumatic push-to-connect fitting, union straight, 316 stainless steel body, (1) 6mm push-to-connect to (1) 6mm push-to-connect. | Stock | 21.5
US14 | NITRA pneumatic push-to-connect fitting, union straight, thermoplastic (PBT) body, (1) 1/4in push-to-connect to (1) 1/4in push-to-connect. Package of 5. | Stock | 10
US14-B | NITRA pneumatic push-to-connect fitting, union straight, nickel-plated brass body, (1) 1/4in push-to-connect to (1) 1/4in push-to-connect. Package of 5. | Stock | 15
US14-SS | NITRA pneumatic push-to-connect fitting, union straight, 316 stainless steel body, (1) 1/4in push-to-connect to (1) 1/4in push-to-connect. | Stock | 21.5
US8M | NITRA pneumatic push-to-connect fitting, union straight, thermoplastic (PBT) body, (1) 5/16in (8mm) push-to-connect to (1) 5/16in (8mm) push-to-connect. Package of 5. | Stock | 11.5
US8M-B | NITRA pneumatic push-to-connect fitting, union straight, nickel-plated brass body, (1) 5/16in (8mm) push-to-connect to (1) 5/16in (8mm) push-to-connect. Package of 5. | Stock | 18
US8M-SS | NITRA pneumatic push-to-connect fitting, union straight, 316 stainless steel body, (1) 5/16in (8mm) push-to-connect to (1) 5/16in (8mm) push-to-connect. | Stock | 23
US38 | NITRA pneumatic push-to-connect fitting, union straight, thermoplastic (PBT) body, (1) 3/8in push-to-connect to (1) 3/8in push-to-connect. Package of 5. | Stock | 13
US38-B | NITRA pneumatic push-to-connect fitting, union straight, nickel-plated brass body, (1) 3/8in push-to-connect to (1) 3/8in push-to-connect. Package of 5. | Stock | 22
US38-SS | NITRA pneumatic push-to-connect fitting, union straight, 316 stainless steel body, (1) 3/8in push-to-connect to (1) 3/8in push-to-connect. | Stock | 30.5
US10M | NITRA pneumatic push-to-connect fitting, union straight, thermoplastic (PBT) body, (1) 10mm push-to-connect to (1) 10mm push-to-connect. Package of 5. | Stock | 13
US10M-B | NITRA pneumatic push-to-connect fitting, union straight, nickel-plated brass body, (1) 10mm push-to-connect to (1) 10mm push-to-connect. Package of 5. | Stock | 19.5
US12M | NITRA pneumatic push-to-connect fitting, union straight, thermoplastic (PBT) body, (1) 12mm push-to-connect to (1) 12mm push-to-connect. Package of 5. | Stock | 15.5
US12 | NITRA pneumatic push-to-connect fitting, union straight, thermoplastic (PBT) body, (1) 1/2in push-to-connect to (1) 1/2in push-to-connect. Package of 5. | Stock | 16
US12-B | NITRA pneumatic push-to-connect fitting, union straight, nickel-plated brass body, (1) 1/2in push-to-connect to (1) 1/2in push-to-connect. Package of 5. | Stock | 26
US12-SS | NITRA pneumatic push-to-connect fitting, union straight, 316 stainless steel body, (1) 1/2in push-to-connect to (1) 1/2in push-to-connect. | Stock | 38
US16M | NITRA pneumatic push-to-connect fitting, union straight, thermoplastic (PBT) body, (1) 16mm push-to-connect to (1) 16mm push-to-connect. Package of 5. | Stock | 33.5
UR532-18 | NITRA pneumatic push-to-connect fitting, union straight reducer, thermoplastic (PBT) body, (1) 5/32in (4mm) push-to-connect to (1) 1/8in push-to-connect. Package of 5. | Stock | 12.5
UR6M-4M | NITRA pneumatic push-to-connect fitting, union straight reducer, thermoplastic (PBT) body, (1) 6mm push-to-connect to (1) 5/32in (4mm) push-to-connect. Package of 5. | Stock | 13.5
UR6M-4M-B | NITRA pneumatic push-to-connect fitting, union straight reducer, nickel-plated brass body, (1) 6mm push-to-connect to (1) 5/32in (4mm) push-to-connect. Package of 5. | Stock | 15.5
UR6M-4M-SS | NITRA pneumatic push-to-connect fitting, union straight reducer, 316 stainless steel body, (1) 6mm push-to-connect to (1) 5/32in (4mm) push-to-connect. | Stock | 20.5
UR14-18 | NITRA pneumatic push-to-connect fitting, union straight reducer, thermoplastic (PBT) body, (1) 1/4in push-to-connect to (1) 1/8in push-to-connect. Package of 5. | Stock | 13
UR14-532 | NITRA pneumatic push-to-connect fitting, union straight reducer, thermoplastic (PBT) body, (1) 1/4in push-to-connect to (1) 5/32in (4mm) push-to-connect. Package of 5. | Stock | 11.5
UR14-532-B | NITRA pneumatic push-to-connect fitting, union straight reducer, nickel-plated brass body, (1) 1/4in push-to-connect to (1) 5/32in (4mm) push-to-connect. Package of 5. | Stock | 15.5
UR14-6M-B | NITRA pneumatic push-to-connect fitting, union straight reducer, nickel-plated brass body, (1) 1/4in push-to-connect to (1) 6mm push-to-connect. Package of 5. | Stock | 15.5
UR516-14 | NITRA pneumatic push-to-connect fitting, union straight reducer, thermoplastic (PBT) body, (1) 5/16in (8mm) push-to-connect to (1) 1/4in push-to-connect. Package of 5. | Stock | 10.5
UR516-14-B | NITRA pneumatic push-to-connect fitting, union straight reducer, nickel-plated brass body, (1) 5/16in (8mm) push-to-connect to (1) 1/4in push-to-connect. Package of 5. | Stock | 22
UR8M-6M | NITRA pneumatic push-to-connect fitting, union straight reducer, thermoplastic (PBT) body, (1) 5/16in (8mm) push-to-connect to (1) 6mm push-to-connect. Package of 5. | Stock | 14.5
UR8M-6M-B | NITRA pneumatic push-to-connect fitting, union straight reducer, nickel-plated brass body, (1) 5/16in (8mm) push-to-connect to (1) 6mm push-to-connect. Package of 5. | Stock | 22
UR8M-6M-SS | NITRA pneumatic push-to-connect fitting, union straight reducer, 316 stainless steel body, (1) 5/16in (8mm) push-to-connect to (1) 6mm push-to-connect. | Stock | 24.5
UR38-6M-B | NITRA pneumatic push-to-connect fitting, union straight reducer, nickel-plated brass body, (1) 3/8in push-to-connect to (1) 6mm push-to-connect. Package of 5. | Stock | 26.5
UR38-14 | NITRA pneumatic push-to-connect fitting, union straight reducer, thermoplastic (PBT) body, (1) 3/8in push-to-connect to (1) 1/4in push-to-connect. Package of 5. | Stock | 14.5
UR38-14-B | NITRA pneumatic push-to-connect fitting, union straight reducer, nickel-plated brass body, (1) 3/8in push-to-connect to (1) 1/4in push-to-connect. Package of 5. | Stock | 26.5
UR38-14-SS | NITRA pneumatic push-to-connect fitting, union straight reducer, 316 stainless steel body, (1) 3/8in push-to-connect to (1) 1/4in push-to-connect. | Stock | 31.5
UR38-516 | NITRA pneumatic push-to-connect fitting, union straight reducer, thermoplastic (PBT) body, (1) 3/8in push-to-connect to (1) 5/16in (8mm) push-to-connect. Package of 5. | Stock | 13.5
UR38-516-B | NITRA pneumatic push-to-connect fitting, union straight reducer, nickel-plated brass body, (1) 3/8in push-to-connect to (1) 5/16in (8mm) push-to-connect. Package of 5. | Stock | 26.5
UR38-10M-B | NITRA pneumatic push-to-connect fitting, union straight reducer, nickel-plated brass body, (1) 10mm push-to-connect to (1) 3/8in push-to-connect. Package of 5. | Stock | 27
UR10M-8M | NITRA pneumatic push-to-connect fitting, union straight reducer, thermoplastic (PBT) body, (1) 10mm push-to-connect to (1) 5/16in (8mm) push-to-connect. Package of 5. | Stock | 14.5
UR12M-10M | NITRA pneumatic push-to-connect fitting, union straight reducer, thermoplastic (PBT) body, (1) 12mm push-to-connect to (1) 10mm push-to-connect. Package of 5. | Stock | 20
UR12-38 | NITRA pneumatic push-to-connect fitting, union straight reducer, thermoplastic (PBT) body, (1) 1/2in push-to-connect to (1) 3/8in push-to-connect. Package of 5. | Stock | 21
UR12-38-SS | NITRA pneumatic push-to-connect fitting, union straight reducer, 316 stainless steel body, (1) 1/2in push-to-connect to (1) 3/8in push-to-connect. | Stock | 40
UR16M-12M | NITRA pneumatic push-to-connect fitting, union straight reducer, thermoplastic (PBT) body, (1) 16mm push-to-connect to (1) 12mm push-to-connect. Package of 5. | Stock | 25.5
UT18 | NITRA pneumatic push-to-connect fitting, union tee, thermoplastic (PBT) body, (3) 1/8in push-to-connect connection(s). Package of 5. | Stock | 18.5
UT532 | NITRA pneumatic push-to-connect fitting, union tee, thermoplastic (PBT) body, (3) 5/32in (4mm) push-to-connect connection(s). Package of 5. | Stock | 13
UT532-B | NITRA pneumatic push-to-connect fitting, union tee, nickel-plated brass body, (3) 5/32in (4mm) push-to-connect connection(s). Package of 5. | Stock | 21
UT532-SS | NITRA pneumatic push-to-connect fitting, union tee, 316 stainless steel body, (3) 5/32in (4mm) push-to-connect connection(s). | Stock | 30
UT6M | NITRA pneumatic push-to-connect fitting, union tee, thermoplastic (PBT) body, (3) 6mm push-to-connect connection(s). Package of 5. | Stock | 13
UT6M-B | NITRA pneumatic push-to-connect fitting, union tee, nickel-plated brass body, (3) 6mm push-to-connect connection(s). Package of 5. | Stock | 24
UT6M-SS | NITRA pneumatic push-to-connect fitting, union tee, 316 stainless steel body, (3) 6mm push-to-connect connection(s). | Stock | 32.5
UT14 | NITRA pneumatic push-to-connect fitting, union tee, thermoplastic (PBT) body, (3) 1/4in push-to-connect connection(s). Package of 5. | Stock | 13.5
UT14-B | NITRA pneumatic push-to-connect fitting, union tee, nickel-plated brass body, (3) 1/4in push-to-connect connection(s). Package of 5. | Stock | 24
UT14-SS | NITRA pneumatic push-to-connect fitting, union tee, 316 stainless steel body, (3) 1/4in push-to-connect connection(s). | Stock | 37.5
UT8M | NITRA pneumatic push-to-connect fitting, union tee, thermoplastic (PBT) body, (3) 5/16in (8mm) push-to-connect connection(s). Package of 5. | Stock | 14.5
UT8M-B | NITRA pneumatic push-to-connect fitting, union tee, nickel-plated brass body, (3) 5/16in (8mm) push-to-connect connection(s). Package of 5. | Stock | 27
UT8M-SS | NITRA pneumatic push-to-connect fitting, union tee, 316 stainless steel body, (3) 5/16in (8mm) push-to-connect connection(s). | Stock | 39.5
UT38 | NITRA pneumatic push-to-connect fitting, union tee, thermoplastic (PBT) body, (3) 3/8in push-to-connect connection(s). Package of 5. | Stock | 15.5
UT38-B | NITRA pneumatic push-to-connect fitting, union tee, nickel-plated brass body, (3) 3/8in push-to-connect connection(s). Package of 5. | Stock | 34
UT38-SS | NITRA pneumatic push-to-connect fitting, union tee, 316 stainless steel body, (3) 3/8in push-to-connect connection(s). | Stock | 52
UT10M | NITRA pneumatic push-to-connect fitting, union tee, thermoplastic (PBT) body, (3) 10mm push-to-connect connection(s). Package of 5. | Stock | 16
UT10M-SS | NITRA pneumatic push-to-connect fitting, union tee, 316 stainless steel body, (3) 10mm push-to-connect connection(s). | Stock | 52
UT12M | NITRA pneumatic push-to-connect fitting, union tee, thermoplastic (PBT) body, (3) 12mm push-to-connect connection(s). Package of 5. | Stock | 21
UT12 | NITRA pneumatic push-to-connect fitting, union tee, thermoplastic (PBT) body, (3) 1/2in push-to-connect connection(s). Package of 5. | Stock | 21.5
UT12-SS | NITRA pneumatic push-to-connect fitting, union tee, 316 stainless steel body, (3) 1/2in push-to-connect connection(s). | Stock | 73
UT16M | NITRA pneumatic push-to-connect fitting, union tee, thermoplastic (PBT) body, (3) 16mm push-to-connect connection(s). Package of 3. | Stock | 31
UTR14-532 | NITRA pneumatic push-to-connect fitting, union tee reducer, thermoplastic (PBT) body, (2) 1/4in push-to-connect to (1) 5/32in (4mm) push-to-connect. Package of 5. | Stock | 13
UTR516-14 | NITRA pneumatic push-to-connect fitting, union tee reducer, thermoplastic (PBT) body, (2) 5/16in (8mm) push-to-connect to (1) 1/4in push-to-connect. Package of 5. | Stock | 13.5
UTR38-14 | NITRA pneumatic push-to-connect fitting, union tee reducer, thermoplastic (PBT) body, (2) 3/8in push-to-connect to (1) 1/4in push-to-connect. Package of 5. | Stock | 16
UTR38-516 | NITRA pneumatic push-to-connect fitting, union tee reducer, thermoplastic (PBT) body, (2) 3/8in push-to-connect to (1) 5/16in (8mm) push-to-connect. Package of 5. | Stock | 15
UTR12-38 | NITRA pneumatic push-to-connect fitting, union tee reducer, thermoplastic (PBT) body, (2) 1/2in push-to-connect to (1) 3/8in push-to-connect. Package of 5. | Stock | 22
UTR6M-4M | NITRA pneumatic push-to-connect fitting, union tee reducer, thermoplastic (PBT) body, (2) 6mm push-to-connect to (1) 5/32in (4mm) push-to-connect. Package of 5. | Stock | 13.5
UTR8M-6M | NITRA pneumatic push-to-connect fitting, union tee reducer, thermoplastic (PBT) body, (2) 5/16in (8mm) push-to-connect to (1) 6mm push-to-connect. Package of 5. | Stock | 15.5
UTR10M-8M | NITRA pneumatic push-to-connect fitting, union tee reducer, thermoplastic (PBT) body, (2) 10mm push-to-connect to (1) 5/16in (8mm) push-to-connect. Package of 5. | Stock | 17.5
UTR12M-10M | NITRA pneumatic push-to-connect fitting, union tee reducer, thermoplastic (PBT) body, (2) 12mm push-to-connect to (1) 10mm push-to-connect. Package of 5. | Stock | 23
UTR16M-10M | NITRA pneumatic push-to-connect fitting, union tee reducer, thermoplastic (PBT) body, (2) 16mm push-to-connect to (1) 10mm push-to-connect. Package of 3. | Stock | 30.5
UTR16M-12M | NITRA pneumatic push-to-connect fitting, union tee reducer, thermoplastic (PBT) body, (2) 16mm push-to-connect to (1) 12mm push-to-connect. Package of 3. | Stock | 31
UL18 | NITRA pneumatic push-to-connect fitting, union elbow, thermoplastic (PBT) body, (1) 1/8in push-to-connect to (1) 1/8in push-to-connect. Package of 5. | Stock | 10.5
UL532 | NITRA pneumatic push-to-connect fitting, union elbow, thermoplastic (PBT) body, (1) 5/32in (4mm) push-to-connect to (1) 5/32in (4mm) push-to-connect. Package of 5. | Stock | 8.25
UL532-B | NITRA pneumatic push-to-connect fitting, union elbow, nickel-plated brass body, (1) 5/32in (4mm) push-to-connect to (1) 5/32in (4mm) push-to-connect. Package of 5. | Stock | 15.5
UL532-SS | NITRA pneumatic push-to-connect fitting, union elbow, 316 stainless steel body, (1) 5/32in (4mm) push-to-connect to (1) 5/32in (4mm) push-to-connect. | Stock | 24
UL6M | NITRA pneumatic push-to-connect fitting, union elbow, thermoplastic (PBT) body, (1) 6mm push-to-connect to (1) 6mm push-to-connect. Package of 5. | Stock | 8.75
UL6M-B | NITRA pneumatic push-to-connect fitting, union elbow, nickel-plated brass body, (1) 6mm push-to-connect to (1) 6mm push-to-connect. Package of 5. | Stock | 17
UL6M-SS | NITRA pneumatic push-to-connect fitting, union elbow, 316 stainless steel body, (1) 6mm push-to-connect to (1) 6mm push-to-connect. | Stock | 25
UL14 | NITRA pneumatic push-to-connect fitting, union elbow, thermoplastic (PBT) body, (1) 1/4in push-to-connect to (1) 1/4in push-to-connect. Package of 5. | Stock | 9.5
UL14-B | NITRA pneumatic push-to-connect fitting, union elbow, nickel-plated brass body, (1) 1/4in push-to-connect to (1) 1/4in push-to-connect. Package of 5. | Stock | 17
UL14-SS | NITRA pneumatic push-to-connect fitting, union elbow, 316 stainless steel body, (1) 1/4in push-to-connect to (1) 1/4in push-to-connect. | Stock | 24
UL8M | NITRA pneumatic push-to-connect fitting, union elbow, thermoplastic (PBT) body, (1) 5/16in (8mm) push-to-connect to (1) 5/16in (8mm) push-to-connect. Package of 5. | Stock | 11
UL8M-B | NITRA pneumatic push-to-connect fitting, union elbow, nickel-plated brass body, (1) 5/16in (8mm) push-to-connect to (1) 5/16in (8mm) push-to-connect. Package of 5. | Stock | 19.5
UL38 | NITRA pneumatic push-to-connect fitting, union elbow, thermoplastic (PBT) body, (1) 3/8in push-to-connect to (1) 3/8in push-to-connect. Package of 5. | Stock | 13
UL38-B | NITRA pneumatic push-to-connect fitting, union elbow, nickel-plated brass body, (1) 3/8in push-to-connect to (1) 3/8in push-to-connect. Package of 5. | Stock | 24.5
UL38-SS | NITRA pneumatic push-to-connect fitting, union elbow, 316 stainless steel body, (1) 3/8in push-to-connect to (1) 3/8in push-to-connect. | Stock | 40
UL10M | NITRA pneumatic push-to-connect fitting, union elbow, thermoplastic (PBT) body, (1) 10mm push-to-connect to (1) 10mm push-to-connect. Package of 5. | Stock | 13.5
UL10M-SS | NITRA pneumatic push-to-connect fitting, union elbow, 316 stainless steel body, (1) 10mm push-to-connect to (1) 10mm push-to-connect. | Stock | 40
UL12M | NITRA pneumatic push-to-connect fitting, union elbow, thermoplastic (PBT) body, (1) 12mm push-to-connect to (1) 12mm push-to-connect. Package of 5. | Stock | 13.5
UL12 | NITRA pneumatic push-to-connect fitting, union elbow, thermoplastic (PBT) body, (1) 1/2in push-to-connect to (1) 1/2in push-to-connect. Package of 5. | Stock | 14.5
UL12-SS | NITRA pneumatic push-to-connect fitting, union elbow, 316 stainless steel body, (1) 1/2in push-to-connect to (1) 1/2in push-to-connect. | Stock | 53
UL16M | NITRA pneumatic push-to-connect fitting, union elbow, thermoplastic (PBT) body, (1) 16mm push-to-connect to (1) 16mm push-to-connect. Package of 5. | Stock | 33.5
UY18 | NITRA pneumatic push-to-connect fitting, union Y, thermoplastic (PBT) body, (3) 1/8in push-to-connect connection(s). Package of 5. | Stock | 22
UY532 | NITRA pneumatic push-to-connect fitting, union Y, thermoplastic (PBT) body, (3) 5/32in (4mm) push-to-connect connection(s). Package of 5. | Stock | 14.5
UY532-B | NITRA pneumatic push-to-connect fitting, union Y, nickel-plated brass body, (3) 5/32in (4mm) push-to-connect connection(s). Package of 5. | Stock | 44.5
UY6M | NITRA pneumatic push-to-connect fitting, union Y, thermoplastic (PBT) body, (3) 6mm push-to-connect connection(s). Package of 5. | Stock | 13.5
UY6M-B | NITRA pneumatic push-to-connect fitting, union Y, nickel-plated brass body, (3) 6mm push-to-connect connection(s). Package of 5. | Stock | 50
UY14 | NITRA pneumatic push-to-connect fitting, union Y, thermoplastic (PBT) body, (3) 1/4in push-to-connect connection(s). Package of 5. | Stock | 16.5
UY14-B | NITRA pneumatic push-to-connect fitting, union Y, nickel-plated brass body, (3) 1/4in push-to-connect connection(s). Package of 5. | Stock | 50
UY8M | NITRA pneumatic push-to-connect fitting, union Y, thermoplastic (PBT) body, (3) 5/16in (8mm) push-to-connect connection(s). Package of 5. | Stock | 14.5
UY8M-B | NITRA pneumatic push-to-connect fitting, union Y, nickel-plated brass body, (3) 5/16in (8mm) push-to-connect connection(s). Package of 5. | Stock | 58
UY38 | NITRA pneumatic push-to-connect fitting, union Y, thermoplastic (PBT) body, (3) 3/8in push-to-connect connection(s). Package of 5. | Stock | 20.5
UY38-B | NITRA pneumatic push-to-connect fitting, union Y, nickel-plated brass body, (3) 3/8in push-to-connect connection(s). Package of 5. | Stock | 77
UY10M | NITRA pneumatic push-to-connect fitting, union Y, thermoplastic (PBT) body, (3) 10mm push-to-connect connection(s). Package of 5. | Stock | 19
UY12M | NITRA pneumatic push-to-connect fitting, union Y, thermoplastic (PBT) body, (3) 12mm push-to-connect connection(s). Package of 5. | Stock | 24.5
UY12 | NITRA pneumatic push-to-connect fitting, union Y, thermoplastic (PBT) body, (3) 1/2in push-to-connect connection(s). Package of 5. | Stock | 25
URY532-18 | NITRA pneumatic push-to-connect fitting, union Y reducer, thermoplastic (PBT) body, (1) 5/32in (4mm) push-to-connect to (2) 1/8in push-to-connect. Package of 5. | Stock | 26.5
URY14-18 | NITRA pneumatic push-to-connect fitting, union Y reducer, thermoplastic (PBT) body, (1) 1/4in push-to-connect to (2) 1/8in push-to-connect. Package of 5. | Stock | 28.5
URY14-532 | NITRA pneumatic push-to-connect fitting, union Y reducer, thermoplastic (PBT) body, (1) 1/4in push-to-connect to (2) 5/32in (4mm) push-to-connect. Package of 5. | Stock | 18.5
URY516-14 | NITRA pneumatic push-to-connect fitting, union Y reducer, thermoplastic (PBT) body, (1) 5/16in (8mm) push-to-connect to (2) 1/4in push-to-connect. Package of 5. | Stock | 18.5
URY38-14 | NITRA pneumatic push-to-connect fitting, union Y reducer, thermoplastic (PBT) body, (1) 3/8in push-to-connect to (2) 1/4in push-to-connect. Package of 5. | Stock | 20.5
URY38-516 | NITRA pneumatic push-to-connect fitting, union Y reducer, thermoplastic (PBT) body, (1) 3/8in push-to-connect to (2) 5/16in (8mm) push-to-connect. Package of 5. | Stock | 21.5
URY12-38 | NITRA pneumatic push-to-connect fitting, union Y reducer, thermoplastic (PBT) body, (1) 1/2in push-to-connect to (2) 3/8in push-to-connect. Package of 5. | Stock | 29
URY6M-4M | NITRA pneumatic push-to-connect fitting, union Y reducer, thermoplastic (PBT) body, (1) 6mm push-to-connect to (2) 5/32in (4mm) push-to-connect. Package of 5. | Stock | 17.5
URY8M-6M | NITRA pneumatic push-to-connect fitting, union Y reducer, thermoplastic (PBT) body, (1) 5/16in (8mm) push-to-connect to (2) 6mm push-to-connect. Package of 5. | Stock | 20.5
URY10M-8M | NITRA pneumatic push-to-connect fitting, union Y reducer, thermoplastic (PBT) body, (1) 10mm push-to-connect to (2) 5/16in (8mm) push-to-connect. Package of 5. | Stock | 22
URY12M-10M | NITRA pneumatic push-to-connect fitting, union Y reducer, thermoplastic (PBT) body, (1) 12mm push-to-connect to (2) 10mm push-to-connect. Package of 5. | Stock | 29
UX532 | NITRA pneumatic push-to-connect fitting, union cross, thermoplastic (PBT) body, (4) 5/32in (4mm) push-to-connect connection(s). Package of 5. | Stock | 22.5
UX14 | NITRA pneumatic push-to-connect fitting, union cross, thermoplastic (PBT) body, (4) 1/4in push-to-connect connection(s). Package of 5. | Stock | 24
UX38 | NITRA pneumatic push-to-connect fitting, union cross, thermoplastic (PBT) body, (4) 3/8in push-to-connect connection(s). Package of 5. | Stock | 30.5
UX12 | NITRA pneumatic push-to-connect fitting, union cross, thermoplastic (PBT) body, (4) 1/2in push-to-connect connection(s). Package of 5. | Stock | 33.5
UX6M | NITRA pneumatic push-to-connect fitting, union cross, thermoplastic (PBT) body, (4) 6mm push-to-connect connection(s). Package of 5. | Stock | 23.5
UX8M | NITRA pneumatic push-to-connect fitting, union cross, thermoplastic (PBT) body, (4) 5/16in (8mm) push-to-connect connection(s). Package of 5. | Stock | 28
UX10M | NITRA pneumatic push-to-connect fitting, union cross, thermoplastic (PBT) body, (4) 10mm push-to-connect connection(s). Package of 5. | Stock | 31
UX12M | NITRA pneumatic push-to-connect fitting, union cross, thermoplastic (PBT) body, (4) 12mm push-to-connect connection(s). Package of 5. | Stock | 32.5
U3B14-532 | NITRA pneumatic push-to-connect fitting, union triple branch, thermoplastic (PBT) body, (2) 1/4in push-to-connect to (3) 5/32in (4mm) push-to-connect. Package of 5. | Stock | 31.5
U3B516-14 | NITRA pneumatic push-to-connect fitting, union triple branch, thermoplastic (PBT) body, (2) 5/16in (8mm) push-to-connect to (3) 1/4in push-to-connect. Package of 5. | Stock | 34
U3B38-14 | NITRA pneumatic push-to-connect fitting, union triple branch, thermoplastic (PBT) body, (2) 3/8in push-to-connect to (3) 1/4in push-to-connect. Package of 5. | Stock | 40.5
U3B38-516 | NITRA pneumatic push-to-connect fitting, union triple branch, thermoplastic (PBT) body, (2) 3/8in push-to-connect to (3) 5/16in (8mm) push-to-connect. Package of 5. | Stock | 38
U3B6M-4M | NITRA pneumatic push-to-connect fitting, union triple branch, thermoplastic (PBT) body, (2) 6mm push-to-connect to (3) 5/32in (4mm) push-to-connect. Package of 5. | Stock | 30
U3B8M-6M | NITRA pneumatic push-to-connect fitting, union triple branch, thermoplastic (PBT) body, (2) 5/16in (8mm) push-to-connect to (3) 6mm push-to-connect. Package of 5. | Stock | 35.5
U3B10M-8M | NITRA pneumatic push-to-connect fitting, union triple branch, thermoplastic (PBT) body, (2) 10mm push-to-connect to (3) 5/16in (8mm) push-to-connect. Package of 5. | Stock | 43.5
UB532 | NITRA pneumatic push-to-connect fitting, bulkhead union, nickel-plated brass body, (1) 5/32in (4mm) push-to-connect to (1) 5/32in (4mm) push-to-connect. Package of 5. | Stock | 20.5
UB14 | NITRA pneumatic push-to-connect fitting, bulkhead union, nickel-plated brass body, (1) 1/4in push-to-connect to (1) 1/4in push-to-connect. Package of 5. | Stock | 21.5
UB38 | NITRA pneumatic push-to-connect fitting, bulkhead union, nickel-plated brass body, (1) 3/8in push-to-connect to (1) 3/8in push-to-connect. Package of 5. | Stock | 29.5
UB12 | NITRA pneumatic push-to-connect fitting, bulkhead union, nickel-plated brass body, (1) 1/2in push-to-connect to (1) 1/2in push-to-connect. Package of 5. | Stock | 39
UB6M | NITRA pneumatic push-to-connect fitting, bulkhead union, nickel-plated brass body, (1) 6mm push-to-connect to (1) 6mm push-to-connect. Package of 5. | Stock | 21
UB8M | NITRA pneumatic push-to-connect fitting, bulkhead union, nickel-plated brass body, (1) 5/16in (8mm) push-to-connect to (1) 5/16in (8mm) push-to-connect. Package of 5. | Stock | 25.5
UB10M | NITRA pneumatic push-to-connect fitting, bulkhead union, nickel-plated brass body, (1) 10mm push-to-connect to (1) 10mm push-to-connect. Package of 5. | Stock | 31
UB12M | NITRA pneumatic push-to-connect fitting, bulkhead union, nickel-plated brass body, (1) 12mm push-to-connect to (1) 12mm push-to-connect. Package of 5. | Stock | 32
UB532-SS | NITRA pneumatic push-to-connect fitting, bulkhead union, 316 stainless steel body, (1) 5/32in (4mm) push-to-connect to (1) 5/32in (4mm) push-to-connect. | Stock | 29.5
UB14-SS | NITRA pneumatic push-to-connect fitting, bulkhead union, 316 stainless steel body, (1) 1/4in push-to-connect to (1) 1/4in push-to-connect. | Stock | 29.5
UB38-SS | NITRA pneumatic push-to-connect fitting, bulkhead union, 316 stainless steel body, (1) 3/8in push-to-connect to (1) 3/8in push-to-connect. | Stock | 42
UB12-SS | NITRA pneumatic push-to-connect fitting, bulkhead union, 316 stainless steel body, (1) 1/2in push-to-connect to (1) 1/2in push-to-connect. | Stock | 63
UB6M-SS | NITRA pneumatic push-to-connect fitting, bulkhead union, 316 stainless steel body, (1) 6mm push-to-connect to (1) 6mm push-to-connect. | Stock | 29.5
UB8M-SS | NITRA pneumatic push-to-connect fitting, bulkhead union, 316 stainless steel body, (1) 5/16in (8mm) push-to-connect to (1) 5/16in (8mm) push-to-connect. | Stock | 32
PLUG532 | NITRA pneumatic push-to-connect fitting, plug, thermoplastic (PBT) body, 5/32in (4mm) plug-in. Package of 5. | Stock | 4
PLUG14 | NITRA pneumatic push-to-connect fitting, plug, thermoplastic (PBT) body, 1/4in plug-in. Package of 5. | Stock | 4.25
PLUG38 | NITRA pneumatic push-to-connect fitting, plug, thermoplastic (PBT) body, 3/8in plug-in. Package of 5. | Stock | 5
PLUG12 | NITRA pneumatic push-to-connect fitting, plug, thermoplastic (PBT) body, 1/2in plug-in. Package of 5. | Stock | 6
PLUG6M | NITRA pneumatic push-to-connect fitting, plug, thermoplastic (PBT) body, 6mm plug-in. Package of 5. | Stock | 4
PLUG8M | NITRA pneumatic push-to-connect fitting, plug, thermoplastic (PBT) body, 5/16in (8mm) plug-in. Package of 5. | Stock | 4.75
PLUG10M | NITRA pneumatic push-to-connect fitting, plug, thermoplastic (PBT) body, 10mm plug-in. Package of 5. | Stock | 5.25
PLUG12M | NITRA pneumatic push-to-connect fitting, plug, thermoplastic (PBT) body, 12mm plug-in. Package of 5. | Stock | 6
PLUG16M | NITRA pneumatic push-to-connect fitting, plug, thermoplastic (PBT) body, 16mm plug-in. Package of 5. | Stock | 12
PR532-18 | NITRA pneumatic push-to-connect fitting, plug-in reducer, thermoplastic (PBT) body, (1) 5/32in (4mm) plug-in to (1) 1/8in push-to-connect. Package of 5. | Stock | 22
PR6M-4M | NITRA pneumatic push-to-connect fitting, plug-in reducer, thermoplastic (PBT) body, (1) 6mm plug-in to (1) 5/32in (4mm) push-to-connect. Package of 5. | Stock | 6.5
PR6M-4M-B | NITRA pneumatic push-to-connect fitting, plug-in reducer, nickel-plated brass body, (1) 6mm plug-in to (1) 5/32in (4mm) push-to-connect. Package of 5. | Stock | 10
PR14-18 | NITRA pneumatic push-to-connect fitting, plug-in reducer, thermoplastic (PBT) body, (1) 1/4in plug-in to (1) 1/8in push-to-connect. Package of 5. | Stock | 23
PR14-532 | NITRA pneumatic push-to-connect fitting, plug-in reducer, thermoplastic (PBT) body, (1) 1/4in plug-in to (1) 5/32in (4mm) push-to-connect. Package of 5. | Stock | 6.75
PR14-532-B | NITRA pneumatic push-to-connect fitting, plug-in reducer, nickel-plated brass body, (1) 1/4in plug-in to (1) 5/32in (4mm) push-to-connect. Package of 5. | Stock | 10
PR516-14 | NITRA pneumatic push-to-connect fitting, plug-in reducer, thermoplastic (PBT) body, (1) 5/16in (8mm) plug-in to (1) 1/4in push-to-connect. Package of 5. | Stock | 8
PR8M-6M | NITRA pneumatic push-to-connect fitting, plug-in reducer, thermoplastic (PBT) body, (1) 5/16in (8mm) plug-in to (1) 6mm push-to-connect. Package of 5. | Stock | 6.75
PR8M-6M-B | NITRA pneumatic push-to-connect fitting, plug-in reducer, nickel-plated brass body, (1) 5/16in (8mm) plug-in to (1) 6mm push-to-connect. Package of 5. | Stock | 12.5
PR38-14 | NITRA pneumatic push-to-connect fitting, plug-in reducer, thermoplastic (PBT) body, (1) 3/8in plug-in to (1) 1/4in push-to-connect. Package of 5. | Stock | 8
PR38-14-B | NITRA pneumatic push-to-connect fitting, plug-in reducer, nickel-plated brass body, (1) 3/8in plug-in to (1) 1/4in push-to-connect. Package of 5. | Stock | 13.5
PR38-516 | NITRA pneumatic push-to-connect fitting, plug-in reducer, thermoplastic (PBT) body, (1) 3/8in plug-in to (1) 5/16in (8mm) push-to-connect. Package of 5. | Stock | 9.75
PR10M-8M | NITRA pneumatic push-to-connect fitting, plug-in reducer, thermoplastic (PBT) body, (1) 10mm plug-in to (1) 5/16in (8mm) push-to-connect. Package of 5. | Stock | 8.25
PR12M-10M | NITRA pneumatic push-to-connect fitting, plug-in reducer, thermoplastic (PBT) body, (1) 12mm plug-in to (1) 10mm push-to-connect. Package of 5. | Stock | 8.75
PR12-38 | NITRA pneumatic push-to-connect fitting, plug-in reducer, thermoplastic (PBT) body, (1) 1/2in plug-in to (1) 3/8in push-to-connect. Package of 5. | Stock | 8.75
PR16M-12M | NITRA pneumatic push-to-connect fitting, plug-in reducer, thermoplastic (PBT) body, (1) 16mm plug-in to (1) 12mm push-to-connect. Package of 5. | Stock | 16
Threaded Adapter Fittings
BFMC-18N | NITRA pneumatic threaded fitting, straight, brass body, brass threads, (1) 1/8in male NPT to (1) 1/8in male NPT. Package of 5. | Stock | 6
BFMC-14N-18N | NITRA pneumatic threaded fitting, straight, brass body, brass threads, (1) 1/4in male NPT to (1) 1/8in male NPT. Package of 5. | Stock | 8.75
BFMC-14N | NITRA pneumatic threaded fitting, straight, brass body, brass threads, (1) 1/4in male NPT to (1) 1/4in male NPT. Package of 5. | Stock | 9
BFMC-38N-18N | NITRA pneumatic threaded fitting, straight, brass body, brass threads, (1) 3/8in male NPT to (1) 1/8in male NPT. Package of 5. | Stock | 11.5
BFMC-38N-14N | NITRA pneumatic threaded fitting, straight, brass body, brass threads, (1) 3/8in male NPT to (1) 1/4in male NPT. Package of 5. | Stock | 12.5
BFMC-38N | NITRA pneumatic threaded fitting, straight, brass body, brass threads, (1) 3/8in male NPT to (1) 3/8in male NPT. Package of 5. | Stock | 14.5
BFMC-12N-14N | NITRA pneumatic threaded fitting, straight, brass body, brass threads, (1) 1/2in male NPT to (1) 1/4in male NPT. Package of 2. | Stock | 8
BFMC-12N-38N | NITRA pneumatic threaded fitting, straight, brass body, brass threads, (1) 1/2in male NPT to (1) 3/8in male NPT. Package of 2. | Stock | 8
BFMC-12N | NITRA pneumatic threaded fitting, straight, brass body, brass threads, (1) 1/2in male NPT to (1) 1/2in male NPT. Package of 2. | Stock | 9
BFFC-18N | NITRA pneumatic threaded fitting, straight, brass body, brass threads, (1) 1/8in female NPT to (1) 1/8in female NPT. Package of 5. | Stock | 6.5
BFFC-14N-18N | NITRA pneumatic threaded fitting, straight, brass body, brass threads, (1) 1/4in female NPT to (1) 1/8in female NPT. Package of 5. | Stock | 11
BFFC-14N | NITRA pneumatic threaded fitting, straight, brass body, brass threads, (1) 1/4in female NPT to (1) 1/4in female NPT. Package of 5. | Stock | 13.5
BFFC-38N-14N | NITRA pneumatic threaded fitting, straight, brass body, brass threads, (1) 3/8in female NPT to (1) 1/4in female NPT. Package of 5. | Stock | 23.5
BFFC-38N | NITRA pneumatic threaded fitting, straight, brass body, brass threads, (1) 3/8in female NPT to (1) 3/8in female NPT. Package of 5. | Stock | 17.5
BFFC-12N-14N | NITRA pneumatic threaded fitting, straight, brass body, brass threads, (1) 1/2in female NPT to (1) 1/4in female NPT. Package of 2. | Stock | 10
BFFC-12N-38N | NITRA pneumatic threaded fitting, straight, brass body, brass threads, (1) 1/2in female NPT to (1) 3/8in female NPT. Package of 2. | Stock | 13
BFFC-12N | NITRA pneumatic threaded fitting, straight, brass body, brass threads, (1) 1/2in female NPT to (1) 1/2in female NPT. Package of 2. | Stock | 11.5
BFMFR-14N-18N | NITRA pneumatic threaded fitting, straight, brass body, brass threads, (1) 1/4in female NPT to (1) 1/8in male NPT. Package of 5. | Stock | 12.5
BFMFR-38N-18N | NITRA pneumatic threaded fitting, straight, brass body, brass threads, (1) 3/8in female NPT to (1) 1/8in male NPT. Package of 5. | Stock | 22.5
BFMFR-38N-14N | NITRA pneumatic threaded fitting, straight, brass body, brass threads, (1) 3/8in female NPT to (1) 1/4in male NPT. Package of 5. | Stock | 13.5
BFMFR-12N-38N | NITRA pneumatic threaded fitting, straight, brass body, brass threads, (1) 1/2in female NPT to (1) 3/8in male NPT. Package of 2. | Stock | 11
BFHB-14N-18N | NITRA pneumatic threaded fitting, hex bushing, brass body, brass threads, (1) 1/4in male NPT to (1) 1/8in female NPT. Package of 5. | Stock | 6.5
BFHB-38N-18N | NITRA pneumatic threaded fitting, hex bushing, brass body, brass threads, (1) 3/8in male NPT to (1) 1/8in female NPT. Package of 5. | Stock | 10
BFHB-38N-14N | NITRA pneumatic threaded fitting, hex bushing, brass body, brass threads, (1) 3/8in male NPT to (1) 1/4in female NPT. Package of 5. | Stock | 10
BFHB-12N-18N | NITRA pneumatic threaded fitting, hex bushing, brass body, brass threads, (1) 1/2in male NPT to (1) 1/8in female NPT. Package of 2. | Stock | 6.75
BFHB-12N-14N | NITRA pneumatic threaded fitting, hex bushing, brass body, brass threads, (1) 1/2in male NPT to (1) 1/4in female NPT. Package of 2. | Stock | 6.25
BFHB-12N-38N | NITRA pneumatic threaded fitting, hex bushing, brass body, brass threads, (1) 1/2in male NPT to (1) 3/8in female NPT. Package of 2. | Stock | 6.25
BFFE-18N | NITRA pneumatic threaded fitting, elbow, brass body, brass threads, (1) 1/8in female NPT to (1) 1/8in female NPT. Package of 2. | Stock | 5.5
BFFE-14N | NITRA pneumatic threaded fitting, elbow, brass body, brass threads, (1) 1/4in female NPT to (1) 1/4in female NPT. Package of 2. | Stock | 7.75
BFFE-38N | NITRA pneumatic threaded fitting, elbow, brass body, brass threads, (1) 3/8in female NPT to (1) 3/8in female NPT. Package of 2. | Stock | 11.5
BFSE-18N | NITRA pneumatic threaded fitting, street elbow, brass body, brass threads, (1) 1/8in male NPT to (1) 1/8in female NPT. Package of 2. | Stock | 3
BFSE-14N | NITRA pneumatic threaded fitting, street elbow, brass body, brass threads, (1) 1/4in male NPT to (1) 1/4in female NPT. Package of 2. | Stock | 6
BFSE-38N | NITRA pneumatic threaded fitting, street elbow, brass body, brass threads, (1) 3/8in male NPT to (1) 3/8in female NPT. Package of 2. | Stock | 9
BFSE-12N | NITRA pneumatic threaded fitting, street elbow, brass body, brass threads, (1) 1/2in male NPT to (1) 1/2in female NPT. Package of 2. | Stock | 19.5
BFMT-18N | NITRA pneumatic threaded fitting, tee, brass body, brass threads, (1) 1/8in male NPT to (2) 1/8in female NPT. Package of 2. | Stock | 6.5
BFMT-14N | NITRA pneumatic threaded fitting, tee, brass body, brass threads, (1) 1/4in male NPT to (2) 1/4in female NPT. Package of 2. | Stock | 12.5
BFMT-38N | NITRA pneumatic threaded fitting, tee, brass body, brass threads, (1) 3/8in male NPT to (2) 3/8in female NPT. Package of 2. | Stock | 13.5
BFFT-18N | NITRA pneumatic threaded fitting, tee, brass body, brass threads, (3) 1/8in female NPT connection(s). Package of 2. | Stock | 6.75
BFFT-14N | NITRA pneumatic threaded fitting, tee, brass body, brass threads, (3) 1/4in female NPT connection(s). Package of 2. | Stock | 12
BFFT-38N | NITRA pneumatic threaded fitting, tee, brass body, brass threads, (3) 3/8in female NPT connection(s). Package of 2. | Stock | 14.5
BFFT-12N | NITRA pneumatic threaded fitting, tee, brass body, brass threads, (3) 1/2in female NPT connection(s). Package of 2. | Stock | 27
88257C1 | Metal Work pneumatic threaded fitting, recessed hex plug, brass body, brass threads, Buna-N O-ring seal(s), G1/8 male BSPP. | Stock | 1.75
BFRHP-14N | NITRA pneumatic threaded fitting, recessed hex plug, brass body, brass threads, 1/4in male NPT. Package of 5. | Stock | 4.5
BFRHP-38N | NITRA pneumatic threaded fitting, recessed hex plug, brass body, brass threads, 3/8in male NPT. Package of 5. | Stock | 6.25
BFRHP-12N | NITRA pneumatic threaded fitting, recessed hex plug, brass body, brass threads, 1/2in male NPT. Package of 5. | Stock | 12.5
BFHHP-18N | NITRA pneumatic threaded fitting, hex head plug, brass body, brass threads, 1/8in male NPT. Package of 5. | Stock | 4.25
BFHHP-14N | NITRA pneumatic threaded fitting, hex head plug, brass body, brass threads, 1/4in male NPT. Package of 5. | Stock | 6.25
BFHHP-38N | NITRA pneumatic threaded fitting, hex head plug, brass body, brass threads, 3/8in male NPT. Package of 5. | Stock | 9.75
BFHHP-12N | NITRA pneumatic threaded fitting, hex head plug, brass body, brass threads, 1/2in male NPT. Package of 5. | Stock | 13
BAHB-316-18N | NITRA water, oil, air or gases threaded fitting, hose barb, brass body, brass threads, (1) 1/8in male NPT to (1) 3/16in hose. Package of 5. | Stock | 13
BAHB-316-14N | NITRA water, oil, air or gases threaded fitting, hose barb, brass body, brass threads, (1) 1/4in male NPT to (1) 3/16in hose. Package of 5. | Stock | 13
BAHB-14-18N | NITRA water, oil, air or gases threaded fitting, hose barb, brass body, brass threads, (1) 1/8in male NPT to (1) 1/4in hose. Package of 5. | Stock | 8.75
BAHB-14-14N | NITRA water, oil, air or gases threaded fitting, hose barb, brass body, brass threads, (1) 1/4in male NPT to (1) 1/4in hose. Package of 5. | Stock | 11
BAHB-14-38N | NITRA water, oil, air or gases threaded fitting, hose barb, brass body, brass threads, (1) 3/8in male NPT to (1) 1/4in hose. Package of 5. | Stock | 14.5
BAHB-516-18N | NITRA water, oil, air or gases threaded fitting, hose barb, brass body, brass threads, (1) 1/8in male NPT to (1) 5/16in (8mm) hose. Package of 5. | Stock | 12.5
BAHB-516-14N | NITRA water, oil, air or gases threaded fitting, hose barb, brass body, brass threads, (1) 1/4in male NPT to (1) 5/16in (8mm) hose. Package of 5. | Stock | 10
BAHB-516-38N | NITRA water, oil, air or gases threaded fitting, hose barb, brass body, brass threads, (1) 3/8in male NPT to (1) 5/16in (8mm) hose. Package of 5. | Stock | 23.5
BAHB-38-14N | NITRA water, oil, air or gases threaded fitting, hose barb, brass body, brass threads, (1) 1/4in male NPT to (1) 3/8in hose. Package of 5. | Stock | 11
BAHB-38-38N | NITRA water, oil, air or gases threaded fitting, hose barb, brass body, brass threads, (1) 3/8in male NPT to (1) 3/8in hose. Package of 5. | Stock | 14.5
BAHB-38-12N | NITRA water, oil, air or gases threaded fitting, hose barb, brass body, brass threads, (1) 1/2in male NPT to (1) 3/8in hose. Package of 5. | Stock | 25.5
BAHB-12-14N | NITRA water, oil, air or gases threaded fitting, hose barb, brass body, brass threads, (1) 1/4in male NPT to (1) 1/2in hose. Package of 5. | Stock | 14.5
BAHB-12-38N | NITRA water, oil, air or gases threaded fitting, hose barb, brass body, brass threads, (1) 3/8in male NPT to (1) 1/2in hose. Package of 5. | Stock | 16
BAHB-12-12N | NITRA water, oil, air or gases threaded fitting, hose barb, brass body, brass threads, (1) 1/2in male NPT to (1) 1/2in hose. Package of 5. | Stock | 24
BAHB-58-38N | NITRA water, oil, air or gases threaded fitting, hose barb, brass body, brass threads, (1) 3/8in male NPT to (1) 5/8in hose. Package of 3. | Stock | 14
BAHB-58-12N | NITRA water, oil, air or gases threaded fitting, hose barb, brass body, brass threads, (1) 1/2in male NPT to (1) 5/8in hose. Package of 3. | Stock | 16
BAHB-58-34N | NITRA water, oil, air or gases threaded fitting, hose barb, brass body, brass threads, (1) 3/4in male NPT to (1) 5/8in hose. Package of 3. | Stock | 27
BAHB-34-12N | NITRA water, oil, air or gases threaded fitting, hose barb, brass body, brass threads, (1) 1/2in male NPT to (1) 3/4in hose. Package of 3. | Stock | 17.5
BAHB-34-34N | NITRA water, oil, air or gases threaded fitting, hose barb, brass body, brass threads, (1) 3/4in male NPT to (1) 3/4in hose. Package of 3. | Stock | 23.5
BAHB-34-1N | NITRA water, oil, air or gases threaded fitting, hose barb, brass body, brass threads, (1) 1in male NPT to (1) 3/4in hose. Package of 3. | Stock | 45.5
BAHB-1-34N | NITRA water, oil, air or gases threaded fitting, hose barb, brass body, brass threads, (1) 3/4in male NPT to (1) 1in hose. Package of 1. | Stock | 8.75
BAHB-1-1N | NITRA water, oil, air or gases threaded fitting, hose barb, brass body, brass threads, (1) 1in male NPT to (1) 1in hose. Package of 1. | Stock | 16.5
BAHBL-316-18N | NITRA water, oil, air or gases threaded fitting, hose barb elbow, brass body, brass threads, (1) 1/8in male NPT to (1) 3/16in hose. Package of 5. | Stock | 25.5
BAHBL-316-14N | NITRA water, oil, air or gases threaded fitting, hose barb elbow, brass body, brass threads, (1) 1/4in male NPT to (1) 3/16in hose. Package of 5. | Stock | 31
BAHBL-14-18N | NITRA water, oil, air or gases threaded fitting, hose barb elbow, brass body, brass threads, (1) 1/8in male NPT to (1) 1/4in hose. Package of 5. | Stock | 25.5
BAHBL-14-14N | NITRA water, oil, air or gases threaded fitting, hose barb elbow, brass body, brass threads, (1) 1/4in male NPT to (1) 1/4in hose. Package of 5. | Stock | 31.5
BAHBL-14-38N | NITRA water, oil, air or gases threaded fitting, hose barb elbow, brass body, brass threads, (1) 3/8in male NPT to (1) 1/4in hose. Package of 5. | Stock | 53
BAHBL-516-38N | NITRA water, oil, air or gases threaded fitting, hose barb elbow, brass body, brass threads, (1) 3/8in male NPT to (1) 5/16in (8mm) hose. Package of 5. | Stock | 58
BAHBL-38-14N | NITRA water, oil, air or gases threaded fitting, hose barb elbow, brass body, brass threads, (1) 1/4in male NPT to (1) 3/8in hose. Package of 5. | Stock | 25.5
BAHBL-38-38N | NITRA water, oil, air or gases threaded fitting, hose barb elbow, brass body, brass threads, (1) 3/8in male NPT to (1) 3/8in hose. Package of 5. | Stock | 32.5
BAHBL-12-14N | NITRA water, oil, air or gases threaded fitting, hose barb elbow, brass body, brass threads, (1) 1/4in male NPT to (1) 1/2in hose. Package of 5. | Stock | 33
BAHBL-12-38N | NITRA water, oil, air or gases threaded fitting, hose barb elbow, brass body, brass threads, (1) 3/8in male NPT to (1) 1/2in hose. Package of 5. | Stock | 57
BAHBL-58-38N | NITRA water, oil, air or gases threaded fitting, hose barb elbow, brass body, brass threads, (1) 3/8in male NPT to (1) 5/8in hose. Package of 3. | Stock | 38.5
BAHBL-58-12N | NITRA water, oil, air or gases threaded fitting, hose barb elbow, brass body, brass threads, (1) 1/2in male NPT to (1) 5/8in hose. Package of 3. | Stock | 44
BAHBL-34-12N | NITRA water, oil, air or gases threaded fitting, hose barb elbow, brass body, brass threads, (1) 1/2in male NPT to (1) 3/4in hose. Package of 3. | Stock | 56
BAHBL-34-34N | NITRA water, oil, air or gases threaded fitting, hose barb elbow, brass body, brass threads, (1) 3/4in male NPT to (1) 3/4in hose. Package of 3. | Stock | 82
BAHBL-1-34N | NITRA water, oil, air or gases threaded fitting, hose barb elbow, brass body, brass threads, (1) 3/4in male NPT to (1) 1in hose. Package of 1. | Stock | 32
BAHBL-1-1N | NITRA water, oil, air or gases threaded fitting, hose barb elbow, brass body, brass threads, (1) 1in male NPT to (1) 1in hose. Package of 1. | Stock | 58
BAHM-316 | NITRA water, oil, air or gases barbed fitting, hose mender, brass body, brass threads, (1) 3/16in hose to (1) 3/16in hose. Package of 5. | Stock | 7.75
BAHM-14 | NITRA water, oil, air or gases barbed fitting, hose mender, brass body, brass threads, (1) 1/4in hose to (1) 1/4in hose. Package of 5. | Stock | 10
BAHM-516 | NITRA water, oil, air or gases barbed fitting, hose mender, brass body, brass threads, (1) 5/16in (8mm) hose to (1) 5/16in (8mm) hose. Package of 5. | Stock | 13
BAHM-38 | NITRA water, oil, air or gases barbed fitting, hose mender, brass body, brass threads, (1) 3/8in hose to (1) 3/8in hose. Package of 5. | Stock | 14
BAHM-12 | NITRA water, oil, air or gases barbed fitting, hose mender, brass body, brass threads, (1) 1/2in hose to (1) 1/2in hose. Package of 5. | Stock | 19.5
BAHM-58 | NITRA water, oil, air or gases barbed fitting, hose mender, brass body, brass threads, (1) 5/8in hose to (1) 5/8in hose. Package of 3. | Stock | 13.5
BAHM-34 | NITRA water, oil, air or gases barbed fitting, hose mender, brass body, brass threads, (1) 3/4in hose to (1) 3/4in hose. Package of 3. | Stock | 17
BAHM-1 | NITRA water, oil, air or gases barbed fitting, hose mender, brass body, brass threads, (1) 1in hose to (1) 1in hose. Package of 3. | Stock | 31.5
Quick-Disconnect Air Couplings
HC14-14F-A | NITRA pneumatic quick disconnect fitting, coupling, steel body, (1) 1/4in female NPT to (1) 1/4in industrial interchange. | Stock | 8.75
HC14-38F-A | NITRA pneumatic quick disconnect fitting, coupling, steel body, (1) 3/8in female NPT to (1) 1/4in industrial interchange. | Stock | 9.25
HC14-14M-A | NITRA pneumatic quick disconnect fitting, coupling, steel body, (1) 1/4in male NPT to (1) 1/4in industrial interchange. | Stock | 8.75
HC14-38M-A | NITRA pneumatic quick disconnect fitting, coupling, steel body, (1) 3/8in male NPT to (1) 1/4in industrial interchange. | Stock | 9
HC14-14F-B | NITRA pneumatic quick disconnect fitting, automatic coupling, chrome-plated steel body, (1) 1/4in female NPT to (1) 1/4in industrial interchange. | Stock | 16.5
HC14-38F-B | NITRA pneumatic quick disconnect fitting, automatic coupling, chrome-plated steel body, (1) 3/8in female NPT to (1) 1/4in industrial interchange. | Stock | 16.5
HC14-14M-B | NITRA pneumatic quick disconnect fitting, automatic coupling, chrome-plated steel body, (1) 1/4in male NPT to (1) 1/4in industrial interchange. | Stock | 16.5
HC14-38M-B | NITRA pneumatic quick disconnect fitting, automatic coupling, chrome-plated steel body, (1) 3/8in male NPT to (1) 1/4in industrial interchange. | Stock | 16.5
HC14-14F-C | NITRA pneumatic quick disconnect fitting, automatic coupling, chrome-plated steel body, (1) 1/4in female NPT to (1) 1/4in universal. | Stock | 22.5
HC14-38F-C | NITRA pneumatic quick disconnect fitting, automatic coupling, chrome-plated steel body, (1) 3/8in female NPT to (1) 1/4in universal. | Stock | 22.5
HC14-14M-C | NITRA pneumatic quick disconnect fitting, automatic coupling, chrome-plated steel body, (1) 1/4in male NPT to (1) 1/4in universal. | Stock | 22.5
HC14-38M-C | NITRA pneumatic quick disconnect fitting, automatic coupling, chrome-plated steel body, (1) 3/8in male NPT to (1) 1/4in universal. | Stock | 22.5
HC38-14F-A | NITRA pneumatic quick disconnect fitting, coupling, steel body, (1) 1/4in female NPT to (1) 3/8in industrial interchange. | Stock | 12.5
HC38-38F-A | NITRA pneumatic quick disconnect fitting, coupling, steel body, (1) 3/8in female NPT to (1) 3/8in industrial interchange. | Stock | 12.5
HC38-12F-A | NITRA pneumatic quick disconnect fitting, coupling, steel body, (1) 1/2in female NPT to (1) 3/8in industrial interchange. | Stock | 25
HC38-14M-A | NITRA pneumatic quick disconnect fitting, coupling, steel body, (1) 1/4in male NPT to (1) 3/8in industrial interchange. | Stock | 11.5
HC38-38M-A | NITRA pneumatic quick disconnect fitting, coupling, steel body, (1) 3/8in male NPT to (1) 3/8in industrial interchange. | Stock | 24
HC38-12M-A | NITRA pneumatic quick disconnect fitting, coupling, steel body, (1) 1/2in male NPT to (1) 3/8in industrial interchange. | Stock | 17
HC38-14F-B | NITRA pneumatic quick disconnect fitting, automatic coupling, chrome-plated steel body, (1) 1/4in female NPT to (1) 3/8in industrial interchange. | Stock | 18
HC38-38F-B | NITRA pneumatic quick disconnect fitting, automatic coupling, chrome-plated steel body, (1) 3/8in female NPT to (1) 3/8in industrial interchange. | Stock | 18
HC38-38M-B | NITRA pneumatic quick disconnect fitting, automatic coupling, chrome-plated steel body, (1) 3/8in male NPT to (1) 3/8in industrial interchange. | Stock | 18
HC38-12M-B | NITRA pneumatic quick disconnect fitting, automatic coupling, chrome-plated steel body, (1) 1/2in male NPT to (1) 3/8in industrial interchange. | Stock | 23.5
HCP14-14F-J | NITRA pneumatic quick disconnect fitting, coupling plug, steel body, (1) 1/4in female NPT to (1) 1/4in industrial interchange. | Stock | 1.75
HCP14-38F-J | NITRA pneumatic quick disconnect fitting, coupling plug, steel body, (1) 3/8in female NPT to (1) 1/4in industrial interchange. | Stock | 4.5
HCP14-14M-J | NITRA pneumatic quick disconnect fitting, coupling plug, steel body, (1) 1/4in male NPT to (1) 1/4in industrial interchange. | Stock | 1.75
HCP14-38M-J | NITRA pneumatic quick disconnect fitting, coupling plug, steel body, (1) 3/8in male NPT to (1) 1/4in industrial interchange. | Stock | 2.75
HCP14-14F-K | NITRA pneumatic quick disconnect fitting, coupling plug, steel body, (1) 1/4in female NPT to (1) 1/4in ARO 210. | Stock | 2.5
HCP14-14M-K | NITRA pneumatic quick disconnect fitting, coupling plug, steel body, (1) 1/4in male NPT to (1) 1/4in ARO 210. | Stock | 2.25
HCP14-14F-L | NITRA pneumatic quick disconnect fitting, coupling plug, steel body, (1) 1/4in female NPT to (1) 1/4in Truflate. | Stock | 3
HCP14-14M-L | NITRA pneumatic quick disconnect fitting, coupling plug, steel body, (1) 1/4in male NPT to (1) 1/4in Truflate. | Stock | 2.25
HCP14-38M-L | NITRA pneumatic quick disconnect fitting, coupling plug, steel body, (1) 3/8in male NPT to (1) 1/4in Truflate. | Stock | 3.75
HCP14-14F-M | NITRA pneumatic quick disconnect fitting, coupling plug, chrome-plated steel body, (1) 1/4in female NPT to (1) 1/4in industrial interchange. | Stock | 3
HCP14-38F-M | NITRA pneumatic quick disconnect fitting, coupling plug, chrome-plated steel body, (1) 3/8in female NPT to (1) 1/4in industrial interchange. | Stock | 4.75
HCP14-14M-M | NITRA pneumatic quick disconnect fitting, coupling plug, chrome-plated steel body, (1) 1/4in male NPT to (1) 1/4in industrial interchange. | Stock | 3
HCP14-38M-M | NITRA pneumatic quick disconnect fitting, coupling plug, chrome-plated steel body, (1) 3/8in male NPT to (1) 1/4in industrial interchange. | Stock | 3
HCP38-14F-J | NITRA pneumatic quick disconnect fitting, coupling plug, steel body, (1) 1/4in female NPT to (1) 3/8in industrial interchange. | Stock | 3.5
HCP38-38F-J | NITRA pneumatic quick disconnect fitting, coupling plug, steel body, (1) 3/8in female NPT to (1) 3/8in industrial interchange. | Stock | 5.5
HCP38-14M-J | NITRA pneumatic quick disconnect fitting, coupling plug, steel body, (1) 1/4in male NPT to (1) 3/8in industrial interchange. | Stock | 4.5
HCP38-38M-J | NITRA pneumatic quick disconnect fitting, coupling plug, steel body, (1) 3/8in male NPT to (1) 3/8in industrial interchange. | Stock | 4.75
HCP38-14F-M | NITRA pneumatic quick disconnect fitting, coupling plug, chrome-plated steel body, (1) 1/4in female NPT to (1) 3/8in industrial interchange. | Stock | 4.25
HCP38-38F-M | NITRA pneumatic quick disconnect fitting, coupling plug, chrome-plated steel body, (1) 3/8in female NPT to (1) 3/8in industrial interchange. | Stock | 4.75
HCP38-12F-M | NITRA pneumatic quick disconnect fitting, coupling plug, chrome-plated steel body, (1) 1/2in female NPT to (1) 3/8in industrial interchange. | Stock | 6.5
HCP38-14M-M | NITRA pneumatic quick disconnect fitting, coupling plug, chrome-plated steel body, (1) 1/4in male NPT to (1) 3/8in industrial interchange. | Stock | 4.25
HCP38-38M-M | NITRA pneumatic quick disconnect fitting, coupling plug, chrome-plated steel body, (1) 3/8in male NPT to (1) 3/8in industrial interchange. | Stock | 4.25
HCP38-12M-M | NITRA pneumatic quick disconnect fitting, coupling plug, chrome-plated steel body, (1) 1/2in male NPT to (1) 3/8in industrial interchange. | Stock | 5.75
Swivel Air Fittings
HS14F-14M | NITRA pneumatic threaded fitting, hose swivel, chrome-plated steel body, thread sealant, (1) 1/4in male NPT to (1) 1/4in female NPT. | Stock | 40.5
HSP14-14M-S | NITRA pneumatic quick disconnect fitting, swivel, chrome-plated steel body, (1) 1/4in male NPT to (1) 1/4in industrial interchange. | Stock | 44
HSP38-14M-S | NITRA pneumatic quick disconnect fitting, swivel, chrome-plated steel body, (1) 1/4in male NPT to (1) 3/8in industrial interchange. | Stock | 44
HSP38-38M-S | NITRA pneumatic quick disconnect fitting, swivel, chrome-plated steel body, (1) 3/8in male NPT to (1) 3/8in industrial interchange. | Stock | 49
HSP14-14M-T | NITRA pneumatic quick disconnect fitting, swivel, chrome-plated steel body, (1) 1/4in male NPT to (1) 1/4in ARO 210. | Stock | 49
HSP14-14M-U | NITRA pneumatic quick disconnect fitting, swivel, chrome-plated steel body, (1) 1/4in male NPT to (1) 1/4in Truflate. | Stock | 49
Accessories for Pneumatic Fittings
TS12-260 | NITRA thread sealing tape, 1/2 x 260in, PTFE. | Stock | 5.25
FBKT | NITRA pneumatic mounting bracket, plated steel. For use with push-to-connect fittings. | Stock | 2.75
TU14 | NITRA pneumatic U-tube, polyamide, 1/4in. For use with push-to-connect fittings. | Stock | 3.25
TU516 | NITRA pneumatic U-tube, polyamide, 5/16in (8mm). For use with push-to-connect fittings. | Stock | 3.25
Special Purpose Pneumatic Fittings
FVS18-10N | NITRA pneumatic push-to-connect fitting, elbow flow control valve, rotating, meter-out, thermoplastic (PBT) body, nickel-plated brass threads, Buna-N O-ring seal(s), (1) #10-32 male UNF to (1) 1/8in push-to-connect. Package of 2. | Stock | 16.5
FVR18-10N | NITRA pneumatic push-to-connect fitting, elbow flow control valve, rotating, meter-in, thermoplastic (PBT) body, nickel-plated brass threads, Buna-N O-ring seal(s), (1) #10-32 male UNF to (1) 1/8in push-to-connect. Package of 2. | Stock | 16.5
FVU532 | NITRA pneumatic push-to-connect fitting, inline flow control valve, thermoplastic (PBT) body, (1) 5/32in (4mm) push-to-connect to (1) 5/32in (4mm) push-to-connect. Package of 2. | Stock | 19
FVS532-10N | NITRA pneumatic push-to-connect fitting, elbow flow control valve, rotating, meter-out, thermoplastic (PBT) body, nickel-plated brass threads, Buna-N O-ring seal(s), (1) #10-32 male UNF to (1) 5/32in (4mm) push-to-connect. Package of 2. | Stock | 12.5
FVS532-10N-B | NITRA pneumatic push-to-connect fitting, elbow flow control valve, rotating, meter-out, nickel-plated brass body, nickel-plated brass threads, Buna-N O-ring seal(s), (1) #10-32 male UNF to (1) 5/32in (4mm) push-to-connect. Package of 2. | Stock | 23.5
FVR532-10N | NITRA pneumatic push-to-connect fitting, elbow flow control valve, rotating, meter-in, thermoplastic (PBT) body, nickel-plated brass threads, Buna-N O-ring seal(s), (1) #10-32 male UNF to (1) 5/32in (4mm) push-to-connect. Package of 2. | Stock | 12.5
FVS532-18N | NITRA pneumatic push-to-connect fitting, elbow flow control valve, rotating, meter-out, thermoplastic (PBT) body, nickel-plated brass threads, (1) 1/8in male NPT to (1) 5/32in (4mm) push-to-connect. Package of 2. | Stock | 17
FVS532-18N-B | NITRA pneumatic push-to-connect fitting, elbow flow control valve, rotating, meter-out, nickel-plated brass body, nickel-plated brass threads, (1) 1/8in male NPT to (1) 5/32in (4mm) push-to-connect. Package of 2. | Stock | 22.5
FVR532-18N | NITRA pneumatic push-to-connect fitting, elbow flow control valve, rotating, meter-in, thermoplastic (PBT) body, nickel-plated brass threads, (1) 1/8in male NPT to (1) 5/32in (4mm) push-to-connect. Package of 2. | Stock | 17
FVS4M-M5 | NITRA pneumatic push-to-connect fitting, elbow flow control valve, rotating, meter-out, thermoplastic (PBT) body, nickel-plated brass threads, Buna-N O-ring seal(s), (1) M5 x 0.8 male ISO to (1) 5/32in (4mm) push-to-connect. Package of 2. | Stock | 13.5
FVS4M-M5-B | NITRA pneumatic push-to-connect fitting, elbow flow control valve, rotating, meter-out, nickel-plated brass body, nickel-plated brass threads, Buna-N O-ring seal(s), (1) M5 x 0.8 male ISO to (1) 5/32in (4mm) push-to-connect. Package of 2. | Stock | 23.5
FVR4M-M5 | NITRA pneumatic push-to-connect fitting, elbow flow control valve, rotating, meter-in, thermoplastic (PBT) body, nickel-plated brass threads, Buna-N O-ring seal(s), (1) M5 x 0.8 male ISO to (1) 5/32in (4mm) push-to-connect. Package of 2. | Stock | 13.5
FVS4M-18R | NITRA pneumatic push-to-connect fitting, elbow flow control valve, rotating, meter-out, thermoplastic (PBT) body, nickel-plated brass threads, (1) R1/8 male BSPT to (1) 5/32in (4mm) push-to-connect. Package of 2. | Stock | 17
FVR4M-18R | NITRA pneumatic push-to-connect fitting, elbow flow control valve, rotating, meter-in, thermoplastic (PBT) body, nickel-plated brass threads, (1) R1/8 male BSPT to (1) 5/32in (4mm) push-to-connect. Package of 2. | Stock | 16.5
FVS4M-18G | NITRA pneumatic push-to-connect fitting, elbow flow control valve, rotating, meter-out, thermoplastic (PBT) body, nickel-plated brass threads, Buna-N O-ring seal(s), (1) G1/8 male BSPP to (1) 5/32in (4mm) push-to-connect. Package of 2. | Stock | 17
FVR4M-18G | NITRA pneumatic push-to-connect fitting, elbow flow control valve, rotating, meter-in, thermoplastic (PBT) body, nickel-plated brass threads, Buna-N O-ring seal(s), (1) G1/8 male BSPP to (1) 5/32in (4mm) push-to-connect. Package of 2. | Stock | 16
9041366 | Metal Work pneumatic push-to-connect fitting, inline flow control valve, technopolymer body, (1) 6mm push-to-connect to (1) 6mm push-to-connect. | Stock | 16.5
FVU6M | NITRA pneumatic push-to-connect fitting, inline flow control valve, thermoplastic (PBT) body, (1) 6mm push-to-connect to (1) 6mm push-to-connect. Package of 2. | Stock | 23
FVS6M-M5 | NITRA pneumatic push-to-connect fitting, elbow flow control valve, rotating, meter-out, thermoplastic (PBT) body, nickel-plated brass threads, Buna-N O-ring seal(s), (1) M5 x 0.8 male ISO to (1) 6mm push-to-connect. Package of 2. | Stock | 17
FVS6M-M5-B | NITRA pneumatic push-to-connect fitting, elbow flow control valve, rotating, meter-out, nickel-plated brass body, nickel-plated brass threads, Buna-N O-ring seal(s), (1) M5 x 0.8 male ISO to (1) 6mm push-to-connect. Package of 2. | Stock | 24
FVR6M-M5 | NITRA pneumatic push-to-connect fitting, elbow flow control valve, rotating, meter-in, thermoplastic (PBT) body, nickel-plated brass threads, Buna-N O-ring seal(s), (1) M5 x 0.8 male ISO to (1) 6mm push-to-connect. Package of 2. | Stock | 17
FVS6M-18N-B | NITRA pneumatic push-to-connect fitting, elbow flow control valve, rotating, meter-out, nickel-plated brass body, nickel-plated brass threads, (1) 1/8in male NPT to (1) 6mm push-to-connect. Package of 2. | Stock | 23
FVS6M-18R | NITRA pneumatic push-to-connect fitting, elbow flow control valve, rotating, meter-out, thermoplastic (PBT) body, nickel-plated brass threads, (1) R1/8 male BSPT to (1) 6mm push-to-connect. Package of 2. | Stock | 17.5
FVS6M-18R-B | NITRA pneumatic push-to-connect fitting, elbow flow control valve, rotating, meter-out, nickel-plated brass body, nickel-plated brass threads, (1) R1/8 male BSPT to (1) 6mm push-to-connect. Package of 2. | Stock | 23
FVR6M-18R | NITRA pneumatic push-to-connect fitting, elbow flow control valve, rotating, meter-in, thermoplastic (PBT) body, nickel-plated brass threads, (1) R1/8 male BSPT to (1) 6mm push-to-connect. Package of 2. | Stock | 17.5
FVS6M-18G | NITRA pneumatic push-to-connect fitting, elbow flow control valve, rotating, meter-out, thermoplastic (PBT) body, nickel-plated brass threads, Buna-N O-ring seal(s), (1) G1/8 male BSPP to (1) 6mm push-to-connect. Package of 2. | Stock | 17.5
FVS6M-18G-B | NITRA pneumatic push-to-connect fitting, elbow flow control valve, rotating, meter-out, nickel-plated brass body, nickel-plated brass threads, Buna-N O-ring seal(s), (1) G1/8 male BSPP to (1) 6mm push-to-connect. Package of 2. | Stock | 23
FVR6M-18G | NITRA pneumatic push-to-connect fitting, elbow flow control valve, rotating, meter-in, thermoplastic (PBT) body, nickel-plated brass threads, Buna-N O-ring seal(s), (1) G1/8 male BSPP to (1) 6mm push-to-connect. Package of 2. | Stock | 17.5
FVS6M-14R | NITRA pneumatic push-to-connect fitting, elbow flow control valve, rotating, meter-out, thermoplastic (PBT) body, nickel-plated brass threads, (1) R1/4 male BSPT to (1) 6mm push-to-connect. Package of 2. | Stock | 20
FVS8M-14R | NITRA pneumatic push-to-connect fitting, elbow flow control valve, rotating, meter-out, thermoplastic (PBT) body, nickel-plated brass threads, (1) R1/4 male BSPT to (1) 5/16in (8mm) push-to-connect. Package of 2. | Stock | 22.5
FVS6M-14R-B | NITRA pneumatic push-to-connect fitting, elbow flow control valve, rotating, meter-out, nickel-plated brass body, nickel-plated brass threads, (1) R1/4 male BSPT to (1) 6mm push-to-connect. Package of 2. | Stock | 26.5
FVR6M-14R | NITRA pneumatic push-to-connect fitting, elbow flow control valve, rotating, meter-in, thermoplastic (PBT) body, nickel-plated brass threads, (1) R1/4 male BSPT to (1) 6mm push-to-connect. Package of 2. | Stock | 20.5
FVS6M-14G | NITRA pneumatic push-to-connect fitting, elbow flow control valve, rotating, meter-out, thermoplastic (PBT) body, nickel-plated brass threads, Buna-N O-ring seal(s), (1) G1/4 male BSPP to (1) 6mm push-to-connect. Package of 2. | Stock | 20.5
FVS6M-14G-B | NITRA pneumatic push-to-connect fitting, elbow flow control valve, rotating, meter-out, nickel-plated brass body, nickel-plated brass threads, Buna-N O-ring seal(s), (1) G1/4 male BSPP to (1) 6mm push-to-connect. Package of 2. | Stock | 26.5
FVR6M-14G | NITRA pneumatic push-to-connect fitting, elbow flow control valve, rotating, meter-in, thermoplastic (PBT) body, nickel-plated brass threads, Buna-N O-ring seal(s), (1) G1/4 male BSPP to (1) 6mm push-to-connect. Package of 2. | Stock | 20.5
FVS6M-38G | NITRA pneumatic push-to-connect fitting, elbow flow control valve, rotating, meter-out, thermoplastic (PBT) body, nickel-plated brass threads, Buna-N O-ring seal(s), (1) G3/8 male BSPP to (1) 6mm push-to-connect. Package of 2. | Stock | 23.5
FVR6M-38G | NITRA pneumatic push-to-connect fitting, elbow flow control valve, rotating, meter-in, thermoplastic (PBT) body, nickel-plated brass threads, Buna-N O-ring seal(s), (1) G3/8 male BSPP to (1) 6mm push-to-connect. Package of 2. | Stock | 23.5
9041366U | Metal Work pneumatic push-to-connect fitting, inline flow control valve, technopolymer body, (1) 1/4in push-to-connect to (1) 1/4in push-to-connect. | Stock | 16.5
FVU14 | NITRA pneumatic push-to-connect fitting, inline flow control valve, thermoplastic (PBT) body, (1) 1/4in push-to-connect to (1) 1/4in push-to-connect. Package of 2. | Stock | 23.5
FVS14-10N | NITRA pneumatic push-to-connect fitting, elbow flow control valve, rotating, meter-out, thermoplastic (PBT) body, nickel-plated brass threads, Buna-N O-ring seal(s), (1) #10-32 male UNF to (1) 1/4in push-to-connect. Package of 2. | Stock | 16
FVS14-10N-B | NITRA pneumatic push-to-connect fitting, elbow flow control valve, rotating, meter-out, nickel-plated brass body, nickel-plated brass threads, Buna-N O-ring seal(s), (1) #10-32 male UNF to (1) 1/4in push-to-connect. Package of 2. | Stock | 24
FVR14-10N | NITRA pneumatic push-to-connect fitting, elbow flow control valve, rotating, meter-in, thermoplastic (PBT) body, nickel-plated brass threads, Buna-N O-ring seal(s), (1) #10-32 male UNF to (1) 1/4in push-to-connect. Package of 2. | Stock | 16
FVS14-18N | NITRA pneumatic push-to-connect fitting, elbow flow control valve, rotating, meter-out, thermoplastic (PBT) body, nickel-plated brass threads, (1) 1/8in male NPT to (1) 1/4in push-to-connect. Package of 2. | Stock | 19
FVS14-18N-B | NITRA pneumatic push-to-connect fitting, elbow flow control valve, rotating, meter-out, nickel-plated brass body, nickel-plated brass threads, (1) 1/8in male NPT to (1) 1/4in push-to-connect. Package of 2. | Stock | 23
FVR14-18N | NITRA pneumatic push-to-connect fitting, elbow flow control valve, rotating, meter-in, thermoplastic (PBT) body, nickel-plated brass threads, (1) 1/8in male NPT to (1) 1/4in push-to-connect. Package of 2. | Stock | 19
FVS14-18R-B | NITRA pneumatic push-to-connect fitting, elbow flow control valve, rotating, meter-out, nickel-plated brass body, nickel-plated brass threads, (1) R1/8 male BSPT to (1) 1/4in push-to-connect. Package of 2. | Stock | 23
FVS14-18G-B | NITRA pneumatic push-to-connect fitting, elbow flow control valve, rotating, meter-out, nickel-plated brass body, nickel-plated brass threads, Buna-N O-ring seal(s), (1) G1/8 male BSPP to (1) 1/4in push-to-connect. Package of 2. | Stock | 23
FVS14-14N | NITRA pneumatic push-to-connect fitting, elbow flow control valve, rotating, meter-out, thermoplastic (PBT) body, nickel-plated brass threads, (1) 1/4in male NPT to (1) 1/4in push-to-connect. Package of 2. | Stock | 20.5
FVS14-14N-B | NITRA pneumatic push-to-connect fitting, elbow flow control valve, rotating, meter-out, nickel-plated brass body, nickel-plated brass threads, (1) 1/4in male NPT to (1) 1/4in push-to-connect. Package of 2. | Stock | 26.5
FVR14-14N | NITRA pneumatic push-to-connect fitting, elbow flow control valve, rotating, meter-in, thermoplastic (PBT) body, nickel-plated brass threads, (1) 1/4in male NPT to (1) 1/4in push-to-connect. Package of 2. | Stock | 20.5
FVS14-14R-B | NITRA pneumatic push-to-connect fitting, elbow flow control valve, rotating, meter-out, nickel-plated brass body, nickel-plated brass threads, (1) R1/4 male BSPT to (1) 1/4in push-to-connect. Package of 2. | Stock | 26.5
FVS14-14G-B | NITRA pneumatic push-to-connect fitting, elbow flow control valve, rotating, meter-out, nickel-plated brass body, nickel-plated brass threads, Buna-N O-ring seal(s), (1) G1/4 male BSPP to (1) 1/4in push-to-connect. Package of 2. | Stock | 26.5
FVS516-18N | NITRA pneumatic push-to-connect fitting, elbow flow control valve, rotating, meter-out, thermoplastic (PBT) body, nickel-plated brass threads, (1) 1/8in male NPT to (1) 5/16in (8mm) push-to-connect. Package of 2. | Stock | 21.5
FVR516-18N | NITRA pneumatic push-to-connect fitting, elbow flow control valve, rotating, meter-in, thermoplastic (PBT) body, nickel-plated brass threads, (1) 1/8in male NPT to (1) 5/16in (8mm) push-to-connect. Package of 2. | Stock | 21.5
FVS516-14N | NITRA pneumatic push-to-connect fitting, elbow flow control valve, rotating, meter-out, thermoplastic (PBT) body, nickel-plated brass threads, (1) 1/4in male NPT to (1) 5/16in (8mm) push-to-connect. Package of 2. | Stock | 21.5
FVS516-14N-B | NITRA pneumatic push-to-connect fitting, elbow flow control valve, rotating, meter-out, nickel-plated brass body, nickel-plated brass threads, (1) 1/4in male NPT to (1) 5/16in (8mm) push-to-connect. Package of 2. | Stock | 27
FVR516-14N | NITRA pneumatic push-to-connect fitting, elbow flow control valve, rotating, meter-in, thermoplastic (PBT) body, nickel-plated brass threads, (1) 1/4in male NPT to (1) 5/16in (8mm) push-to-connect. Package of 2. | Stock | 21.5
FVS516-38N | NITRA pneumatic push-to-connect fitting, elbow flow control valve, rotating, meter-out, thermoplastic (PBT) body, nickel-plated brass threads, (1) 3/8in male NPT to (1) 5/16in (8mm) push-to-connect. Package of 2. | Stock | 24
FVR516-38N | NITRA pneumatic push-to-connect fitting, elbow flow control valve, rotating, meter-in, thermoplastic (PBT) body, nickel-plated brass threads, (1) 3/8in male NPT to (1) 5/16in (8mm) push-to-connect. Package of 2. | Stock | 24
9041374 | Metal Work pneumatic push-to-connect fitting, inline flow control valve, technopolymer body, (1) 5/16in (8mm) push-to-connect to (1) 5/16in (8mm) push-to-connect. | Stock | 19
FVU8M | NITRA pneumatic push-to-connect fitting, inline flow control valve, thermoplastic (PBT) body, (1) 5/16in (8mm) push-to-connect to (1) 5/16in (8mm) push-to-connect. Package of 2. | Stock | 29
FVS8M-14R-B | NITRA pneumatic push-to-connect fitting, elbow flow control valve, rotating, meter-out, nickel-plated brass body, nickel-plated brass threads, (1) R1/4 male BSPT to (1) 5/16in (8mm) push-to-connect. Package of 2. | Stock | 27
FVR8M-14R | NITRA pneumatic push-to-connect fitting, elbow flow control valve, rotating, meter-in, thermoplastic (PBT) body, nickel-plated brass threads, (1) R1/4 male BSPT to (1) 5/16in (8mm) push-to-connect. Package of 2. | Stock | 22.5
FVS8M-14G | NITRA pneumatic push-to-connect fitting, elbow flow control valve, rotating, meter-out, thermoplastic (PBT) body, nickel-plated brass threads, Buna-N O-ring seal(s), (1) G1/4 male BSPP to (1) 5/16in (8mm) push-to-connect. Package of 2. | Stock | 22.5
FVS8M-14G-B | NITRA pneumatic push-to-connect fitting, elbow flow control valve, rotating, meter-out, nickel-plated brass body, nickel-plated brass threads, Buna-N O-ring seal(s), (1) G1/4 male BSPP to (1) 5/16in (8mm) push-to-connect. Package of 2. | Stock | 27
FVR8M-14G | NITRA pneumatic push-to-connect fitting, elbow flow control valve, rotating, meter-in, thermoplastic (PBT) body, nickel-plated brass threads, Buna-N O-ring seal(s), (1) G1/4 male BSPP to (1) 5/16in (8mm) push-to-connect. Package of 2. | Stock | 22.5
FVS8M-38R | NITRA pneumatic push-to-connect fitting, elbow flow control valve, rotating, meter-out, thermoplastic (PBT) body, nickel-plated brass threads, (1) R3/8 male BSPT to (1) 5/16in (8mm) push-to-connect. Package of 2. | Stock | 25.5
FVS8M-38G | NITRA pneumatic push-to-connect fitting, elbow flow control valve, rotating, meter-out, thermoplastic (PBT) body, nickel-plated brass threads, Buna-N O-ring seal(s), (1) G3/8 male BSPP to (1) 5/16in (8mm) push-to-connect. Package of 2. | Stock | 25.5
FVR8M-38G | NITRA pneumatic push-to-connect fitting, elbow flow control valve, rotating, meter-in, thermoplastic (PBT) body, nickel-plated brass threads, Buna-N O-ring seal(s), (1) G3/8 male BSPP to (1) 5/16in (8mm) push-to-connect. Package of 2. | Stock | 25.5
FVS8M-12G | NITRA pneumatic push-to-connect fitting, elbow flow control valve, rotating, meter-out, thermoplastic (PBT) body, nickel-plated brass threads, Buna-N O-ring seal(s), (1) G1/2 male BSPP to (1) 5/16in (8mm) push-to-connect. Package of 2. | Stock | 35.5
FVR8M-12G | NITRA pneumatic push-to-connect fitting, elbow flow control valve, rotating, meter-in, thermoplastic (PBT) body, nickel-plated brass threads, Buna-N O-ring seal(s), (1) G1/2 male BSPP to (1) 5/16in (8mm) push-to-connect. Package of 2. | Stock | 35.5
9041382U | Metal Work pneumatic push-to-connect fitting, inline flow control valve, technopolymer body, (1) 3/8in push-to-connect to (1) 3/8in push-to-connect. | Stock | 36
FVU38 | NITRA pneumatic push-to-connect fitting, inline flow control valve, thermoplastic (PBT) body, (1) 3/8in push-to-connect to (1) 3/8in push-to-connect. Package of 2. | Stock | 32.5
FVS38-14N | NITRA pneumatic push-to-connect fitting, elbow flow control valve, rotating, meter-out, thermoplastic (PBT) body, nickel-plated brass threads, (1) 1/4in male NPT to (1) 3/8in push-to-connect. Package of 2. | Stock | 24
FVS38-14N-B | NITRA pneumatic push-to-connect fitting, elbow flow control valve, rotating, meter-out, nickel-plated brass body, nickel-plated brass threads, (1) 1/4in male NPT to (1) 3/8in push-to-connect. Package of 2. | Stock | 31
FVR38-14N | NITRA pneumatic push-to-connect fitting, elbow flow control valve, rotating, meter-in, thermoplastic (PBT) body, nickel-plated brass threads, (1) 1/4in male NPT to (1) 3/8in push-to-connect. Package of 2. | Stock | 24
FVS38-14G-B | NITRA pneumatic push-to-connect fitting, elbow flow control valve, rotating, meter-out, nickel-plated brass body, nickel-plated brass threads, Buna-N O-ring seal(s), (1) G1/4 male BSPP to (1) 3/8in push-to-connect. Package of 2. | Stock | 31
FVS38-38N | NITRA pneumatic push-to-connect fitting, elbow flow control valve, rotating, meter-out, thermoplastic (PBT) body, nickel-plated brass threads, (1) 3/8in male NPT to (1) 3/8in push-to-connect. Package of 2. | Stock | 25
FVS38-38N-B | NITRA pneumatic push-to-connect fitting, elbow flow control valve, rotating, meter-out, nickel-plated brass body, nickel-plated brass threads, (1) 3/8in male NPT to (1) 3/8in push-to-connect. Package of 2. | Stock | 39
FVR38-38N | NITRA pneumatic push-to-connect fitting, elbow flow control valve, rotating, meter-in, thermoplastic (PBT) body, nickel-plated brass threads, (1) 3/8in male NPT to (1) 3/8in push-to-connect. Package of 2. | Stock | 25
FVS38-38G-B | NITRA pneumatic push-to-connect fitting, elbow flow control valve, rotating, meter-out, nickel-plated brass body, nickel-plated brass threads, Buna-N O-ring seal(s), (1) G3/8 male BSPP to (1) 3/8in push-to-connect. Package of 2. | Stock | 39
FVS38-12N | NITRA pneumatic push-to-connect fitting, elbow flow control valve, rotating, meter-out, thermoplastic (PBT) body, nickel-plated brass threads, (1) 1/2in male NPT to (1) 3/8in push-to-connect. Package of 2. | Stock | 36.5
FVS38-12N-B | NITRA pneumatic push-to-connect fitting, elbow flow control valve, rotating, meter-out, nickel-plated brass body, nickel-plated brass threads, (1) 1/2in male NPT to (1) 3/8in push-to-connect. Package of 2. | Stock | 49
FVR38-12N | NITRA pneumatic push-to-connect fitting, elbow flow control valve, rotating, meter-in, thermoplastic (PBT) body, nickel-plated brass threads, (1) 1/2in male NPT to (1) 3/8in push-to-connect. Package of 2. | Stock | 36.5
FVS38-12G-B | NITRA pneumatic push-to-connect fitting, elbow flow control valve, rotating, meter-out, nickel-plated brass body, nickel-plated brass threads, Buna-N O-ring seal(s), (1) G1/2 male BSPP to (1) 3/8in push-to-connect. Package of 2. | Stock | 49
FVU10M | NITRA pneumatic push-to-connect fitting, inline flow control valve, thermoplastic (PBT) body, (1) 10mm push-to-connect to (1) 10mm push-to-connect. Package of 2. | Stock | 33.5
FVS10M-14R | NITRA pneumatic push-to-connect fitting, elbow flow control valve, rotating, meter-out, thermoplastic (PBT) body, nickel-plated brass threads, (1) R1/4 male BSPT to (1) 10mm push-to-connect. Package of 2. | Stock | 28
FVR10M-14R | NITRA pneumatic push-to-connect fitting, elbow flow control valve, rotating, meter-in, thermoplastic (PBT) body, nickel-plated brass threads, (1) R1/4 male BSPT to (1) 10mm push-to-connect. Package of 2. | Stock | 28
FVS10M-38R | NITRA pneumatic push-to-connect fitting, elbow flow control valve, rotating, meter-out, thermoplastic (PBT) body, nickel-plated brass threads, (1) R3/8 male BSPT to (1) 10mm push-to-connect. Package of 2. | Stock | 28.5
FVS10M-38G | NITRA pneumatic push-to-connect fitting, elbow flow control valve, rotating, meter-out, thermoplastic (PBT) body, nickel-plated brass threads, Buna-N O-ring seal(s), (1) G3/8 male BSPP to (1) 10mm push-to-connect. Package of 2. | Stock | 28.5
FVS10M-12R | NITRA pneumatic push-to-connect fitting, elbow flow control valve, rotating, meter-out, thermoplastic (PBT) body, nickel-plated brass threads, (1) R1/2 male BSPT to (1) 10mm push-to-connect. Package of 2. | Stock | 32
FVR10M-12R | NITRA pneumatic push-to-connect fitting, elbow flow control valve, rotating, meter-in, thermoplastic (PBT) body, nickel-plated brass threads, (1) R1/2 male BSPT to (1) 10mm push-to-connect. Package of 2. | Stock | 32
FVS10M-12G | NITRA pneumatic push-to-connect fitting, elbow flow control valve, rotating, meter-out, thermoplastic (PBT) body, nickel-plated brass threads, Buna-N O-ring seal(s), (1) G1/2 male BSPP to (1) 10mm push-to-connect. Package of 2. | Stock | 32
FVU12M | NITRA pneumatic push-to-connect fitting, inline flow control valve, thermoplastic (PBT) body, (1) 12mm push-to-connect to (1) 12mm push-to-connect. Package of 2. | Stock | 45
FVS12M-38R | NITRA pneumatic push-to-connect fitting, elbow flow control valve, rotating, meter-out, thermoplastic (PBT) body, nickel-plated brass threads, (1) R3/8 male BSPT to (1) 12mm push-to-connect. Package of 2. | Stock | 32.5
FVR12M-38R | NITRA pneumatic push-to-connect fitting, elbow flow control valve, rotating, meter-in, thermoplastic (PBT) body, nickel-plated brass threads, (1) R3/8 male BSPT to (1) 12mm push-to-connect. Package of 2. | Stock | 32.5
FVS12M-12R | NITRA pneumatic push-to-connect fitting, elbow flow control valve, rotating, meter-out, thermoplastic (PBT) body, nickel-plated brass threads, (1) R1/2 male BSPT to (1) 12mm push-to-connect. Package of 2. | Stock | 32.5
FVU12 | NITRA pneumatic push-to-connect fitting, inline flow control valve, thermoplastic (PBT) body, (1) 1/2in push-to-connect to (1) 1/2in push-to-connect. Package of 2. | Stock | 46
FVS12-38N | NITRA pneumatic push-to-connect fitting, elbow flow control valve, rotating, meter-out, thermoplastic (PBT) body, nickel-plated brass threads, (1) 3/8in male NPT to (1) 1/2in push-to-connect. Package of 2. | Stock | 36.5
FVR12-38N | NITRA pneumatic push-to-connect fitting, elbow flow control valve, rotating, meter-in, thermoplastic (PBT) body, nickel-plated brass threads, (1) 3/8in male NPT to (1) 1/2in push-to-connect. Package of 2. | Stock | 36.5
FVS12-12N | NITRA pneumatic push-to-connect fitting, elbow flow control valve, rotating, meter-out, thermoplastic (PBT) body, nickel-plated brass threads, (1) 1/2in male NPT to (1) 1/2in push-to-connect. Package of 2. | Stock | 37.5
FVR12-12N | NITRA pneumatic push-to-connect fitting, elbow flow control valve, rotating, meter-in, thermoplastic (PBT) body, nickel-plated brass threads, (1) 1/2in male NPT to (1) 1/2in push-to-connect. Package of 2. | Stock | 37.5
9063016 | Metal Work pneumatic push-to-connect fitting, inline quick exhaust valve, technopolymer body, (1) 6mm push-to-connect inlet(s), (1) 6mm push-to-connect outlet(s), (1) 6mm push-to-connect exhaust(s). | Stock | 11
QEU14 | NITRA pneumatic push-to-connect fitting, inline quick exhaust valve, technopolymer body, (1) 1/4in push-to-connect inlet(s), (1) 1/4in push-to-connect outlet(s), (1) 1/4in push-to-connect exhaust(s). | Stock | 12.5
QEU516 | NITRA pneumatic push-to-connect fitting, inline quick exhaust valve, technopolymer body, (1) 5/16in (8mm) push-to-connect inlet(s), (1) 5/16in (8mm) push-to-connect outlet(s), (1) 5/16in (8mm) push-to-connect exhaust(s). | Stock | 12.5
9063032U | Metal Work pneumatic push-to-connect fitting, inline quick exhaust valve, technopolymer body, (1) 3/8in push-to-connect inlet(s), (1) 3/8in push-to-connect outlet(s), (1) 3/8in push-to-connect exhaust(s). | Stock | 19
9063116 | Metal Work pneumatic push-to-connect fitting, inline quick exhaust valve, technopolymer body, (1) 6mm push-to-connect inlet(s), (1) 6mm push-to-connect outlet(s). | Stock | 11.5
QEU14-S | NITRA pneumatic push-to-connect fitting, inline quick exhaust valve, technopolymer body, (1) 1/4in push-to-connect inlet(s), (1) 1/4in push-to-connect outlet(s), (1) silenced exhaust(s). | Stock | 12.5
QEU516-S | NITRA pneumatic push-to-connect fitting, inline quick exhaust valve, technopolymer body, (1) 5/16in (8mm) push-to-connect inlet(s), (1) 5/16in (8mm) push-to-connect outlet(s), (1) silenced exhaust(s). | Stock | 13.5
9063132U | Metal Work pneumatic push-to-connect fitting, inline quick exhaust valve, technopolymer body, (1) 3/8in push-to-connect inlet(s), (1) 3/8in push-to-connect outlet(s). | Stock | 19.5
HVU14 | NITRA pneumatic push-to-connect fitting, manual shutoff valve, 3-way, thermoplastic (PBT) body, (1) 1/4in push-to-connect to (1) 1/4in push-to-connect. Package of 2. | Stock | 22
HVU14-2 | NITRA pneumatic push-to-connect fitting, manual shutoff valve, 2-way, technopolymer body, (1) 1/4in push-to-connect to (1) 1/4in push-to-connect. | Stock | 15.5
HVU14-3 | NITRA pneumatic push-to-connect fitting, manual shutoff valve, 3-way, technopolymer body, (1) 1/4in push-to-connect to (1) 1/4in push-to-connect. | Stock | 15.5
HVU14-2L | NITRA pneumatic push-to-connect fitting, manual shutoff valve, locking, 2-way, technopolymer body, (1) 1/4in push-to-connect to (1) 1/4in push-to-connect. | Stock | 26.5
HVU14-3L | NITRA pneumatic push-to-connect fitting, manual shutoff valve, locking, 3-way, technopolymer body, (1) 1/4in push-to-connect to (1) 1/4in push-to-connect. | Stock | 34
HVU516-2 | NITRA pneumatic push-to-connect fitting, manual shutoff valve, 2-way, technopolymer body, (1) 5/16in (8mm) push-to-connect to (1) 5/16in (8mm) push-to-connect. | Stock | 17.5
HVU516-3 | NITRA pneumatic push-to-connect fitting, manual shutoff valve, 3-way, technopolymer body, (1) 5/16in (8mm) push-to-connect to (1) 5/16in (8mm) push-to-connect. | Stock | 17.5
HVU516-2L | NITRA pneumatic push-to-connect fitting, manual shutoff valve, locking, 2-way, technopolymer body, (1) 5/16in (8mm) push-to-connect to (1) 5/16in (8mm) push-to-connect. | Stock | 28
HVU516-3L | NITRA pneumatic push-to-connect fitting, manual shutoff valve, locking, 3-way, technopolymer body, (1) 5/16in (8mm) push-to-connect to (1) 5/16in (8mm) push-to-connect. | Stock | 27.5
HVU516 | NITRA pneumatic push-to-connect fitting, manual shutoff valve, 3-way, thermoplastic (PBT) body, (1) 5/16in (8mm) push-to-connect to (1) 5/16in (8mm) push-to-connect. Package of 2. | Stock | 23
HVU38 | NITRA pneumatic push-to-connect fitting, manual shutoff valve, 3-way, thermoplastic (PBT) body, (1) 3/8in push-to-connect to (1) 3/8in push-to-connect. Package of 2. | Stock | 24.5
9065032U | Metal Work pneumatic push-to-connect fitting, manual shutoff valve, 2-way, technopolymer body, (1) 3/8in push-to-connect to (1) 3/8in push-to-connect. | Stock | 25
9066032U | Metal Work pneumatic push-to-connect fitting, manual shutoff valve, 3-way, technopolymer body, (1) 3/8in push-to-connect to (1) 3/8in push-to-connect. | Stock | 25
9065132U | Metal Work pneumatic push-to-connect fitting, manual shutoff valve, locking, 2-way, technopolymer body, (1) 3/8in push-to-connect to (1) 3/8in push-to-connect. | Stock | 38
9066132U | Metal Work pneumatic push-to-connect fitting, manual shutoff valve, locking, 3-way, technopolymer body, (1) 3/8in push-to-connect to (1) 3/8in push-to-connect. | Stock | 38
HVU12 | NITRA pneumatic push-to-connect fitting, manual shutoff valve, 3-way, thermoplastic (PBT) body, (1) 1/2in push-to-connect to (1) 1/2in push-to-connect. Package of 2. | Stock | 27.5
HVU6M | NITRA pneumatic push-to-connect fitting, manual shutoff valve, 3-way, thermoplastic (PBT) body, (1) 6mm push-to-connect to (1) 6mm push-to-connect. Package of 2. | Stock | 20
9065016 | Metal Work pneumatic push-to-connect fitting, manual shutoff valve, 2-way, technopolymer body, (1) 6mm push-to-connect to (1) 6mm push-to-connect. | Stock | 18.5
9066016 | Metal Work pneumatic push-to-connect fitting, manual shutoff valve, 3-way, technopolymer body, (1) 6mm push-to-connect to (1) 6mm push-to-connect. | Stock | 18.5
9065116 | Metal Work pneumatic push-to-connect fitting, manual shutoff valve, locking, 2-way, technopolymer body, (1) 6mm push-to-connect to (1) 6mm push-to-connect. | Stock | 31.5
9066116 | Metal Work pneumatic push-to-connect fitting, manual shutoff valve, locking, 3-way, technopolymer body, (1) 6mm push-to-connect to (1) 6mm push-to-connect. | Stock | 31.5
HVU8M | NITRA pneumatic push-to-connect fitting, manual shutoff valve, 3-way, thermoplastic (PBT) body, (1) 5/16in (8mm) push-to-connect to (1) 5/16in (8mm) push-to-connect. Package of 2. | Stock | 21.5
HVU10M | NITRA pneumatic push-to-connect fitting, manual shutoff valve, 3-way, thermoplastic (PBT) body, (1) 10mm push-to-connect to (1) 10mm push-to-connect. Package of 2. | Stock | 22.5
HVU12M | NITRA pneumatic push-to-connect fitting, manual shutoff valve, 3-way, thermoplastic (PBT) body, (1) 12mm push-to-connect to (1) 12mm push-to-connect. Package of 2. | Stock | 24
9067616 | Metal Work pneumatic push-to-connect fitting, pilot valve, 3-way N.C., technopolymer body, (2) 6mm push-to-connect to (1) 5/32in (4mm) push-to-connect. | Stock | 23
9067624 | Metal Work pneumatic push-to-connect fitting, pilot valve, 3-way N.C., technopolymer body, (2) 5/16in (8mm) push-to-connect to (1) 5/32in (4mm) push-to-connect. | Stock | 23.5
9061316 | Metal Work pneumatic push-to-connect fitting, inline pressure regulator, technopolymer body, (1) 6mm push-to-connect inlet(s), (1) 6mm push-to-connect outlet(s), 14.5-116 psi range. | Stock | 25.5
PRU14 | NITRA pneumatic push-to-connect fitting, inline pressure regulator, technopolymer body, (1) 1/4in push-to-connect inlet(s), (1) 1/4in push-to-connect outlet(s), 15-120 psi adjustable range. | Stock | 28
PRU516 | NITRA pneumatic push-to-connect fitting, inline pressure regulator, technopolymer body, (1) 5/16in (8mm) push-to-connect inlet(s), (1) 5/16in (8mm) push-to-connect outlet(s), 15-120 psi adjustable range. | Stock | 29.5
9061332U | Metal Work pneumatic push-to-connect fitting, inline pressure regulator, technopolymer body, (1) 3/8in push-to-connect inlet(s), (1) 3/8in push-to-connect outlet(s), 14.5-116 psi range. | Stock | 38.5
9067016 | Metal Work pneumatic push-to-connect fitting, inline pressure gauge, technopolymer body, (1) 6mm push-to-connect inlet(s), (1) 6mm push-to-connect outlet(s), 0-174 psi range. | Stock | 22
PGU14 | NITRA pneumatic push-to-connect fitting, inline pressure gauge, technopolymer body, (1) 1/4in push-to-connect inlet(s), (1) 1/4in push-to-connect outlet(s), 0-170 psi range. | Stock | 24.5
PGU516 | NITRA pneumatic push-to-connect fitting, inline pressure gauge, technopolymer body, (1) 5/16in (8mm) push-to-connect inlet(s), (1) 5/16in (8mm) push-to-connect outlet(s), 0-170 psi range. | Stock | 26.5
9067032U | Metal Work pneumatic push-to-connect fitting, inline pressure gauge, technopolymer body, (1) 3/8in push-to-connect inlet(s), (1) 3/8in push-to-connect outlet(s), 0-174 psi range. | Stock | 32.5
9070116 | Metal Work mechanical pressure switch, 7.5 to 145 psig set point, 5.8 to 11.6 psig deadband range, brass sensing element, nitrile seal(s), SPDT 2A, (2) 6mm push-to-connect process connection, 1ft/0.3m cable with 3-pin M8 snap-fit connector. | Stock | 36
9070116U | Metal Work mechanical pressure switch, 7.5 to 145 psig set point, 5.8 to 11.6 psig deadband range, brass sensing element, nitrile seal(s), SPDT 2A, (2) 1/4in push-to-connect process connection, 1ft/0.3m cable with 3-pin M8 snap-fit connector. | Stock | 36
9070124 | Metal Work mechanical pressure switch, 7.5 to 145 psig set point, 5.8 to 11.6 psig deadband range, brass sensing element, nitrile seal(s), SPDT 2A, (2) 5/16in (8mm) push-to-connect process connection, 1ft/0.3m cable with 3-pin M8 snap-fit connector. | Stock | 36.5
9070132U | Metal Work mechanical pressure switch, 7.5 to 145 psig set point, 5.8 to 11.6 psig deadband range, brass sensing element, nitrile seal(s), SPDT 2A, (2) 3/8in push-to-connect process connection, 1ft/0.3m cable with 3-pin M8 snap-fit connector. | Stock | 43
9068016 | Metal Work pneumatic push-to-connect fitting, inline pressure indicator, technopolymer body, (1) 6mm push-to-connect inlet(s), (1) 6mm push-to-connect outlet(s), 29-145 psi range, orange indication. | Stock | 15
9068216 | Metal Work pneumatic push-to-connect fitting, inline pressure indicator, technopolymer body, (1) 6mm push-to-connect inlet(s), (1) 6mm push-to-connect outlet(s), 29-145 psi range, green indication. | Stock | 16
PMU14A | NITRA pneumatic push-to-connect fitting, inline pressure indicator, technopolymer body, (1) 1/4in push-to-connect inlet(s), (1) 1/4in push-to-connect outlet(s), 29-145 psi range, orange indication. | Stock | 17
PMU14G | NITRA pneumatic push-to-connect fitting, inline pressure indicator, technopolymer body, (1) 1/4in push-to-connect inlet(s), (1) 1/4in push-to-connect outlet(s), 29-145 psi range, green indication. | Stock | 17
PMU516A | NITRA pneumatic push-to-connect fitting, inline pressure indicator, technopolymer body, (1) 5/16in (8mm) push-to-connect inlet(s), (1) 5/16in (8mm) push-to-connect outlet(s), 29-145 psi range, orange indication. | Stock | 18
PMU516G | NITRA pneumatic push-to-connect fitting, inline pressure indicator, technopolymer body, (1) 5/16in (8mm) push-to-connect inlet(s), (1) 5/16in (8mm) push-to-connect outlet(s), 29-145 psi range, green indication. | Stock | 18
SLV-PU | NITRA pneumatic pop up pressure indicator, 5 psi, 1/8in male NPT. | Stock | 32
9070444 | Metal Work LINE ON LINE air filter, particulate and moisture separation, 5/16in (8mm) push-to-connect inlet(s), 5/16in (8mm) push-to-connect outlet(s). | Stock | 16.5
9070452U | Metal Work LINE ON LINE air filter, particulate and moisture separation, 3/8in push-to-connect inlet(s), 3/8in push-to-connect outlet(s). | Stock | 19
9062500 | Metal Work particulate filter element, replacement, 5 micron particles, yellow HDPE. For use with Metal Work LINE ON LINE series filters. | Stock | 1.5
9062501 | Metal Work particulate filter element, replacement, 20 micron particles, white HDPE. For use with Metal Work LINE ON LINE series filters. | Stock | 1.5
9062502 | Metal Work particulate filter element, replacement, 50 micron particles, blue HDPE. For use with Metal Work LINE ON LINE series filters. | Stock | 1.5
CVU532 | NITRA pneumatic push-to-connect fitting, check valve, thermoplastic (PBT) body, (1) 5/32in (4mm) push-to-connect to (1) 5/32in (4mm) push-to-connect. Package of 5. | Stock | 43.5
CVU14 | NITRA pneumatic push-to-connect fitting, check valve, thermoplastic (PBT) body, (1) 1/4in push-to-connect to (1) 1/4in push-to-connect. Package of 5. | Stock | 50
CVU38 | NITRA pneumatic push-to-connect fitting, check valve, aluminum body, (1) 3/8in push-to-connect to (1) 3/8in push-to-connect. Package of 5. | Stock | 133
CVU6M | NITRA pneumatic push-to-connect fitting, check valve, thermoplastic (PBT) body, (1) 6mm push-to-connect to (1) 6mm push-to-connect. Package of 5. | Stock | 44.5
CVU8M | NITRA pneumatic push-to-connect fitting, check valve, thermoplastic (PBT) body, (1) 5/16in (8mm) push-to-connect to (1) 5/16in (8mm) push-to-connect. Package of 5. | Stock | 55
CVU10N | NITRA pneumatic threaded fitting, check valve, nickel-plated brass body, nickel-plated brass threads, (1) #10-32 female UNF to (1) #10-32 female UNF. | Stock | 8.5
CVU18N | NITRA pneumatic threaded fitting, check valve, nickel-plated brass body, nickel-plated brass threads, (1) 1/8in female NPT to (1) 1/8in female NPT. | Stock | 10
CVF18N-M18N | NITRA pneumatic threaded fitting, check valve, nickel-plated brass body, nickel-plated brass threads, (1) 1/8in female NPT to (1) 1/8in male NPT. | Stock | 10
CVM18N-F18N | NITRA pneumatic threaded fitting, check valve, nickel-plated brass body, nickel-plated brass threads, (1) 1/8in male NPT to (1) 1/8in female NPT. | Stock | 10
CV-1202-MF | CITO pneumatic, coolant, oil or water threaded fitting, check valve, brass body, brass threads, (1) 1/4in female NPT to (1) 1/4in female NPT. | Stock | 30
CV-1203-MF | CITO pneumatic, coolant, oil or water threaded fitting, check valve, brass body, brass threads, (1) 3/8in female NPT to (1) 3/8in female NPT. | Stock | 36
CV-1204-MF | CITO pneumatic, coolant, oil or water threaded fitting, check valve, brass body, brass threads, (1) 1/2in female NPT to (1) 1/2in female NPT. | Stock | 44
POC18N | NITRA pneumatic threaded fitting, pilot operated check valve, rotating, anodized aluminum body, zinc-plated brass threads, (1) #10-32 female UNF to (1) 1/8in female NPT to (1) 1/8in male NPT. | Stock | 54
POC14-18N | NITRA pneumatic threaded fitting, pilot operated check valve, rotating, anodized aluminum body, zinc-plated brass threads, (1) #10-32 female UNF to (1) 1/4in push-to-connect to (1) 1/8in male NPT. | Stock | 55
POC14-14N | NITRA pneumatic threaded fitting, pilot operated check valve, rotating, anodized aluminum body, nickel-plated brass threads, (1) #10-32 female UNF to (1) 1/4in male NPT to (1) 1/4in push-to-connect. | Stock | 40.5
SVU532 | NITRA pneumatic push-to-connect fitting, union straight stop valve, thermoplastic (PBT) body, (1) 5/32in (4mm) push-to-connect to (1) 5/32in (4mm) push-to-connect. Package of 5. | Stock | 39.5
SVU14 | NITRA pneumatic push-to-connect fitting, union straight stop valve, thermoplastic (PBT) body, (1) 1/4in push-to-connect to (1) 1/4in push-to-connect. Package of 5. | Stock | 47.5
SVU38 | NITRA pneumatic push-to-connect fitting, union straight stop valve, thermoplastic (PBT) body, (1) 3/8in push-to-connect to (1) 3/8in push-to-connect. Package of 5. | Stock | 63
SVU12 | NITRA pneumatic push-to-connect fitting, union straight stop valve, thermoplastic (PBT) body, (1) 1/2in push-to-connect to (1) 1/2in push-to-connect. Package of 5. | Stock | 63
SVU6M | NITRA pneumatic push-to-connect fitting, union straight stop valve, thermoplastic (PBT) body, (1) 6mm push-to-connect to (1) 6mm push-to-connect. Package of 5. | Stock | 42
SVU8M | NITRA pneumatic push-to-connect fitting, union straight stop valve, thermoplastic (PBT) body, (1) 5/16in (8mm) push-to-connect to (1) 5/16in (8mm) push-to-connect. Package of 5. | Stock | 50
SVU10M | NITRA pneumatic push-to-connect fitting, union straight stop valve, thermoplastic (PBT) body, (1) 10mm push-to-connect to (1) 10mm push-to-connect. Package of 5. | Stock | 57
SVU12M | NITRA pneumatic push-to-connect fitting, union straight stop valve, thermoplastic (PBT) body, (1) 12mm push-to-connect to (1) 12mm push-to-connect. Package of 5. | Stock | 58
SV18N | NITRA pneumatic threaded fitting, shuttle valve, anodized aluminum body, nickel-plated brass threads, (3) 1/8in female NPT. | Stock | 17
SV14 | NITRA pneumatic threaded fitting, shuttle valve, anodized aluminum body, nickel-plated brass threads, (3) 1/4in push-to-connect. | Stock | 26
GBV10N | NITRA pneumatic threaded fitting, bleed valve, nickel-plated brass body, nickel-plated brass threads, #10-32 male UNF. | Stock | 15
GBV18N | NITRA pneumatic threaded fitting, bleed valve, nickel-plated brass body, nickel-plated brass threads, 1/8in male NPT. | Stock | 13.5
GBV14N | NITRA pneumatic threaded fitting, bleed valve, nickel-plated brass body, nickel-plated brass threads, 1/4in male NPT. | Stock | 15
Hose Clamps
HC-316 | NITRA hose clamp, 2-ear, 0.318-0.433in diameter, plated steel. Package of 10. For use with HBV series 3/16in hose. | Stock | 5.75
HCSS-316 | NITRA hose clamp, interlocking ear, 0.346-0.413in diameter, 304 stainless steel. Package of 10. For use with HBV series 3/16in hose. | Stock | 6.25
HC-14 | NITRA hose clamp, 2-ear, 0.425-0.512in diameter, plated steel. Package of 10. For use with HBV series 1/4in hose. | Stock | 5.75
HCSS-14 | NITRA hose clamp, interlocking ear, 0.398-0.465in diameter, 304 stainless steel. Package of 10. For use with HBV series 1/4in hose. | Stock | 6.25
HC-516 | NITRA hose clamp, 2-ear, 0.492-0.591in diameter, plated steel. Package of 10. For use with HBV series 5/16in hose. | Stock | 6
HCSS-516 | NITRA hose clamp, interlocking ear, 0.472-0.571in diameter, 304 stainless steel. Package of 10. For use with HBV series 5/16in hose. | Stock | 6.5
HC-38 | NITRA hose clamp, 2-ear, 0.551-0.669in diameter, plated steel. Package of 10. For use with HBV series 3/8in hose. | Stock | 6.25
HCSS-38 | NITRA hose clamp, interlocking ear, 0.520-0.618in diameter, 304 stainless steel. Package of 10. For use with HBV series 3/8in hose. | Stock | 6.5
HC-12 | NITRA hose clamp, 2-ear, 0.638-0.787in diameter, plated steel. Package of 10. For use with HBV series 1/2in hose. | Stock | 6.5
HCSS-12 | NITRA hose clamp, interlocking ear, 0.654-0.780in diameter, 304 stainless steel. Package of 10. For use with HBV series 1/2in hose. | Stock | 7.75
HC-58 | NITRA hose clamp, 2-ear, 0.748-0.906in diameter, plated steel. Package of 10. For use with HBV series 5/8in hose. | Stock | 8
HCSS-58 | NITRA hose clamp, interlocking ear, 0.823-0.949in diameter, 304 stainless steel. Package of 10. For use with HBV series 5/8in hose. | Stock | 8.25
HC-34 | NITRA hose clamp, 2-ear, 0.945-1.102in diameter, plated steel. Package of 10. For use with HBV series 3/4in hose. | Stock | 11
HCSS-34 | NITRA hose clamp, interlocking ear, 0.941-1.067in diameter, 304 stainless steel. Package of 10. For use with HBV series 3/4in hose. | Stock | 9.25
HCSS-1 | NITRA hose clamp, interlocking ear, 1.236-1.362in diameter, 304 stainless steel. Package of 10. For use with HBV series 1in hose. | Stock | 9.5
Air Jets
AJS-35 | NITRA pneumatic air jet set, 35 pieces, brass. | Stock | 303
AJTB-18N | NITRA pneumatic air jet base, 1in length, brass, 1/8in male NPT. | Stock | 9.25
AJPB-14 | NITRA pneumatic air jet base, 1.1in length, brass, 1/4in push-to-connect. | Stock | 10
AJB-10 | NITRA pneumatic air jet base, 1in length, brass, #10-32 female threaded. | Stock | 8.5
AJB-15 | NITRA pneumatic air jet base, 1.5in length, brass, #10-32 female threaded. | Stock | 8.5
AJB-20 | NITRA pneumatic air jet base, 2in length, brass, #10-32 female threaded. | Stock | 8.5
AJN16-1 | NITRA pneumatic air jet nozzle, 1in length, straight, brass. | Stock | 10
AJN16-2 | NITRA pneumatic air jet nozzle, 2in length, straight, brass. | Stock | 10
AJN16-1-45 | NITRA pneumatic air jet nozzle, 1in length, 45 degree, brass. | Stock | 10
AJN16-1-90 | NITRA pneumatic air jet nozzle, 1in length, 90 degree, brass. | Stock | 10
AJN16-1-CD | NITRA pneumatic air jet nozzle, 1in length, compound angle, brass. | Stock | 10.5
AJN16-3 | NITRA pneumatic air jet nozzle, 3in length, straight, brass. | Stock | 10
AJ-NUT | NITRA pneumatic air jet nut, brass. | Stock | 3.75
AJH-1 | NITRA pneumatic air jet holder, anodized aluminum. | Stock | 12
AJNV-M10N | NITRA pneumatic air jet needle valve, brass, #10-32 female threaded. | Stock | 10
Pneumatic Manifolds
MYA-3 | NITRA pneumatic valve manifold, aluminum, blue, round, 500 psi maximum operating pressure, (3) stations, (1) 1/4in female NPT inlet(s), (3) 1/4in female NPT outlet(s). | Stock | 9.5
MRA-4BA | NITRA pneumatic valve manifold, aluminum, black, rectangular, 1000 psi maximum operating pressure, (4) stations, (1) 1/8in female NPT inlet(s), (4) #10-32 female UNF outlet(s), standard hole spacing. | Stock | 16
MRA-4BA-180 | NITRA pneumatic valve manifold, aluminum, black, rectangular, 1000 psi maximum operating pressure, (4) stations, (1) 1/8in female NPT inlet(s), (8) #10-32 female UNF outlet(s), 180-degree orientation, standard hole spacing. | Stock | 19.5
MRA-6BA | NITRA pneumatic valve manifold, aluminum, black, rectangular, 1000 psi maximum operating pressure, (6) stations, (1) 1/8in female NPT inlet(s), (6) #10-32 female UNF outlet(s), standard hole spacing. | Stock | 17
MRA-6BA-180 | NITRA pneumatic valve manifold, aluminum, black, rectangular, 1000 psi maximum operating pressure, (6) stations, (1) 1/8in female NPT inlet(s), (12) #10-32 female UNF outlet(s), 180-degree orientation, standard hole spacing. | Stock | 21.5
MRA-8BA | NITRA pneumatic valve manifold, aluminum, black, rectangular, 1000 psi maximum operating pressure, (8) stations, (1) 1/8in female NPT inlet(s), (8) #10-32 female UNF outlet(s), standard hole spacing. | Stock | 18.5
MRA-8BA-180 | NITRA pneumatic valve manifold, aluminum, black, rectangular, 1000 psi maximum operating pressure, (8) stations, (1) 1/8in female NPT inlet(s), (16) #10-32 female UNF outlet(s), 180-degree orientation, standard hole spacing. | Stock | 22
MRA-10BA | NITRA pneumatic valve manifold, aluminum, black, rectangular, 1000 psi maximum operating pressure, (10) stations, (1) 1/8in female NPT inlet(s), (10) #10-32 female UNF outlet(s), standard hole spacing. | Stock | 24
MRA-10BA-180 | NITRA pneumatic valve manifold, aluminum, black, rectangular, 1000 psi maximum operating pressure, (10) stations, (1) 1/8in female NPT inlet(s), (20) #10-32 female UNF outlet(s), 180-degree orientation, standard hole spacing. | Stock | 30.5
MRA-2CB | NITRA pneumatic valve manifold, aluminum, black, rectangular, 1000 psi maximum operating pressure, (2) stations, (2) 1/4in female NPT inlet(s), (2) 1/8in female NPT outlet(s), standard hole spacing. | Stock | 19
MRA-2CB-90 | NITRA pneumatic valve manifold, aluminum, black, rectangular, 1000 psi maximum operating pressure, (2) stations, (2) 1/4in female NPT inlet(s), (4) 1/8in female NPT outlet(s), 90-degree orientation, standard hole spacing. | Stock | 29.5
MRA-2CB-W | NITRA pneumatic valve manifold, aluminum, black, rectangular, 1000 psi maximum operating pressure, (2) stations, (2) 1/4in female NPT inlet(s), (2) 1/8in female NPT outlet(s), wide hole spacing. | Stock | 22
MRA-3CB | NITRA pneumatic valve manifold, aluminum, black, rectangular, 1000 psi maximum operating pressure, (3) stations, (2) 1/4in female NPT inlet(s), (3) 1/8in female NPT outlet(s), standard hole spacing. | Stock | 20.5
MRA-3CB-90 | NITRA pneumatic valve manifold, aluminum, black, rectangular, 1000 psi maximum operating pressure, (3) stations, (2) 1/4in female NPT inlet(s), (6) 1/8in female NPT outlet(s), 90-degree orientation, standard hole spacing. | Stock | 31.5
MRA-3CB-W | NITRA pneumatic valve manifold, aluminum, black, rectangular, 1000 psi maximum operating pressure, (3) stations, (2) 1/4in female NPT inlet(s), (3) 1/8in female NPT outlet(s), wide hole spacing. | Stock | 24.5
MRA-4CB | NITRA pneumatic valve manifold, aluminum, black, rectangular, 1000 psi maximum operating pressure, (4) stations, (2) 1/4in female NPT inlet(s), (4) 1/8in female NPT outlet(s), standard hole spacing. | Stock | 22.5
MRA-4CB-90 | NITRA pneumatic valve manifold, aluminum, black, rectangular, 1000 psi maximum operating pressure, (4) stations, (2) 1/4in female NPT inlet(s), (8) 1/8in female NPT outlet(s), 90-degree orientation, standard hole spacing. | Stock | 33.5
MRA-4CB-W | NITRA pneumatic valve manifold, aluminum, black, rectangular, 1000 psi maximum operating pressure, (4) stations, (2) 1/4in female NPT inlet(s), (4) 1/8in female NPT outlet(s), wide hole spacing. | Stock | 26.5
IM3-4-BD-8-1-8-N-R | CITO Inline air, coolant, oil or water manifold, anodized aluminum, red, rectangular, 3000 psi maximum operating pressure, (4) stations, (2) 3/4in female NPT inlet(s), (8) 1/8in female NPT outlet(s), 45-deg and 135-deg orientation. | Stock | 100
IM3-4-BD-8-1-8-N-B | CITO Inline air, coolant, oil or water manifold, anodized aluminum, blue, rectangular, 3000 psi maximum operating pressure, (4) stations, (2) 3/4in female NPT inlet(s), (8) 1/8in female NPT outlet(s), 45-deg and 135-deg orientation. | Stock | 100
MRA-5CB | NITRA pneumatic valve manifold, aluminum, black, rectangular, 1000 psi maximum operating pressure, (5) stations, (2) 1/4in female NPT inlet(s), (5) 1/8in female NPT outlet(s), standard hole spacing. | Stock | 24.5
MRA-5CB-90 | NITRA pneumatic valve manifold, aluminum, black, rectangular, 1000 psi maximum operating pressure, (5) stations, (2) 1/4in female NPT inlet(s), (10) 1/8in female NPT outlet(s), 90-degree orientation, standard hole spacing. | Stock | 36
MRA-5CB-W | NITRA pneumatic valve manifold, aluminum, black, rectangular, 1000 psi maximum operating pressure, (5) stations, (2) 1/4in female NPT inlet(s), (5) 1/8in female NPT outlet(s), wide hole spacing. | Stock | 27.5
MRA-6CB | NITRA pneumatic valve manifold, aluminum, black, rectangular, 1000 psi maximum operating pressure, (6) stations, (2) 1/4in female NPT inlet(s), (6) 1/8in female NPT outlet(s), standard hole spacing. | Stock | 26.5
MRA-6CB-90 | NITRA pneumatic valve manifold, aluminum, black, rectangular, 1000 psi maximum operating pressure, (6) stations, (2) 1/4in female NPT inlet(s), (12) 1/8in female NPT outlet(s), 90-degree orientation, standard hole spacing. | Stock | 39.5
MRA-6CB-W | NITRA pneumatic valve manifold, aluminum, black, rectangular, 1000 psi maximum operating pressure, (6) stations, (2) 1/4in female NPT inlet(s), (6) 1/8in female NPT outlet(s), wide hole spacing. | Stock | 28.5
IM3-6-BD-12-1-8-N-R | CITO Inline air, coolant, oil or water manifold, anodized aluminum, red, rectangular, 3000 psi maximum operating pressure, (6) stations, (2) 3/4in female NPT inlet(s), (12) 1/8in female NPT outlet(s), 45-deg and 135-deg orientation. | Stock | 128
IM3-6-BD-12-1-8-N-B | CITO Inline air, coolant, oil or water manifold, anodized aluminum, blue, rectangular, 3000 psi maximum operating pressure, (6) stations, (2) 3/4in female NPT inlet(s), (12) 1/8in female NPT outlet(s), 45-deg and 135-deg orientation. | Stock | 128
IM-3030 | CITO manifold end cap, 3/4in male NPT, anodized aluminum. O-ring included. | Stock | 14
MRA-7CB | NITRA pneumatic valve manifold, aluminum, black, rectangular, 1000 psi maximum operating pressure, (7) stations, (2) 1/4in female NPT inlet(s), (7) 1/8in female NPT outlet(s), standard hole spacing. | Stock | 27.5
MRA-8CB | NITRA pneumatic valve manifold, aluminum, black, rectangular, 1000 psi maximum operating pressure, (8) stations, (2) 1/4in female NPT inlet(s), (8) 1/8in female NPT outlet(s), standard hole spacing. | Stock | 28.5
MRA-8CB-90 | NITRA pneumatic valve manifold, aluminum, black, rectangular, 1000 psi maximum operating pressure, (8) stations, (2) 1/4in female NPT inlet(s), (16) 1/8in female NPT outlet(s), 90-degree orientation, standard hole spacing. | Stock | 45.5
MRA-8CB-W | NITRA pneumatic valve manifold, aluminum, black, rectangular, 1000 psi maximum operating pressure, (8) stations, (2) 1/4in female NPT inlet(s), (8) 1/8in female NPT outlet(s), wide hole spacing. | Stock | 32
IM3-8-BD-16-1-8-N-R | CITO Inline air, coolant, oil or water manifold, anodized aluminum, red, rectangular, 3000 psi maximum operating pressure, (8) stations, (2) 3/4in female NPT inlet(s), (16) 1/8in female NPT outlet(s), 45-deg and 135-deg orientation. | Stock | 156
IM3-8-BD-16-1-8-N-B | CITO Inline air, coolant, oil or water manifold, anodized aluminum, blue, rectangular, 3000 psi maximum operating pressure, (8) stations, (2) 3/4in female NPT inlet(s), (16) 1/8in female NPT outlet(s), 45-deg and 135-deg orientation. | Stock | 156
MRA-10CB | NITRA pneumatic valve manifold, aluminum, black, rectangular, 1000 psi maximum operating pressure, (10) stations, (2) 1/4in female NPT inlet(s), (10) 1/8in female NPT outlet(s), standard hole spacing. | Stock | 29
MRA-2DC | NITRA pneumatic valve manifold, aluminum, black, rectangular, 1000 psi maximum operating pressure, (2) stations, (2) 3/8in female NPT inlet(s), (2) 1/4in female NPT outlet(s), standard hole spacing. | Stock | 19
MRA-2DC-90 | NITRA pneumatic valve manifold, aluminum, black, rectangular, 1000 psi maximum operating pressure, (2) stations, (2) 3/8in female NPT inlet(s), (4) 1/4in female NPT outlet(s), 90-degree orientation, standard hole spacing. | Stock | 29.5
MRA-2DC-W | NITRA pneumatic valve manifold, aluminum, black, rectangular, 1000 psi maximum operating pressure, (2) stations, (2) 3/8in female NPT inlet(s), (2) 1/4in female NPT outlet(s), wide hole spacing. | Stock | 22.5
MRA-3DC | NITRA pneumatic valve manifold, aluminum, black, rectangular, 1000 psi maximum operating pressure, (3) stations, (2) 3/8in female NPT inlet(s), (3) 1/4in female NPT outlet(s), standard hole spacing. | Stock | 20.5
MRA-3DC-90 | NITRA pneumatic valve manifold, aluminum, black, rectangular, 1000 psi maximum operating pressure, (3) stations, (2) 3/8in female NPT inlet(s), (6) 1/4in female NPT outlet(s), 90-degree orientation, standard hole spacing. | Stock | 31.5
MRA-3DC-W | NITRA pneumatic valve manifold, aluminum, black, rectangular, 1000 psi maximum operating pressure, (3) stations, (2) 3/8in female NPT inlet(s), (3) 1/4in female NPT outlet(s), wide hole spacing. | Stock | 24.5
MRA-4DC | NITRA pneumatic valve manifold, aluminum, black, rectangular, 1000 psi maximum operating pressure, (4) stations, (2) 3/8in female NPT inlet(s), (4) 1/4in female NPT outlet(s), standard hole spacing. | Stock | 22.5
MRA-4DC-90 | NITRA pneumatic valve manifold, aluminum, black, rectangular, 1000 psi maximum operating pressure, (4) stations, (2) 3/8in female NPT inlet(s), (8) 1/4in female NPT outlet(s), 90-degree orientation, standard hole spacing. | Stock | 33.5
MRA-4DC-W | NITRA pneumatic valve manifold, aluminum, black, rectangular, 1000 psi maximum operating pressure, (4) stations, (2) 3/8in female NPT inlet(s), (4) 1/4in female NPT outlet(s), wide hole spacing. | Stock | 27
IM3-4-BD-8-1-4-N-R | CITO Inline air, coolant, oil or water manifold, anodized aluminum, red, rectangular, 3000 psi maximum operating pressure, (4) stations, (2) 3/4in female NPT inlet(s), (8) 1/4in female NPT outlet(s), 45-deg and 135-deg orientation. | Stock | 100
IM4-6-BD-8-1-4-N-R | CITO Inline air, coolant, oil or water manifold, anodized aluminum, red, rectangular, 3000 psi maximum operating pressure, (4) stations, (2) 1in female NPT inlet(s), (8) 1/4in female NPT outlet(s), 45-deg and 135-deg orientation. | Stock | 127
IM3-4-BD-8-1-4-N-B | CITO Inline air, coolant, oil or water manifold, anodized aluminum, blue, rectangular, 3000 psi maximum operating pressure, (4) stations, (2) 3/4in female NPT inlet(s), (8) 1/4in female NPT outlet(s), 45-deg and 135-deg orientation. | Stock | 100
IM4-6-BD-8-1-4-N-B | CITO Inline air, coolant, oil or water manifold, anodized aluminum, blue, rectangular, 3000 psi maximum operating pressure, (4) stations, (2) 1in female NPT inlet(s), (8) 1/4in female NPT outlet(s), 45-deg and 135-deg orientation. | Stock | 127
MRA-5DC | NITRA pneumatic valve manifold, aluminum, black, rectangular, 1000 psi maximum operating pressure, (5) stations, (2) 3/8in female NPT inlet(s), (5) 1/4in female NPT outlet(s), standard hole spacing. | Stock | 24.5
MRA-5DC-90 | NITRA pneumatic valve manifold, aluminum, black, rectangular, 1000 psi maximum operating pressure, (5) stations, (2) 3/8in female NPT inlet(s), (10) 1/4in female NPT outlet(s), 90-degree orientation, standard hole spacing. | Stock | 36
MRA-5DC-W | NITRA pneumatic valve manifold, aluminum, black, rectangular, 1000 psi maximum operating pressure, (5) stations, (2) 3/8in female NPT inlet(s), (5) 1/4in female NPT outlet(s), wide hole spacing. | Stock | 28.5
MRA-6DC | NITRA pneumatic valve manifold, aluminum, black, rectangular, 1000 psi maximum operating pressure, (6) stations, (2) 3/8in female NPT inlet(s), (6) 1/4in female NPT outlet(s), standard hole spacing. | Stock | 26.5
MRA-6DC-90 | NITRA pneumatic valve manifold, aluminum, black, rectangular, 1000 psi maximum operating pressure, (6) stations, (2) 3/8in female NPT inlet(s), (12) 1/4in female NPT outlet(s), 90-degree orientation, standard hole spacing. | Stock | 39.5
MRA-6DC-W | NITRA pneumatic valve manifold, aluminum, black, rectangular, 1000 psi maximum operating pressure, (6) stations, (2) 3/8in female NPT inlet(s), (6) 1/4in female NPT outlet(s), wide hole spacing. | Stock | 30.5
IM3-6-BD-12-1-4-N-R | CITO Inline air, coolant, oil or water manifold, anodized aluminum, red, rectangular, 3000 psi maximum operating pressure, (6) stations, (2) 3/4in female NPT inlet(s), (12) 1/4in female NPT outlet(s), 45-deg and 135-deg orientation. | Stock | 128
IM4-9-BD-12-1-4-N-R | CITO Inline air, coolant, oil or water manifold, anodized aluminum, red, rectangular, 3000 psi maximum operating pressure, (6) stations, (2) 1in female NPT inlet(s), (12) 1/4in female NPT outlet(s), 45-deg and 135-deg orientation. | Stock | 157
IM3-6-BD-12-1-4-N-B | CITO Inline air, coolant, oil or water manifold, anodized aluminum, blue, rectangular, 3000 psi maximum operating pressure, (6) stations, (2) 3/4in female NPT inlet(s), (12) 1/4in female NPT outlet(s), 45-deg and 135-deg orientation. | Stock | 128
IM4-9-BD-12-1-4-N-B | CITO Inline air, coolant, oil or water manifold, anodized aluminum, blue, rectangular, 3000 psi maximum operating pressure, (6) stations, (2) 1in female NPT inlet(s), (12) 1/4in female NPT outlet(s), 45-deg and 135-deg orientation. | Stock | 157
MRA-7DC | NITRA pneumatic valve manifold, aluminum, black, rectangular, 1000 psi maximum operating pressure, (7) stations, (2) 3/8in female NPT inlet(s), (7) 1/4in female NPT outlet(s), standard hole spacing. | Stock | 27.5
MRA-8DC | NITRA pneumatic valve manifold, aluminum, black, rectangular, 1000 psi maximum operating pressure, (8) stations, (2) 3/8in female NPT inlet(s), (8) 1/4in female NPT outlet(s), standard hole spacing. | Stock | 28.5
MRA-8DC-90 | NITRA pneumatic valve manifold, aluminum, black, rectangular, 1000 psi maximum operating pressure, (8) stations, (2) 3/8in female NPT inlet(s), (16) 1/4in female NPT outlet(s), 90-degree orientation, standard hole spacing. | Stock | 45.5
MRA-8DC-W | NITRA pneumatic valve manifold, aluminum, black, rectangular, 1000 psi maximum operating pressure, (8) stations, (2) 3/8in female NPT inlet(s), (8) 1/4in female NPT outlet(s), wide hole spacing. | Stock | 34
IM3-8-BD-16-1-4-N-R | CITO Inline air, coolant, oil or water manifold, anodized aluminum, red, rectangular, 3000 psi maximum operating pressure, (8) stations, (2) 3/4in female NPT inlet(s), (16) 1/4in female NPT outlet(s), 45-deg and 135-deg orientation. | Stock | 156
IM4-11-BD-16-1-4-N-R | CITO Inline air, coolant, oil or water manifold, anodized aluminum, red, rectangular, 3000 psi maximum operating pressure, (8) stations, (2) 1in female NPT inlet(s), (16) 1/4in female NPT outlet(s), 45-deg and 135-deg orientation. | Stock | 196
IM3-8-BD-16-1-4-N-B | CITO Inline air, coolant, oil or water manifold, anodized aluminum, blue, rectangular, 3000 psi maximum operating pressure, (8) stations, (2) 3/4in female NPT inlet(s), (16) 1/4in female NPT outlet(s), 45-deg and 135-deg orientation. | Stock | 156
IM4-11-BD-16-1-4-N-B | CITO Inline air, coolant, oil or water manifold, anodized aluminum, blue, rectangular, 3000 psi maximum operating pressure, (8) stations, (2) 1in female NPT inlet(s), (16) 1/4in female NPT outlet(s), 45-deg and 135-deg orientation. | Stock | 196
MRA-10DC | NITRA pneumatic valve manifold, aluminum, black, rectangular, 1000 psi maximum operating pressure, (10) stations, (2) 3/8in female NPT inlet(s), (10) 1/4in female NPT outlet(s), standard hole spacing. | Stock | 30.5
MRA-10DC-90 | NITRA pneumatic valve manifold, aluminum, black, rectangular, 1000 psi maximum operating pressure, (10) stations, (2) 3/8in female NPT inlet(s), (20) 1/4in female NPT outlet(s), 90-degree orientation, standard hole spacing. | Stock | 49
MRA-10DC-W | NITRA pneumatic valve manifold, aluminum, black, rectangular, 1000 psi maximum operating pressure, (10) stations, (2) 3/8in female NPT inlet(s), (10) 1/4in female NPT outlet(s), wide hole spacing. | Stock | 38.5
MLA-5 | NITRA pneumatic valve manifold, aluminum, silver, rectangular, 500 psi maximum operating pressure, (5) stations, (2) 1/2in female NPT inlet(s), (5) 1/4in female NPT outlet(s), standard hole spacing. | Stock | 42
MRA-2ED | NITRA pneumatic valve manifold, aluminum, black, rectangular, 1000 psi maximum operating pressure, (2) stations, (2) 1/2in female NPT inlet(s), (2) 3/8in female NPT outlet(s), standard hole spacing. | Stock | 32.5
MRA-2ED-90 | NITRA pneumatic valve manifold, aluminum, black, rectangular, 1000 psi maximum operating pressure, (2) stations, (2) 1/2in female NPT inlet(s), (4) 3/8in female NPT outlet(s), 90-degree orientation, standard hole spacing. | Stock | 43.5
MRA-2ED-W | NITRA pneumatic valve manifold, aluminum, black, rectangular, 1000 psi maximum operating pressure, (2) stations, (2) 1/2in female NPT inlet(s), (2) 3/8in female NPT outlet(s), wide hole spacing. | Stock | 33.5
MRA-3ED | NITRA pneumatic valve manifold, aluminum, black, rectangular, 1000 psi maximum operating pressure, (3) stations, (2) 1/2in female NPT inlet(s), (3) 3/8in female NPT outlet(s), standard hole spacing. | Stock | 34
MRA-3ED-90 | NITRA pneumatic valve manifold, aluminum, black, rectangular, 1000 psi maximum operating pressure, (3) stations, (2) 1/2in female NPT inlet(s), (6) 3/8in female NPT outlet(s), 90-degree orientation, standard hole spacing. | Stock | 44.5
MRA-3ED-W | NITRA pneumatic valve manifold, aluminum, black, rectangular, 1000 psi maximum operating pressure, (3) stations, (2) 1/2in female NPT inlet(s), (3) 3/8in female NPT outlet(s), wide hole spacing. | Stock | 35.5
MRA-4ED | NITRA pneumatic valve manifold, aluminum, black, rectangular, 1000 psi maximum operating pressure, (4) stations, (2) 1/2in female NPT inlet(s), (4) 3/8in female NPT outlet(s), standard hole spacing. | Stock | 36
MRA-4ED-90 | NITRA pneumatic valve manifold, aluminum, black, rectangular, 1000 psi maximum operating pressure, (4) stations, (2) 1/2in female NPT inlet(s), (8) 3/8in female NPT outlet(s), 90-degree orientation, standard hole spacing. | Stock | 45.5
MRA-4ED-W | NITRA pneumatic valve manifold, aluminum, black, rectangular, 1000 psi maximum operating pressure, (4) stations, (2) 1/2in female NPT inlet(s), (4) 3/8in female NPT outlet(s), wide hole spacing. | Stock | 39
IM4-6-BD-8-3-8-N-R | CITO Inline air, coolant, oil or water manifold, anodized aluminum, red, rectangular, 3000 psi maximum operating pressure, (4) stations, (2) 1in female NPT inlet(s), (8) 3/8in female NPT outlet(s), 45-deg and 135-deg orientation. | Stock | 127
IM4-6-BD-8-3-8-N-B | CITO Inline air, coolant, oil or water manifold, anodized aluminum, blue, rectangular, 3000 psi maximum operating pressure, (4) stations, (2) 1in female NPT inlet(s), (8) 3/8in female NPT outlet(s), 45-deg and 135-deg orientation. | Stock | 127
MRA-5ED | NITRA pneumatic valve manifold, aluminum, black, rectangular, 1000 psi maximum operating pressure, (5) stations, (2) 1/2in female NPT inlet(s), (5) 3/8in female NPT outlet(s), standard hole spacing. | Stock | 37.5
MRA-5ED-90 | NITRA pneumatic valve manifold, aluminum, black, rectangular, 1000 psi maximum operating pressure, (5) stations, (2) 1/2in female NPT inlet(s), (10) 3/8in female NPT outlet(s), 90-degree orientation, standard hole spacing. | Stock | 46.5
MRA-5ED-W | NITRA pneumatic valve manifold, aluminum, black, rectangular, 1000 psi maximum operating pressure, (5) stations, (2) 1/2in female NPT inlet(s), (5) 3/8in female NPT outlet(s), wide hole spacing. | Stock | 41
MRA-6ED | NITRA pneumatic valve manifold, aluminum, black, rectangular, 1000 psi maximum operating pressure, (6) stations, (2) 1/2in female NPT inlet(s), (6) 3/8in female NPT outlet(s), standard hole spacing. | Stock | 40
MRA-6ED-90 | NITRA pneumatic valve manifold, aluminum, black, rectangular, 1000 psi maximum operating pressure, (6) stations, (2) 1/2in female NPT inlet(s), (12) 3/8in female NPT outlet(s), 90-degree orientation, standard hole spacing. | Stock | 47
MRA-6ED-W | NITRA pneumatic valve manifold, aluminum, black, rectangular, 1000 psi maximum operating pressure, (6) stations, (2) 1/2in female NPT inlet(s), (6) 3/8in female NPT outlet(s), wide hole spacing. | Stock | 43.5
IM4-9-BD-12-3-8-N-R | CITO Inline air, coolant, oil or water manifold, anodized aluminum, red, rectangular, 3000 psi maximum operating pressure, (6) stations, (2) 1in female NPT inlet(s), (12) 3/8in female NPT outlet(s), 45-deg and 135-deg orientation. | Stock | 157
IM4-9-BD-12-3-8-N-B | CITO Inline air, coolant, oil or water manifold, anodized aluminum, blue, rectangular, 3000 psi maximum operating pressure, (6) stations, (2) 1in female NPT inlet(s), (12) 3/8in female NPT outlet(s), 45-deg and 135-deg orientation. | Stock | 157
MRA-7ED | NITRA pneumatic valve manifold, aluminum, black, rectangular, 1000 psi maximum operating pressure, (7) stations, (2) 1/2in female NPT inlet(s), (7) 3/8in female NPT outlet(s), standard hole spacing. | Stock | 47
MRA-8ED | NITRA pneumatic valve manifold, aluminum, black, rectangular, 1000 psi maximum operating pressure, (8) stations, (2) 1/2in female NPT inlet(s), (8) 3/8in female NPT outlet(s), standard hole spacing. | Stock | 54
MRA-8ED-90 | NITRA pneumatic valve manifold, aluminum, black, rectangular, 1000 psi maximum operating pressure, (8) stations, (2) 1/2in female NPT inlet(s), (16) 3/8in female NPT outlet(s), 90-degree orientation, standard hole spacing. | Stock | 70
MRA-8ED-W | NITRA pneumatic valve manifold, aluminum, black, rectangular, 1000 psi maximum operating pressure, (8) stations, (2) 1/2in female NPT inlet(s), (8) 3/8in female NPT outlet(s), wide hole spacing. | Stock | 59
IM4-11-BD-16-3-8-N-R | CITO Inline air, coolant, oil or water manifold, anodized aluminum, red, rectangular, 3000 psi maximum operating pressure, (8) stations, (2) 1in female NPT inlet(s), (16) 3/8in female NPT outlet(s), 45-deg and 135-deg orientation. | Stock | 196
IM4-11-BD-16-3-8-N-B | CITO Inline air, coolant, oil or water manifold, anodized aluminum, blue, rectangular, 3000 psi maximum operating pressure, (8) stations, (2) 1in female NPT inlet(s), (16) 3/8in female NPT outlet(s), 45-deg and 135-deg orientation. | Stock | 196
IM-3040 | CITO manifold end cap, 1in male NPT, anodized aluminum. O-ring included. | Stock | 16
MRA-9ED | NITRA pneumatic valve manifold, aluminum, black, rectangular, 1000 psi maximum operating pressure, (9) stations, (2) 1/2in female NPT inlet(s), (9) 3/8in female NPT outlet(s), standard hole spacing. | Stock | 50
MRA-10ED | NITRA pneumatic valve manifold, aluminum, black, rectangular, 1000 psi maximum operating pressure, (10) stations, (2) 1/2in female NPT inlet(s), (10) 3/8in female NPT outlet(s), standard hole spacing. | Stock | 56
MRA-10ED-90 | NITRA pneumatic valve manifold, aluminum, black, rectangular, 1000 psi maximum operating pressure, (10) stations, (2) 1/2in female NPT inlet(s), (20) 3/8in female NPT outlet(s), 90-degree orientation, standard hole spacing. | Stock | 74
MRA-2FD | NITRA pneumatic valve manifold, aluminum, black, rectangular, 1000 psi maximum operating pressure, (2) stations, (2) 3/4in female NPT inlet(s), (2) 3/8in female NPT outlet(s), standard hole spacing. | Stock | 43.5
MRA-3FD | NITRA pneumatic valve manifold, aluminum, black, rectangular, 1000 psi maximum operating pressure, (3) stations, (2) 3/4in female NPT inlet(s), (3) 3/8in female NPT outlet(s), standard hole spacing. | Stock | 46
MRA-4FD | NITRA pneumatic valve manifold, aluminum, black, rectangular, 1000 psi maximum operating pressure, (4) stations, (2) 3/4in female NPT inlet(s), (4) 3/8in female NPT outlet(s), standard hole spacing. | Stock | 47.5
MRA-5FD | NITRA pneumatic valve manifold, aluminum, black, rectangular, 1000 psi maximum operating pressure, (5) stations, (2) 3/4in female NPT inlet(s), (5) 3/8in female NPT outlet(s), standard hole spacing. | Stock | 50
MRA-6FD | NITRA pneumatic valve manifold, aluminum, black, rectangular, 1000 psi maximum operating pressure, (6) stations, (2) 3/4in female NPT inlet(s), (6) 3/8in female NPT outlet(s), standard hole spacing. | Stock | 53
MRA-8FD | NITRA pneumatic valve manifold, aluminum, black, rectangular, 1000 psi maximum operating pressure, (8) stations, (2) 3/4in female NPT inlet(s), (8) 3/8in female NPT outlet(s), standard hole spacing. | Stock | 71
MRA-10FD | NITRA pneumatic valve manifold, aluminum, black, rectangular, 1000 psi maximum operating pressure, (10) stations, (2) 3/4in female NPT inlet(s), (10) 3/8in female NPT outlet(s), standard hole spacing. | Stock | 74
MRA-2GE | NITRA pneumatic valve manifold, aluminum, silver, rectangular, 1000 psi maximum operating pressure, (2) stations, (2) 1in female NPT inlet(s), (2) 1/2in female NPT outlet(s), standard hole spacing. | Stock | 71
MRA-2GE-90 | NITRA pneumatic valve manifold, aluminum, silver, rectangular, 1000 psi maximum operating pressure, (2) stations, (2) 1in female NPT inlet(s), (4) 1/2in female NPT outlet(s), 90-degree orientation, standard hole spacing. | Stock | 81
MRA-3GE | NITRA pneumatic valve manifold, aluminum, silver, rectangular, 1000 psi maximum operating pressure, (3) stations, (2) 1in female NPT inlet(s), (3) 1/2in female NPT outlet(s), standard hole spacing. | Stock | 83
MRA-3GE-90 | NITRA pneumatic valve manifold, aluminum, silver, rectangular, 1000 psi maximum operating pressure, (3) stations, (2) 1in female NPT inlet(s), (6) 1/2in female NPT outlet(s), 90-degree orientation, standard hole spacing. | Stock | 93
MRA-4GE | NITRA pneumatic valve manifold, aluminum, silver, rectangular, 1000 psi maximum operating pressure, (4) stations, (2) 1in female NPT inlet(s), (4) 1/2in female NPT outlet(s), standard hole spacing. | Stock | 94
MRA-4GE-90 | NITRA pneumatic valve manifold, aluminum, silver, rectangular, 1000 psi maximum operating pressure, (4) stations, (2) 1in female NPT inlet(s), (8) 1/2in female NPT outlet(s), 90-degree orientation, standard hole spacing. | Stock | 105
IM6-10-BD-8-1-2-N-R | CITO Inline air, coolant, oil or water manifold, anodized aluminum, red, rectangular, 3000 psi maximum operating pressure, (4) stations, (2) 1-1/2in female NPT inlet(s), (8) 1/2in female NPT outlet(s), 45-deg and 135-deg orientation. | Stock | 180
IM6-10-BD-8-1-2-N-B | CITO Inline air, coolant, oil or water manifold, anodized aluminum, blue, rectangular, 3000 psi maximum operating pressure, (4) stations, (2) 1-1/2in female NPT inlet(s), (8) 1/2in female NPT outlet(s), 45-deg and 135-deg orientation. | Stock | 180
MRA-5GE | NITRA pneumatic valve manifold, aluminum, silver, rectangular, 1000 psi maximum operating pressure, (5) stations, (2) 1in female NPT inlet(s), (5) 1/2in female NPT outlet(s), standard hole spacing. | Stock | 100
MRA-5GE-90 | NITRA pneumatic valve manifold, aluminum, silver, rectangular, 1000 psi maximum operating pressure, (5) stations, (2) 1in female NPT inlet(s), (10) 1/2in female NPT outlet(s), 90-degree orientation, standard hole spacing. | Stock | 111
MRA-6GE | NITRA pneumatic valve manifold, aluminum, silver, rectangular, 1000 psi maximum operating pressure, (6) stations, (2) 1in female NPT inlet(s), (6) 1/2in female NPT outlet(s), standard hole spacing. | Stock | 106
MRA-6GE-90 | NITRA pneumatic valve manifold, aluminum, silver, rectangular, 1000 psi maximum operating pressure, (6) stations, (2) 1in female NPT inlet(s), (12) 1/2in female NPT outlet(s), 90-degree orientation, standard hole spacing. | Stock | 123
IM6-14-BD-12-1-2-N-R | CITO Inline air, coolant, oil or water manifold, anodized aluminum, red, rectangular, 3000 psi maximum operating pressure, (6) stations, (2) 1-1/2in female NPT inlet(s), (12) 1/2in female NPT outlet(s), 45-deg and 135-deg orientation. | Stock | 254
IM6-14-BD-12-1-2-N-B | CITO Inline air, coolant, oil or water manifold, anodized aluminum, blue, rectangular, 3000 psi maximum operating pressure, (6) stations, (2) 1-1/2in female NPT inlet(s), (12) 1/2in female NPT outlet(s), 45-deg and 135-deg orientation. | Stock | 254
MRA-7GE | NITRA pneumatic valve manifold, aluminum, silver, rectangular, 1000 psi maximum operating pressure, (7) stations, (2) 1in female NPT inlet(s), (7) 1/2in female NPT outlet(s), standard hole spacing. | Stock | 124
MRA-7GE-90 | NITRA pneumatic valve manifold, aluminum, silver, rectangular, 1000 psi maximum operating pressure, (7) stations, (2) 1in female NPT inlet(s), (14) 1/2in female NPT outlet(s), 90-degree orientation, standard hole spacing. | Stock | 137
MRA-8GE | NITRA pneumatic valve manifold, aluminum, silver, rectangular, 1000 psi maximum operating pressure, (8) stations, (2) 1in female NPT inlet(s), (8) 1/2in female NPT outlet(s), standard hole spacing. | Stock | 143
MRA-8GE-90 | NITRA pneumatic valve manifold, aluminum, silver, rectangular, 1000 psi maximum operating pressure, (8) stations, (2) 1in female NPT inlet(s), (16) 1/2in female NPT outlet(s), 90-degree orientation, standard hole spacing. | Stock | 158
IM6-18-BD-16-1-2-N-R | CITO Inline air, coolant, oil or water manifold, anodized aluminum, red, rectangular, 3000 psi maximum operating pressure, (8) stations, (2) 1-1/2in female NPT inlet(s), (16) 1/2in female NPT outlet(s), 45-deg and 135-deg orientation. | Stock | 322
IM6-18-BD-16-1-2-N-B | CITO Inline air, coolant, oil or water manifold, anodized aluminum, blue, rectangular, 3000 psi maximum operating pressure, (8) stations, (2) 1-1/2in female NPT inlet(s), (16) 1/2in female NPT outlet(s), 45-deg and 135-deg orientation. | Stock | 322
IM-3060 | CITO manifold end cap, 1-1/2in male NPT, anodized aluminum. O-ring included. | Stock | 18
MRN-2CB | NITRA pneumatic or water valve manifold, Nylon 6, white, rectangular, 200 psi maximum operating pressure, (2) stations, (2) 1/4in female NPT inlet(s), (2) 1/8in female NPT outlet(s), standard hole spacing. | Stock | 47
MRN-3CB | NITRA pneumatic or water valve manifold, Nylon 6, white, rectangular, 200 psi maximum operating pressure, (3) stations, (2) 1/4in female NPT inlet(s), (3) 1/8in female NPT outlet(s), standard hole spacing. | Stock | 53
MRN-4CB | NITRA pneumatic or water valve manifold, Nylon 6, white, rectangular, 200 psi maximum operating pressure, (4) stations, (2) 1/4in female NPT inlet(s), (4) 1/8in female NPT outlet(s), standard hole spacing. | Stock | 58
MRN-5CB | NITRA pneumatic or water valve manifold, Nylon 6, white, rectangular, 200 psi maximum operating pressure, (5) stations, (2) 1/4in female NPT inlet(s), (5) 1/8in female NPT outlet(s), standard hole spacing. | Stock | 61
MRN-6CB | NITRA pneumatic or water valve manifold, Nylon 6, white, rectangular, 200 psi maximum operating pressure, (6) stations, (2) 1/4in female NPT inlet(s), (6) 1/8in female NPT outlet(s), standard hole spacing. | Stock | 64
MRN-7CB | NITRA pneumatic or water valve manifold, Nylon 6, white, rectangular, 200 psi maximum operating pressure, (7) stations, (2) 1/4in female NPT inlet(s), (7) 1/8in female NPT outlet(s), standard hole spacing. | Stock | 68
MRN-8CB | NITRA pneumatic or water valve manifold, Nylon 6, white, rectangular, 200 psi maximum operating pressure, (8) stations, (2) 1/4in female NPT inlet(s), (8) 1/8in female NPT outlet(s), standard hole spacing. | Stock | 72
MRN-9CB | NITRA pneumatic or water valve manifold, Nylon 6, white, rectangular, 200 psi maximum operating pressure, (9) stations, (2) 1/4in female NPT inlet(s), (9) 1/8in female NPT outlet(s), standard hole spacing. | Stock | 77
MRN-10CB | NITRA pneumatic or water valve manifold, Nylon 6, white, rectangular, 200 psi maximum operating pressure, (10) stations, (2) 1/4in female NPT inlet(s), (10) 1/8in female NPT outlet(s), standard hole spacing. | Stock | 79
MRN-2DC | NITRA pneumatic or water valve manifold, Nylon 6, white, rectangular, 200 psi maximum operating pressure, (2) stations, (2) 3/8in female NPT inlet(s), (2) 1/4in female NPT outlet(s), standard hole spacing. | Stock | 53
MRN-3DC | NITRA pneumatic or water valve manifold, Nylon 6, white, rectangular, 200 psi maximum operating pressure, (3) stations, (2) 3/8in female NPT inlet(s), (3) 1/4in female NPT outlet(s), standard hole spacing. | Stock | 58
MRN-4DC | NITRA pneumatic or water valve manifold, Nylon 6, white, rectangular, 200 psi maximum operating pressure, (4) stations, (2) 3/8in female NPT inlet(s), (4) 1/4in female NPT outlet(s), standard hole spacing. | Stock | 63
MRN-5DC | NITRA pneumatic or water valve manifold, Nylon 6, white, rectangular, 200 psi maximum operating pressure, (5) stations, (2) 3/8in female NPT inlet(s), (5) 1/4in female NPT outlet(s), standard hole spacing. | Stock | 68
MRN-6DC | NITRA pneumatic or water valve manifold, Nylon 6, white, rectangular, 200 psi maximum operating pressure, (6) stations, (2) 3/8in female NPT inlet(s), (6) 1/4in female NPT outlet(s), standard hole spacing. | Stock | 74
MRN-7DC | NITRA pneumatic or water valve manifold, Nylon 6, white, rectangular, 200 psi maximum operating pressure, (7) stations, (2) 3/8in female NPT inlet(s), (7) 1/4in female NPT outlet(s), standard hole spacing. | Stock | 77
MRN-8DC | NITRA pneumatic or water valve manifold, Nylon 6, white, rectangular, 200 psi maximum operating pressure, (8) stations, (2) 3/8in female NPT inlet(s), (8) 1/4in female NPT outlet(s), standard hole spacing. | Stock | 79
MRN-9DC | NITRA pneumatic or water valve manifold, Nylon 6, white, rectangular, 200 psi maximum operating pressure, (9) stations, (2) 3/8in female NPT inlet(s), (9) 1/4in female NPT outlet(s), standard hole spacing. | Stock | 82
MRN-10DC | NITRA pneumatic or water valve manifold, Nylon 6, white, rectangular, 200 psi maximum operating pressure, (10) stations, (2) 3/8in female NPT inlet(s), (10) 1/4in female NPT outlet(s), standard hole spacing. | Stock | 86
MRP-2CB | NITRA pneumatic or water valve manifold, polypropylene (PP), white, rectangular, 150 psi maximum operating pressure, (2) stations, (2) 1/4in female NPT inlet(s), (2) 1/8in female NPT outlet(s), standard hole spacing. | Stock | 44
MRP-3CB | NITRA pneumatic or water valve manifold, polypropylene (PP), white, rectangular, 150 psi maximum operating pressure, (3) stations, (2) 1/4in female NPT inlet(s), (3) 1/8in female NPT outlet(s), standard hole spacing. | Stock | 48.5
MRP-4CB | NITRA pneumatic or water valve manifold, polypropylene (PP), white, rectangular, 150 psi maximum operating pressure, (4) stations, (2) 1/4in female NPT inlet(s), (4) 1/8in female NPT outlet(s), standard hole spacing. | Stock | 55
MRP-5CB | NITRA pneumatic or water valve manifold, polypropylene (PP), white, rectangular, 150 psi maximum operating pressure, (5) stations, (2) 1/4in female NPT inlet(s), (5) 1/8in female NPT outlet(s), standard hole spacing. | Stock | 55
MRP-6CB | NITRA pneumatic or water valve manifold, polypropylene (PP), white, rectangular, 150 psi maximum operating pressure, (6) stations, (2) 1/4in female NPT inlet(s), (6) 1/8in female NPT outlet(s), standard hole spacing. | Stock | 58
MRP-7CB | NITRA pneumatic or water valve manifold, polypropylene (PP), white, rectangular, 150 psi maximum operating pressure, (7) stations, (2) 1/4in female NPT inlet(s), (7) 1/8in female NPT outlet(s), standard hole spacing. | Stock | 61
MRP-8CB | NITRA pneumatic or water valve manifold, polypropylene (PP), white, rectangular, 150 psi maximum operating pressure, (8) stations, (2) 1/4in female NPT inlet(s), (8) 1/8in female NPT outlet(s), standard hole spacing. | Stock | 67
MRP-9CB | NITRA pneumatic or water valve manifold, polypropylene (PP), white, rectangular, 150 psi maximum operating pressure, (9) stations, (2) 1/4in female NPT inlet(s), (9) 1/8in female NPT outlet(s), standard hole spacing. | Stock | 69
MRP-10CB | NITRA pneumatic or water valve manifold, polypropylene (PP), white, rectangular, 150 psi maximum operating pressure, (10) stations, (2) 1/4in female NPT inlet(s), (10) 1/8in female NPT outlet(s), standard hole spacing. | Stock | 71
MRP-2DC | NITRA pneumatic or water valve manifold, polypropylene (PP), white, rectangular, 150 psi maximum operating pressure, (2) stations, (2) 3/8in female NPT inlet(s), (2) 1/4in female NPT outlet(s), standard hole spacing. | Stock | 48.5
MRP-3DC | NITRA pneumatic or water valve manifold, polypropylene (PP), white, rectangular, 150 psi maximum operating pressure, (3) stations, (2) 3/8in female NPT inlet(s), (3) 1/4in female NPT outlet(s), standard hole spacing. | Stock | 52
MRP-4DC | NITRA pneumatic or water valve manifold, polypropylene (PP), white, rectangular, 150 psi maximum operating pressure, (4) stations, (2) 3/8in female NPT inlet(s), (4) 1/4in female NPT outlet(s), standard hole spacing. | Stock | 57
MRP-5DC | NITRA pneumatic or water valve manifold, polypropylene (PP), white, rectangular, 150 psi maximum operating pressure, (5) stations, (2) 3/8in female NPT inlet(s), (5) 1/4in female NPT outlet(s), standard hole spacing. | Stock | 60
MRP-6DC | NITRA pneumatic or water valve manifold, polypropylene (PP), white, rectangular, 150 psi maximum operating pressure, (6) stations, (2) 3/8in female NPT inlet(s), (6) 1/4in female NPT outlet(s), standard hole spacing. | Stock | 64
MRP-7DC | NITRA pneumatic or water valve manifold, polypropylene (PP), white, rectangular, 150 psi maximum operating pressure, (7) stations, (2) 3/8in female NPT inlet(s), (7) 1/4in female NPT outlet(s), standard hole spacing. | Stock | 67
MRP-8DC | NITRA pneumatic or water valve manifold, polypropylene (PP), white, rectangular, 150 psi maximum operating pressure, (8) stations, (2) 3/8in female NPT inlet(s), (8) 1/4in female NPT outlet(s), standard hole spacing. | Stock | 71
MRP-9DC | NITRA pneumatic or water valve manifold, polypropylene (PP), white, rectangular, 150 psi maximum operating pressure, (9) stations, (2) 3/8in female NPT inlet(s), (9) 1/4in female NPT outlet(s), standard hole spacing. | Stock | 74
MRP-10DC | NITRA pneumatic or water valve manifold, polypropylene (PP), white, rectangular, 150 psi maximum operating pressure, (10) stations, (2) 3/8in female NPT inlet(s), (10) 1/4in female NPT outlet(s), standard hole spacing. | Stock | 78
MRS-2CB | NITRA pneumatic valve manifold, stainless steel, silver, rectangular, 3500 psi maximum operating pressure, (2) stations, (2) 1/4in female NPT inlet(s), (2) 1/8in female NPT outlet(s), standard hole spacing. | Stock | 88
MRS-3CB | NITRA pneumatic valve manifold, stainless steel, silver, rectangular, 3500 psi maximum operating pressure, (3) stations, (2) 1/4in female NPT inlet(s), (3) 1/8in female NPT outlet(s), standard hole spacing. | Stock | 95
MRS-4CB | NITRA pneumatic valve manifold, stainless steel, silver, rectangular, 3500 psi maximum operating pressure, (4) stations, (2) 1/4in female NPT inlet(s), (4) 1/8in female NPT outlet(s), standard hole spacing. | Stock | 104
MRS-5CB | NITRA pneumatic valve manifold, stainless steel, silver, rectangular, 3500 psi maximum operating pressure, (5) stations, (2) 1/4in female NPT inlet(s), (5) 1/8in female NPT outlet(s), standard hole spacing. | Stock | 110
MRS-6CB | NITRA pneumatic valve manifold, stainless steel, silver, rectangular, 3500 psi maximum operating pressure, (6) stations, (2) 1/4in female NPT inlet(s), (6) 1/8in female NPT outlet(s), standard hole spacing. | Stock | 114
MRS-7CB | NITRA pneumatic valve manifold, stainless steel, silver, rectangular, 3500 psi maximum operating pressure, (7) stations, (2) 1/4in female NPT inlet(s), (7) 1/8in female NPT outlet(s), standard hole spacing. | Stock | 122
MRS-8CB | NITRA pneumatic valve manifold, stainless steel, silver, rectangular, 3500 psi maximum operating pressure, (8) stations, (2) 1/4in female NPT inlet(s), (8) 1/8in female NPT outlet(s), standard hole spacing. | Stock | 129
MRS-9CB | NITRA pneumatic valve manifold, stainless steel, silver, rectangular, 3500 psi maximum operating pressure, (9) stations, (2) 1/4in female NPT inlet(s), (9) 1/8in female NPT outlet(s), standard hole spacing. | Stock | 139
MRS-10CB | NITRA pneumatic valve manifold, stainless steel, silver, rectangular, 3500 psi maximum operating pressure, (10) stations, (2) 1/4in female NPT inlet(s), (10) 1/8in female NPT outlet(s), standard hole spacing. | Stock | 149
MRS-2DC | NITRA pneumatic valve manifold, stainless steel, silver, rectangular, 3500 psi maximum operating pressure, (2) stations, (2) 3/8in female NPT inlet(s), (2) 1/4in female NPT outlet(s), standard hole spacing. | Stock | 104
MRS-3DC | NITRA pneumatic valve manifold, stainless steel, silver, rectangular, 3500 psi maximum operating pressure, (3) stations, (2) 3/8in female NPT inlet(s), (3) 1/4in female NPT outlet(s), standard hole spacing. | Stock | 113
MRS-4DC | NITRA pneumatic valve manifold, stainless steel, silver, rectangular, 3500 psi maximum operating pressure, (4) stations, (2) 3/8in female NPT inlet(s), (4) 1/4in female NPT outlet(s), standard hole spacing. | Stock | 123
MRS-5DC | NITRA pneumatic valve manifold, stainless steel, silver, rectangular, 3500 psi maximum operating pressure, (5) stations, (2) 3/8in female NPT inlet(s), (5) 1/4in female NPT outlet(s), standard hole spacing. | Stock | 136
MRS-6DC | NITRA pneumatic valve manifold, stainless steel, silver, rectangular, 3500 psi maximum operating pressure, (6) stations, (2) 3/8in female NPT inlet(s), (6) 1/4in female NPT outlet(s), standard hole spacing. | Stock | 149
MRS-7DC | NITRA pneumatic valve manifold, stainless steel, silver, rectangular, 3500 psi maximum operating pressure, (7) stations, (2) 3/8in female NPT inlet(s), (7) 1/4in female NPT outlet(s), standard hole spacing. | Stock | 161
MRS-8DC | NITRA pneumatic valve manifold, stainless steel, silver, rectangular, 3500 psi maximum operating pressure, (8) stations, (2) 3/8in female NPT inlet(s), (8) 1/4in female NPT outlet(s), standard hole spacing. | Stock | 174
MRS-9DC | NITRA pneumatic valve manifold, stainless steel, silver, rectangular, 3500 psi maximum operating pressure, (9) stations, (2) 3/8in female NPT inlet(s), (9) 1/4in female NPT outlet(s), standard hole spacing. | Stock | 190
MRS-10DC | NITRA pneumatic valve manifold, stainless steel, silver, rectangular, 3500 psi maximum operating pressure, (10) stations, (2) 3/8in female NPT inlet(s), (10) 1/4in female NPT outlet(s), standard hole spacing. | Stock | 203
Pneumatic Blow Guns
HBG-01 | NITRA pneumatic blow gun, heavy duty palm type, safety tip, 1/4in female NPT. | Stock | 11.5
HBG-04 | NITRA pneumatic blow gun, pistol grip, 6in nozzle, cast aluminum, 1/4in female NPT. | Stock | 14.5
DIN Rail Mount DC Power Supplies
PSA-05-15 | AchieVe PSA series switching power supply, 5 VDC @ 2.4A/12W, 100-240 VAC nominal input, 1-phase, enclosed, plastic housing, 35mm DIN rail mount, screw, NEC Class 2. | Stock | 18
PSA-12-15 | AchieVe PSA series switching power supply, 12 VDC @ 1.25A/15W, 100-240 VAC nominal input, 1-phase, enclosed, plastic housing, 35mm DIN rail mount, screw, NEC Class 2. | Stock | 18
PSA-12-30 | AchieVe PSA series switching power supply, 12 VDC @ 2A/24W, 100-240 VAC nominal input, 1-phase, enclosed, plastic housing, 35mm DIN rail mount, screw, NEC Class 2. | Stock | 21
PSA-12-60 | AchieVe PSA series switching power supply, 12 VDC @ 4.5A/54W, 100-240 VAC nominal input, 1-phase, enclosed, plastic housing, 35mm DIN rail mount, screw, NEC Class 2. | Stock | 28
PSA-12-100 | AchieVe PSA series switching power supply, 12 VDC @ 7.1A/85.2W, 100-240 VAC nominal input, 1-phase, enclosed, plastic housing, 35mm DIN rail mount, screw, NEC Class 2. | Stock | 42.5
PSA-24-15 | AchieVe PSA series switching power supply, 24 VDC @ 0.63A/15W, 100-240 VAC nominal input, 1-phase, enclosed, plastic housing, 35mm DIN rail mount, screw, NEC Class 2. | Stock | 18
PSA-24-30 | AchieVe PSA series switching power supply, 24 VDC @ 1.5A/36W, 100-240 VAC nominal input, 1-phase, enclosed, plastic housing, 35mm DIN rail mount, screw, NEC Class 2. | Stock | 21
PSA-24-60 | AchieVe PSA series switching power supply, 24 VDC @ 2.5A/60W, 100-240 VAC nominal input, 1-phase, enclosed, plastic housing, 35mm DIN rail mount, screw, NEC Class 2. | Stock | 28
PSA-24-100 | AchieVe PSA series switching power supply, 24 VDC @ 3.83A/91.92W, 100-240 VAC nominal input, 1-phase, enclosed, plastic housing, 35mm DIN rail mount, screw, NEC Class 2. | Stock | 42.5
PSRS-05-15 | RHINO SELECT PSRS series switching power supply, 5 VDC @ 3A/15W, 120 VAC and 240 VAC nominal input, 1-phase, enclosed, plastic housing, 35mm DIN rail mount, screw terminals. | Stock | 38
PSRS-05-30 | RHINO SELECT PSRS series switching power supply, 5 VDC @ 5A/25W, 120 VAC and 240 VAC nominal input, 1-phase, enclosed, plastic housing, 35mm DIN rail mount, screw terminals. | Stock | 43
PSRS-12-15 | RHINO SELECT PSRS series switching power supply, 12 VDC @ 1.2A/14.4W, 120 VAC and 240 VAC nominal input, 1-phase, enclosed, plastic housing, 35mm DIN rail mount, screw terminals. | Stock | 38
PSRS-12-30 | RHINO SELECT PSRS series switching power supply, 12 VDC @ 2.5A/30W, 120 VAC and 240 VAC nominal input, 1-phase, enclosed, plastic housing, 35mm DIN rail mount, screw terminals. | Stock | 43
PSRS-12-60 | RHINO SELECT PSRS series switching power supply, 12 VDC @ 4.5A/54W, 120 VAC and 240 VAC nominal input, 1-phase, enclosed, plastic housing, 35mm DIN rail mount, screw terminals. | Stock | 58
PSRS-12-120 | RHINO SELECT PSRS series switching power supply, 12 VDC @ 10A/120W, 120 VAC and 240 VAC nominal input, 1-phase, enclosed, metal housing, 35mm DIN rail mount, screw terminals. | Stock | 83
PSRS-12-240 | RHINO SELECT PSRS series switching power supply, 12 VDC @ 20A/240W, 120 VAC and 240 VAC nominal input, 1-phase, enclosed, metal housing, 35mm DIN rail mount, screw terminals. | Stock | 136
PSRS-24-15 | RHINO SELECT PSRS series switching power supply, 24 VDC @ 0.65A/15W, 120 VAC and 240 VAC nominal input, 1-phase, enclosed, plastic housing, 35mm DIN rail mount, screw terminals. | Stock | 38
PSRS-24-30 | RHINO SELECT PSRS series switching power supply, 24 VDC @ 1.3A/31.2W, 120 VAC and 240 VAC nominal input, 1-phase, enclosed, plastic housing, 35mm DIN rail mount, screw terminals. | Stock | 43
PSRS-24-60 | RHINO SELECT PSRS series switching power supply, 24 VDC @ 2.5A/60W, 120 VAC and 240 VAC nominal input, 1-phase, enclosed, plastic housing, 35mm DIN rail mount, screw terminals. | Stock | 58
PSRS-24-120 | RHINO SELECT PSRS series switching power supply, 24 VDC @ 5A/120W, 120 VAC and 240 VAC nominal input, 1-phase, enclosed, metal housing, 35mm DIN rail mount, screw terminals. | Stock | 83
PSRS-24-240 | RHINO SELECT PSRS series switching power supply, 24 VDC @ 10A/240W, 120 VAC and 240 VAC nominal input, 1-phase, enclosed, metal housing, 35mm DIN rail mount, screw terminals. | Stock | 136
PSRS-24-480 | RHINO SELECT PSRS series switching power supply, 24 VDC @ 20A/480W, 120 VAC and 240 VAC nominal input, 1-phase, enclosed, metal housing, 35mm DIN rail mount, screw terminals. | Stock | 236
PSRS-48-240 | RHINO SELECT PSRS series switching power supply, 48 VDC @ 5A/240W, 120 VAC and 240 VAC nominal input, 1-phase, enclosed, metal housing, 35mm DIN rail mount, screw terminals. | Stock | 136
PSRS-48-480 | RHINO SELECT PSRS series switching power supply, 48 VDC @ 10A/480W, 120 VAC and 240 VAC nominal input, 1-phase, enclosed, metal housing, 35mm DIN rail mount, screw terminals. | Stock | 236
PM-0112-020-0 | BLOCK Power Mini series switching power supply, 12 VDC @ 2A/24W, 120 VAC and 240 VAC nominal input, 1-phase, enclosed, plastic housing, 35mm DIN rail mount, push-in spring, NEC Class 2. | Stock | 95
PM-0112-040-0 | BLOCK Power Mini series switching power supply, 12 VDC @ 4A/48W, 120 VAC and 240 VAC nominal input, 1-phase, enclosed, plastic housing, 35mm DIN rail mount, push-in spring, NEC Class 2. | Stock | 96
PM-0112-070-0 | BLOCK Power Mini series switching power supply, 12 VDC @ 7A/84W, 120 VAC and 240 VAC nominal input, 1-phase, enclosed, plastic housing, 35mm DIN rail mount, push-in spring. | Stock | 113
PM-0124-010-0 | BLOCK Power Mini series switching power supply, 24 VDC @ 1A/24W, 120 VAC and 240 VAC nominal input, 1-phase, enclosed, plastic housing, 35mm DIN rail mount, push-in spring, NEC Class 2. | Stock | 56
PM-0124-020-0 | BLOCK Power Mini series switching power supply, 24 VDC @ 2A/48W, 120 VAC and 240 VAC nominal input, 1-phase, enclosed, plastic housing, 35mm DIN rail mount, push-in spring, NEC Class 2. | Stock | 75
PM-0124-038-0 | BLOCK Power Mini series switching power supply, 24 VDC @ 3.8A/91.2W, 120 VAC and 240 VAC nominal input, 1-phase, enclosed, plastic housing, 35mm DIN rail mount, push-in spring, NEC Class 2. | Stock | 114
PM-0224-038-0 | BLOCK Power Mini series switching power supply, 24 VDC @ 3.8A/91.2W, 120 VAC and 240 VAC nominal input, 2-phase, enclosed, plastic housing, 35mm DIN rail mount, push terminals, NEC Class 2. | Stock | 112
PM-0124-040-0 | BLOCK Power Mini series switching power supply, 24 VDC @ 4A/96W, 120 VAC and 240 VAC nominal input, 1-phase, enclosed, plastic housing, 35mm DIN rail mount, push-in spring. | Stock | 105
RACPRO1-T240/24 | RECOM Power RACPRO1 series switching power supply, 24 VDC @ 10A/240W, 480 VAC nominal input, 3-phase, enclosed, polycarbonate/aluminum housing, 35mm DIN rail mount, cage clamp. | Stock | 178
RACPRO1-T480/24 | RECOM Power RACPRO1 series switching power supply, 24 VDC @ 20A/480W, 480 VAC nominal input, 3-phase, enclosed, polycarbonate/aluminum housing, 4 segment load LED display, 35mm DIN rail mount, cage clamp. | Stock | 242
RACPRO1-T960/24 | RECOM Power RACPRO1 series switching power supply, 24 VDC @ 40A/960W, 480 VAC nominal input, 3-phase, enclosed, polycarbonate/aluminum housing, 4 segment load LED display, 35mm DIN rail mount, cage clamp. | Stock | 350
RACPRO1-T480/48 | RECOM Power RACPRO1 series switching power supply, 48 VDC @ 10A/480W, 480 VAC nominal input, 3-phase, enclosed, polycarbonate/aluminum housing, 4 segment load LED display, 35mm DIN rail mount, cage clamp. | Stock | 242
RACPRO1-T960/48 | RECOM Power RACPRO1 series switching power supply, 48 VDC @ 20A/960W, 480 VAC nominal input, 3-phase, enclosed, polycarbonate/aluminum housing, 4 segment load LED display, 35mm DIN rail mount, cage clamp. | Stock | 350
2687-2142 | WAGO Eco2 series switching power supply, 24 VDC @ 1.25A/30W, 120 VAC and 240 VAC nominal input, 1-phase, enclosed, plastic housing, 35mm DIN rail mount, cage clamp. | Stock | 72
2687-2143 | WAGO Eco2 series switching power supply, 24 VDC @ 2.5A/60W, 120 VAC and 240 VAC nominal input, 1-phase, enclosed, plastic housing, 35mm DIN rail mount, cage clamp. | Stock | 99
2687-2144 | WAGO Eco2 series switching power supply, 24 VDC @ 5A/120W, 120 VAC and 240 VAC nominal input, 1-phase, enclosed, metal housing, 35mm DIN rail mount, cage clamp. | Stock | 125
2687-2146 | WAGO Eco2 series switching power supply, 24 VDC @ 10A/240W, 120 VAC and 240 VAC nominal input, 1-phase, enclosed, metal housing, 35mm DIN rail mount, cage clamp. | Stock | 210
2787-2134 | WAGO Pro2 series switching power supply, 12 VDC @ 10A/120W, 120 VAC and 240 VAC nominal input, 1-phase, enclosed, metal housing, 35mm DIN rail mount, cage clamp. | Stock | 217
2787-2135 | WAGO Pro2 series switching power supply, 12 VDC @ 15A/180W, 120 VAC and 240 VAC nominal input, 1-phase, enclosed, metal housing, 35mm DIN rail mount, cage clamp. | Stock | 363
2787-2144 | WAGO Pro2 series switching power supply, 24 VDC @ 5A/120W, 120 VAC and 240 VAC nominal input, 1-phase, enclosed, metal housing, 35mm DIN rail mount, cage clamp. | Stock | 222
2787-2146 | WAGO Pro2 series switching power supply, 24 VDC @ 10A/240W, 120 VAC and 240 VAC nominal input, 1-phase, enclosed, metal housing, 35mm DIN rail mount, cage clamp. | Stock | 312
2787-2147 | WAGO Pro2 series switching power supply, 24 VDC @ 20A/480W, 120 VAC and 240 VAC nominal input, 1-phase, enclosed, metal housing, 35mm DIN rail mount, cage clamp. | Stock | 450
2787-2448 | WAGO Pro2 series switching power supply, 24 VDC @ 40A/960W, 240 VAC nominal input, 1-phase, enclosed, metal housing, 35mm DIN rail mount, cage clamp. | Stock | 708
2787-2154 | WAGO Pro2 series switching power supply, 48 VDC @ 2.5A/120W, 120 VAC and 240 VAC nominal input, 1-phase, enclosed, metal housing, 35mm DIN rail mount, cage clamp. | Stock | 341
2787-2157 | WAGO Pro2 series switching power supply, 48 VDC @ 10A/480W, 120 VAC and 240 VAC nominal input, 1-phase, enclosed, metal housing, 35mm DIN rail mount, cage clamp. | Stock | 541
2787-2344 | WAGO Pro2 series switching power supply, 24 VDC @ 5A/120W, 480 VAC nominal input, 3-phase, enclosed, metal housing, 35mm DIN rail mount, cage clamp. | Stock | 296
2787-2346 | WAGO Pro2 series switching power supply, 24 VDC @ 10A/240W, 480 VAC nominal input, 3-phase, enclosed, metal housing, 35mm DIN rail mount, cage clamp. | Stock | 429
2787-2347 | WAGO Pro2 series switching power supply, 24 VDC @ 20A/480W, 480 VAC nominal input, 3-phase, enclosed, metal housing, 35mm DIN rail mount, cage clamp. | Stock | 576
2787-2348 | WAGO Pro2 series switching power supply, 24 VDC @ 40A/960W, 480 VAC nominal input, 3-phase, enclosed, metal housing, 35mm DIN rail mount, cage clamp. | Stock | 827
2787-2357 | WAGO Pro2 series switching power supply, 48 VDC @ 10A/480W, 480 VAC nominal input, 3-phase, enclosed, metal housing, 35mm DIN rail mount, cage clamp. | Stock | 601
2787-2358 | WAGO Pro2 series switching power supply, 48 VDC @ 20A/960W, 480 VAC nominal input, 3-phase, enclosed, metal housing, 35mm DIN rail mount, cage clamp. | Stock | 929
PSA-12-75 | AchieVe PSA series switching power supply, 12 VDC @ 6.2A/75W, 120 VAC and 240 VAC nominal input, 1-phase, enclosed, plastic housing, 35mm DIN rail mount, screw terminals. | Stock | 26
PSA-12-120 | AchieVe PSA series switching power supply, 12 VDC @ 10A/120W, 120 VAC and 240 VAC nominal input, 1-phase, enclosed, aluminum housing, 35mm DIN rail mount, screw terminals. | Stock | 32.5
PSA-12-240 | AchieVe PSA series switching power supply, 12 VDC @ 20A/240W, 120 VAC and 240 VAC nominal input, 1-phase, enclosed, aluminum housing, 35mm DIN rail mount, screw terminals. | Stock | 60
PSA-24-75 | AchieVe PSA series switching power supply, 24 VDC @ 3.125A/75W, 120 VAC and 240 VAC nominal input, 1-phase, enclosed, plastic housing, 35mm DIN rail mount, screw terminals. | Stock | 26
PSA-24-120 | AchieVe PSA series switching power supply, 24 VDC @ 5A/120W, 120 VAC and 240 VAC nominal input, 1-phase, enclosed, aluminum housing, 35mm DIN rail mount, screw terminals. | Stock | 30
PSA-24-240 | AchieVe PSA series switching power supply, 24 VDC @ 10A/240W, 120 VAC and 240 VAC nominal input, 1-phase, enclosed, aluminum housing, 35mm DIN rail mount, screw terminals. | Stock | 60
PSA-24-480 | AchieVe PSA series switching power supply, 24 VDC @ 20A/480W, 120 VAC and 240 VAC nominal input, 1-phase, enclosed, aluminum housing, 35mm DIN rail mount, screw terminals. | Stock | 120
PSA-48-120 | AchieVe PSA series switching power supply, 48 VDC @ 2.5A/120W, 120 VAC and 240 VAC nominal input, 1-phase, enclosed, aluminum housing, 35mm DIN rail mount, screw terminals. | Stock | 32.5
PSA-48-240 | AchieVe PSA series switching power supply, 48 VDC @ 5A/240W, 120 VAC and 240 VAC nominal input, 1-phase, enclosed, aluminum housing, 35mm DIN rail mount, screw terminals. | Stock | 60
PSA-48-480 | AchieVe PSA series switching power supply, 48 VDC @ 10A/480W, 120 VAC and 240 VAC nominal input, 1-phase, enclosed, aluminum housing, 35mm DIN rail mount, screw terminals. | Stock | 120
PSRP-12-120 | RHINO PRO PSRP series switching power supply, 12 VDC @ 10A/120W, 120 VAC and 240 VAC nominal input, 1-phase, enclosed, aluminum housing, 35mm DIN rail mount, push-in spring. | Stock | 199
PSRP-24-120 | RHINO PRO PSRP series switching power supply, 24 VDC @ 5A/120W, 120 VAC and 240 VAC nominal input, 1-phase, enclosed, aluminum housing, 35mm DIN rail mount, push-in spring. | Stock | 170
PSRP-24-240 | RHINO PRO PSRP series switching power supply, 24 VDC @ 10A/240W, 120 VAC and 240 VAC nominal input, 1-phase, enclosed, aluminum housing, 35mm DIN rail mount, push-in spring. | Stock | 213
PSRP-24-480 | RHINO PRO PSRP series switching power supply, 24 VDC @ 20A/480W, 120 VAC and 240 VAC nominal input, 1-phase, enclosed, aluminum housing, 35mm DIN rail mount, push-in spring. | Stock | 331
PSRP-24-120-3 | RHINO PRO PSRP series switching power supply, 24 VDC @ 5A/120W, 480 VAC nominal input, 3-phase, enclosed, aluminum housing, 35mm DIN rail mount, push-in spring. | Stock | 193
PSRP-24-240-3 | RHINO PRO PSRP series switching power supply, 24 VDC @ 10A/240W, 480 VAC nominal input, 3-phase, enclosed, aluminum housing, 35mm DIN rail mount, push-in spring. | Stock | 209
PSRP-24-480-3 | RHINO PRO PSRP series switching power supply, 24 VDC @ 20A/480W, 480 VAC nominal input, 3-phase, enclosed, aluminum housing, 35mm DIN rail mount, push-in spring. | Stock | 346
PSRP-24-960-3 | RHINO PRO PSRP series switching power supply, 24 VDC @ 40A/960W, 480 VAC nominal input, 3-phase, enclosed, aluminum housing, 35mm DIN rail mount, push-in spring. | Stock | 484
CPSB1-120-24E | LUTZE CPS Eco series switching power supply, 24 VDC @ 5A/120W, 120 VAC and 240 VAC nominal input, 1-phase, enclosed, aluminum housing, 35mm DIN rail mount, screw terminals. | Stock | 115
CPSB1-240-24E | LUTZE CPS Eco series switching power supply, 24 VDC @ 10A/240W, 120 VAC and 240 VAC nominal input, 1-phase, enclosed, aluminum housing, 35mm DIN rail mount, screw terminals. | Stock | 167
CPSB1-480-24E | LUTZE CPS Eco series switching power supply, 24 VDC @ 20A/480W, 240 VAC nominal input, 1-phase, enclosed, aluminum housing, 35mm DIN rail mount, screw terminals. | Stock | 320
CPS2B1-120-24 | LUTZE CPS Ultra series switching power supply, 24 VDC @ 5A/120W, 120 VAC and 240 VAC nominal input, 1-phase, enclosed, aluminum housing, 35mm DIN rail mount, screw terminals. | Stock | 170
CPS2B1-240-24 | LUTZE CPS Ultra series switching power supply, 24 VDC @ 10A/240W, 120 VAC and 240 VAC nominal input, 1-phase, enclosed, aluminum housing, 35mm DIN rail mount, screw terminals. | Stock | 230
CPS2B1-480-24 | LUTZE CPS Ultra series switching power supply, 24 VDC @ 20A/480W, 120 VAC and 240 VAC nominal input, 1-phase, enclosed, aluminum housing, 35mm DIN rail mount, screw terminals. | Stock | 359
CPSB-123-240-24 | LUTZE CPS Universal series switching power supply, 24 VDC @ 10A/240W, 240 VAC and 480 VAC nominal input, 1, 2 and 3-phase, enclosed, aluminum housing, 35mm DIN rail mount, screw terminals. | Stock | 241
CPSB-123-480-24 | LUTZE CPS Universal series switching power supply, 24 VDC @ 20A/480W, 240 VAC and 480 VAC nominal input, 1, 2 and 3-phase, enclosed, aluminum housing, 35mm DIN rail mount, screw terminals. | Stock | 395
CPSB3-120-24 | LUTZE CPS 3-phase series switching power supply, 24 VDC @ 5A/120W, 480 VAC nominal input, 3-phase, enclosed, aluminum housing, 35mm DIN rail mount, push-in spring. | Stock | 183
CPSB3-240-24 | LUTZE CPS 3-phase series switching power supply, 24 VDC @ 10A/240W, 480 VAC nominal input, 3-phase, enclosed, aluminum housing, 35mm DIN rail mount, push-in spring. | Stock | 234
CPSB3-960-24 | LUTZE CPS 3-phase series switching power supply, 24 VDC @ 40A/960W, 480 VAC nominal input, 3-phase, enclosed, aluminum housing, 35mm DIN rail mount, screw terminals. | Stock | 542
PSR-24-120 | RHINO PSR series switching power supply, 24 VDC @ 5A/120W, 120 VAC and 240 VAC nominal input, 1-phase, enclosed, metal housing, 35mm DIN rail mount, screw terminals. | Stock | 70
PSR-24-120C | RHINO PSR series switching power supply, 24 VDC @ 5A/120W, 120 VAC and 240 VAC nominal input, 1-phase, enclosed, metal housing, 35mm DIN rail mount, spring clamp terminal. | Stock | 70
PSR-24-240 | RHINO PSR series switching power supply, 24 VDC @ 10A/240W, 120 VAC and 240 VAC nominal input, 1-phase, enclosed, metal housing, 35mm DIN rail mount, screw terminals. | Stock | 94
PSR-24-240C | RHINO PSR series switching power supply, 24 VDC @ 10A/240W, 120 VAC and 240 VAC nominal input, 1-phase, enclosed, metal housing, 35mm DIN rail mount, spring clamp terminal. | Stock | 94
PSR-24-480 | RHINO PSR series switching power supply, 24 VDC @ 20A/480W, 120 VAC and 240 VAC nominal input, 1-phase, enclosed, metal housing, 35mm DIN rail mount, screw terminals. | Stock | 149
PSR-24-480C | RHINO PSR series switching power supply, 24 VDC @ 20A/480W, 120 VAC and 240 VAC nominal input, 1-phase, enclosed, metal housing, 35mm DIN rail mount, spring clamp terminal. | Stock | 149
PSR-24-120-3 | RHINO PSR series switching power supply, 24 VDC @ 5A/120W, 480 VAC nominal input, 3-phase, enclosed, aluminum housing, 35mm DIN rail mount, screw terminals. | Stock | 105
PSR-24-120C-3 | RHINO PSR series switching power supply, 24 VDC @ 5A/120W, 480 VAC nominal input, 3-phase, enclosed, aluminum housing, 35mm DIN rail mount, spring clamp terminal. | Stock | 105
PSR-24-240-3 | RHINO PSR series switching power supply, 24 VDC @ 10A/240W, 480 VAC nominal input, 3-phase, enclosed, aluminum housing, 35mm DIN rail mount, screw terminals. | Stock | 156
PSR-24-240C-3 | RHINO PSR series switching power supply, 24 VDC @ 10A/240W, 480 VAC nominal input, 3-phase, enclosed, aluminum housing, 35mm DIN rail mount, spring clamp terminal. | Stock | 156
PSR-24-480-3 | RHINO PSR series switching power supply, 24 VDC @ 20A/480W, 480 VAC nominal input, 3-phase, enclosed, aluminum housing, 35mm DIN rail mount, screw terminals. | Stock | 267
PSR-24-480C-3 | RHINO PSR series switching power supply, 24 VDC @ 20A/480W, 480 VAC nominal input, 3-phase, enclosed, aluminum housing, 35mm DIN rail mount, spring clamp terminal. | Stock | 267
PSR-24-960-3 | RHINO PSR series switching power supply, 24 VDC @ 40A/960W, 480 VAC nominal input, 3-phase, enclosed, aluminum housing, 35mm DIN rail mount, screw terminals. | Stock | 435
PSL-05-010 | RHINO PSL series switching power supply, 5 VDC @ 1.5A/7.5W, 120 VAC and 240 VAC nominal input, 1-phase, enclosed, plastic housing, 35mm DIN rail mount, screw terminals, NEC Class 2. | Stock | 43
PSL-12-010 | RHINO PSL series switching power supply, 12 VDC @ 0.83A/9.96W, 120 VAC and 240 VAC nominal input, 1-phase, enclosed, plastic housing, 35mm DIN rail mount, screw terminals, NEC Class 2. | Stock | 39
PSL-12-030 | RHINO PSL series switching power supply, 12 VDC @ 2.1A/25W, 120 VAC and 240 VAC nominal input, 1-phase, enclosed, plastic housing, 35mm DIN rail mount, screw terminals, NEC Class 2. | Stock | 51
PSL-12-060 | RHINO PSL series switching power supply, 12 VDC @ 4.5A/54W, 120 VAC and 240 VAC nominal input, 1-phase, enclosed, plastic housing, 35mm DIN rail mount, screw terminals, NEC Class 2. | Stock | 69
PSL-12-090 | RHINO PSL series switching power supply, 12 VDC @ 6A/72W, 120 VAC and 240 VAC nominal input, 1-phase, enclosed, plastic housing, 35mm DIN rail mount, screw terminals. | Stock | 90
PSL-24-010 | RHINO PSL series switching power supply, 24 VDC @ 0.42A/10W, 120 VAC and 240 VAC nominal input, 1-phase, enclosed, plastic housing, 35mm DIN rail mount, screw terminals, NEC Class 2. | Stock | 43
PSL-24-030 | RHINO PSL series switching power supply, 24 VDC @ 1.25A/30W, 120 VAC and 240 VAC nominal input, 1-phase, enclosed, plastic housing, 35mm DIN rail mount, screw terminals, NEC Class 2. | Stock | 51
PSL-24-060 | RHINO PSL series switching power supply, 24 VDC @ 2.5A/60W, 120 VAC and 240 VAC nominal input, 1-phase, enclosed, plastic housing, 35mm DIN rail mount, screw terminals, NEC Class 2. | Stock | 69
PSL-24-090 | RHINO PSL series switching power supply, 24 VDC @ 3.8A/91.2W, 120 VAC and 240 VAC nominal input, 1-phase, enclosed, plastic housing, 35mm DIN rail mount, screw terminals, NEC Class 2. | Stock | 90
PSV5-15S | RHINO PSV series switching power supply, 5 VDC @ 3A/15W, 120 VAC and 240 VAC nominal input, 1-phase, enclosed, plastic housing, 35mm DIN rail mount, screw terminals, NEC Class 2. | Stock | 36
PSV5-25S | RHINO PSV series switching power supply, 5 VDC @ 5A/25W, 120 VAC and 240 VAC nominal input, 1-phase, enclosed, plastic housing, 35mm DIN rail mount, screw terminals, NEC Class 2. | Stock | 55
PSV12-50S | RHINO PSV series switching power supply, 12 VDC @ 4A/48W, 120 VAC and 240 VAC nominal input, 1-phase, enclosed, plastic housing, 35mm DIN rail mount, screw terminals, NEC Class 2. | Stock | 55
PSV24-30S | RHINO PSV series switching power supply, 24 VDC @ 1.25A/30W, 120 VAC and 240 VAC nominal input, 1-phase, enclosed, plastic housing, 35mm DIN rail mount, screw terminals, NEC Class 2. | Stock | 36
PSV24-50S | RHINO PSV series switching power supply, 24 VDC @ 2.1A/50W, 120 VAC and 240 VAC nominal input, 1-phase, enclosed, plastic housing, 35mm DIN rail mount, screw terminals, NEC Class 2. | Stock | 51
PSV24-100S | RHINO PSV series switching power supply, 24 VDC @ 3.8A/91W, 120 VAC and 240 VAC nominal input, 1-phase, enclosed, plastic housing, 35mm DIN rail mount, screw terminals, NEC Class 2. | Stock | 67
PSV24-480S | RHINO PSV series switching power supply, 24 VDC @ 20A/480W, 120 VAC and 240 VAC nominal input, 1-phase, enclosed, metal housing, 35mm DIN rail mount, screw terminals. | Stock | 207
PSV48-120S | RHINO PSV series switching power supply, 48 VDC @ 2.5A/120W, 120 VAC and 240 VAC nominal input, 1-phase, enclosed, metal housing, 35mm DIN rail mount, screw terminals. | Stock | 80
PSC-05-012 | RHINO SELECT PSC series switching power supply, 5 VDC @ 2.4A/12W, 120 VAC and 240 VAC nominal input, 1-phase, enclosed, plastic housing, 35mm DIN rail mount, screw terminals, NEC Class 2. | Stock | 68
PSC-12-015 | RHINO SELECT PSC series switching power supply, 12 VDC @ 1.25A/15W, 120 VAC and 240 VAC nominal input, 1-phase, enclosed, plastic housing, 35mm DIN rail mount, screw terminals, NEC Class 2. | Stock | 68
PSC-12-030 | RHINO SELECT PSC series switching power supply, 12 VDC @ 2.5A/30W, 120 VAC and 240 VAC nominal input, 1-phase, enclosed, plastic housing, 35mm DIN rail mount, screw terminals, NEC Class 2. | Stock | 69
PSC-12-060 | RHINO SELECT PSC series switching power supply, 12 VDC @ 4.5A/54W, 120 VAC and 240 VAC nominal input, 1-phase, enclosed, plastic housing, 35mm DIN rail mount, screw terminals, NEC Class 2. | Stock | 88
PSC-24-015 | RHINO SELECT PSC series switching power supply, 24 VDC @ 0.63A/15W, 120 VAC and 240 VAC nominal input, 1-phase, enclosed, plastic housing, 35mm DIN rail mount, screw terminals, NEC Class 2. | Stock | 66
PSC-24-030 | RHINO SELECT PSC series switching power supply, 24 VDC @ 1.25A/30W, 120 VAC and 240 VAC nominal input, 1-phase, enclosed, plastic housing, 35mm DIN rail mount, screw terminals, NEC Class 2. | Stock | 88
PSC-24-060 | RHINO SELECT PSC series switching power supply, 24 VDC @ 2.5A/60W, 120 VAC and 240 VAC nominal input, 1-phase, enclosed, plastic housing, 35mm DIN rail mount, screw terminals, NEC Class 2. | Stock | 105
PSC-24-090 | RHINO SELECT PSC series switching power supply, 24 VDC @ 3.75A/90W, 120 VAC and 240 VAC nominal input, 1-phase, enclosed, plastic housing, 35mm DIN rail mount, screw terminals, NEC Class 2. | Stock | 129
PSP05-020S | RHINO SELECT PSP series switching power supply, 5 VDC @ 4A/20W, 120 VAC and 240 VAC nominal input, 1-phase, enclosed, plastic housing, 35mm DIN rail or chassis mount, removable screw terminal. | Stock | 93
PSP12-024S | RHINO SELECT PSP series switching power supply, 12 VDC @ 2A/24W, 120 VAC and 240 VAC nominal input, 1-phase, enclosed, plastic housing, 35mm DIN rail or chassis mount, removable screw terminal. | Stock | 112
PSP12-060S | RHINO SELECT PSP series switching power supply, 12 VDC @ 4A/48W, 120 VAC and 240 VAC nominal input, 1-phase, enclosed, plastic housing, 35mm DIN rail or chassis mount, removable screw terminal. | Stock | 146
PSP12-060C | RHINO SELECT PSP series switching power supply, 12 VDC @ 4A/48W, 120 VAC and 240 VAC nominal input, 1-phase, enclosed, plastic housing, 35mm DIN rail or chassis mount, spring clamp terminals. | Stock | 165
PSP12-120S | RHINO SELECT PSP series switching power supply, 12 VDC @ 8A/96W, 120 VAC and 240 VAC nominal input, 1-phase, enclosed, plastic housing, 35mm DIN rail or chassis mount, removable screw terminal. | Stock | 234
PSP12-120C | RHINO SELECT PSP series switching power supply, 12 VDC @ 8A/96W, 120 VAC and 240 VAC nominal input, 1-phase, enclosed, plastic housing, 35mm DIN rail or chassis mount, spring clamp terminals. | Stock | 207
PSP24-024S | RHINO SELECT PSP series switching power supply, 24 VDC @ 1A/24W, 120 VAC and 240 VAC nominal input, 1-phase, enclosed, plastic housing, 35mm DIN rail or chassis mount, removable screw terminal. | Stock | 86
PSP24-024C | RHINO SELECT PSP series switching power supply, 24 VDC @ 1A/24W, 120 VAC and 240 VAC nominal input, 1-phase, enclosed, plastic housing, 35mm DIN rail or chassis mount, spring clamp terminals. | Stock | 91
PSP24-060S | RHINO SELECT PSP series switching power supply, 24 VDC @ 2.5A/60W, 120 VAC and 240 VAC nominal input, 1-phase, enclosed, plastic housing, 35mm DIN rail or chassis mount, removable screw terminal. | Stock | 130
PSP24-120S | RHINO SELECT PSP series switching power supply, 24 VDC @ 5A/120W, 120 VAC and 240 VAC nominal input, 1-phase, enclosed, plastic housing, 35mm DIN rail or chassis mount, removable screw terminal. | Stock | 205
PSP24-120C | RHINO SELECT PSP series switching power supply, 24 VDC @ 5A/120W, 120 VAC and 240 VAC nominal input, 1-phase, enclosed, plastic housing, 35mm DIN rail or chassis mount, spring clamp terminals. | Stock | 218
PSP24-240S | RHINO SELECT PSP series switching power supply, 24 VDC @ 10A/240W, 120 VAC and 240 VAC nominal input, 1-phase, enclosed, plastic housing, 35mm DIN rail or chassis mount, removable screw terminal. | Stock | 275
PSM12-078S | RHINO SELECT PSM series switching power supply, 12 VDC @ 6.5A/78W, 120 VAC and 240 VAC nominal input, 1-phase, enclosed, metal housing, 35mm DIN rail mount, removable screw terminal. | Stock | 202
PSM12-156S | RHINO SELECT PSM series switching power supply, 12 VDC @ 13A/156W, 120 VAC and 240 VAC nominal input, 1-phase, enclosed, metal housing, 35mm DIN rail mount, removable screw terminal. | Stock | 236
PSM24-090S | RHINO SELECT PSM series switching power supply, 24 VDC @ 3.75A/90W, 120 VAC and 240 VAC nominal input, 1-phase, enclosed, metal housing, 35mm DIN rail mount, removable screw terminal. | Stock | 147
PSM24-090S-N | RHINO SELECT PSM series switching power supply, 24 VDC @ 3.75A/90W, 120 VAC and 240 VAC nominal input, 1-phase, enclosed, metal housing, 35mm DIN rail mount, removable screw terminal, NEC Class 2. | Stock | 203
PSM24-180S | RHINO SELECT PSM series switching power supply, 24 VDC @ 7.5A/180W, 120 VAC and 240 VAC nominal input, 1-phase, enclosed, metal housing, 35mm DIN rail mount, removable screw terminal. | Stock | 229
PSM24-360S | RHINO SELECT PSM series switching power supply, 24 VDC @ 15A/360W, 120 VAC and 240 VAC nominal input, 1-phase, enclosed, metal housing, 35mm DIN rail mount, removable screw terminal. | Stock | 345
PSM24-600S | RHINO SELECT PSM series switching power supply, 24 VDC @ 25A/600W, 120 VAC and 240 VAC nominal input, 1-phase, enclosed, metal housing, 35mm DIN rail mount, screw terminals. | Stock | 513
PSB24-060S-P | RHINO SELECT PSB series switching power supply, 24 VDC @ 2.5A/60W, 120 VAC and 240 VAC nominal input, 1-phase, enclosed, plastic housing, 35mm DIN rail mount, screw terminals, NEC Class 2, hazardous location rated. | Stock | 55
PSB24-240S-3 | RHINO SELECT PSB series switching power supply, 24 VDC @ 10A/240W, 480 VAC nominal input, 3-phase, enclosed, aluminum housing, 35mm DIN rail mount, screw terminals. | Stock | 200
PSB24-480S | RHINO SELECT PSB series switching power supply, 24 VDC @ 20A/480W, 120 VAC and 240 VAC nominal input, 1-phase, enclosed, aluminum housing, 35mm DIN rail mount, screw terminals, hazardous location rated. | Stock | 303
PSB24-960S-3 | RHINO SELECT PSB series switching power supply, 24 VDC @ 40A/960W, 480 VAC nominal input, 3-phase, enclosed, aluminum housing, 35mm DIN rail mount, screw terminals. | Stock | 419
PSB48-120S | RHINO SELECT PSB series switching power supply, 48 VDC @ 2.5A/120W, 120 VAC and 240 VAC nominal input, 1-phase, enclosed, aluminum housing, 35mm DIN rail mount, removable screw terminal, hazardous location rated. | Stock | 118
PSB48-240S | RHINO SELECT PSB series switching power supply, 48 VDC @ 5A/240W, 120 VAC and 240 VAC nominal input, 1-phase, enclosed, aluminum housing, 35mm DIN rail mount, removable screw terminal, hazardous location rated. | Stock | 196
PS24-300D | RHINO SELECT PS series switching power supply, 24 VDC @ 12A/288W, 120 VAC and 240 VAC nominal input, 1-phase, enclosed, metal housing, 35mm DIN rail mount, removable screw terminal, hazardous location rated. | Stock | 292
PSN24-080 | RHINO PRO PSN series switching power supply, 24 VDC @ 3.4A/81.6W, 120 VAC and 240 VAC nominal input, 1-phase, enclosed, aluminum housing, 35mm DIN rail mount, screw terminals. | Stock | 130
PSN24-120 | RHINO PRO PSN series switching power supply, 24 VDC @ 5A/120W, 120 VAC and 240 VAC nominal input, 1-phase, enclosed, aluminum housing, 35mm DIN rail mount, screw terminals. | Stock | 173
PSN24-240 | RHINO PRO PSN series switching power supply, 24 VDC @ 10A/240W, 120 VAC and 240 VAC nominal input, 1-phase, enclosed, aluminum housing, 35mm DIN rail mount, screw terminals. | Stock | 255
PSN24-480 | RHINO PRO PSN series switching power supply, 24 VDC @ 20A/480W, 120 VAC and 240 VAC nominal input, 1-phase, enclosed, aluminum housing, 35mm DIN rail mount, screw terminals. | Stock | 389
PSN24-480-3 | RHINO PRO PSN series switching power supply, 24 VDC @ 20A/480W, 480 VAC nominal input, 3-phase, enclosed, aluminum housing, 35mm DIN rail mount, screw terminals. | Stock | 392
PSN24-960 | RHINO PRO PSN series switching power supply, 24 VDC @ 40A/960W, 120 VAC and 240 VAC nominal input, 1-phase, enclosed, aluminum housing, 35mm DIN rail mount, screw terminals. | Stock | 592
PSN24-960-3 | RHINO PRO PSN series switching power supply, 24 VDC @ 40A/960W, 480 VAC nominal input, 3-phase, enclosed, aluminum housing, 35mm DIN rail mount, screw terminals. | Stock | 622
PSD24-120-L | RHINO PRO PSD series switching power supply, 24 VDC @ 5A/120W, 120 VAC and 240 VAC nominal input, 1-phase, enclosed, aluminum housing, LCD display, 35mm DIN rail mount, screw terminals. | Stock | 274
PSD24-240-L | RHINO PRO PSD series switching power supply, 24 VDC @ 10A/240W, 120 VAC and 240 VAC nominal input, 1-phase, enclosed, aluminum housing, LCD display, 35mm DIN rail mount, screw terminals. | Stock | 380
PSD24-480-L | RHINO PRO PSD series switching power supply, 24 VDC @ 20A/480W, 120 VAC and 240 VAC nominal input, 1-phase, enclosed, aluminum housing, LCD display, 35mm DIN rail mount, screw terminals. | Stock | 483
PSH-12-080 | RHINO PRO PSH series switching power supply, 12 VDC @ 6.6A/80W, 120 VAC and 240 VAC nominal input, 1-phase, enclosed, metal housing, 35mm DIN rail mount, screw terminals, hazardous location rated. | Stock | 140
PSH-12-120 | RHINO PRO PSH series switching power supply, 12 VDC @ 10A/120W, 120 VAC and 240 VAC nominal input, 1-phase, enclosed, metal housing, 35mm DIN rail mount, screw terminals, hazardous location rated. | Stock | 186
PSH-24-080 | RHINO PRO PSH series switching power supply, 24 VDC @ 3.4A/80W, 120 VAC and 240 VAC nominal input, 1-phase, enclosed, metal housing, 35mm DIN rail mount, screw terminals, hazardous location rated. | Stock | 131
PSH-24-120 | RHINO PRO PSH series switching power supply, 24 VDC @ 5A/120W, 120 VAC and 240 VAC nominal input, 1-phase, enclosed, metal housing, 35mm DIN rail mount, screw terminals, hazardous location rated. | Stock | 169
PSH-24-240 | RHINO PRO PSH series switching power supply, 24 VDC @ 10A/240W, 120 VAC and 240 VAC nominal input, 1-phase, enclosed, metal housing, 35mm DIN rail mount, screw terminals, hazardous location rated. | Stock | 222
PSH-24-480 | RHINO PRO PSH series switching power supply, 24 VDC @ 20A/480W, 120 VAC and 240 VAC nominal input, 1-phase, enclosed, metal housing, 35mm DIN rail mount, screw terminals, hazardous location rated. | Stock | 333
PSH-48-080 | RHINO PRO PSH series switching power supply, 48 VDC @ 1.7A/80W, 120 VAC and 240 VAC nominal input, 1-phase, enclosed, metal housing, 35mm DIN rail mount, screw terminals, hazardous location rated. | Stock | 127
PSH-48-120 | RHINO PRO PSH series switching power supply, 48 VDC @ 2.5A/120W, 120 VAC and 240 VAC nominal input, 1-phase, enclosed, metal housing, 35mm DIN rail mount, screw terminals, hazardous location rated. | Stock | 185
PSH-48-240 | RHINO PRO PSH series switching power supply, 48 VDC @ 5A/240W, 120 VAC and 240 VAC nominal input, 1-phase, enclosed, metal housing, 35mm DIN rail mount, screw terminals, hazardous location rated. | Stock | 235
PSH-48-480 | RHINO PRO PSH series switching power supply, 48 VDC @ 10A/480W, 120 VAC and 240 VAC nominal input, 1-phase, enclosed, metal housing, 35mm DIN rail mount, screw terminals, hazardous location rated. | Stock | 349
Machine Mount DC Power Supplies
PSRT-24-100 | RHINO TOUGH PSRT series switching power supply, 24 VDC @ 3.8A/91.2W, 120 VAC and 240 VAC nominal input, 1-phase, encapsulated, aluminum housing, chassis mount, (1) 7/8in - 16 UN2 4-pin female and (1) 7/8in - 16 UN2 3-pin male, NEC Class 2. | Stock | 292
PSRT-24-200 | RHINO TOUGH PSRT series switching power supply, 24 VDC @ 8A/192W, 120 VAC and 240 VAC nominal input, 1-phase, encapsulated, aluminum housing, chassis mount, (1) 7/8in - 16 UN2 3-pin male and (1) 7/8in - 16 UN2 5-pin female. | Stock | 341
PSX-12-100 | RHINO TOUGH PSX series switching power supply, 12 VDC @ 8A/96W, 120 VAC and 240 VAC nominal input, 1-phase, encapsulated, die-cast aluminum housing, chassis mount, screw connectors, hazardous location rated. | Stock | 379
PSX-24-120 | RHINO TOUGH PSX series switching power supply, 24 VDC @ 5A/120W, 120 VAC and 240 VAC nominal input, 1-phase, encapsulated, die-cast aluminum housing, chassis mount, screw connectors, hazardous location rated. | Stock | 352
Encapsulated Chassis Mount DC Power Supplies
PSE05-110-S | RHINO PSE-S series switching power supply, 5 VDC @ 2A/10W, 120 VAC and 240 VAC nominal input, 1-phase, encapsulated, plastic resin and fiberglass housing, chassis mount, screw terminals. | Stock | 22.5
PSE12-110-S | RHINO PSE-S series switching power supply, 12 VDC @ 0.8A/10W, 120 VAC and 240 VAC nominal input, 1-phase, encapsulated, plastic resin and fiberglass housing, chassis mount, screw terminals. | Stock | 22.5
PSE15-110-S | RHINO PSE-S series switching power supply, 15 VDC @ 0.6A/10W, 120 VAC and 240 VAC nominal input, 1-phase, encapsulated, plastic resin and fiberglass housing, chassis mount, screw terminals. | Stock | 22.5
PSE24-110-S | RHINO PSE-S series switching power supply, 24 VDC @ 0.4A/10W, 120 VAC and 240 VAC nominal input, 1-phase, encapsulated, plastic resin and fiberglass housing, chassis mount, screw terminals. | Stock | 21.5
PSE05-125-S | RHINO PSE-S series switching power supply, 5.1 VDC @ 3.9A/20W, 120 VAC and 240 VAC nominal input, 1-phase, encapsulated, plastic resin and fiberglass housing, chassis mount, screw terminals. | Stock | 31
PSE12-125-S | RHINO PSE-S series switching power supply, 12 VDC @ 2.1A/25W, 120 VAC and 240 VAC nominal input, 1-phase, encapsulated, plastic resin and fiberglass housing, chassis mount, screw terminals. | Stock | 31
PSE15-125-S | RHINO PSE-S series switching power supply, 15 VDC @ 1.6A/25W, 120 VAC and 240 VAC nominal input, 1-phase, encapsulated, plastic resin and fiberglass housing, chassis mount, screw terminals. | Stock | 31
PSE24-125-S | RHINO PSE-S series switching power supply, 24 VDC @1.0A/25W, 120 VAC and 240 VAC nominal input, 1-phase, encapsulated, plastic resin and fiberglass housing, chassis mount, screw terminals. | Stock | 29.5
PSE12-150-S | RHINO PSE-S series switching power supply, 12 VDC @ 4.1A/50W, 120 VAC and 240 VAC nominal input, 1-phase, encapsulated, plastic resin and fiberglass housing, chassis mount, screw terminals. | Stock | 42.5
PSE15-150-S | RHINO PSE-S series switching power supply, 15 VDC @ 3.3A/50W, 120 VAC and 240 VAC nominal input, 1-phase, encapsulated, plastic resin and fiberglass housing, chassis mount, screw terminals. | Stock | 42.5
PSE24-150-S | RHINO PSE-S series switching power supply, 24 VDC @ 2.1A/50W, 120 VAC and 240 VAC nominal input, 1-phase, encapsulated, plastic resin and fiberglass housing, chassis mount, screw terminals. | Stock | 42.5
PSE05-115 | RHINO PSE series switching power supply, 5 VDC @ 3A/15W, 120 VAC and 240 VAC nominal input, 1-phase, encapsulated, plastic resin and fiberglass housing, chassis mount, screw terminals. | Stock | 68
PSE05-130 | RHINO PSE series switching power supply, 5 VDC @ 6A/30W, 120 VAC and 240 VAC nominal input, 1-phase, encapsulated, plastic resin and fiberglass housing, chassis mount, screw terminals. | Stock | 100
PSE05-150 | RHINO PSE series switching power supply, 5.1 VDC @ 10A/51W, 120 VAC and 240 VAC nominal input, 1-phase, encapsulated, plastic resin and fiberglass housing, chassis mount, screw terminals. | Stock | 120
PSE12-115 | RHINO PSE series switching power supply, 12 VDC @ 1.25A/15W, 120 VAC and 240 VAC nominal input, 1-phase, encapsulated, plastic resin and fiberglass housing, chassis mount, screw terminals. | Stock | 67
PSE12-130 | RHINO PSE series switching power supply, 12 VDC @ 2.5A/30W, 120 VAC and 240 VAC nominal input, 1-phase, encapsulated, plastic resin and fiberglass housing, chassis mount, screw terminals. | Stock | 100
PSE12-160 | RHINO PSE series switching power supply, 12 VDC @ 5A/60W, 120 VAC and 240 VAC nominal input, 1-phase, encapsulated, plastic resin and fiberglass housing, chassis mount, screw terminals. | Stock | 119
PSE15-115 | RHINO PSE series switching power supply, 15 VDC @ 1A/15W, 120 VAC and 240 VAC nominal input, 1-phase, encapsulated, plastic resin and fiberglass housing, chassis mount, screw terminals. | Stock | 67
PSE15-130 | RHINO PSE series switching power supply, 15 VDC @ 2A/30W, 120 VAC and 240 VAC nominal input, 1-phase, encapsulated, plastic resin and fiberglass housing, chassis mount, screw terminals. | Stock | 100
PSE15-160 | RHINO PSE series switching power supply, 15 VDC @ 4A/60W, 120 VAC and 240 VAC nominal input, 1-phase, encapsulated, plastic resin and fiberglass housing, chassis mount, screw terminals. | Stock | 119
PSE24-115 | RHINO PSE series switching power supply, 24 VDC @ 0.625A/15W, 120 VAC and 240 VAC nominal input, 1-phase, encapsulated, plastic resin and fiberglass housing, chassis mount, screw terminals. | Stock | 67
PSE24-130 | RHINO PSE series switching power supply, 24 VDC @ 1.25A/30W, 120 VAC and 240 VAC nominal input, 1-phase, encapsulated, plastic resin and fiberglass housing, chassis mount, screw terminals. | Stock | 100
PSE24-160 | RHINO PSE series switching power supply, 24 VDC @ 2.5A/60W, 120 VAC and 240 VAC nominal input, 1-phase, encapsulated, plastic resin and fiberglass housing, chassis mount, screw terminals. | Stock | 119
PSE12-215 | RHINO PSE series switching power supply, +12 VDC @ 0.625A/15W and -12 VDC @ 0.625A/15W, 120 VAC and 240 VAC nominal input, 1-phase, encapsulated, plastic resin and fiberglass housing, chassis mount, screw terminals. | Stock | 70
PSE12-230 | RHINO PSE series switching power supply, +12 VDC @ 1.3A/30W and -12 VDC @ 1.3A/30W, 120 VAC and 240 VAC nominal input, 1-phase, encapsulated, plastic resin and fiberglass housing, chassis mount, screw terminals. | Stock | 103
PSE15-215 | RHINO PSE series switching power supply, +15 VDC @ 0.5A/15W and -15 VDC @ 0.5A/15W, 120 VAC and 240 VAC nominal input, 1-phase, encapsulated, plastic resin and fiberglass housing, chassis mount, screw terminals. | Stock | 70
PSE15-230 | RHINO PSE series switching power supply, +15 VDC @ 1A/30W and -15 VDC @ 1A/30W, 120 VAC and 240 VAC nominal input, 1-phase, encapsulated, plastic resin and fiberglass housing, chassis mount, screw terminals. | Stock | 103
Enclosed Chassis Mount DC Power Supplies
PSS12-035-S | RHINO PSS series switching power supply, 12 VDC @ 3A/35W, 120 VAC and 240 VAC nominal input, 1-phase, enclosed, aluminum housing, chassis mount, screw terminals. | Stock | 18
PSS12-050-S | RHINO PSS series switching power supply, 12 VDC @ 4.2A/50W, 120 VAC and 240 VAC nominal input, 1-phase, enclosed, aluminum housing, chassis mount, screw terminals. | Stock | 20.5
PSS12-100-S | RHINO PSS series switching power supply, 12 VDC @ 8.5A/100W, 120 VAC and 240 VAC nominal input, 1-phase, enclosed, aluminum housing, chassis mount, screw terminals. | Stock | 27
PSS24-035-S | RHINO PSS series switching power supply, 24 VDC @ 1.5A/35W, 120 VAC and 240 VAC nominal input, 1-phase, enclosed, aluminum housing, chassis mount, screw terminals. | Stock | 18
PSS24-050-S | RHINO PSS series switching power supply, 24 VDC @ 2.2A/50W, 120 VAC and 240 VAC nominal input, 1-phase, enclosed, aluminum housing, chassis mount, screw terminals. | Stock | 20.5
PSS24-100-S | RHINO PSS series switching power supply, 24 VDC @ 4.5A/100W, 120 VAC and 240 VAC nominal input, 1-phase, enclosed, aluminum housing, chassis mount, screw terminals. | Stock | 27
PSS0524-100 | RHINO PSS series switching power supply, 24 VDC @ 2.7A/100W and 5 VDC @ 0.5A/35W, 120 VAC and 240 VAC nominal input, 1-phase, enclosed, aluminum housing, chassis mount, screw terminals. | Stock | 66
Open Frame DC Power Supplies
FA-24PS | AutomationDirect switching power supply, 24 VDC @ 1.25A/30W, 120 VAC and 240 VAC nominal input, 1-phase, open frame, plastic housing, 35mm DIN rail mount, screw terminals, hazardous location rated. | Stock | 74
FA-24PS-90 | AutomationDirect switching power supply, 24 VDC @ 3.7A/90W, 120 VAC and 240 VAC nominal input, 1-phase, open frame, plastic housing, 35mm DIN rail mount, screw terminals, hazardous location rated. | Stock | 103
Linear DC Power Supplies
IHB5-3-OVP | International Power regulated linear power supply, 5 VDC @ 3A/15W, 120 VAC and 240 VAC nominal input, 1-phase, open frame, aluminum housing, chassis mount, turret terminals. | Stock | 77
IHCC512 | International Power regulated linear power supply, 5 VDC @ 6A/30W and 12-15 VDC @ 2.5A/30W, 120 VAC and 240 VAC nominal input, 1-phase, open frame, aluminum housing, chassis mount, turret terminals. | Stock | 173
IHBB15-1.5 | International Power regulated linear power supply, 12 VDC @ 1.7A/20W and 15 VDC @ 1.5A/22W, 120 VAC and 240 VAC nominal input, 1-phase, open frame, aluminum housing, chassis mount, turret terminals. | Stock | 120
IHDD15-5 | International Power regulated linear power supply, 15 VDC @ 5A/75W and 12 VDC @ 5A/60W, 120 VAC and 240 VAC nominal input, 1-phase, open frame, aluminum housing, chassis mount, turret terminals. | Stock | 236
IHB24-1.2 | International Power regulated linear power supply, 24 VDC @ 1.2A/28W, 120 VAC and 240 VAC nominal input, 1-phase, open frame, aluminum housing, chassis mount, turret terminals. | Stock | 80
IHC24-2.4 | International Power regulated linear power supply, 24 VDC @ 2.4A/58W, 120 VAC and 240 VAC nominal input, 1-phase, open frame, aluminum housing, chassis mount, turret terminals. | Stock | 103
IHD24-4.8 | International Power regulated linear power supply, 24 VDC @ 4.8A/115W, 120 VAC and 240 VAC nominal input, 1-phase, open frame, aluminum housing, chassis mount, turret terminals. | Stock | 168
IHTAA-16W | International Power regulated linear power supply, 5 VDC @ 2A/10W, 12 or 15 VDC @ 0.4A/6W and -5, -12 or -15 VDC @ 0.4A/6W, 120 VAC and 240 VAC nominal input, 1-phase, open frame, aluminum housing, chassis mount, turret terminals. | Stock | 117
IHBAA-40W | International Power regulated linear power supply, 5 VDC @ 3A/15W, 12 or 15 VDC @ 0.8A/12W and -5, -12 or -15 VDC @ 0.8A/12W, 120 VAC and 240 VAC nominal input, 1-phase, open frame, aluminum housing, chassis mount, turret terminals. | Stock | 139
IP500U36 | International Power unregulated linear power supply, 36 VDC @ 13.3A/480W, 120 VAC and 240 VAC nominal input, 1-phase, open frame, aluminum housing, chassis mount, screw and spade. | Stock | 350
IP500U48 | International Power unregulated linear power supply, 48 VDC @ 10A/480W, 120 VAC and 240 VAC nominal input, 1-phase, open frame, aluminum housing, chassis mount, screw and spade. | Stock | 350
IP500U75 | International Power unregulated linear power supply, 75 VDC @ 6.6A/480W, 120 VAC and 240 VAC nominal input, 1-phase, open frame, aluminum housing, chassis mount, screw and spade. | Stock | 364
STP-PWR-3204 | SureStep unregulated linear power supply, 32 VDC @ 4A/120W and 5 VDC @ 0.5A/2.5W, 120 VAC and 240 VAC nominal input, 1-phase, open frame, aluminum housing, chassis mount, screw terminals. | Stock | 150
STP-PWR-4805 | SureStep unregulated linear power supply, 48 VDC @ 5A/240W and 5 VDC @ 0.5A/2.5W, 120 VAC and 240 VAC nominal input, 1-phase, open frame, aluminum housing, chassis mount, screw terminals. | Stock | 183
STP-PWR-4810 | SureStep unregulated linear power supply, 48 VDC @ 10A/480W and 5 VDC @ 0.5A/2.5W, 120 VAC and 240 VAC nominal input, 1-phase, open frame, aluminum housing, chassis mount, screw terminals. | Stock | 237
STP-PWR-7005 | SureStep unregulated linear power supply, 70 VDC @ 5A/350W and 5 VDC @ 0.5A/2.5W, 120 VAC and 240 VAC nominal input, 1-phase, open frame, aluminum housing, chassis mount, screw terminals. | Stock | 233
Accessories for DC Power Supplies
2789-9015 | WAGO Pro2 series communication module, 2 ports, (2) RS-485 (RJ45) port(s), Modbus RTU, up to 115.2k baud. For use with WAGO Pro2 power supplies. | Stock | 80
2789-9023 | WAGO Pro2 series communication module, 2 ports, (2) Ethernet 10/100Base-T (RJ45) port(s), EtherNet/IP, 10/100 Mbps auto-detect. For use with WAGO Pro2 power supplies. | Stock | 114
2789-9052 | WAGO Pro2 series communication module, 2 ports, (2) Ethernet 10/100Base-T (RJ45) port(s), Modbus TCP/IP and UDP/IP, 10/100 Mbps auto-detect. For use with WAGO Pro2 power supplies. | Stock | 114
2789-9080 | WAGO Pro2 series communication module, 1 port, (1) 3-position removable terminal port(s), IO-Link Class A Device, IO-Link COM3. For use with WAGO Pro2 power supplies. | Stock | 80
2789-9915 | WAGO terminating resistor, 120 ohm, RJ45. For use with WAGO communication module 2789-9015. | Stock | 44.5
750-923 | WAGO cable, 8.2ft/2.5m cable length. For use with WAGO Pro2 power supplies. | Stock | 48
PSB-CVR | Terminal covers, replacement. For use with PSB series power supplies with fixed-screw terminal strips. | Stock | 7.5
PSM-PK1 | Terminal blocks, replacement. For use with PSM12-078S, PSM24-090S, PSM24-090S-N power supplies. | Stock | 8.75
PSM-PK2 | Terminal blocks, replacement. For use with PSM12-156S, PSM24-180S, PSM24-360S power supplies. | Stock | 12.5
PSM-PANEL1 | Panel mounting bracket, for use with all PSM series power supplies up to 180W. | Stock | 46.5
PSM-PANEL2 | Panel mounting bracket, for use with PSM24-360S and PSM24-600S power supplies. | Stock | 40
PSX-CON1 | Field wireable connector, PG13.5 thread nut 4-pin female axial, accepts cable diameter size 10-12mm, 20 - 14 AWG, screw terminal connection, IP67. | Stock | 41.5
PSX-CON2 | Field wireable connector, PG16 thread nut 7-pin male axial, accepts cable diameter size 12-14mm, 22 - 16 AWG, screw terminal connection, IP67. | Stock | 41.5
PSE-BRKT-10 | RHINO DIN rail mounting bracket, aluminum. For use with 10W PSE-S series encapsulated power supplies. Mounting hardware included. | Stock | 8.25
PSE-BRKT-25 | RHINO DIN rail mounting bracket, aluminum. For use with 20W-25W PSE-S series encapsulated power supplies. Mounting hardware included. | Stock | 8.25
PSE-BRKT-50 | RHINO DIN rail mounting bracket, aluminum. For use with 50W PSE-S series encapsulated power supplies. Mounting hardware included. | Stock | 8.25
PSE-BRKT-1 | DIN rail mounting bracket, for use with 15W PSE series encapsulated power supplies. Mounting hardware included. | Stock | 13.5
PSE-BRKT-2 | DIN rail mounting bracket, for use with 30W-60W PSE series encapsulated power supplies. Mounting hardware included. | Stock | 13.5
PSM-JC01 | Link cable, replacement. For use with PSM24-BCM360S and PSM24-REM360S specialty modules. | Stock | 9.25
PSM-TS | Temperature sensor, for use with PSM24-BCM360S battery control module. | Stock | 40.5
DIN Rail Mount DC-to-DC Converters
859-801 | WAGO DC to DC converter, 10-30 VDC input, 5 VDC output, 0.5A, 2.5W, plastic housing, 35mm DIN rail mount, cage clamp. | Stock | 78
859-802 | WAGO DC to DC converter, 10-30 VDC input, 10 VDC output, 0.5A, 5W, plastic housing, 35mm DIN rail mount, cage clamp. | Stock | 78
859-805 | WAGO DC to DC converter, 10-30 VDC input, 12 VDC output, 0.5A, 6W, plastic housing, 35mm DIN rail mount, cage clamp. | Stock | 78
PSP05-DC24-5 | RHINO DC to DC converter, 18-75 VDC input, 5 VDC output, 5A, 25W, plastic housing, 35mm DIN rail mount, screw terminal, removable. DIN rail insert for panel mounting included. | Stock | 119
PSP12-DC24-2 | RHINO DC to DC converter, 18-75 VDC input, 12 VDC output, 2A, 25W, plastic housing, 35mm DIN rail mount, screw terminal, removable. DIN rail insert for panel mounting included. | Stock | 98
PSP12-DC24-5 | RHINO DC to DC converter, 18-75 VDC input, 12 VDC output, 5A, 60W, plastic housing, 35mm DIN rail mount, screw terminal, removable. DIN rail insert for panel mounting included. | Stock | 138
PSP24-DC12-1 | RHINO DC to DC converter, 9.5-18 VDC input, 24 VDC output, 1A, 25W, plastic housing, 35mm DIN rail mount, screw terminal, removable. DIN rail insert for panel mounting included. | Stock | 122
PSP24-DC24-1 | RHINO DC to DC converter, 18-75 VDC input, 24 VDC output, 1A, 25W, plastic housing, 35mm DIN rail mount, screw terminal, removable. DIN rail insert for panel mounting included. | Stock | 117
PSP24-DC24-2 | RHINO DC to DC converter, 18-75 VDC input, 24 VDC output, 2.5A, 60W, plastic housing, 35mm DIN rail mount, screw terminal, removable. DIN rail insert for panel mounting included. | Stock | 143
FA-DCDC-1 | AutomationDirect DC to DC converter, 12-24 VDC input, +/- 10 VDC, +/-5 VDC output, 0.125A, 3.75W, plastic housing, 35mm DIN rail mount, screw terminal, removable. | Stock | 118
Encapsulated Chassis Mount DC-To-DC Converters
PSRP-12-DC24-150 | RHINO PRO DC to DC converter, 9-36 VDC input, 12 VDC output, 12.5A, 150W, aluminum housing, encapsulated, chassis mount, screw terminal. | Stock | 225
PSRP-15-DC24-150 | RHINO PRO DC to DC converter, 9-36 VDC input, 15 VDC output, 10A, 150W, aluminum housing, encapsulated, chassis mount, screw terminal. | Stock | 225
PSRP-24-DC24-150 | RHINO PRO DC to DC converter, 9-36 VDC input, 24 VDC output, 6.3A, 150W, aluminum housing, encapsulated, chassis mount, screw terminal. | Stock | 225
PSRP-28-DC24-150 | RHINO PRO DC to DC converter, 9-36 VDC input, 28 VDC output, 5.4A, 150W, aluminum housing, encapsulated, chassis mount, screw terminal. | Stock | 225
PSRP-48-DC24-150 | RHINO PRO DC to DC converter, 9-36 VDC input, 48 VDC output, 3.2A, 150W, aluminum housing, encapsulated, chassis mount, screw terminal. | Stock | 226
PSRP-12-DC48-150 | RHINO PRO DC to DC converter, 18-75 VDC input, 12 VDC output, 12.5A, 150W, aluminum housing, encapsulated, chassis mount, screw terminal. | Stock | 226
PSRP-24-DC48-150 | RHINO PRO DC to DC converter, 18-75 VDC input, 24 VDC output, 6.3A, 150W, aluminum housing, encapsulated, chassis mount, screw terminal. | Stock | 226
PSE05-DC12-40 | RHINO DC to DC converter, 9.5-36 VDC input, 5.1 VDC output, 8A, 40W, plastic housing, encapsulated, chassis mount, screw terminal. | Stock | 94
PSE12-DC12-40 | RHINO DC to DC converter, 9.5-36 VDC input, 12 VDC output, 3.33A, 40W, plastic housing, encapsulated, chassis mount, screw terminal. | Stock | 94
PSE24-DC12-40 | RHINO DC to DC converter, 9.5-36 VDC input, 24 VDC output, 1.67A, 40W, plastic housing, encapsulated, chassis mount, screw terminal. | Stock | 94
PSE05-DC24-40 | RHINO DC to DC converter, 18-75 VDC input, 5.1 VDC output, 8A, 40W, plastic housing, encapsulated, chassis mount, screw terminal. | Stock | 100
PSE12-DC24-40 | RHINO DC to DC converter, 18-75 VDC input, 12 VDC output, 3.33A, 40W, plastic housing, encapsulated, chassis mount, screw terminal. | Stock | 100
PSE24-DC24-40 | RHINO DC to DC converter, 18-75 VDC input, 24 VDC output, 1.67A, 40W, plastic housing, encapsulated, chassis mount, screw terminal. | Stock | 100
PSE05-DC12-60 | RHINO DC to DC converter, 9.5-36 VDC input, 5.1 VDC output, 12A, 60W, plastic housing, encapsulated, chassis mount, screw terminal. | Stock | 112
PSE12-DC12-60 | RHINO DC to DC converter, 9.5-36 VDC input, 12 VDC output, 5A, 60W, plastic housing, encapsulated, chassis mount, screw terminal. | Stock | 112
PSE24-DC12-60 | RHINO DC to DC converter, 9.5-36 VDC input, 24 VDC output, 2.5A, 60W, plastic housing, encapsulated, chassis mount, screw terminal. | Stock | 112
PSE48-DC12-60 | RHINO DC to DC converter, 9.5-36 VDC input, 48 VDC output, 1.25A, 60W, plastic housing, encapsulated, chassis mount, screw terminal. | Stock | 112
PSE05-DC24-60 | RHINO DC to DC converter, 18-75 VDC input, 5.1 VDC output, 12A, 60W, plastic housing, encapsulated, chassis mount, screw terminal. | Stock | 117
PSE12-DC24-60 | RHINO DC to DC converter, 18-75 VDC input, 12 VDC output, 5A, 60W, plastic housing, encapsulated, chassis mount, screw terminal. | Stock | 117
PSE24-DC24-60 | RHINO DC to DC converter, 18-75 VDC input, 24 VDC output, 2.5A, 60W, plastic housing, encapsulated, chassis mount, screw terminal. | Stock | 117
PSE48-DC24-60 | RHINO DC to DC converter, 18-75 VDC input, 48 VDC output, 1.25A, 60W, plastic housing, encapsulated, chassis mount, screw terminal. | Stock | 117
Accessories for DC-to-DC Converters
859-525-5 | WAGO end cover, package of 5. For use with WAGO DC to DC converters. | Stock | 5
DC Power Supplies with Battery Control
PCC-1024-050-20 | BLOCK Power Advanced series power supply, switching, 24 VDC @ 5A/120W (adjustable), 120/240 VAC nominal input, 1-phase, enclosed, metal housing, integrated ups battery control. Requires battery storage module and batteries. | Stock | 255
PCC-1024-100-20 | BLOCK Power Advanced series power supply, switching, 24 VDC @ 10A/240W (adjustable), 120/240 VAC nominal input, 1-phase, enclosed, metal housing, integrated ups battery control. Requires battery storage module and batteries. | Stock | 293
PSS12-155-U | RHINO SELECT PSS series power supply, switching, 13.8 VDC @ 11A/151W (adjustable), 120/240 VAC nominal input, 1-phase, enclosed, galvanized steel housing, integrated ups battery control. | Stock | 59
PSS24-155-U | RHINO SELECT PSS series power supply, switching, 27.8 VDC @ 5.5A/151W (adjustable), 120/240 VAC nominal input, 1-phase, enclosed, galvanized steel housing, integrated ups battery control. | Stock | 59
PSFA12-060-U | RHINO SELECT PSFA series power supply, switching, 13.8 VDC @ 4.3A/60W (adjustable), 120 VAC and 240 VAC nominal input, 1-phase, open frame, galvanized steel housing, integrated ups battery control. | Stock | 48
PSFA24-060-U | RHINO SELECT PSFA series power supply, switching, 27.8 VDC @ 2.1A/60W (adjustable), 120 VAC and 240 VAC nominal input, 1-phase, open frame, galvanized steel housing, integrated ups battery control. | Stock | 48
Battery Control Modules for DC UPS Systems
PCC-0524-100-00 | BLOCK battery control module, 1 input, 24 VDC nominal input, 18-30 VDC output, 10A, alarm contact for operation monitoring, push terminals. Requires 24 VDC power supply, battery storage module, batteries. | Stock | 150
PCC-0524-200-00 | BLOCK battery control module, 1 input, 24 VDC nominal input, 18-30 VDC output, 20A, alarm contact for operation monitoring, push terminals. Requires 24 VDC power supply, battery storage module, batteries. | Stock | 166
PSL-24-BCM240 | RHINO battery control module, 1 input, 24 VDC nominal input, 23-28 VDC output, 10A, alarm contact for operation monitoring, screw terminals. Requires power supply, 24V battery (user-supplied). | Stock | 46.5
PSB24-BCM960S | RHINO battery control module, 1 input, 24 VDC nominal input, 23-28 VDC output, 40A, alarm contact for operation monitoring, screw terminals. Requires power supply, 24V battery (user-supplied). | Stock | 90
PSM24-BCM360S | RHINO battery control module, 1 input, 24 VDC nominal input, 24-28 VDC output, 15A, alarm contact for operation monitoring, removable screw terminals. Requires PSM24 power supply, 24V battery (user-supplied). | Stock | 235
PSH-BCM360S | RHINO battery control module, 2 inputs, 24/48 VDC nominal input, 23-27 VDC / 47-55 VDC output, 15A at 24 VDC, 7.5A at 48 VDC, alarm contact for operation monitoring, screw terminals. Requires power supply, 12V battery (user-supplied). | Stock | 295
Buffer Modules for DC UPS Systems
PC-0424-010-00 | BLOCK buffer control module, 1 input, 24 VDC nominal input, 18.25-29.75 VDC output, 20A, alarm contact for operation monitoring, push terminals. Requires 24 VDC power supply. | Stock | 295
PSB24-BFM20S | RHINO buffer module, 1 input, 24 VDC nominal input, 23-28 VDC output, 20A, selection switch, alarm contact for operation monitoring, screw terminals, hazardous location rated. Requires PSB24 power supply. | Stock | 173
Battery Storage Modules for DC UPS Systems
PST-0024-032-10 | BLOCK battery storage module, 77 x 177 x 150mm, IP20, 14 AWG core wire, panel mount. Requires (2) 12VDC - 3.2 Ah batteries. | Stock | 107
PST-0024-070-00 | BLOCK battery storage module, 150 x 190 x 111mm, IP20, 12 AWG core wire, panel mount. Requires (2) 12VDC - 7 Ah batteries. | Stock | 138
PST-0024-070-10 | BLOCK battery storage module, 111 x 193 x 159mm, IP20, 12 AWG core wire, panel mount. Requires (2) 12VDC - 7 Ah batteries. | Stock | 138
PST-0024-120-00 | BLOCK battery storage module, 216 x 190 x 111mm, IP20, 12 AWG core wire, panel mount. Requires (2) 12VDC - 12 Ah batteries. | Stock | 166
PST-0024-120-10 | BLOCK battery storage module, 110 x 193 x 225mm, IP20, 12 AWG core wire, panel mount. Requires (2) 12VDC - 12 Ah batteries. | Stock | 166
Redundancy Modules for DC UPS Systems
PM-0624-100-0 | BLOCK redundancy module, 2 inputs, 24 VDC nominal input, 10-36 VDC output, 10A, alarm contact for operation monitoring, push terminals. Requires BLOCK Power Mini Power Supplies. | Stock | 107
PSB60-REM20S | RHINO redundancy module, 2 inputs, 24/48 VDC nominal input, 24-48 VDC output, 20A, alarm contact for operation monitoring, screw terminals, hazardous location rated. Requires (2) matched 24 or 48 VDC power supplies. | Stock | 55
PSB60-REM40S | RHINO redundancy module, 2 inputs, 24/48 VDC nominal input, 24-48 VDC output, 40A, alarm contact for operation monitoring, screw terminals, hazardous location rated. Requires (2) matched 24 or 48 VDC power supplies. | Stock | 67
PSP24-REM240S | RHINO redundancy module, 2 inputs, 5/12/24 VDC nominal input, 4-59 VDC output, 8A, removable screw terminals. Requires (2) matched 24 VDC power supplies. | Stock | 72
Ventilated General Purpose Transformers (NEMA Rated)
SG3A0015KB | Hammond general purpose transformer, open core, 15 kVA, 3-phase, 480 VAC Delta, 208Y/120 VAC secondary, 60 Hz, NEMA 3R, floor, wall or ceiling mount. | Stock | 1589
SG3A0030KB | Hammond general purpose transformer, open core, 30 kVA, 3-phase, 480 VAC Delta, 208Y/120 VAC secondary, 60 Hz, NEMA 3R, floor, wall or ceiling mount. | Stock | 2449
SG3A0045KB | Hammond general purpose transformer, open core, 45 kVA, 3-phase, 480 VAC Delta, 208Y/120 VAC secondary, 60 Hz, NEMA 3R, floor, wall or ceiling mount. | Stock | 2760
SG3A0075KB | Hammond general purpose transformer, open core, 75 kVA, 3-phase, 480 VAC Delta, 208Y/120 VAC secondary, 60 Hz, NEMA 3R, floor mount. | Stock | 3966
SG3C0015KD | Hammond general purpose transformer, open core, 15 kVA, 3-phase, 480 VAC Delta, 240/120 VAC Delta (center tap) secondary, 60 Hz, NEMA 3R, floor, wall or ceiling mount. | Stock | 1600
SG3C0030KD | Hammond general purpose transformer, open core, 30 kVA, 3-phase, 480 VAC Delta, 240/120 VAC Delta (center tap) secondary, 60 Hz, NEMA 3R, floor, wall or ceiling mount. | Stock | 2449
SG3C0045KD | Hammond general purpose transformer, open core, 45 kVA, 3-phase, 480 VAC Delta, 240/120 VAC Delta (center tap) secondary, 60 Hz, NEMA 3R, floor, wall or ceiling mount. | Stock | 2759
SG3C0075KD | Hammond general purpose transformer, open core, 75 kVA, 3-phase, 480 VAC Delta, 240/120 VAC Delta (center tap) secondary, 60 Hz, NEMA 3R, floor mount. | Stock | 4006
Ventilated Drive Isolation Transformers
DM007JJ | Hammond drive isolation transformer, open core, 7.5 kVA, 3-phase, 460 VAC Delta, 460Y/266 VAC secondary, 60 Hz, NEMA 3R, floor, wall or ceiling mount. | Stock | 1293
DM011JJ | Hammond drive isolation transformer, open core, 11 kVA, 3-phase, 460 VAC Delta, 460Y/266 VAC secondary, 60 Hz, NEMA 3R, floor, wall or ceiling mount. | Stock | 1437
DM014JJ | Hammond drive isolation transformer, open core, 14 kVA, 3-phase, 460 VAC Delta, 460Y/266 VAC secondary, 60 Hz, NEMA 3R, floor, wall or ceiling mount. | Stock | 1465
DM020JJ | Hammond drive isolation transformer, open core, 20 kVA, 3-phase, 460 VAC Delta, 460Y/266 VAC secondary, 60 Hz, NEMA 3R, floor, wall or ceiling mount. | Stock | 2261
DM027JJ | Hammond drive isolation transformer, open core, 27 kVA, 3-phase, 460 VAC Delta, 460Y/266 VAC secondary, 60 Hz, NEMA 3R, floor, wall or ceiling mount. | Stock | 2498
DM034JJ | Hammond drive isolation transformer, open core, 34 kVA, 3-phase, 460 VAC Delta, 460Y/266 VAC secondary, 60 Hz, NEMA 3R, floor, wall or ceiling mount. | Stock | 2705
DM040JJ | Hammond drive isolation transformer, open core, 40 kVA, 3-phase, 460 VAC Delta, 460Y/266 VAC secondary, 60 Hz, NEMA 3R, floor, wall or ceiling mount. | Stock | 2872
DM051JJ | Hammond drive isolation transformer, open core, 51 kVA, 3-phase, 460 VAC Delta, 460Y/266 VAC secondary, 60 Hz, NEMA 3R, floor, wall or ceiling mount. | Stock | 3157
DM063JJ | Hammond drive isolation transformer, open core, 63 kVA, 3-phase, 460 VAC Delta, 460Y/266 VAC secondary, 60 Hz, NEMA 3R, floor, wall or ceiling mount. | Stock | 3974
DM075JJ | Hammond drive isolation transformer, open core, 75 kVA, 3-phase, 460 VAC Delta, 460Y/266 VAC secondary, 60 Hz, NEMA 3R, floor, wall or ceiling mount. | Stock | 4045
DM093JJ | Hammond drive isolation transformer, open core, 93 kVA, 3-phase, 460 VAC Delta, 460Y/266 VAC secondary, 60 Hz, NEMA 3R, floor, wall or ceiling mount. | Stock | 4765
DM118JJ | Hammond drive isolation transformer, open core, 118 kVA, 3-phase, 460 VAC Delta, 460Y/266 VAC secondary, 60 Hz, NEMA 3R, floor, wall or ceiling mount. | Stock | 5317
DM145JJ | Hammond drive isolation transformer, open core, 145 kVA, 3-phase, 460 VAC Delta, 460Y/266 VAC secondary, 60 Hz, NEMA 3R, floor mount. | Stock | 6508
DM175JJ | Hammond drive isolation transformer, open core, 175 kVA, 3-phase, 460 VAC Delta, 460Y/266 VAC secondary, 60 Hz, NEMA 3R, floor mount. | Stock | 7619
DM220JJ | Hammond drive isolation transformer, open core, 220 kVA, 3-phase, 460 VAC Delta, 460Y/266 VAC secondary, 60 Hz, NEMA 3R, floor mount. | Stock | 8690
Encapsulated Core General Purpose Transformers (NEMA Rated)
C1FC50LE | Hammond general purpose transformer, encapsulated core, 500 VA, 1-phase, 240/480 VAC, 120/240 VAC secondary, 60 Hz, NEMA 3R, wall mount. | Stock | 181
C1FC75LES | Hammond general purpose transformer, encapsulated core, 750 VA, 1-phase, 240/480 VAC, 120/240 VAC secondary, 60 Hz, electrostatic shield, NEMA 3R, wall mount. | Stock | 229
C1F1C0LES | Hammond general purpose transformer, encapsulated core, 1 kVA, 1-phase, 240/480 VAC, 120/240 VAC secondary, 60 Hz, electrostatic shield, NEMA 3R, wall mount. | Stock | 275
C1F1C5LES | Hammond general purpose transformer, encapsulated core, 1.5 kVA, 1-phase, 240/480 VAC, 120/240 VAC secondary, 60 Hz, electrostatic shield, NEMA 3R, wall mount. | Stock | 329
C1F002LES | Hammond general purpose transformer, encapsulated core, 2 kVA, 1-phase, 240/480 VAC, 120/240 VAC secondary, 60 Hz, electrostatic shield, NEMA 3R, wall mount. | Stock | 402
C1F003LES | Hammond general purpose transformer, encapsulated core, 3 kVA, 1-phase, 240/480 VAC, 120/240 VAC secondary, 60 Hz, electrostatic shield, NEMA 3R, wall mount. | Stock | 506
C1F005LES | Hammond general purpose transformer, encapsulated core, 5 kVA, 1-phase, 240/480 VAC, 120/240 VAC secondary, 60 Hz, electrostatic shield, NEMA 3R, wall mount. | Stock | 740
C1F007LES | Hammond general purpose transformer, encapsulated core, 7.5 kVA, 1-phase, 240/480 VAC, 120/240 VAC secondary, 60 Hz, electrostatic shield, NEMA 3R, wall mount. | Stock | 1098
C1F010LES | Hammond general purpose transformer, encapsulated core, 10 kVA, 1-phase, 240/480 VAC, 120/240 VAC secondary, 60 Hz, electrostatic shield, NEMA 3R, wall mount. | Stock | 1268
C1F015LES | Hammond general purpose transformer, encapsulated core, 15 kVA, 1-phase, 240/480 VAC, 120/240 VAC secondary, 60 Hz, electrostatic shield, NEMA 3R, wall mount. | Stock | 1631
C1F025LES | Hammond general purpose transformer, encapsulated core, 25 kVA, 1-phase, 240/480 VAC, 120/240 VAC secondary, 60 Hz, electrostatic shield, NEMA 3R, wall mount. | Stock | 2029
T253007S | ACME general purpose transformer, encapsulated core, 250 VA, 1-phase, 240/480 VAC, 120/240 VAC secondary, 50/60 Hz, electrostatic shield, NEMA 3R, wall mount. | Stock | 120
T253009S | ACME general purpose transformer, encapsulated core, 750 VA, 1-phase, 240/480 VAC, 120/240 VAC secondary, 50/60 Hz, electrostatic shield, NEMA 3R, wall mount. | Stock | 186
T253010S | ACME general purpose transformer, encapsulated core, 1 kVA, 1-phase, 240/480 VAC, 120/240 VAC secondary, 60 Hz, electrostatic shield, NEMA 3R, wall mount. | Stock | 215
T253011S | ACME general purpose transformer, encapsulated core, 1.5 kVA, 1-phase, 240/480 VAC, 120/240 VAC secondary, 60 Hz, electrostatic shield, NEMA 3R, wall mount. | Stock | 239
T2530144S | ACME general purpose transformer, encapsulated core, 5 kVA, 1-phase, 240/480 VAC, 120/240 VAC secondary, 60 Hz, electrostatic shield, NEMA 3R, wall mount. | Stock | 670
T2535153S | ACME general purpose transformer, encapsulated core, 7.5 kVA, 1-phase, 240/480 VAC, 120/240 VAC secondary, 60 Hz, electrostatic shield, NEMA 3R, wall mount. | Stock | 890
T2535163S | ACME general purpose transformer, encapsulated core, 10 kVA, 1-phase, 240/480 VAC, 120/240 VAC secondary, 60 Hz, electrostatic shield, NEMA 3R, wall mount. | Stock | 998
T2535173S | ACME general purpose transformer, encapsulated core, 15 kVA, 1-phase, 240/480 VAC, 120/240 VAC secondary, 60 Hz, electrostatic shield, NEMA 3R, wall mount. | Stock | 1204
T2535183S | ACME general purpose transformer, encapsulated core, 25 kVA, 1-phase, 240/480 VAC, 120/240 VAC secondary, 60 Hz, electrostatic shield, NEMA 3R, wall mount. | Stock | 1687
C1FC10WE | Hammond general purpose transformer, encapsulated core, 100 VA, 1-phase, 120-277 VAC selectable, 120/240 VAC secondary, 60 Hz, NEMA 3R, wall mount. | Stock | 164
C1FC25WE | Hammond general purpose transformer, encapsulated core, 250 VA, 1-phase, 120-277 VAC selectable, 120/240 VAC secondary, 60 Hz, NEMA 3R, wall mount. | Stock | 203
C1FC50WE | Hammond general purpose transformer, encapsulated core, 500 VA, 1-phase, 120-277 VAC selectable, 120/240 VAC secondary, 60 Hz, NEMA 3R, wall mount. | Stock | 234
C1F1C0WES | Hammond general purpose transformer, encapsulated core, 1 kVA, 1-phase, 120-277 VAC selectable, 120/240 VAC secondary, 60 Hz, electrostatic shield, NEMA 3R, wall mount. | Stock | 340
C1F002WES | Hammond general purpose transformer, encapsulated core, 2 kVA, 1-phase, 120-277 VAC selectable, 120/240 VAC secondary, 60 Hz, electrostatic shield, NEMA 3R, wall mount. | Stock | 525
C1F003WES | Hammond general purpose transformer, encapsulated core, 3 kVA, 1-phase, 120-277 VAC selectable, 120/240 VAC secondary, 60 Hz, electrostatic shield, NEMA 3R, wall mount. | Stock | 678
C1F005WES | Hammond general purpose transformer, encapsulated core, 5 kVA, 1-phase, 120-277 VAC selectable, 120/240 VAC secondary, 60 Hz, electrostatic shield, NEMA 3R, wall mount. | Stock | 961
T279740S | ACME general purpose transformer, encapsulated core, 1 kVA, 1-phase, 120-277 VAC selectable, 120/240 VAC secondary, 60 Hz, electrostatic shield, NEMA 3R, wall mount. | Stock | 303
T279741S | ACME general purpose transformer, encapsulated core, 1.5 kVA, 1-phase, 120-277 VAC selectable, 120/240 VAC secondary, 60 Hz, electrostatic shield, NEMA 3R, wall mount. | Stock | 392
T279744S | ACME general purpose transformer, encapsulated core, 5 kVA, 1-phase, 120-277 VAC selectable, 120/240 VAC secondary, 60 Hz, electrostatic shield, NEMA 3R, wall mount. | Stock | 904
T279745S | ACME general purpose transformer, encapsulated core, 7.5 kVA, 1-phase, 120-277 VAC selectable, 120/240 VAC secondary, 60 Hz, electrostatic shield, NEMA 3R, wall mount. | Stock | 1173
T279746S | ACME general purpose transformer, encapsulated core, 10 kVA, 1-phase, 120-277 VAC selectable, 120/240 VAC secondary, 60 Hz, electrostatic shield, NEMA 3R, wall mount. | Stock | 1364
C1FC25XE | Hammond general purpose transformer, encapsulated core, 250 VA, 1-phase, 190-480 VAC selectable, 120/240 VAC secondary, 50/60 Hz, NEMA 3R, wall mount. | Stock | 203
C1FC50XE | Hammond general purpose transformer, encapsulated core, 500 VA, 1-phase, 190-480 VAC selectable, 120/240 VAC secondary, 50/60 Hz, NEMA 3R, wall mount. | Stock | 234
C1F1C0XES | Hammond general purpose transformer, encapsulated core, 1 kVA, 1-phase, 190-480 VAC selectable, 120/240 VAC secondary, 50/60 Hz, electrostatic shield, NEMA 3R, wall mount. | Stock | 352
C1F002XES | Hammond general purpose transformer, encapsulated core, 2 kVA, 1-phase, 190-480 VAC selectable, 120/240 VAC secondary, 50/60 Hz, electrostatic shield, NEMA 3R, wall mount. | Stock | 540
C1F003XES | Hammond general purpose transformer, encapsulated core, 3 kVA, 1-phase, 190-480 VAC selectable, 120/240 VAC secondary, 50/60 Hz, electrostatic shield, NEMA 3R, wall mount. | Stock | 701
C1F005XES | Hammond general purpose transformer, encapsulated core, 5 kVA, 1-phase, 190-480 VAC selectable, 120/240 VAC secondary, 50/60 Hz, electrostatic shield, NEMA 3R, wall mount. | Stock | 986
TF217437S | ACME general purpose transformer, encapsulated core, 1 kVA, 1-phase, 190-440 VAC selectable, 120/240 VAC secondary, 50/60 Hz, electrostatic shield, NEMA 3R, wall mount. | Stock | 366
TF217439S | ACME general purpose transformer, encapsulated core, 2 kVA, 1-phase, 190-440 VAC selectable, 120/240 VAC secondary, 50/60 Hz, electrostatic shield, NEMA 3R, wall mount. | Stock | 486
TF249873S | ACME general purpose transformer, encapsulated core, 3 kVA, 1-phase, 190-440 VAC selectable, 120/240 VAC secondary, 50/60 Hz, electrostatic shield, NEMA 3R, wall mount. | Stock | 762
TF252520S | ACME general purpose transformer, encapsulated core, 5 kVA, 1-phase, 190-440 VAC selectable, 120/240 VAC secondary, 50/60 Hz, electrostatic shield, NEMA 3R, wall mount. | Stock | 965
TF252794S | ACME general purpose transformer, encapsulated core, 7.5 kVA, 1-phase, 190-440 VAC selectable, 120/240 VAC secondary, 50/60 Hz, electrostatic shield, NEMA 3R, wall mount. | Stock | 1402
TF252795S | ACME general purpose transformer, encapsulated core, 10 kVA, 1-phase, 190-440 VAC selectable, 120/240 VAC secondary, 50/60 Hz, electrostatic shield, NEMA 3R, wall mount. | Stock | 1493
T253110S | ACME general purpose transformer, encapsulated core, 1 kVA, 1-phase, 600 VAC, 120/240 VAC secondary, 60 Hz, electrostatic shield, NEMA 3R, wall mount. | Stock | 257
T2531131S | ACME general purpose transformer, encapsulated core, 3 kVA, 1-phase, 600 VAC, 120/240 VAC secondary, 60 Hz, electrostatic shield, NEMA 3R, wall mount. | Stock | 509
T2536151S | ACME general purpose transformer, encapsulated core, 7.5 kVA, 1-phase, 600 VAC, 120/240 VAC secondary, 60 Hz, electrostatic shield, NEMA 3R, wall mount. | Stock | 1029
T2536161S | ACME general purpose transformer, encapsulated core, 10 kVA, 1-phase, 600 VAC, 120/240 VAC secondary, 60 Hz, electrostatic shield, NEMA 3R, wall mount. | Stock | 1234
T2536171S | ACME general purpose transformer, encapsulated core, 15 kVA, 1-phase, 600 VAC, 120/240 VAC secondary, 60 Hz, electrostatic shield, NEMA 3R, wall mount. | Stock | 1639
T2A533081S | ACME general purpose transformer, encapsulated core, 3 kVA, 3-phase, 480 VAC Delta, 208Y/120 VAC secondary, 60 Hz, electrostatic shield, NEMA 3R, wall mount. | Stock | 742
T2A533091S | ACME general purpose transformer, encapsulated core, 6 kVA, 3-phase, 480 VAC Delta, 208Y/120 VAC secondary, 60 Hz, electrostatic shield, NEMA 3R, wall mount. | Stock | 1059
T2A533101S | ACME general purpose transformer, encapsulated core, 9 kVA, 3-phase, 480 VAC Delta, 208Y/120 VAC secondary, 60 Hz, electrostatic shield, NEMA 3R, wall mount. | Stock | 1381
T3533111S | ACME general purpose transformer, encapsulated core, 15 kVA, 3-phase, 480 VAC Delta, 208Y/120 VAC secondary, 60 Hz, electrostatic shield, NEMA 3R, floor mount. | Stock | 1656
T2A533281S | ACME general purpose transformer, encapsulated core, 3 kVA, 3-phase, 480 VAC Delta, 240/120 VAC Delta (center tap) secondary, 60 Hz, electrostatic shield, NEMA 3R, wall mount. | Stock | 767
T2A533291S | ACME general purpose transformer, encapsulated core, 6 kVA, 3-phase, 480 VAC Delta, 240/120 VAC Delta (center tap) secondary, 60 Hz, electrostatic shield, NEMA 3R, wall mount. | Stock | 1026
T2A533401S | ACME general purpose transformer, encapsulated core, 9 kVA, 3-phase, 480 VAC Delta, 240/120 VAC Delta (center tap) secondary, 60 Hz, electrostatic shield, NEMA 3R, wall mount. | Stock | 1353
T3533411S | ACME general purpose transformer, encapsulated core, 15 kVA, 3-phase, 480 VAC Delta, 240/120 VAC Delta (center tap) secondary, 60 Hz, electrostatic shield, NEMA 3R, floor mount. | Stock | 1809
T2A795161S | ACME general purpose transformer, encapsulated core, 3 kVA, 3-phase, 600 VAC Delta, 480Y/277 VAC secondary, 60 Hz, electrostatic shield, NEMA 3R, wall mount. | Stock | 1021
T2A795171S | ACME general purpose transformer, encapsulated core, 6 kVA, 3-phase, 600 VAC Delta, 480Y/277 VAC secondary, 60 Hz, electrostatic shield, NEMA 3R, wall mount. | Stock | 1280
T2A795181S | ACME general purpose transformer, encapsulated core, 9 kVA, 3-phase, 600 VAC Delta, 480Y/277 VAC secondary, 60 Hz, electrostatic shield, NEMA 3R, wall mount. | Stock | 1712
T3795191S | ACME general purpose transformer, encapsulated core, 15 kVA, 3-phase, 600 VAC Delta, 480Y/277 VAC secondary, 60 Hz, electrostatic shield, NEMA 3R, floor mount. | Stock | 1855
T2A793301S | ACME general purpose transformer, encapsulated core, 3 kVA, 3-phase, 600 VAC Delta, 208Y/120 VAC secondary, 60 Hz, electrostatic shield, NEMA 3R, wall mount. | Stock | 1004
T2A793311S | ACME general purpose transformer, encapsulated core, 6 kVA, 3-phase, 600 VAC Delta, 208Y/120 VAC secondary, 60 Hz, electrostatic shield, NEMA 3R, wall mount. | Stock | 1284
T2A793321S | ACME general purpose transformer, encapsulated core, 9 kVA, 3-phase, 600 VAC Delta, 208Y/120 VAC secondary, 60 Hz, electrostatic shield, NEMA 3R, wall mount. | Stock | 1754
T3793331S | ACME general purpose transformer, encapsulated core, 15 kVA, 3-phase, 600 VAC Delta, 208Y/120 VAC secondary, 60 Hz, electrostatic shield, NEMA 3R, floor mount. | Stock | 1973
Encapsulated Core Buck-Boost Transformers (NEMA Rated)
T181050 | ACME buck-boost transformer, encapsulated core, 250 VA, 1-phase, 120/240 VAC, 12/24 VAC secondary, 50/60 Hz, NEMA 3R, wall mount. | Stock | 138
T181051 | ACME buck-boost transformer, encapsulated core, 500 VA, 1-phase, 120/240 VAC, 12/24 VAC secondary, 50/60 Hz, NEMA 3R, wall mount. | Stock | 177
T181052 | ACME buck-boost transformer, encapsulated core, 750 VA, 1-phase, 120/240 VAC, 12/24 VAC secondary, 50/60 Hz, NEMA 3R, wall mount. | Stock | 229
T111683 | ACME buck-boost transformer, encapsulated core, 1 kVA, 1-phase, 120/240 VAC, 12/24 VAC secondary, 60 Hz, NEMA 3R, wall mount. | Stock | 261
T111684 | ACME buck-boost transformer, encapsulated core, 1.5 kVA, 1-phase, 120/240 VAC, 12/24 VAC secondary, 60 Hz, NEMA 3R, wall mount. | Stock | 331
T111685 | ACME buck-boost transformer, encapsulated core, 2 kVA, 1-phase, 120/240 VAC, 12/24 VAC secondary, 60 Hz, NEMA 3R, wall mount. | Stock | 428
T111686 | ACME buck-boost transformer, encapsulated core, 3 kVA, 1-phase, 120/240 VAC, 12/24 VAC secondary, 60 Hz, NEMA 3R, wall mount. | Stock | 607
T111687 | ACME buck-boost transformer, encapsulated core, 5 kVA, 1-phase, 120/240 VAC, 12/24 VAC secondary, 60 Hz, NEMA 3R, wall mount. | Stock | 928
T181057 | ACME buck-boost transformer, encapsulated core, 250 VA, 1-phase, 120/240 VAC, 16/32 VAC secondary, 50/60 Hz, NEMA 3R, wall mount. | Stock | 170
T181058 | ACME buck-boost transformer, encapsulated core, 500 VA, 1-phase, 120/240 VAC, 16/32 VAC secondary, 50/60 Hz, NEMA 3R, wall mount. | Stock | 189
T181059 | ACME buck-boost transformer, encapsulated core, 750 VA, 1-phase, 120/240 VAC, 16/32 VAC secondary, 50/60 Hz, NEMA 3R, wall mount. | Stock | 244
T113073 | ACME buck-boost transformer, encapsulated core, 1 kVA, 1-phase, 120/240 VAC, 16/32 VAC secondary, 60 Hz, NEMA 3R, wall mount. | Stock | 293
T113074 | ACME buck-boost transformer, encapsulated core, 1.5 kVA, 1-phase, 120/240 VAC, 16/32 VAC secondary, 60 Hz, NEMA 3R, wall mount. | Stock | 355
T113075 | ACME buck-boost transformer, encapsulated core, 2 kVA, 1-phase, 120/240 VAC, 16/32 VAC secondary, 60 Hz, NEMA 3R, wall mount. | Stock | 435
T113076 | ACME buck-boost transformer, encapsulated core, 3 kVA, 1-phase, 120/240 VAC, 16/32 VAC secondary, 60 Hz, NEMA 3R, wall mount. | Stock | 669
T113077 | ACME buck-boost transformer, encapsulated core, 5 kVA, 1-phase, 120/240 VAC, 16/32 VAC secondary, 60 Hz, NEMA 3R, wall mount. | Stock | 1131
T181064 | ACME buck-boost transformer, encapsulated core, 250 VA, 1-phase, 240/480 VAC, 24/48 VAC secondary, 50/60 Hz, NEMA 3R, wall mount. | Stock | 167
T181065 | ACME buck-boost transformer, encapsulated core, 500 VA, 1-phase, 240/480 VAC, 24/48 VAC secondary, 50/60 Hz, NEMA 3R, wall mount. | Stock | 207
T181066 | ACME buck-boost transformer, encapsulated core, 750 VA, 1-phase, 240/480 VAC, 24/48 VAC secondary, 50/60 Hz, NEMA 3R, wall mount. | Stock | 268
T137920 | ACME buck-boost transformer, encapsulated core, 1 kVA, 1-phase, 240/480 VAC, 24/48 VAC secondary, 60 Hz, NEMA 3R, wall mount. | Stock | 287
T137921 | ACME buck-boost transformer, encapsulated core, 1.5 kVA, 1-phase, 240/480 VAC, 24/48 VAC secondary, 60 Hz, NEMA 3R, wall mount. | Stock | 359
T137922 | ACME buck-boost transformer, encapsulated core, 2 kVA, 1-phase, 240/480 VAC, 24/48 VAC secondary, 60 Hz, NEMA 3R, wall mount. | Stock | 446
T137923 | ACME buck-boost transformer, encapsulated core, 3 kVA, 1-phase, 240/480 VAC, 24/48 VAC secondary, 60 Hz, NEMA 3R, wall mount. | Stock | 660
T137924 | ACME buck-boost transformer, encapsulated core, 5 kVA, 1-phase, 240/480 VAC, 24/48 VAC secondary, 60 Hz, NEMA 3R, wall mount. | Stock | 1033
Open Core Industrial Control Transformers
USTE100/2X115 | BLOCK control transformer, open core, 100 VA, 1-phase, 208-600 VAC selectable, 115/230 VAC secondary, 50/60 Hz, panel or 35mm DIN rail mount. | Stock | 102
USTE250/2X115 | BLOCK control transformer, open core, 250 VA, 1-phase, 208-600 VAC selectable, 115/230 VAC secondary, 50/60 Hz, panel or 35mm DIN rail mount. | Stock | 133
USTE400/2X115 | BLOCK control transformer, open core, 400 VA, 1-phase, 208-600 VAC selectable, 115/230 VAC secondary, 50/60 Hz, panel mount. | Stock | 181
USTE500/2X115 | BLOCK control transformer, open core, 500 VA, 1-phase, 208-600 VAC selectable, 115/230 VAC secondary, 50/60 Hz, panel mount. | Stock | 212
USTE800/2X115 | BLOCK control transformer, open core, 800 VA, 1-phase, 208-600 VAC selectable, 115/230 VAC secondary, 50/60 Hz, panel mount. | Stock | 233
USTE1000/2X115 | BLOCK control transformer, open core, 1 kVA, 1-phase, 208-600 VAC selectable, 115/230 VAC secondary, 50/60 Hz, panel mount. | Stock | 336
USTE1600/2X115 | BLOCK control transformer, open core, 1.6 kVA, 1-phase, 208-600 VAC selectable, 115/230 VAC secondary, 50/60 Hz, panel mount. | Stock | 448
USTE2500/2X115 | BLOCK control transformer, open core, 2.5 kVA, 1-phase, 208-600 VAC selectable, 115/230 VAC secondary, 50/60 Hz, panel mount. | Stock | 752
USTE3200/2X115 | BLOCK control transformer, open core, 3.2 kVA, 1-phase, 208-600 VAC selectable, 115/230 VAC secondary, 50/60 Hz, panel mount. | Stock | 1010
USTE40/2X12 | BLOCK control transformer, open core, 40 VA, 1-phase, 208-600 VAC selectable, 12/24 VAC secondary, 50/60 Hz, panel or 35mm DIN rail mount. | Stock | 75
USTE100/2X12 | BLOCK control transformer, open core, 100 VA, 1-phase, 208-600 VAC selectable, 12/24 VAC secondary, 50/60 Hz, panel or 35mm DIN rail mount. | Stock | 90
USTE250/2X12 | BLOCK control transformer, open core, 250 VA, 1-phase, 208-600 VAC selectable, 12/24 VAC secondary, 50/60 Hz, panel or 35mm DIN rail mount. | Stock | 132
USTE400/2X12 | BLOCK control transformer, open core, 400 VA, 1-phase, 208-600 VAC selectable, 12/24 VAC secondary, 50/60 Hz, panel mount. | Stock | 175
86143 | Murrelektronik control transformer, open core, 100 VA, 1-phase, 208-550 VAC selectable, 115/230 VAC secondary, 50/60 Hz, electrostatic shield, panel or 35mm DIN rail mount. | Stock | 104
86144 | Murrelektronik control transformer, open core, 160 VA, 1-phase, 208-550 VAC selectable, 115/230 VAC secondary, 50/60 Hz, electrostatic shield, panel or 35mm DIN rail mount. | Stock | 118
86145 | Murrelektronik control transformer, open core, 250 VA, 1-phase, 208-550 VAC selectable, 115/230 VAC secondary, 50/60 Hz, electrostatic shield, panel mount. | Stock | 129
86147 | Murrelektronik control transformer, open core, 400 VA, 1-phase, 208-550 VAC selectable, 115/230 VAC secondary, 50/60 Hz, electrostatic shield, panel mount. | Stock | 174
86148 | Murrelektronik control transformer, open core, 500 VA, 1-phase, 208-550 VAC selectable, 115/230 VAC secondary, 50/60 Hz, electrostatic shield, panel mount. | Stock | 227
86149 | Murrelektronik control transformer, open core, 630 VA, 1-phase, 208-550 VAC selectable, 115/230 VAC secondary, 50/60 Hz, electrostatic shield, panel mount. | Stock | 261
86150 | Murrelektronik control transformer, open core, 800 VA, 1-phase, 208-550 VAC selectable, 115/230 VAC secondary, 50/60 Hz, electrostatic shield, panel mount. | Stock | 305
86151 | Murrelektronik control transformer, open core, 1 kVA, 1-phase, 208-550 VAC selectable, 115/230 VAC secondary, 50/60 Hz, electrostatic shield, panel mount. | Stock | 336
86152 | Murrelektronik control transformer, open core, 1.6 kVA, 1-phase, 208-550 VAC selectable, 115/230 VAC secondary, 50/60 Hz, electrostatic shield, panel mount. | Stock | 463
86153 | Murrelektronik control transformer, open core, 2 kVA, 1-phase, 208-550 VAC selectable, 115/230 VAC secondary, 50/60 Hz, electrostatic shield, panel mount. | Stock | 611
86154 | Murrelektronik control transformer, open core, 2.5 kVA, 1-phase, 208-550 VAC selectable, 115/230 VAC secondary, 50/60 Hz, electrostatic shield, panel mount. | Stock | 780
86155 | Murrelektronik control transformer, open core, 3 kVA, 1-phase, 208-550 VAC selectable, 115/230 VAC secondary, 50/60 Hz, electrostatic shield, panel mount. | Stock | 934
86156 | Murrelektronik control transformer, open core, 4 kVA, 1-phase, 208-550 VAC selectable, 115/230 VAC secondary, 50/60 Hz, electrostatic shield, panel mount. | Stock | 1069
86157 | Murrelektronik control transformer, open core, 5 kVA, 1-phase, 208-550 VAC selectable, 115/230 VAC secondary, 50/60 Hz, electrostatic shield, panel mount. | Stock | 1178
86158 | Murrelektronik control transformer, open core, 6.3 kVA, 1-phase, 208-550 VAC selectable, 115/230 VAC secondary, 50/60 Hz, electrostatic shield, panel mount. | Stock | 1614
CT-005-048-24-0 | BLOCK control transformer, open core, 50 VA, 1-phase, 240/480 VAC, 24 VAC secondary, 50/60 Hz, panel mount. | Stock | 64
CT-007-048-24-0 | BLOCK control transformer, open core, 75 VA, 1-phase, 240/480 VAC, 24 VAC secondary, 50/60 Hz, panel mount. | Stock | 67
CT-010-048-24-0 | BLOCK control transformer, open core, 100 VA, 1-phase, 240/480 VAC, 24 VAC secondary, 50/60 Hz, panel mount. | Stock | 74
CT-015-048-24-0 | BLOCK control transformer, open core, 150 VA, 1-phase, 240/480 VAC, 24 VAC secondary, 50/60 Hz, panel mount. | Stock | 86
CT-025-048-24-0 | BLOCK control transformer, open core, 250 VA, 1-phase, 240/480 VAC, 24 VAC secondary, 50/60 Hz, panel mount. | Stock | 106
CT-035-048-24-0 | BLOCK control transformer, open core, 350 VA, 1-phase, 240/480 VAC, 24 VAC secondary, 50/60 Hz, panel mount. | Stock | 129
CT-005-048-12-0 | BLOCK control transformer, open core, 50 VA, 1-phase, 240/480 VAC, 120 VAC secondary, 50/60 Hz, panel mount. | Stock | 63
CT-007-048-12-0 | BLOCK control transformer, open core, 75 VA, 1-phase, 240/480 VAC, 120 VAC secondary, 50/60 Hz, panel mount. | Stock | 67
CT-007-048-12-1 | BLOCK control transformer, open core, 75 VA, 1-phase, 240/480 VAC, 120 VAC secondary, 50/60 Hz, fused, panel mount. | Stock | 88
CT-010-048-12-0 | BLOCK control transformer, open core, 100 VA, 1-phase, 240/480 VAC, 120 VAC secondary, 50/60 Hz, panel mount. | Stock | 73
CT-015-048-12-0 | BLOCK control transformer, open core, 150 VA, 1-phase, 240/480 VAC, 120 VAC secondary, 50/60 Hz, panel mount. | Stock | 85
CT-015-048-12-1 | BLOCK control transformer, open core, 150 VA, 1-phase, 240/480 VAC, 120 VAC secondary, 50/60 Hz, fused, panel mount. | Stock | 105
CT-025-048-12-0 | BLOCK control transformer, open core, 250 VA, 1-phase, 240/480 VAC, 120 VAC secondary, 50/60 Hz, panel mount. | Stock | 106
CT-025-048-12-1 | BLOCK control transformer, open core, 250 VA, 1-phase, 240/480 VAC, 120 VAC secondary, 50/60 Hz, fused, panel mount. | Stock | 126
CT-035-048-12-0 | BLOCK control transformer, open core, 350 VA, 1-phase, 240/480 VAC, 120 VAC secondary, 50/60 Hz, panel mount. | Stock | 128
CT-035-048-12-1 | BLOCK control transformer, open core, 350 VA, 1-phase, 240/480 VAC, 120 VAC secondary, 50/60 Hz, fused, panel mount. | Stock | 148
CT-050-048-12-0 | BLOCK control transformer, open core, 500 VA, 1-phase, 240/480 VAC, 120 VAC secondary, 50/60 Hz, panel mount. | Stock | 157
CT-050-048-12-1 | BLOCK control transformer, open core, 500 VA, 1-phase, 240/480 VAC, 120 VAC secondary, 50/60 Hz, fused, panel mount. | Stock | 177
CT-075-048-12-0 | BLOCK control transformer, open core, 750 VA, 1-phase, 240/480 VAC, 120 VAC secondary, 50/60 Hz, panel mount. | Stock | 205
CT-075-048-12-1 | BLOCK control transformer, open core, 750 VA, 1-phase, 240/480 VAC, 120 VAC secondary, 50/60 Hz, fused, panel mount. | Stock | 225
CT-100-048-12-0 | BLOCK control transformer, open core, 1 kVA, 1-phase, 240/480 VAC, 120 VAC secondary, 50/60 Hz, panel mount. | Stock | 256
CT-100-048-12-1 | BLOCK control transformer, open core, 1 kVA, 1-phase, 240/480 VAC, 120 VAC secondary, 50/60 Hz, fused, panel mount. | Stock | 276
CT-150-048-12-0 | BLOCK control transformer, open core, 1.5 kVA, 1-phase, 240/480 VAC, 120 VAC secondary, 50/60 Hz, panel mount. | Stock | 346
CT-200-048-12-0 | BLOCK control transformer, open core, 2 kVA, 1-phase, 240/480 VAC, 120 VAC secondary, 50/60 Hz, panel mount. | Stock | 429
CT-250-048-12-0 | BLOCK control transformer, open core, 2.5 kVA, 1-phase, 240/480 VAC, 120 VAC secondary, 50/60 Hz, panel mount. | Stock | 509
CT-005-060-24-0 | BLOCK control transformer, open core, 50 VA, 1-phase, 600 VAC, 24 VAC secondary, 50/60 Hz, panel mount. | Stock | 55
CT-007-060-24-0 | BLOCK control transformer, open core, 75 VA, 1-phase, 600 VAC, 24 VAC secondary, 50/60 Hz, panel mount. | Stock | 58
CT-010-060-24-0 | BLOCK control transformer, open core, 100 VA, 1-phase, 600 VAC, 24 VAC secondary, 50/60 Hz, panel mount. | Stock | 64
CT-025-060-24-0 | BLOCK control transformer, open core, 250 VA, 1-phase, 600 VAC, 24 VAC secondary, 50/60 Hz, panel mount. | Stock | 96
CT-035-060-24-0 | BLOCK control transformer, open core, 350 VA, 1-phase, 600 VAC, 24 VAC secondary, 50/60 Hz, panel mount. | Stock | 120
CT-005-060-12-0 | BLOCK control transformer, open core, 50 VA, 1-phase, 600 VAC, 120 VAC secondary, 50/60 Hz, panel mount. | Stock | 55
CT-007-060-12-0 | BLOCK control transformer, open core, 75 VA, 1-phase, 600 VAC, 120 VAC secondary, 50/60 Hz, panel mount. | Stock | 59
CT-010-060-12-0 | BLOCK control transformer, open core, 100 VA, 1-phase, 600 VAC, 120 VAC secondary, 50/60 Hz, panel mount. | Stock | 64
CT-015-060-12-0 | BLOCK control transformer, open core, 150 VA, 1-phase, 600 VAC, 120 VAC secondary, 50/60 Hz, panel mount. | Stock | 76
CT-015-060-12-1 | BLOCK control transformer, open core, 150 VA, 1-phase, 600 VAC, 120 VAC secondary, 50/60 Hz, fused, panel mount. | Stock | 96
CT-025-060-12-0 | BLOCK control transformer, open core, 250 VA, 1-phase, 600 VAC, 120 VAC secondary, 50/60 Hz, panel mount. | Stock | 95
CT-025-060-12-1 | BLOCK control transformer, open core, 250 VA, 1-phase, 600 VAC, 120 VAC secondary, 50/60 Hz, fused, panel mount. | Stock | 115
CT-035-060-12-0 | BLOCK control transformer, open core, 350 VA, 1-phase, 600 VAC, 120 VAC secondary, 50/60 Hz, panel mount. | Stock | 119
CT-050-060-12-0 | BLOCK control transformer, open core, 500 VA, 1-phase, 600 VAC, 120 VAC secondary, 50/60 Hz, panel mount. | Stock | 146
CT-050-060-12-1 | BLOCK control transformer, open core, 500 VA, 1-phase, 600 VAC, 120 VAC secondary, 50/60 Hz, fused, panel mount. | Stock | 167
CT-075-060-12-0 | BLOCK control transformer, open core, 750 VA, 1-phase, 600 VAC, 120 VAC secondary, 50/60 Hz, panel mount. | Stock | 197
CT-100-060-12-0 | BLOCK control transformer, open core, 1 kVA, 1-phase, 600 VAC, 120 VAC secondary, 50/60 Hz, panel mount. | Stock | 246
CT-100-060-12-1 | BLOCK control transformer, open core, 1 kVA, 1-phase, 600 VAC, 120 VAC secondary, 50/60 Hz, fused, panel mount. | Stock | 267
CT-150-060-12-0 | BLOCK control transformer, open core, 1.5 kVA, 1-phase, 600 VAC, 120 VAC secondary, 50/60 Hz, panel mount. | Stock | 337
CT-200-060-12-0 | BLOCK control transformer, open core, 2 kVA, 1-phase, 600 VAC, 120 VAC secondary, 50/60 Hz, panel mount. | Stock | 430
CT-250-060-12-0 | BLOCK control transformer, open core, 2.5 kVA, 1-phase, 600 VAC, 120 VAC secondary, 50/60 Hz, panel mount. | Stock | 500
SP50MQMJ | Hammond control transformer, open core, 50 VA, 1-phase, 240/480 VAC, 120/240 VAC secondary, 50/60 Hz, panel mount. | Stock | 56
SP100MQMJ | Hammond control transformer, open core, 100 VA, 1-phase, 240/480 VAC, 120/240 VAC secondary, 50/60 Hz, panel mount. | Stock | 67
SP150MQMJ | Hammond control transformer, open core, 150 VA, 1-phase, 240/480 VAC, 120/240 VAC secondary, 50/60 Hz, panel mount. | Stock | 79
SP250MQMJ | Hammond control transformer, open core, 250 VA, 1-phase, 240/480 VAC, 120/240 VAC secondary, 50/60 Hz, panel mount. | Stock | 107
SP350MQMJ | Hammond control transformer, open core, 350 VA, 1-phase, 240/480 VAC, 120/240 VAC secondary, 50/60 Hz, panel mount. | Stock | 143
SP500MQMJ | Hammond control transformer, open core, 500 VA, 1-phase, 240/480 VAC, 120/240 VAC secondary, 50/60 Hz, panel mount. | Stock | 172
SP750MQMJ | Hammond control transformer, open core, 750 VA, 1-phase, 240/480 VAC, 120/240 VAC secondary, 50/60 Hz, panel mount. | Stock | 235
SP1000MQMJ | Hammond control transformer, open core, 1 kVA, 1-phase, 240/480 VAC, 120/240 VAC secondary, 50/60 Hz, panel mount. | Stock | 263
SP1500MQMJ | Hammond control transformer, open core, 1.5 kVA, 1-phase, 240/480 VAC, 120/240 VAC secondary, 50/60 Hz, panel mount. | Stock | 343
SP2000MQMJ | Hammond control transformer, open core, 2 kVA, 1-phase, 240/480 VAC, 120/240 VAC secondary, 50/60 Hz, panel mount. | Stock | 499
SP3000MQMJ | Hammond control transformer, open core, 3 kVA, 1-phase, 240/480 VAC, 120/240 VAC secondary, 50/60 Hz, panel mount. | Stock | 802
SP5000MQMJ | Hammond control transformer, open core, 5 kVA, 1-phase, 240/480 VAC, 120/240 VAC secondary, 50/60 Hz, panel mount. | Stock | 1278
SP50PR | Hammond control transformer, open core, 50 VA, 1-phase, 120/240 VAC, 12/24 VAC secondary, 50/60 Hz, panel mount. | Stock | 56
SP100PR | Hammond control transformer, open core, 100 VA, 1-phase, 120/240 VAC, 12/24 VAC secondary, 50/60 Hz, panel mount. | Stock | 67
SP150PR | Hammond control transformer, open core, 150 VA, 1-phase, 120/240 VAC, 12/24 VAC secondary, 50/60 Hz, panel mount. | Stock | 81
SP250PR | Hammond control transformer, open core, 250 VA, 1-phase, 120/240 VAC, 12/24 VAC secondary, 50/60 Hz, panel mount. | Stock | 107
SP350PR | Hammond control transformer, open core, 350 VA, 1-phase, 120/240 VAC, 12/24 VAC secondary, 50/60 Hz, panel mount. | Stock | 139
SP500PR | Hammond control transformer, open core, 500 VA, 1-phase, 120/240 VAC, 12/24 VAC secondary, 50/60 Hz, panel mount. | Stock | 171
SP50ACP | Hammond control transformer, open core, 50 VA, 1-phase, 480/600 VAC, 120/240 VAC secondary, 60 Hz, panel mount. | Stock | 56
SP100ACP | Hammond control transformer, open core, 100 VA, 1-phase, 480/600 VAC, 120/240 VAC secondary, 60 Hz, panel mount. | Stock | 67
SP150ACP | Hammond control transformer, open core, 150 VA, 1-phase, 480/600 VAC, 120/240 VAC secondary, 60 Hz, panel mount. | Stock | 79
SP250ACP | Hammond control transformer, open core, 250 VA, 1-phase, 480/600 VAC, 120/240 VAC secondary, 60 Hz, panel mount. | Stock | 109
SP350ACP | Hammond control transformer, open core, 350 VA, 1-phase, 480/600 VAC, 120/240 VAC secondary, 60 Hz, panel mount. | Stock | 143
SP500ACP | Hammond control transformer, open core, 500 VA, 1-phase, 480/600 VAC, 120/240 VAC secondary, 60 Hz, panel mount. | Stock | 172
SP750ACP | Hammond control transformer, open core, 750 VA, 1-phase, 480/600 VAC, 120/240 VAC secondary, 60 Hz, panel mount. | Stock | 235
SP1000ACP | Hammond control transformer, open core, 1 kVA, 1-phase, 480/600 VAC, 120/240 VAC secondary, 60 Hz, panel mount. | Stock | 263
SP1500ACP | Hammond control transformer, open core, 1.5 kVA, 1-phase, 480/600 VAC, 120/240 VAC secondary, 60 Hz, panel mount. | Stock | 343
SP2000ACP | Hammond control transformer, open core, 2 kVA, 1-phase, 480/600 VAC, 120/240 VAC secondary, 60 Hz, panel mount. | Stock | 496
SP3000ACP | Hammond control transformer, open core, 3 kVA, 1-phase, 480/600 VAC, 120/240 VAC secondary, 60 Hz, panel mount. | Stock | 809
SP5000ACP | Hammond control transformer, open core, 5 kVA, 1-phase, 480/600 VAC, 120/240 VAC secondary, 60 Hz, panel mount. | Stock | 1276
SP100SP | Hammond control transformer, open core, 100 VA, 1-phase, 208/416 VAC, 120/240 VAC secondary, 50/60 Hz, panel mount. | Stock | 67
SP150SP | Hammond control transformer, open core, 150 VA, 1-phase, 208/416 VAC, 120/240 VAC secondary, 50/60 Hz, panel mount. | Stock | 81
SP250SP | Hammond control transformer, open core, 250 VA, 1-phase, 208/416 VAC, 120/240 VAC secondary, 50/60 Hz, panel mount. | Stock | 109
SP350SP | Hammond control transformer, open core, 350 VA, 1-phase, 208/416 VAC, 120/240 VAC secondary, 50/60 Hz, panel mount. | Stock | 143
SP500SP | Hammond control transformer, open core, 500 VA, 1-phase, 208/416 VAC, 120/240 VAC secondary, 50/60 Hz, panel mount. | Stock | 172
SP750SP | Hammond control transformer, open core, 750 VA, 1-phase, 208/416 VAC, 120/240 VAC secondary, 50/60 Hz, panel mount. | Stock | 231
SP1000SP | Hammond control transformer, open core, 1 kVA, 1-phase, 208/416 VAC, 120/240 VAC secondary, 50/60 Hz, panel mount. | Stock | 263
SP1500SP | Hammond control transformer, open core, 1.5 kVA, 1-phase, 208/416 VAC, 120/240 VAC secondary, 50/60 Hz, panel mount. | Stock | 353
Compact Encapsulated Core Industrial Control Transformers
PH50MQMJ | Hammond control transformer, encapsulated core, 50 VA, 1-phase, 240/480 VAC, 120/240 VAC secondary, 50/60 Hz, panel mount. | Stock | 77
PH75MQMJ | Hammond control transformer, encapsulated core, 75 VA, 1-phase, 240/480 VAC, 120/240 VAC secondary, 50/60 Hz, panel mount. | Stock | 89
PH350MQMJ | Hammond control transformer, encapsulated core, 350 VA, 1-phase, 240/480 VAC, 120/240 VAC secondary, 50/60 Hz, panel mount. | Stock | 189
PH500MQMJ | Hammond control transformer, encapsulated core, 500 VA, 1-phase, 240/480 VAC, 120/240 VAC secondary, 50/60 Hz, panel mount. | Stock | 240
PH750MQMJ | Hammond control transformer, encapsulated core, 750 VA, 1-phase, 240/480 VAC, 120/240 VAC secondary, 50/60 Hz, panel mount. | Stock | 325
PH1000MQMJ | Hammond control transformer, encapsulated core, 1 kVA, 1-phase, 240/480 VAC, 120/240 VAC secondary, 50/60 Hz, panel mount. | Stock | 363
PH1500MQMJ | Hammond control transformer, encapsulated core, 1.5 kVA, 1-phase, 240/480 VAC, 120/240 VAC secondary, 50/60 Hz, panel mount. | Stock | 465
PH50MGJ | Hammond control transformer, encapsulated core, 50 VA, 1-phase, 208-380 VAC selectable, 120/240 VAC secondary, 50/60 Hz, panel mount. | Stock | 98
PH75MGJ | Hammond control transformer, encapsulated core, 75 VA, 1-phase, 208-380 VAC selectable, 120/240 VAC secondary, 50/60 Hz, panel mount. | Stock | 99
PH100MGJ | Hammond control transformer, encapsulated core, 100 VA, 1-phase, 208-380 VAC selectable, 120/240 VAC secondary, 50/60 Hz, panel mount. | Stock | 109
PH150MGJ | Hammond control transformer, encapsulated core, 150 VA, 1-phase, 208-380 VAC selectable, 120/240 VAC secondary, 50/60 Hz, panel mount. | Stock | 143
PH250MGJ | Hammond control transformer, encapsulated core, 250 VA, 1-phase, 208-380 VAC selectable, 120/240 VAC secondary, 50/60 Hz, panel mount. | Stock | 202
PH500MGJ | Hammond control transformer, encapsulated core, 500 VA, 1-phase, 208-380 VAC selectable, 120/240 VAC secondary, 50/60 Hz, panel mount. | Stock | 310
PH1000MGJ | Hammond control transformer, encapsulated core, 1 kVA, 1-phase, 208-380 VAC selectable, 120/240 VAC secondary, 50/60 Hz, panel mount. | Stock | 415
PH50PG | Hammond control transformer, encapsulated core, 50 VA, 1-phase, 120/240 VAC, 12/24 VAC secondary, 50/60 Hz, panel mount. | Stock | 82
PH75PG | Hammond control transformer, encapsulated core, 75 VA, 1-phase, 120/240 VAC, 12/24 VAC secondary, 50/60 Hz, panel mount. | Stock | 84
PH100PG | Hammond control transformer, encapsulated core, 100 VA, 1-phase, 120/240 VAC, 12/24 VAC secondary, 50/60 Hz, panel mount. | Stock | 98
PH150PG | Hammond control transformer, encapsulated core, 150 VA, 1-phase, 120/240 VAC, 12/24 VAC secondary, 50/60 Hz, panel mount. | Stock | 130
PH250PG | Hammond control transformer, encapsulated core, 250 VA, 1-phase, 120/240 VAC, 12/24 VAC secondary, 50/60 Hz, panel mount. | Stock | 165
PH500PG | Hammond control transformer, encapsulated core, 500 VA, 1-phase, 120/240 VAC, 12/24 VAC secondary, 50/60 Hz, panel mount. | Stock | 240
PH750PG | Hammond control transformer, encapsulated core, 750 VA, 1-phase, 120/240 VAC, 12/24 VAC secondary, 50/60 Hz, panel mount. | Stock | 322
PH1000PG | Hammond control transformer, encapsulated core, 1 kVA, 1-phase, 120/240 VAC, 12/24 VAC secondary, 50/60 Hz, panel mount. | Stock | 363
PH50MLI | Hammond control transformer, encapsulated core, 50 VA, 1-phase, 240/480 VAC, 25/120 VAC secondary, 50/60 Hz, panel mount. | Stock | 98
PH100MLI | Hammond control transformer, encapsulated core, 100 VA, 1-phase, 240/480 VAC, 25/120 VAC secondary, 50/60 Hz, panel mount. | Stock | 109
PH150MLI | Hammond control transformer, encapsulated core, 150 VA, 1-phase, 240/480 VAC, 25/120 VAC secondary, 50/60 Hz, panel mount. | Stock | 132
PH250MLI | Hammond control transformer, encapsulated core, 250 VA, 1-phase, 240/480 VAC, 25/120 VAC secondary, 50/60 Hz, panel mount. | Stock | 202
PH350MLI | Hammond control transformer, encapsulated core, 350 VA, 1-phase, 240/480 VAC, 25/120 VAC secondary, 50/60 Hz, panel mount. | Stock | 240
PH500MLI | Hammond control transformer, encapsulated core, 500 VA, 1-phase, 240/480 VAC, 25/120 VAC secondary, 50/60 Hz, panel mount. | Stock | 310
PH750MLI | Hammond control transformer, encapsulated core, 750 VA, 1-phase, 240/480 VAC, 25/120 VAC secondary, 50/60 Hz, panel mount. | Stock | 327
PH1000MLI | Hammond control transformer, encapsulated core, 1 kVA, 1-phase, 240/480 VAC, 25/120 VAC secondary, 50/60 Hz, panel mount. | Stock | 415
Wall Mount Brackets for Encapsulated General Purpose Transformers
PL79911 | ACME wall mounting brackets, for use with 15 kVA 3-phase encapsulated transformer. | Stock | 101
Fusing and Connection Accessories for Control Transformers
PQI-4/2/PTKS | BLOCK jumper, push-in type, 2-pole. Package of 10. For use with Block USTE series control transformers. | Stock | 11.5
SPFBAK1 | Hammond fuse block adapter kit, for use with 50 to 3000 VA ACP and MQMJ series, 50 to 1500 VA SP series and 50 to 500 VA PR series Spartan control transformers, includes (1) adapter plate, (2) mounting clips and (2) mounting screws. | Stock | 16.5
PFK1 | Hammond primary side fuse kit, for use with 50-100 VA MQMJ and PG Imperator series control transformers. | Stock | 13.5
PFK2 | Hammond primary side fuse kit, for use with 150-250 VA MQMJ and PG Imperator series control transformers. | Stock | 13.5
PFK3 | Hammond primary side fuse kit, for use with 350-1500 VA MQMJ and PG Imperator series control transformers. | Stock | 13.5
PFK4 | Hammond primary side fuse kit, for use with 50 VA MGJ and MLI Imperator series control transformers. | Stock | 13.5
PFK5 | Hammond primary side fuse kit, for use with 75 VA and 100 VA MGJ and MLI Imperator series control transformers. | Stock | 13.5
PFK6 | Hammond primary side fuse kit, for use with 150 VA and 250 VA MGJ and MLI Imperator series control transformers. | Stock | 14.5
PFK7 | Hammond primary side fuse kit, for use with 350 VA and 500 VA MGJ and MLI Imperator series control transformers. | Stock | 14.5
Finger Guards
SPFG1 | Hammond finger guard, primary or secondary side. For use with 50 to 3000 VA ACP and MQMJ series, 50 to 1500 VA SP series and 50 to 350 VA PR series Spartan control transformers. | Stock | 5.75
FG1 | Hammond finger guard, primary or secondary side. For use with unfused 50 VA MQMJ and PG Imperator series control transformers. | Stock | 7.25
FGF1 | Hammond finger guard, primary or secondary side. For use with fused 50 VA MQMJ and PG Imperator series control transformers. | Stock | 7.75
FG2 | Hammond finger guard, primary or secondary side. For use with unfused 75 VA and 100 VA Imperator series control transformers as well as PH50MLI and PH50MGJ. | Stock | 7.25
Power Meters
ADM100W-HPS | Trumeter ADM100 standard graphical power meter, current or voltage input, 3in positive backlit LCD configurable to white, green, red, (2) discrete or current outputs, 100-277 VAC operating voltage, Modbus RTU. | Stock | 167
4825U010 | Socomec DIRIS A10 power meter, current and voltage input, 3-line backlit LCD, configurable output, 110-277 VAC operating voltage. | Stock | 398
4825U011 | Socomec DIRIS A10 power meter, current and voltage input, 3-line backlit LCD, configurable output, 110-277 VAC operating voltage, Modbus RTU. | Stock | 461
4825U200 | Socomec DIRIS A20 power meter, current and voltage input, 3-line backlit LCD, 110-240 VAC/120-250 VDC operating voltage. | Stock | 602
Accessories for Power Meters
48250080 | Socomec configurable output module, for use with DIRIS A20 power meter. | Stock | 95
48250082 | Socomec output module, Modbus RTU, 1 port, (1) RS-485 (3-pin terminal) port(s). For use with DIRIS A20 power meter. Internal switch-selectable 120 ohm terminating resistor included. | Stock | 85
Standard Graphical Panel Meters
ADM100P-LP | Trumeter ADM100 standard graphical process meter, current or voltage input, 3in positive backlit LCD configurable to white, green, red, (2) discrete or current outputs, 12-24 VAC/VDC operating voltage. | Stock | 106
ADM100P-LN | Trumeter ADM100 standard graphical process meter, current or voltage input, 3in negative backlit LCD configurable to white, green, red, (2) discrete or current outputs, 12-24 VAC/VDC operating voltage. | Stock | 106
ADM100C-LP | Trumeter ADM100 standard graphical current meter, current input, 3in positive backlit LCD configurable to white, green, red, (2) discrete or current outputs, 12-24 VAC/VDC operating voltage. | Stock | 97
ADM100C-LN | Trumeter ADM100 standard graphical current meter, current input, 3in negative backlit LCD configurable to white, green, red, (2) discrete or current outputs, 12-24 VAC/VDC operating voltage. | Stock | 97
ADM100T-LP | Trumeter ADM100 standard graphical temperature meter, thermocouple input, 3in positive backlit LCD configurable to white, green, red, (2) discrete or current outputs, 12-24 VAC/VDC operating voltage. | Stock | 122
ADM100T-LN | Trumeter ADM100 standard graphical temperature meter, thermocouple input, 3in negative backlit LCD configurable to white, green, red, (2) discrete or current outputs, 12-24 VAC/VDC operating voltage. | Stock | 122
ADM100R-LP | Trumeter ADM100 standard graphical rate meter, frequency input, 3in positive backlit LCD configurable to white, green, red, (2) discrete or current outputs, 12-24 VDC operating voltage. | Stock | 106
ADM100R-LN | Trumeter ADM100 standard graphical rate meter, frequency input, 3in negative backlit LCD configurable to white, green, red, (2) discrete or current outputs, 12-24 VDC operating voltage. | Stock | 106
ADM100-LP | Trumeter ADM100 standard graphical multi-function meter, RMS AC/DC Current, RMS AC/DC Voltage or frequency input, 3in positive backlit LCD configurable to white, green, red, (2) discrete or current outputs, 12-24 VAC/VDC operating voltage. | Stock | 101
ADM100-LN | Trumeter ADM100 standard graphical multi-function meter, RMS AC/DC Current, RMS AC/DC Voltage or frequency input, 3in negative backlit LCD configurable to white, green, red, (2) discrete or current outputs, 12-24 VAC/VDC operating voltage. | Stock | 101
ADM100-HP | Trumeter ADM100 standard graphical multi-function meter, RMS AC/DC Current, RMS AC/DC Voltage or frequency input, 3in positive backlit LCD configurable to white, green, red, (2) discrete or current outputs, 100-240 VAC operating voltage. | Stock | 109
ADM100-HN | Trumeter ADM100 standard graphical multi-function meter, RMS AC/DC Current, RMS AC/DC Voltage or frequency input, 3in negative backlit LCD configurable to white, green, red, (2) discrete or current outputs, 100-240 VAC operating voltage. | Stock | 109
Advanced Graphical Panel Meters
ADM200P-LP-CS | Trumeter ADM200 advanced graphical process meter, current, voltage or frequency input, 4in positive backlit LCD configurable to multiple RGB colors, (1) current and (2) discrete outputs, 12-24 VAC/VDC operating voltage, Modbus RTU. | Stock | 252
ADM200P-LN-CS | Trumeter ADM200 advanced graphical process meter, current, voltage or frequency input, 4in negative backlit LCD configurable to multiple RGB colors, (1) current and (2) discrete outputs, 12-24 VAC/VDC operating voltage, Modbus RTU. | Stock | 252
ADM200P-HP-CS | Trumeter ADM200 advanced graphical process meter, current, voltage or frequency input, 4in positive backlit LCD configurable to multiple RGB colors, (1) current and (2) discrete outputs, 100-240 VAC operating voltage, Modbus RTU. | Stock | 252
ADM200P-HN-CS | Trumeter ADM200 advanced graphical process meter, current, voltage or frequency input, 4in negative backlit LCD configurable to multiple RGB colors, (1) current and (2) discrete outputs, 100-240 VAC operating voltage, Modbus RTU. | Stock | 252
ADM200P-LP-CE | Trumeter ADM200 advanced graphical process meter, current, voltage or frequency input, 4in positive backlit LCD configurable to multiple RGB colors, (1) current and (2) discrete outputs, 12-24 VAC/VDC operating voltage, Modbus RTU and Modbus TCP. | Stock | 300
ADM200P-LN-CE | Trumeter ADM200 advanced graphical process meter, current, voltage or frequency input, 4in negative backlit LCD configurable to multiple RGB colors, (1) current and (2) discrete outputs, 12-24 VAC/VDC operating voltage, Modbus RTU and Modbus TCP. | Stock | 300
ADM200P-HP-CE | Trumeter ADM200 advanced graphical process meter, current, voltage or frequency input, 4in positive backlit LCD configurable to multiple RGB colors, (1) current and (2) discrete outputs, 100-240 VAC operating voltage, Modbus RTU and Modbus TCP. | Stock | 284
ADM200P-HN-CE | Trumeter ADM200 advanced graphical process meter, current, voltage or frequency input, 4in negative backlit LCD configurable to multiple RGB colors, (1) current and (2) discrete outputs, 100-240 VAC operating voltage, Modbus RTU and Modbus TCP. | Stock | 284
ADM200-LP-CS | Trumeter ADM200 advanced graphical multi-function meter, current, voltage or frequency input, 4in positive backlit LCD configurable to multiple RGB colors, (1) current and (2) discrete outputs, 12-24 VAC/VDC operating voltage, Modbus RTU. | Stock | 252
ADM200-LN-CS | Trumeter ADM200 advanced graphical multi-function meter, current, voltage or frequency input, 4in negative backlit LCD configurable to multiple RGB colors, (1) current and (2) discrete outputs, 12-24 VAC/VDC operating voltage, Modbus RTU. | Stock | 252
ADM200-HP-CS | Trumeter ADM200 advanced graphical multi-function meter, current, voltage or frequency input, 4in positive backlit LCD configurable to multiple RGB colors, (1) current and (2) discrete outputs, 100-240 VAC operating voltage, Modbus RTU. | Stock | 252
ADM200-HN-CS | Trumeter ADM200 advanced graphical multi-function meter, current, voltage or frequency input, 4in negative backlit LCD configurable to multiple RGB colors, (1) current and (2) discrete outputs, 100-240 VAC operating voltage, Modbus RTU. | Stock | 252
ADM200-LP-CE | Trumeter ADM200 advanced graphical multi-function meter, current, voltage or frequency input, 4in positive backlit LCD configurable to multiple RGB colors, (1) current and (2) discrete outputs, 12-24 VAC/VDC operating voltage, Modbus RTU and Modbus TCP. | Stock | 300
ADM200-LN-CE | Trumeter ADM200 advanced graphical multi-function meter, current, voltage or frequency input, 4in negative backlit LCD configurable to multiple RGB colors, (1) current and (2) discrete outputs, 12-24 VAC/VDC operating voltage, Modbus RTU and Modbus TCP. | Stock | 300
ADM200-HP-CE | Trumeter ADM200 advanced graphical multi-function meter, current, voltage or frequency input, 4in positive backlit LCD configurable to multiple RGB colors, (1) current and (2) discrete outputs, 100-240 VAC operating voltage, Modbus RTU and Modbus TCP. | Stock | 284
ADM200-HN-CE | Trumeter ADM200 advanced graphical multi-function meter, current, voltage or frequency input, 4in negative backlit LCD configurable to multiple RGB colors, (1) current and (2) discrete outputs, 100-240 VAC operating voltage, Modbus RTU and Modbus TCP. | Stock | 284
Analog Switchboard Meters
PK-103-372-PNAN-AN | Sifam Tinsley MCS switchboard meter, 4.5in analog dial display, 55-65Hz, frequency input, self contained, pivot and jewel, round 4-hole mount. | Stock | 86
PK-103-402-FEAD-C6 | Sifam Tinsley MCS switchboard meter, 4.5in analog dial display, 0.5-1-0.5 power factor, 3-phase voltage and current input, transformer rated, pivot and jewel, round 4-hole mount. | Stock | 319
PK-103-412-FCAD-C6 | Sifam Tinsley MCS switchboard meter, 4.5in analog dial display, 0.5-1-0.5 power factor, 1-phase voltage and current input, self contained, pivot and jewel, round 4-hole mount. | Stock | 319
PK-103-131-MTMT-C7 | Sifam Tinsley MCS switchboard meter, 4.5in analog dial display, 0-10A AC, current input, self contained, pivot and jewel, round 4-hole mount. | Stock | 86
PK-103-131-LSNT-C7 | Sifam Tinsley MCS switchboard meter, 4.5in analog dial display, 0-50A AC, current input, transformer rated, pivot and jewel, round 4-hole mount. | Stock | 86
PK-103-131-LSPK-C7 | Sifam Tinsley MCS switchboard meter, 4.5in analog dial display, 0-100A AC, current input, transformer rated, pivot and jewel, round 4-hole mount. | Stock | 86
PK-103-131-LSSC-C7 | Sifam Tinsley MCS switchboard meter, 4.5in analog dial display, 0-400A AC, current input, transformer rated, pivot and jewel, round 4-hole mount. | Stock | 86
PK-103-131-LSSN-C7 | Sifam Tinsley MCS switchboard meter, 4.5in analog dial display, 0-800A AC, current input, transformer rated, pivot and jewel, round 4-hole mount. | Stock | 86
PK-103-131-LSTE-C7 | Sifam Tinsley MCS switchboard meter, 4.5in analog dial display, 0-1600A AC, current input, transformer rated, pivot and jewel, round 4-hole mount. | Stock | 86
PK-103-131-LSTV-C7 | Sifam Tinsley MCS switchboard meter, 4.5in analog dial display, 0-2500A AC, current input, transformer rated, pivot and jewel, round 4-hole mount. | Stock | 86
PK-103-111-LSLS | Sifam Tinsley MCS switchboard meter, 4.5in analog dial display, 0-5A DC, current input, self contained, pivot and jewel, round 4-hole mount. | Stock | 86
PK-103-111-NGNG | Sifam Tinsley MCS switchboard meter, 4.5in analog dial display, 0-20A DC, current input, self contained, pivot and jewel, round 4-hole mount. | Stock | 86
PK-103-121-CAPK | Sifam Tinsley MCS switchboard meter, 4.5in analog dial display, 0-100A DC, voltage input, shunt rated, pivot and jewel, round 4-hole mount. | Stock | 86
PK-103-121-CARL | Sifam Tinsley MCS switchboard meter, 4.5in analog dial display, 0-200A DC, voltage input, shunt rated, pivot and jewel, round 4-hole mount. | Stock | 86
PK-103-121-CASC | Sifam Tinsley MCS switchboard meter, 4.5in analog dial display, 0-400A DC, voltage input, shunt rated, pivot and jewel, round 4-hole mount. | Stock | 86
PK-103-121-CASM | Sifam Tinsley MCS switchboard meter, 4.5in analog dial display, 0-750A DC, voltage input, shunt rated, pivot and jewel, round 4-hole mount. | Stock | 86
PK-103-121-CASS | Sifam Tinsley MCS switchboard meter, 4.5in analog dial display, 0-1000A DC, voltage input, shunt rated, pivot and jewel, round 4-hole mount. | Stock | 86
PK-103-021-PZPZ-C7 | Sifam Tinsley MCS switchboard meter, 4.5in analog dial display, 0-150 VAC, voltage input, self contained, pivot and jewel, round 4-hole mount. | Stock | 86
PK-103-021-RXRX-C7 | Sifam Tinsley MCS switchboard meter, 4.5in analog dial display, 0-300 VAC, voltage input, self contained, pivot and jewel, round 4-hole mount. | Stock | 86
PK-103-021-SJSJ-C7 | Sifam Tinsley MCS switchboard meter, 4.5in analog dial display, 0-600 VAC, voltage input, self contained, pivot and jewel, round 4-hole mount. | Stock | 86
PK-103-021-PZSJ-C7 | Sifam Tinsley MCS switchboard meter, 4.5in analog dial display, 0-600 VAC, voltage input, transformer rated, pivot and jewel, round 4-hole mount. | Stock | 86
PK-103-021-PZUP-C7 | Sifam Tinsley MCS switchboard meter, 4.5in analog dial display, 0-6000 VAC, voltage input, transformer rated, pivot and jewel, round 4-hole mount. | Stock | 86
PK-103-011-NTNT | Sifam Tinsley MCS switchboard meter, 4.5in analog dial display, 0-50 VDC, voltage input, self contained, pivot and jewel, round 4-hole mount. | Stock | 86
PK-103-011-PBPB | Sifam Tinsley MCS switchboard meter, 4.5in analog dial display, 0-75 VDC, voltage input, self contained, pivot and jewel, round 4-hole mount. | Stock | 86
PK-103-011-PZPZ | Sifam Tinsley MCS switchboard meter, 4.5in analog dial display, 0-150 VDC, voltage input, self contained, pivot and jewel, round 4-hole mount. | Stock | 86
PK-103-011-SCSC | Sifam Tinsley MCS switchboard meter, 4.5in analog dial display, 0-400 VDC, voltage input, self contained, pivot and jewel, round 4-hole mount. | Stock | 86
PK-103-011-SJSJ | Sifam Tinsley MCS switchboard meter, 4.5in analog dial display, 0-600 VDC, voltage input, self contained, pivot and jewel, round 4-hole mount. | Stock | 86
Standard Analog Panel Meters
PK-254-250-AJAJ | Sifam Tinsley Smartlook panel meter, 2.5in analog dial display, 45-65 Hz, frequency input, self contained, pivot and jewel, round 3-hole mount. | Stock | 31.5
PK-264-250-AJAJ | Sifam Tinsley Contender panel meter, 2.5in analog dial display, 45-65 Hz, frequency input, self contained, pivot and jewel, round 4-hole mount. | Stock | 28.5
PK-254-350-AJAJ | Sifam Tinsley Smartlook panel meter, 3.5in analog dial display, 45-65 Hz, frequency input, self contained, pivot and jewel, round 3-hole mount. | Stock | 35
PK-264-350-AJAJ | Sifam Tinsley Contender panel meter, 3.5in analog dial display, 45-65 Hz, frequency input, self contained, pivot and jewel, round 4-hole mount. | Stock | 31
PK-254-250-ANAN | Sifam Tinsley Smartlook panel meter, 2.5in analog dial display, 55-65 Hz, frequency input, self contained, pivot and jewel, round 3-hole mount. | Stock | 31.5
PK-254-350-ANAN | Sifam Tinsley Smartlook panel meter, 3.5in analog dial display, 55-65 Hz, frequency input, self contained, pivot and jewel, round 3-hole mount. | Stock | 35
PK-264-250-ANAN | Sifam Tinsley Contender panel meter, 2.5in analog dial display, 55-65 Hz, frequency input, self contained, pivot and jewel, round 4-hole mount. | Stock | 28.5
PK-264-350-ANAN | Sifam Tinsley Contender panel meter, 3.5in analog dial display, 55-65 Hz, frequency input, self contained, pivot and jewel, round 4-hole mount. | Stock | 31
PK-250-240-LALA | Sifam Tinsley Smartlook panel meter, 2.5in analog dial display, 0-1A AC, current input, self contained, moving iron, round 3-hole mount. | Stock | 31.5
PK-260-240-LALA | Sifam Tinsley Contender panel meter, 2.5in analog dial display, 0-1A AC, current input, self contained, moving iron, round 4-hole mount. | Stock | 28.5
PK-250-340-LALA | Sifam Tinsley Smartlook panel meter, 3.5in analog dial display, 0-1A AC, current input, self contained, moving iron, round 3-hole mount. | Stock | 35
PK-260-340-LALA | Sifam Tinsley Contender panel meter, 3.5in analog dial display, 0-1A AC, current input, self contained, moving iron, round 4-hole mount. | Stock | 31
PK-250-240-LSLS | Sifam Tinsley Smartlook panel meter, 2.5in analog dial display, 0-5A AC, current input, self contained, moving iron, round 3-hole mount. | Stock | 31.5
PK-260-240-LSLS | Sifam Tinsley Contender panel meter, 2.5in analog dial display, 0-5A AC, current input, self contained, moving iron, round 4-hole mount. | Stock | 28.5
PK-250-340-LSLS | Sifam Tinsley Smartlook panel meter, 3.5in analog dial display, 0-5A AC, current input, self contained, moving iron, round 3-hole mount. | Stock | 35
PK-260-340-LSLS | Sifam Tinsley Contender panel meter, 3.5in analog dial display, 0-5A AC, current input, self contained, moving iron, round 4-hole mount. | Stock | 31
PK-250-240-MTMT | Sifam Tinsley Smartlook panel meter, 2.5in analog dial display, 0-10A AC, current input, self contained, moving iron, round 3-hole mount. | Stock | 31.5
PK-260-240-MTMT | Sifam Tinsley Contender panel meter, 2.5in analog dial display, 0-10A AC, current input, self contained, moving iron, round 4-hole mount. | Stock | 28.5
PK-250-340-MTMT | Sifam Tinsley Smartlook panel meter, 3.5in analog dial display, 0-10A AC, current input, self contained, moving iron, round 3-hole mount. | Stock | 35
PK-260-340-MTMT | Sifam Tinsley Contender panel meter, 3.5in analog dial display, 0-10A AC, current input, self contained, moving iron, round 4-hole mount. | Stock | 31
PK-250-240-LSNT | Sifam Tinsley Smartlook panel meter, 2.5in analog dial display, 0-50A AC, current input, transformer rated, moving iron, round 3-hole mount. | Stock | 31.5
PK-260-240-LSNT | Sifam Tinsley Contender panel meter, 2.5in analog dial display, 0-50A AC, current input, transformer rated, moving iron, round 4-hole mount. | Stock | 28.5
PK-250-340-LSNT | Sifam Tinsley Smartlook panel meter, 3.5in analog dial display, 0-50A AC, current input, transformer rated, moving iron, round 3-hole mount. | Stock | 35
PK-260-340-LSNT | Sifam Tinsley Contender panel meter, 3.5in analog dial display, 0-50A AC, current input, transformer rated, moving iron, round 4-hole mount. | Stock | 31
PK-250-240-LSPK | Sifam Tinsley Smartlook panel meter, 2.5in analog dial display, 0-100A AC, current input, transformer rated, moving iron, round 3-hole mount. | Stock | 31.5
PK-260-240-LSPK | Sifam Tinsley Contender panel meter, 2.5in analog dial display, 0-100A AC, current input, transformer rated, moving iron, round 4-hole mount. | Stock | 28.5
PK-250-340-LSPK | Sifam Tinsley Smartlook panel meter, 3.5in analog dial display, 0-100A AC, current input, transformer rated, moving iron, round 3-hole mount. | Stock | 35
PK-260-340-LSPK | Sifam Tinsley Contender panel meter, 3.5in analog dial display, 0-100A AC, current input, transformer rated, moving iron, round 4-hole mount. | Stock | 31
PK-250-240-LSRL | Sifam Tinsley Smartlook panel meter, 2.5in analog dial display, 0-200A AC, current input, transformer rated, moving iron, round 3-hole mount. | Stock | 31.5
PK-260-240-LSRL | Sifam Tinsley Contender panel meter, 2.5in analog dial display, 0-200A AC, current input, transformer rated, moving iron, round 4-hole mount. | Stock | 28.5
PK-250-340-LSRL | Sifam Tinsley Smartlook panel meter, 3.5in analog dial display, 0-200A AC, current input, transformer rated, moving iron, round 3-hole mount. | Stock | 35
PK-260-340-LSRL | Sifam Tinsley Contender panel meter, 3.5in analog dial display, 0-200A AC, current input, transformer rated, moving iron, round 4-hole mount. | Stock | 31
PK-250-240-LSSC | Sifam Tinsley Smartlook panel meter, 2.5in analog dial display, 0-400A AC, current input, transformer rated, moving iron, round 3-hole mount. | Stock | 31.5
PK-260-240-LSSC | Sifam Tinsley Contender panel meter, 2.5in analog dial display, 0-400A AC, current input, transformer rated, moving iron, round 4-hole mount. | Stock | 28.5
PK-250-340-LSSC | Sifam Tinsley Smartlook panel meter, 3.5in analog dial display, 0-400A AC, current input, transformer rated, moving iron, round 3-hole mount. | Stock | 35
PK-260-340-LSSC | Sifam Tinsley Contender panel meter, 3.5in analog dial display, 0-400A AC, current input, transformer rated, moving iron, round 4-hole mount. | Stock | 31
PK-250-240-LSSN | Sifam Tinsley Smartlook panel meter, 2.5in analog dial display, 0-800A AC, current input, transformer rated, moving iron, round 3-hole mount. | Stock | 31.5
PK-260-240-LSSN | Sifam Tinsley Contender panel meter, 2.5in analog dial display, 0-800A AC, current input, transformer rated, moving iron, round 4-hole mount. | Stock | 28.5
PK-250-340-LSSN | Sifam Tinsley Smartlook panel meter, 3.5in analog dial display, 0-800A AC, current input, transformer rated, moving iron, round 3-hole mount. | Stock | 35
PK-260-340-LSSN | Sifam Tinsley Contender panel meter, 3.5in analog dial display, 0-800A AC, current input, transformer rated, moving iron, round 4-hole mount. | Stock | 31
PK-250-240-LSTE | Sifam Tinsley Smartlook panel meter, 2.5in analog dial display, 0-1600A AC, current input, transformer rated, moving iron, round 3-hole mount. | Stock | 31.5
PK-260-240-LSTE | Sifam Tinsley Contender panel meter, 2.5in analog dial display, 0-1600A AC, current input, transformer rated, moving iron, round 4-hole mount. | Stock | 28.5
PK-250-340-LSTE | Sifam Tinsley Smartlook panel meter, 3.5in analog dial display, 0-1600A AC, current input, transformer rated, moving iron, round 3-hole mount. | Stock | 35
PK-260-340-LSTE | Sifam Tinsley Contender panel meter, 3.5in analog dial display, 0-1600A AC, current input, transformer rated, moving iron, round 4-hole mount. | Stock | 31
PK-250-340-LSTM | Sifam Tinsley Smartlook panel meter, 3.5in analog dial display, 0-2000A AC, current input, transformer rated, moving iron, round 3-hole mount. | Stock | 35
PK-260-340-LSTM | Sifam Tinsley Contender panel meter, 3.5in analog dial display, 0-2000A AC, current input, transformer rated, moving iron, round 4-hole mount. | Stock | 31
PK-250-200-HFHF | Sifam Tinsley Smartlook panel meter, 2.5in analog dial display, 0-20mA, current input, self contained, moving coil, round 3-hole mount. | Stock | 31.5
PK-260-200-HFHF | Sifam Tinsley Contender panel meter, 2.5in analog dial display, 0-20mA, current input, self contained, moving coil, round 4-hole mount. | Stock | 28.5
PK-250-300-HFHF | Sifam Tinsley Smartlook panel meter, 3.5in analog dial display, 0-20mA, current input, self contained, moving coil, round 3-hole mount. | Stock | 35
PK-260-300-HFHF | Sifam Tinsley Contender panel meter, 3.5in analog dial display, 0-20mA, current input, self contained, moving coil, round 4-hole mount. | Stock | 31
PK-250-200-HEHE | Sifam Tinsley Smartlook panel meter, 2.5in analog dial display, 4-20mA, current input, self contained, moving coil, round 3-hole mount. | Stock | 31.5
PK-260-200-HEHE | Sifam Tinsley Contender panel meter, 2.5in analog dial display, 4-20mA, current input, self contained, moving coil, round 4-hole mount. | Stock | 28.5
PK-250-300-HEHE | Sifam Tinsley Smartlook panel meter, 3.5in analog dial display, 4-20mA, current input, self contained, moving coil, round 3-hole mount. | Stock | 35
PK-260-300-HEHE | Sifam Tinsley Contender panel meter, 3.5in analog dial display, 4-20mA, current input, self contained, moving coil, round 4-hole mount. | Stock | 31
PK-250-200-LALA | Sifam Tinsley Smartlook panel meter, 2.5in analog dial display, 0-1A DC, current input, self contained, moving coil, round 3-hole mount. | Stock | 31.5
PK-260-200-LALA | Sifam Tinsley Contender panel meter, 2.5in analog dial display, 0-1A DC, current input, self contained, moving coil, round 4-hole mount. | Stock | 28.5
PK-250-200-LSLS | Sifam Tinsley Smartlook panel meter, 2.5in analog dial display, 0-5A DC, current input, self contained, moving coil, round 3-hole mount. | Stock | 31.5
PK-260-200-LSLS | Sifam Tinsley Contender panel meter, 2.5in analog dial display, 0-5A DC, current input, self contained, moving coil, round 4-hole mount. | Stock | 28.5
PK-250-300-LSLS | Sifam Tinsley Smartlook panel meter, 3.5in analog dial display, 0-5A DC, current input, self contained, moving coil, round 3-hole mount. | Stock | 35
PK-260-300-LSLS | Sifam Tinsley Contender panel meter, 3.5in analog dial display, 0-5A DC, current input, self contained, moving coil, round 4-hole mount. | Stock | 31
PK-250-200-MTMT | Sifam Tinsley Smartlook panel meter, 2.5in analog dial display, 0-10A DC, voltage input, self contained, moving coil, round 3-hole mount. | Stock | 31.5
PK-260-200-MTMT | Sifam Tinsley Contender panel meter, 2.5in analog dial display, 0-10A DC, current input, self contained, moving coil, round 4-hole mount. | Stock | 28.5
PK-250-300-MTMT | Sifam Tinsley Smartlook panel meter, 3.5in analog dial display, 0-10A DC, current input, self contained, moving coil, round 3-hole mount. | Stock | 35
PK-260-300-MTMT | Sifam Tinsley Contender panel meter, 3.5in analog dial display, 0-10A DC, current input, self contained, moving coil, round 4-hole mount. | Stock | 31
PK-250-224-ECNG | Sifam Tinsley Smartlook panel meter, 2.5in analog dial display, 0-20A DC, voltage input, shunt rated, moving coil, round 3-hole mount. | Stock | 31.5
PK-260-224-ECNG | Sifam Tinsley Contender panel meter, 2.5in analog dial display, 0-20A DC, voltage input, shunt rated, moving coil, round 4-hole mount. | Stock | 28.5
PK-250-324-ECNG | Sifam Tinsley Smartlook panel meter, 3.5in analog dial display, 0-20A DC, voltage input, shunt rated, moving coil, round 3-hole mount. | Stock | 35
PK-260-324-ECNG | Sifam Tinsley Contender panel meter, 3.5in analog dial display, 0-20A DC, voltage input, shunt rated, moving coil, round 4-hole mount. | Stock | 31
PK-250-224-ECNT | Sifam Tinsley Smartlook panel meter, 2.5in analog dial display, 0-50A DC, voltage input, shunt rated, moving coil, round 3-hole mount. | Stock | 31.5
PK-260-224-ECNT | Sifam Tinsley Contender panel meter, 2.5in analog dial display, 0-50A DC, voltage input, shunt rated, moving coil, round 4-hole mount. | Stock | 28.5
PK-250-324-ECNT | Sifam Tinsley Smartlook panel meter, 3.5in analog dial display, 0-50A DC, voltage input, shunt rated, moving coil, round 3-hole mount. | Stock | 35
PK-260-324-ECNT | Sifam Tinsley Contender panel meter, 3.5in analog dial display, 0-50A DC, voltage input, shunt rated, moving coil, round 4-hole mount. | Stock | 31
PK-250-224-ECPZ | Sifam Tinsley Smartlook panel meter, 2.5in analog dial display, 0-150A DC, voltage input, shunt rated, moving coil, round 3-hole mount. | Stock | 31.5
PK-260-224-ECPZ | Sifam Tinsley Contender panel meter, 2.5in analog dial display, 0-150A DC, voltage input, shunt rated, moving coil, round 4-hole mount. | Stock | 28.5
PK-250-324-ECPZ | Sifam Tinsley Smartlook panel meter, 3.5in analog dial display, 0-150A DC, voltage input, shunt rated, moving coil, round 3-hole mount. | Stock | 35
PK-260-324-ECPZ | Sifam Tinsley Contender panel meter, 3.5in analog dial display, 0-150A DC, voltage input, shunt rated, moving coil, round 4-hole mount. | Stock | 31
PK-250-224-ECRL | Sifam Tinsley Smartlook panel meter, 2.5in analog dial display, 0-200A DC, voltage input, shunt rated, moving coil, round 3-hole mount. | Stock | 31.5
PK-260-224-ECRL | Sifam Tinsley Contender panel meter, 2.5in analog dial display, 0-200A DC, voltage input, shunt rated, moving coil, round 4-hole mount. | Stock | 28.5
PK-250-324-ECRL | Sifam Tinsley Smartlook panel meter, 3.5in analog dial display, 0-200A DC, voltage input, shunt rated, moving coil, round 3-hole mount. | Stock | 35
PK-260-324-ECRL | Sifam Tinsley Contender panel meter, 3.5in analog dial display, 0-200A DC, voltage input, shunt rated, moving coil, round 4-hole mount. | Stock | 31
PK-250-224-ECSC | Sifam Tinsley Smartlook panel meter, 2.5in analog dial display, 0-400A DC, voltage input, shunt rated, moving coil, round 3-hole mount. | Stock | 31.5
PK-260-224-ECSC | Sifam Tinsley Contender panel meter, 2.5in analog dial display, 0-400A DC, voltage input, shunt rated, moving coil, round 4-hole mount. | Stock | 28.5
PK-250-324-ECSC | Sifam Tinsley Smartlook panel meter, 3.5in analog dial display, 0-400A DC, voltage input, shunt rated, moving coil, round 3-hole mount. | Stock | 35
PK-260-324-ECSC | Sifam Tinsley Contender panel meter, 3.5in analog dial display, 0-400A DC, voltage input, shunt rated, moving coil, round 4-hole mount. | Stock | 31
PK-250-224-ECSF | Sifam Tinsley Smartlook panel meter, 2.5in analog dial display, 0-500A DC, voltage input, shunt rated, moving coil, round 3-hole mount. | Stock | 31.5
PK-260-224-ECSF | Sifam Tinsley Contender panel meter, 2.5in analog dial display, 0-500A DC, voltage input, shunt rated, moving coil, round 4-hole mount. | Stock | 28.5
PK-250-324-ECSF | Sifam Tinsley Smartlook panel meter, 3.5in analog dial display, 0-500A DC, voltage input, shunt rated, moving coil, round 3-hole mount. | Stock | 35
PK-260-324-ECSF | Sifam Tinsley Contender panel meter, 3.5in analog dial display, 0-500A DC, voltage input, shunt rated, moving coil, round 4-hole mount. | Stock | 31
PK-250-224-ECSS | Sifam Tinsley Smartlook panel meter, 2.5in analog dial display, 0-1000A DC, voltage input, shunt rated, moving coil, round 3-hole mount. | Stock | 31.5
PK-260-224-ECSS | Sifam Tinsley Contender panel meter, 2.5in analog dial display, 0-1000A DC, voltage input, shunt rated, moving coil, round 4-hole mount. | Stock | 28.5
PK-250-324-ECSS | Sifam Tinsley Smartlook panel meter, 3.5in analog dial display, 0-1000A DC, voltage input, shunt rated, moving coil, round 3-hole mount. | Stock | 35
PK-260-324-ECSS | Sifam Tinsley Contender panel meter, 3.5in analog dial display, 0-1000A DC, voltage input, shunt rated, moving coil, round 4-hole mount. | Stock | 31
PK-250-244-PZPZ | Sifam Tinsley Smartlook panel meter, 2.5in analog dial display, 0-150 VAC, voltage input, self contained, moving iron, round 3-hole mount. | Stock | 31.5
PK-260-244-PZPZ | Sifam Tinsley Contender panel meter, 2.5in analog dial display, 0-150 VAC, voltage input, self contained, moving iron, round 4-hole mount. | Stock | 28.5
PK-250-344-PZPZ | Sifam Tinsley Smartlook panel meter, 3.5in analog dial display, 0-150 VAC, voltage input, self contained, moving iron, round 3-hole mount. | Stock | 35
PK-260-344-PZPZ | Sifam Tinsley Contender panel meter, 3.5in analog dial display, 0-150 VAC, voltage input, self contained, moving iron, round 4-hole mount. | Stock | 31
PK-250-244-RXRX | Sifam Tinsley Smartlook panel meter, 2.5in analog dial display, 0-300 VAC, voltage input, self contained, moving iron, round 3-hole mount. | Stock | 31.5
PK-250-244-PZRX | Sifam Tinsley Smartlook panel meter, 2.5in analog dial display, 0-300 VAC, voltage input, transformer rated, moving iron, round 3-hole mount. | Stock | 31.5
PK-260-244-RXRX | Sifam Tinsley Contender panel meter, 2.5in analog dial display, 0-300 VAC, voltage input, self contained, moving iron, round 4-hole mount. | Stock | 28.5
PK-250-344-RXRX | Sifam Tinsley Smartlook panel meter, 3.5in analog dial display, 0-300 VAC, voltage input, self contained, moving iron, round 3-hole mount. | Stock | 35
PK-250-344-PZRX | Sifam Tinsley Smartlook panel meter, 3.5in analog dial display, 0-300 VAC, voltage input, transformer rated, moving iron, round 3-hole mount. | Stock | 35
PK-260-344-RXRX | Sifam Tinsley Contender panel meter, 3.5in analog dial display, 0-300 VAC, voltage input, self contained, moving iron, round 4-hole mount. | Stock | 31
PK-260-344-PZRX | Sifam Tinsley Contender panel meter, 3.5in analog dial display, 0-300 VAC, voltage input, transformer rated, moving iron, round 4-hole mount. | Stock | 31
PK-250-244-SJSJ | Sifam Tinsley Smartlook panel meter, 2.5in analog dial display, 0-600 VAC, voltage input, self contained, moving iron, round 3-hole mount. | Stock | 31.5
PK-250-244-PZSJ | Sifam Tinsley Smartlook panel meter, 2.5in analog dial display, 0-600 VAC, voltage input, transformer rated, moving iron, round 3-hole mount. | Stock | 31.5
PK-260-244-SJSJ | Sifam Tinsley Contender panel meter, 2.5in analog dial display, 0-600 VAC, voltage input, self contained, moving iron, round 4-hole mount. | Stock | 28.5
PK-260-244-PZSJ | Sifam Tinsley Contender panel meter, 2.5in analog dial display, 0-600 VAC, voltage input, transformer rated, moving iron, round 4-hole mount. | Stock | 28.5
PK-250-344-SJSJ | Sifam Tinsley Smartlook panel meter, 3.5in analog dial display, 0-600 VAC, voltage input, self contained, moving iron, round 3-hole mount. | Stock | 35
PK-250-344-PZSJ | Sifam Tinsley Smartlook panel meter, 3.5in analog dial display, 0-600 VAC, voltage input, transformer rated, moving iron, round 3-hole mount. | Stock | 35
PK-260-344-SJSJ | Sifam Tinsley Contender panel meter, 3.5in analog dial display, 0-600 VAC, voltage input, self contained, moving iron, round 4-hole mount. | Stock | 31
PK-260-344-PZSJ | Sifam Tinsley Contender panel meter, 3.5in analog dial display, 0-600 VAC, voltage input, transformer rated, moving iron, round 4-hole mount. | Stock | 31
PK-250-344-PZUL | Sifam Tinsley Smartlook panel meter, 3.5in analog dial display, 0-5250 VAC, voltage input, transformer rated, moving iron, round 3-hole mount. | Stock | 35
PK-250-220-NDND | Sifam Tinsley Smartlook panel meter, 2.5in analog dial display, 0-15 VDC, voltage input, self contained, moving coil, round 3-hole mount. | Stock | 31.5
PK-260-220-NDND | Sifam Tinsley Contender panel meter, 2.5in analog dial display, 0-15 VDC, voltage input, self contained, moving coil, round 4-hole mount. | Stock | 28.5
PK-250-320-NDND | Sifam Tinsley Smartlook panel meter, 3.5in analog dial display, 0-15 VDC, voltage input, self contained, moving coil, round 3-hole mount. | Stock | 35
PK-260-320-NDND | Sifam Tinsley Contender panel meter, 3.5in analog dial display, 0-15 VDC, voltage input, self contained, moving coil, round 4-hole mount. | Stock | 31
PK-250-220-NTNT | Sifam Tinsley Smartlook panel meter, 2.5in analog dial display, 0-50 VDC, voltage input, self contained, moving coil, round 3-hole mount. | Stock | 31.5
PK-260-220-NTNT | Sifam Tinsley Contender panel meter, 2.5in analog dial display, 0-50 VDC, voltage input, self contained, moving coil, round 4-hole mount. | Stock | 28.5
PK-250-320-NTNT | Sifam Tinsley Smartlook panel meter, 3.5in analog dial display, 0-50 VDC, voltage input, self contained, moving coil, round 3-hole mount. | Stock | 35
PK-260-320-NTNT | Sifam Tinsley Contender panel meter, 3.5in analog dial display, 0-50 VDC, voltage input, self contained, moving coil, round 4-hole mount. | Stock | 31
PK-250-220-PBPB | Sifam Tinsley Smartlook panel meter, 2.5in analog dial display, 0-75 VDC, voltage input, self contained, moving coil, round 3-hole mount. | Stock | 31.5
PK-260-220-PBPB | Sifam Tinsley Contender panel meter, 2.5in analog dial display, 0-75 VDC, voltage input, self contained, moving coil, round 4-hole mount. | Stock | 28.5
PK-250-320-PBPB | Sifam Tinsley Smartlook panel meter, 3.5in analog dial display, 0-75 VDC, voltage input, self contained, moving coil, round 3-hole mount. | Stock | 35
PK-260-320-PBPB | Sifam Tinsley Contender panel meter, 3.5in analog dial display, 0-75 VDC, voltage input, self contained, moving coil, round 4-hole mount. | Stock | 31
PK-250-220-PZPZ | Sifam Tinsley Smartlook panel meter, 2.5in analog dial display, 0-150 VDC, voltage input, self contained, moving coil, round 3-hole mount. | Stock | 31.5
PK-260-220-PZPZ | Sifam Tinsley Contender panel meter, 2.5in analog dial display, 0-150 VDC, voltage input, self contained, moving coil, round 4-hole mount. | Stock | 28.5
PK-250-320-PZPZ | Sifam Tinsley Smartlook panel meter, 3.5in analog dial display, 0-150 VDC, voltage input, self contained, moving coil, round 3-hole mount. | Stock | 35
PK-260-320-PZPZ | Sifam Tinsley Contender panel meter, 3.5in analog dial display, 0-150 VDC, voltage input, self contained, moving coil, round 4-hole mount. | Stock | 31
PK-250-220-SCSC | Sifam Tinsley Smartlook panel meter, 2.5in analog dial display, 0-400 VDC, voltage input, self contained, moving coil, round 3-hole mount. | Stock | 31.5
PK-260-220-SCSC | Sifam Tinsley Contender panel meter, 2.5in analog dial display, 0-400 VDC, voltage input, self contained, moving coil, round 4-hole mount. | Stock | 28.5
PK-250-320-SCSC | Sifam Tinsley Smartlook panel meter, 3.5in analog dial display, 0-400 VDC, voltage input, self contained, moving coil, round 3-hole mount. | Stock | 35
PK-260-320-SCSC | Sifam Tinsley Contender panel meter, 3.5in analog dial display, 0-400 VDC, voltage input, self contained, moving coil, round 4-hole mount. | Stock | 31
PK-250-220-SJSJ | Sifam Tinsley Smartlook panel meter, 2.5in analog dial display, 0-600 VDC, voltage input, self contained, moving coil, round 3-hole mount. | Stock | 31.5
PK-260-220-SJSJ | Sifam Tinsley Contender panel meter, 2.5in analog dial display, 0-600 VDC, voltage input, self contained, moving coil, round 4-hole mount. | Stock | 28.5
PK-250-320-SJSJ | Sifam Tinsley Smartlook panel meter, 3.5in analog dial display, 0-600 VDC, voltage input, self contained, moving coil, round 3-hole mount. | Stock | 35
PK-260-320-SJSJ | Sifam Tinsley Contender panel meter, 3.5in analog dial display, 0-600 VDC, voltage input, self contained, moving coil, round 4-hole mount. | Stock | 31
Accessories for Analog Panel Meters
SPAR-SA00-0899 | Sifam Tinsley gasket, replacement. For use with Smartlook series 2.5 inch analog panel meters. | Stock | 5
SPAR-SA00-0900 | Sifam Tinsley gasket, replacement. For use with Smartlook series 3.5 inch analog panel meters. | Stock | 5
SPAR-SA00-2330 | Sifam Tinsley gasket, for use with Contender series 2.5 inch analog panel meters. | Stock | 5
SPAR-SA00-2331 | Sifam Tinsley gasket, for use with Contender series 3.5 inch analog panel meters. | Stock | 5
Enclosed Style, UL Recognized Terminal Blocks
38680C | FTG enclosed power distribution block, finger-safe, 85A, 1-pole, line side: 1 opening accepts 3 AWG to 14 AWG, load side: 6 openings accept 8 AWG to 14 AWG, panel or 35mm DIN rail mount, UL 1953 listed. | Stock | 22
38682C | FTG enclosed power distribution block, finger-safe, 115A, 1-pole, line side: 1 opening accepts 1 AWG to 14 AWG, load side: 6 openings accept 4 AWG to 14 AWG, panel or 35mm DIN rail mount, UL 1953 listed. | Stock | 27.5
38684C | FTG enclosed power distribution block, finger-safe, 175A, 1-pole, line side: 1 opening accepts 2/0 AWG to 14 AWG, load side: 4 openings accept 2 AWG to 14 AWG, panel or 35mm DIN rail mount, UL 1953 listed. | Stock | 32.5
38686C | FTG enclosed power distribution block, finger-safe, 255A, 1-pole, line side: 1 opening accepts 250 kcmil to 2 AWG, load side: 6 openings accept 2 AWG to 14 AWG, panel or 35mm DIN rail mount, UL 1953 listed. | Stock | 49
38688C | FTG enclosed power distribution block, finger-safe, 380A, 1-pole, line side: 1 opening accepts 500 kcmil to 2/0 AWG, load side: 6 openings accept 2 AWG to 14 AWG, panel or 35mm DIN rail mount, UL 1953 listed. | Stock | 57
EPDB101 | Edison enclosed power distribution block, finger-safe, 175A, 1-pole, line side: 1 opening accepts 2/0 AWG to 8 AWG, load side: 1 opening accepts 2/0 AWG to 8 AWG, DIN rail mount, UL 1953 listed. | Stock | 26
EPDB104 | Edison enclosed power distribution block, finger-safe, 175A, 1-pole, line side: 1 opening accepts 2/0 AWG to 8 AWG, load side: 4 openings accept 4AWG to 14 AWG, DIN rail mount, UL 1953 listed. | Stock | 38
EPDB301 | Edison enclosed power distribution block, finger-safe, 310A, 1-pole, line side: 1 opening accepts 350 MCM to 6 AWG, load side: 1 opening accepts 350 MCM to 8 AWG, DIN rail mount, UL 1953 listed. | Stock | 60
EPDB306 | Edison enclosed power distribution block, finger-safe, 380A, 1-pole, line side: 1 opening accepts 500 MCM to 6 AWG, load side: 6 openings accept 2 AWG to 14 AWG, panel mount, UL 1953 listed. | Stock | 89
EPDB512 | Edison enclosed power distribution block, finger-safe, 570A, 1-pole, line side: 2 openings accept 300 MCM to 4 AWG, load side: 12 openings accept 4AWG to 14 AWG, DIN rail mount, UL 1953 listed. | Stock | 99
EPDB702 | Edison enclosed power distribution block, finger-safe, 760A, 1-pole, line side: 2 openings accept 500 MCM to 6 AWG, load side: 2 openings accept 500 MCM to 6 AWG, panel mount, UL 1953 listed. | Stock | 160
GPB1-85P1-7S | Gladiator enclosed terminal block, finger-safe, 85A, 1-pole, line side: 3 openings accept 6 AWG to 16 AWG, load side: 4 openings accept 8 AWG to 16 AWG, DIN rail or panel mount, UL 1059 recognized. | Stock | 15.5
GPB1-85P1-15S | Gladiator enclosed terminal block, finger-safe, 85A, 1-pole, line side: 3 openings accept 6 AWG to 16 AWG, load side: 12 openings accept 8 AWG to 16 AWG, DIN rail or panel mount, UL 1059 recognized. | Stock | 21.5
GPB2-175P1-10L | Gladiator enclosed terminal block, finger-safe, 175A, 1-pole, line side: 2 openings accept 2/0 AWG to 6 AWG, load side: 10 openings accept 6 AWG to 14 AWG, DIN rail or panel mount, UL 1059 recognized. | Stock | 51
GPB2-255P1-11L | Gladiator enclosed terminal block, finger-safe, 225A, 1-pole, line side: 1 opening accepts 250 kcmil to 2 AWG, load side: 2 openings accept 2 AWG to 14 AWG & 5 openings accept 6 AWG to 14 AWG & 4 openings accept 8 AWG to 14 AWG, DIN rail or panel mount. | Stock | 56
GPB2-250P1-6F | Gladiator enclosed terminal block, finger-safe, 250A, 1-pole, line side: 1 opening accepts flat busbar, load side: 6 openings accept 6 AWG to 14 AWG, DIN rail or panel mount, UL 1059 recognized. | Stock | 62
GPB2-420P1-11F | Gladiator enclosed terminal block, finger-safe, 420A, 1-pole, line side: 1 opening accepts flat busbar, load side: 2 openings accept 2 AWG to 14 AWG & 5 openings accept 6 AWG to 14 AWG & 4 openings accept 8 AWG to 14 AWG, DIN rail or panel mount, UL 1059 recognized. | Stock | 63
38049AL | FTG enclosed terminal block, finger-safe, 80A, 1-pole, line side: 3 openings accept 4 AWG to 14 AWG, load side: 4 openings accept 10 AWG to 14 AWG, panel or 35mm DIN rail mount, UL 1059 recognized. | Stock | 17
38641 | FTG enclosed terminal block, finger-safe, 115A, 1-pole, line side: 1 opening accepts 2 AWG to 8 AWG &1 opening accepts 4 AWG to 14 AWG, load side: 6 openings accept 4 AWG to 14 AWG, panel or 35mm DIN rail mount, UL 1059 recognized. | Stock | 19.5
38676 | FTG enclosed terminal block, finger-safe, 115A, 1-pole, line side: 1 opening accepts 2 AWG to 8 AWG, load side: 10 openings accept 4 AWG to 14 AWG, panel or 35mm DIN rail mount, UL 1059 recognized. | Stock | 22
38675 | FTG enclosed terminal block, finger-safe, 115A, 3-pole, line side: 1 opening accepts 2 AWG to 8 AWG, load side: 6 openings accept 4 AWG to 14 AWG, panel or 35mm DIN rail mount, UL 1059 recognized. | Stock | 53
38674 | FTG enclosed terminal block, finger-safe, 175A, 1-pole, line side: 1 opening accepts 2/0 AWG to 8 AWG, load side: 10 openings accept 4 AWG to 14 AWG, panel or 35mm DIN rail mount, UL 1059 recognized. | Stock | 27.5
38673 | FTG enclosed terminal block, finger-safe, 175A, 3-pole, line side: 1 opening accepts 2/0 AWG to 8 AWG, load side: 6 openings accept 4 AWG to 14 AWG, panel or 35mm DIN rail mount, UL 1059 recognized. | Stock | 53
38620 | FTG enclosed terminal block, finger-safe, 225A, 1-pole, line side: 1 opening accepts 250 kcmil to 2 AWG, load side: 2 openings accept 2 AWG to 14 AWG & 5 openings accept 6 AWG to 14 AWG & 4 openings accept 8 AWG to 14 AWG, panel or 35mm DIN rail mount. | Stock | 44.5
38019AL | FTG enclosed terminal block, finger-safe, 310A, 1-pole, line side: 1 opening accepts 350 kcmil to 3/0 AWG, load side: 2 openings accept 2 AWG to 14 AWG & 5 openings accept 6 AWG to 14 AWG & 4 openings accept 8 AWG to 14 AWG, panel or 35mm DIN rail mount. | Stock | 52
38057 | FTG enclosed terminal block, finger-safe, 355A, 1-pole, line side: 1 opening accepts 400 kcmil to 6 AWG, load side: 1 opening accepts 400 kcmil to 6 AWG, panel or 35mm DIN rail mount, UL 1059 recognized. | Stock | 57
38059 | FTG enclosed terminal block, finger-safe, 840A, 1-pole, line side: 2 openings accept 600 kcmil to 4 AWG, load side: 2 openings accept 600 kcmil to 4 AWG, panel or 35mm DIN rail mount, UL 1059 recognized. | Stock | 96
Open Style, UL Listed Power Distribution Blocks
ASRB-11-2/0-1 | Penn-Union open splicer/reducer block, finger-safe, 175A, 1-pole, line side: 1 openings accept 2/0 AWG to 14 AWG Cu/AL, load side: 1 openings accept 2/0 AWG to 14 AWG Cu/AL, DIN rail or panel mount, UL 1953 listed. | Stock | 20.5
APDB-14-2/0-1 | Penn-Union open power distribution block, finger-safe, 175A, 1-pole, line side: 1 openings accept 2/0 AWG to 14 AWG Cu/AL, load side: 4 openings accept 4 AWG to 14 AWG Cu/AL, DIN rail or panel mount, UL 1953 listed. | Stock | 22
ASRB-11-350-1 | Penn-Union open splicer/reducer block, finger-safe, 310A, 1-pole, line side: 1 openings accept 350 MCM to 6 AWG Cu/AL, load side: 1 openings accept 350 MCM to 6 AWG Cu/AL, DIN rail or panel mount, UL 1953 listed. | Stock | 24.5
APDB-112-350-1 | Penn-Union open power distribution block, finger-safe, 310A, 1-pole, line side: 1 openings accept 350 MCM to 6 AWG Cu/AL, load side: 12 openings accept 4 AWG to 14 AWG Cu/AL, DIN rail or panel mount, UL 1953 listed. | Stock | 53
ASRB-22-2/0-1 | Penn-Union open splicer/reducer block, finger-safe, 350A, 1-pole, line side: 2 openings accept 2/0 AWG to 14 AWG Cu/AL, load side: 2 openings accept 2/0 AWG to 14 AWG Cu/AL, DIN rail or panel mount, UL 1953 listed. | Stock | 27
ASRB-11-500-1 | Penn-Union open splicer/reducer block, finger-safe, 380A, 1-pole, line side: 1 openings accept 500 MCM to 4 AWG Cu/AL, load side: 1 openings accept 500 MCM to 4 AWG Cu/AL, DIN rail or panel mount, UL 1953 listed. | Stock | 36.5
APDB-14-500-1 | Penn-Union open power distribution block, finger-safe, 380A, 1-pole, line side: 1 openings accept 500 MCM to 4 AWG Cu/AL, load side: 4 openings accept 4/0 AWG to 6 AWG Cu/AL, DIN rail or panel mount, UL 1953 listed. | Stock | 66
APDB-16-500-1 | Penn-Union open power distribution block, finger-safe, 380A, 1-pole, line side: 1 openings accept 500 MCM to 4 AWG Cu/AL, load side: 6 openings accept 2/0 AWG to 14 AWG Cu/AL, DIN rail or panel mount, UL 1953 listed. | Stock | 68
ASRB-22-350-1 | Penn-Union open splicer/reducer block, finger-safe, 620A, 1-pole, line side: 2 openings accept 350 MCM to 6 AWG Cu/AL, load side: 2 openings accept 350 MCM to 6 AWG Cu/AL, DIN rail or panel mount, UL 1953 listed. | Stock | 45.5
APDB-26-350-1 | Penn-Union open power distribution block, finger-safe, 620A, 1-pole, line side: 2 openings accept 350 MCM to 6 AWG Cu/AL, load side: 6 openings accept 2/0 AWG to 14 AWG Cu/AL, DIN rail or panel mount, UL 1953 listed. | Stock | 59
ASRB-22-500-1 | Penn-Union open splicer/reducer block, finger-safe, 760A, 1-pole, line side: 2 openings accept 500 MCM to 4 AWG Cu/AL, load side: 2 openings accept 500 MCM to 4 AWG Cu/AL, DIN rail or panel mount, UL 1953 listed. | Stock | 62
APDB-24-500-1 | Penn-Union open power distribution block, finger-safe, 760A, 1-pole, line side: 2 openings accept 500 MCM to 4 AWG Cu/AL, load side: 4 openings accept 4/0 AWG to 6 AWG Cu/AL, DIN rail or panel mount, UL 1953 listed. | Stock | 58
APDB-212-500-1 | Penn-Union open power distribution block, finger-safe, 760A, 1-pole, line side: 2 openings accept 500 MCM to 4 AWG Cu/AL, load side: 12 openings accept 4 AWG to 14 AWG Cu/AL, DIN rail or panel mount, UL 1953 listed. | Stock | 54
HPB101-1 | Edison open power distribution block, 175A, 1-pole, line side: 1 opening accepts 2/0 AWG to 8 AWG, load side: 1 opening accepts 2/0 AWG to 8 AWG, panel mount, UL 1953 listed. | Stock | 29
HPB101-3 | Edison open power distribution block, 175A, 3-pole, line side: 1 opening accepts 2/0 AWG to 8 AWG, load side: 1 opening accepts 2/0 AWG to 8 AWG, panel mount, UL 1953 listed. | Stock | 79
HPB104-1 | Edison open power distribution block, 175A, 1-pole, line side: 1 opening accepts 2/0 AWG to 8 AWG, load side: 4 openings accept 4AWG to 14 AWG, panel mount, UL 1953 listed. | Stock | 38.5
HPB104-3 | Edison open power distribution block, 175A, 3-pole, line side: 1 opening accepts 2/0 AWG to 8 AWG, load side: 4 openings accept 4AWG to 14 AWG, panel mount, UL 1953 listed. | Stock | 108
HPB10S-3 | Edison open power distribution block, 175A, 3-pole, line side: 1 opening accepts 2/0 AWG to 8 AWG, load side: 1/4-20 X 3/4 stud, panel mount, UL 1953 listed. | Stock | 105
HPB106-1 | Edison open power distribution block, 175A, 1-pole, line side: 1 opening accepts 2/0 AWG to 8 AWG, load side: 6 openings accept 4 AWG to 14 AWG, panel mount, UL 1953 listed. | Stock | 51
HPB106-2 | Edison open power distribution block, 175A, 2-pole, line side: 1 opening accepts 2/0 AWG to 8 AWG, load side: 6 openings accept 4 AWG to 14 AWG, panel mount, UL 1953 listed. | Stock | 93
HPB106-3 | Edison open power distribution block, 175A, 3-pole, line side: 1 opening accepts 2/0 AWG to 8 AWG, load side: 6 openings accept 4 AWG to 14 AWG, panel mount, UL 1953 listed. | Stock | 137
HPB306-1 | Edison open power distribution block, 310A, 1-pole, line side: 1 opening accepts 350 MCM to 4 AWG, load side: 6 openings accept 4 AWG to 12 AWG, panel mount, UL 1953 listed. | Stock | 73
HPB306-3 | Edison open power distribution block, 310A, 3-pole, line side: 1 opening accepts 350 MCM to 4 AWG, load side: 6 openings accept 4 AWG to 12 AWG, panel mount, UL 1953 listed. | Stock | 197
HPB309-1 | Edison open power distribution block, 310A, 1-pole, line side: 1 opening accepts 350 MCM to 4 AWG, load side: 6 openings accept 2AWG to 12 AWG, 3 openings accept 1/0 to 12 AWG, panel mount, UL 1953 listed. | Stock | 110
HPB309-3 | Edison open power distribution block, 310A, 3-pole, line side: 1 opening accepts 350 MCM to 4 AWG, load side: 6 openings accept 2AWG to 12 AWG, 3 openings accept 1/0 to 12 AWG, panel mount, UL 1953 listed. | Stock | 296
HPB312-1 | Edison open power distribution block, 310A, 1-pole, line side: 1 opening accepts 350 MCM to 4 AWG, load side: 12 openings accept 4AWG to 14 AWG, panel mount, UL 1953 listed. | Stock | 117
HPB312-3 | Edison open power distribution block, 310A, 3-pole, line side: 1 opening accepts 350 MCM to 4 AWG, load side: 12 openings accept 4AWG to 14 AWG, panel mount, UL 1953 listed. | Stock | 323
Open Style, UL Recognized Terminal Blocks
PB1011 | Edison open terminal block, 175A, 1-pole, line side: 1 opening accepts 2/0 AWG to 8 AWG, load side: 1 opening accepts 2/0 AWG to 8 AWG, panel mount, UL 1059 recognized. | Stock | 21
PB1012 | Edison open terminal block, 175A, 2-pole, line side: 1 opening accepts 2/0 AWG to 8 AWG, load side: 1 opening accepts 2/0 AWG to 8 AWG, panel mount, UL 1059 recognized. | Stock | 30
PB1013 | Edison open terminal block, 175A, 3-pole, line side: 1 opening accepts 2/0 AWG to 8 AWG, load side: 1 opening accepts 2/0 AWG to 8 AWG, panel mount, UL 1059 recognized. | Stock | 36.5
PB1041 | Edison open terminal block, 175A, 1-pole, line side: 1 opening accepts 2/0 AWG to 8 AWG, load side: 4 openings accept 4AWG to 14 AWG, panel mount, UL 1059 recognized. | Stock | 30.5
PB1042 | Edison open terminal block, 175A, 2-pole, line side: 1 opening accepts 2/0 AWG to 8 AWG, load side: 4 openings accept 4AWG to 14 AWG, panel mount, UL 1059 recognized. | Stock | 48.5
PB1043 | Edison open terminal block, 175A, 3-pole, line side: 1 opening accepts 2/0 AWG to 8 AWG, load side: 4 openings accept 4AWG to 14 AWG, panel mount, UL 1059 recognized. | Stock | 58
PB3061 | Edison open terminal block, 310A, 1-pole, line side: 1 opening accepts 350 MCM to 4 AWG, load side: 6 openings accept 4 AWG to 12 AWG, panel mount, UL 1059 recognized. | Stock | 84
PB3062 | Edison open terminal block, 310A, 2-pole, line side: 1 opening accepts 350 MCM to 4 AWG, load side: 6 openings accept 4 AWG to 12 AWG, panel mount, UL 1059 recognized. | Stock | 100
PB3063 | Edison open terminal block, 310A, 3-pole, line side: 1 opening accepts 350 MCM to 4 AWG, load side: 6 openings accept 4 AWG to 12 AWG, panel mount, UL 1059 recognized. | Stock | 118
PB3121 | Edison open terminal block, 310A, 1-pole, line side: 1 opening accepts 350 MCM to 4 AWG, load side: 12 openings accept 4AWG to 12 AWG, panel mount, UL 1059 recognized. | Stock | 74
PB3122 | Edison open terminal block, 310A, 2-pole, line side: 1 opening accepts 350 MCM to 4 AWG, load side: 12 openings accept 4AWG to 12 AWG, panel mount, UL 1059 recognized. | Stock | 122
PB3123 | Edison open terminal block, 310A, 3-pole, line side: 1 opening accepts 350 MCM to 4 AWG, load side: 12 openings accept 4AWG to 12 AWG, panel mount, UL 1059 recognized. | Stock | 171
PB4011 | Edison open terminal block, 380A, 1-pole, line side: 1 opening accepts 500 MCM to 6 AWG, load side: 3/8-16 X 1 stud, panel mount, UL 1059 recognized. | Stock | 59
PB4012 | Edison open terminal block, 380A, 2-pole, line side: 1 opening accepts 500 MCM to 6 AWG, load side: 3/8-16 X 1 stud, panel mount, UL 1059 recognized. | Stock | 94
PB4013 | Edison open terminal block, 380A, 3-pole, line side: 1 opening accepts 500 MCM to 6 AWG, load side: 3/8-16 X 1 stud, panel mount, UL 1059 recognized. | Stock | 132
PB5121 | Edison open terminal block, 570A, 1-pole, line side: 2 openings accept 300 MCM to 4 AWG, load side: 12 openings accept 4AWG to 14 AWG, panel mount, UL 1059 recognized. | Stock | 86
PB5122 | Edison open terminal block, 570A, 2-pole, line side: 2 openings accept 300 MCM to 4 AWG, load side: 12 openings accept 4AWG to 14 AWG, panel mount, UL 1059 recognized. | Stock | 136
PB5123 | Edison open terminal block, 570A, 3-pole, line side: 2 openings accept 300 MCM to 4 AWG, load side: 12 openings accept 4AWG to 14 AWG, panel mount, UL 1059 recognized. | Stock | 195
PB7121 | Edison open terminal block, 760A, 1-pole, line side: 2 openings accept 500 MCM to 6 AWG, load side: 12 openings accept 4AWG to 14 AWG, panel mount, UL 1059 recognized. | Stock | 146
PB7123 | Edison open terminal block, 760A, 3-pole, line side: 2 openings accept 500 MCM to 6 AWG, load side: 12 openings accept 4AWG to 14 AWG, panel mount, UL 1059 recognized. | Stock | 242
Accessories for Power Distribution Blocks
APDB-CS | Penn-Union cover, replacement, 1-pole. Package of 15. For use with Penn Union APDB distribution blocks & ASRB splicer/reducer blocks. | Stock | 11
APDB-CM | Penn-Union cover, replacement, 1-pole. Package of 10. For use with Penn Union APDB distribution blocks & ASRB splicer/reducer blocks. | Stock | 11.5
APDB-CL | Penn-Union cover, replacement, 1-pole. Package of 10. For use with Penn Union APDB distribution blocks & ASRB splicer/reducer blocks. | Stock | 13
PBC21 | Edison power distribution block cover, package of 1. For use with 175A open style 1-pole blocks except HPB106-1 block. | Stock | 4.5
PBC22 | Edison power distribution block cover, package of 1. For use with 175A open style 2-pole blocks except HPB106-2 block. | Stock | 6.25
PBC23 | Edison power distribution block cover, package of 1. For use with 175A open style 3-pole blocks except HPB106-3 block. | Stock | 7.5
PBC31 | Edison power distribution block cover, package of 1. For use with 310A, 380A, and 570A open style 1-pole blocks and HPB106-1 block. | Stock | 11.5
PBC32 | Edison power distribution block cover, package of 1. For use with 310A, 380A, and 570A open style 2-pole blocks and HPB106-2 block. | Stock | 14.5
PBC33 | Edison power distribution block cover, package of 1. For use with 310A, 380A, and 570A open style 3-pole blocks and HPB106-3 block. | Stock | 16
PBC71 | Edison power distribution block cover, package of 1. For use with 760A open style 1-pole and 3-pole blocks. | Stock | 17
Universal Surge Suppressors
26051 | Murrelektronik universal surge suppressor, diode-Zener Diode, 12-30 VDC, 1-phase, 15W, pigtail with spade connectors, contactor mount. | Stock | 9.5
26180 | Murrelektronik universal surge suppressor, varistor, 0-25 VAC/0-30 VDC, 1-phase, 0-60Hz, 50W, pigtail with spade connectors, adhesive foil and cable tie mount. | Stock | 9.5
26181 | Murrelektronik universal surge suppressor, varistor, 24-48 VAC/VDC, 1-phase, 0-60Hz, 70W, pigtail with spade connectors, adhesive foil and cable tie mount. | Stock | 9.5
26182 | Murrelektronik universal surge suppressor, varistor, 48-130 VAC/VDC, 1-phase, 0-60Hz, 100W, pigtail with spade connectors, adhesive foil and cable tie mount. | Stock | 9.75
26183 | Murrelektronik universal surge suppressor, varistor, 110-250 VAC/VDC, 1-phase, 0-60Hz, 200W, pigtail with spade connectors, adhesive foil and cable tie mount. | Stock | 9.75
20001 | Murrelektronik universal surge suppressor, resistor-capacitor, 24-60 VAC/VDC, 1-phase, 0-60Hz, 15W, pigtail with spade connectors, adhesive foil and cable tie mount. | Stock | 10
22051 | Murrelektronik universal surge suppressor, resistor-capacitor, 48-127 VAC/VDC, 1-phase, 0-60Hz, 15W, pigtail with spade connectors, contactor mount. | Stock | 10
22052 | Murrelektronik universal surge suppressor, resistor-capacitor, 127-240 VAC/VDC, 1-phase, 0-60Hz, 15W, pigtail with spade connectors, contactor mount. | Stock | 10
20010 | Murrelektronik universal surge suppressor, resistor-capacitor, 110-230 VAC/VDC, 1-phase, 50/60 Hz, 75W, pigtail with spade connectors, adhesive foil and cable tie mount. | Stock | 10
Motor Surge Suppressors
23050 | Murrelektronik motor surge suppressor, resistor-capacitor, 575 VAC, 3-phase, 50/60 Hz, 4 kW, pigtail with spade connectors, adhesive foil mount. | Stock | 30.5
230563 | Murrelektronik motor surge suppressor, resistor-capacitor, 575 VAC, 3-phase, 50/60 Hz, 7.5 kW, pigtail with end ferrule, 35mm DIN rail mount. | Stock | 47.5
23146 | Murrelektronik motor surge suppressor, varistor, 575 VAC, 3-phase, 10-400 Hz, 20 kW, pigtail with ring terminal, M20x1.5 threaded connection mount. | Stock | 57
Solenoid Valve Surge Suppressors
3124833 | Murrelektronik solenoid valve surge suppressor, Zener diode, 18-30 VAC/VDC, 1-phase, 0-60Hz, 100W, vertical mount. For use with 8mm DIN style Form C plug. | Stock | 17
3124832 | Murrelektronik solenoid valve surge suppressor, Zener diode, 18-30 VAC/VDC, 1-phase, 0-60Hz, 100W, vertical mount. For use with 9.4mm DIN style Form C plug. | Stock | 17
3124873 | Murrelektronik solenoid valve surge suppressor, Zener diode, 18-30 VAC/VDC, 1-phase, 0-60Hz, 100W, horizontal mount. For use with 10mm DIN style Form B plug. | Stock | 17
3124133 | Murrelektronik solenoid valve surge suppressor, Zener diode, 18-30 VAC/VDC, 1-phase, 0-60Hz, 50W, horizontal mount. For use with 11mm DIN style Form B plug. | Stock | 17
3124170 | Murrelektronik solenoid valve surge suppressor, resistor-capacitor, 95-132 VA/VDC, 1-phase, 0-60Hz, 10W, horizontal mount. For use with 11mm DIN style Form B plug. | Stock | 17
3124233 | Murrelektronik solenoid valve surge suppressor, Zener diode, 18-30 VAC/VDC, 1-phase, 0-60Hz, 100W, vertical mount. For use with 11mm DIN style Form B plug. | Stock | 13.5
3124270 | Murrelektronik solenoid valve surge suppressor, resistor-capacitor, 48-130 VAC/VDC, 1-phase, 0-60Hz, 10W, vertical mount. For use with 11mm DIN style Form B plug. | Stock | 13.5
3124033 | Murrelektronik solenoid valve surge suppressor, Zener diode, 18-30 VAC/VDC, 1-phase, 0-60Hz, 100W, vertical mount. For use with 18mm DIN style Form A plug. | Stock | 11.5
3124046 | Murrelektronik solenoid valve surge suppressor, varistor, 48-130 VAC/VDC, 1-phase, 0-60Hz, 100W, vertical mount. For use with 18mm DIN style Form A plug. | Stock | 11.5
Surge Protection Devices
929963 | Dehn DPI-CD series data & signal Surge Protective Device (SPD), 24VAC/VDC, parallel circuit, 2 lines or 1 pair, IP67, 1/2in-14 NPSM mount. | Stock | 128
929970 | Dehn DPI-CD series power, data & signal Surge Protective Device (SPD), 230/120 VAC 1-Phase & 24V, parallel circuit, 2 lines or 1 pair, IP67, 1/2in-14 NPSM mount. | Stock | 194
927910 | Dehn BCO compact series data & signal Surge Protective Device (SPD), 5 kA discharge current, 180 VAC/VDC, series circuit, indirect grounding, 2 lines or 1 pair, 35mm DIN rail mount. | Stock | 41.5
927924 | Dehn BCO compact series data & signal Surge Protective Device (SPD), 5 kA discharge current, 24 VAC/VDC, series circuit, direct grounding, 2 lines or 1 pair, 35mm DIN rail mount. | Stock | 74
927944 | Dehn BCO compact series data & signal Surge Protective Device (SPD), 5 kA discharge current, 24 VAC/VDC, series circuit, indirect grounding, 2 lines or 1 pair, 35mm DIN rail mount. | Stock | 74
927971 | Dehn BCO compact series data & signal Surge Protective Device (SPD), 5 kA discharge current, 5 VAC/VDC, series circuit, indirect grounding, 2 lines or 1 pair, 35mm DIN rail mount. | Stock | 85
929121 | Dehn DPA series data & signal Surge Protective Device (SPD), series circuit, 35mm DIN rail mount. | Stock | 140
929221 | Dehn DPA series data & signal Surge Protective Device (SPD), series circuit, NEMA 4/4X enclosure rating, IP66, pole or wall mount. | Stock | 419
953206 | Dehn DR-M-2P series supplemental power & controls Surge Protective Device (SPD), 1 kA discharge current, 24VAC/VDC 1-Phase, series or parallel circuit, 35mm DIN rail mount. | Stock | 67
953202 | Dehn DR-M-2P series supplemental power & controls Surge Protective Device (SPD), 1 kA discharge current, 48VAC/VDC 1-Phase, series or parallel circuit, 35mm DIN rail mount. | Stock | 63
953209 | Dehn DR-M-2P series supplemental power & controls Surge Protective Device (SPD), 2 kA discharge current, 120VAC/VDC 1-Phase, series or parallel circuit, 35mm DIN rail mount. | Stock | 67
953205 | Dehn DR-M-2P series supplemental power & controls Surge Protective Device (SPD), 3 kA discharge current, 230VAC/DC 1-Phase, series or parallel circuit, 35mm DIN rail mount. | Stock | 67
908090 | Dehn DG-SU series power Surge Protective Device (SPD), 20 kA discharge current, 120 VAC 1-Phase, parallel circuit, 35mm DIN rail mount. | Stock | 72
908171 | Dehn EZ50-S series power Surge Protective Device (SPD), 20 kA discharge current, 120 VAC 1-Phase, parallel circuit, NEMA 4X enclosure rating, IP66, 1/2in NPSM/Wall mount. | Stock | 201
STXR120P05 | Mersen STXR series power Surge Protective Device (SPD), 20 kA discharge current, 120 VAC 1-Phase, parallel circuit, NEMA 4/4X enclosure rating, 3/4in NPSM mount. | Stock | 163
908345 | Dehn DG-MU series power Surge Protective Device (SPD), 20 kA discharge current, 208/120 VAC 3-Phase Wye, neutral ground protection, parallel circuit, 35mm DIN rail mount. | Stock | 251
908167 | Dehn EZ50-S series power Surge Protective Device (SPD), 20 kA discharge current, 208/120 VAC 3-Phase Wye, neutral ground protection, parallel circuit, NEMA 4X enclosure rating, IP66, 1/2in NPSM/Wall mount. | Stock | 218
STXR208Y05N | Mersen STXR series power Surge Protective Device (SPD), 20 kA discharge current, 208/120 VAC 3-Phase Wye, neutral ground protection, parallel circuit, NEMA 4/4X enclosure rating, 3/4in NPSM mount. | Stock | 223
908195 | Dehn DG-MU series power Surge Protective Device (SPD), 20 kA discharge current, 240/120 VAC Split Phase, parallel circuit, 35mm DIN rail mount. | Stock | 157
908166 | Dehn EZ50-S series power Surge Protective Device (SPD), 20 kA discharge current, 240/120 VAC split phase, neutral ground protection, parallel circuit, NEMA 4X enclosure rating, IP66, 1/2in NPSM/Wall mount. | Stock | 215
STXR240S05 | Mersen STXR series power Surge Protective Device (SPD), 20 kA discharge current, 240/120 VAC Split Phase, parallel circuit, NEMA 4/4X enclosure rating, 3/4in NPSM mount. | Stock | 202
908356 | Dehn DG-MU series power Surge Protective Device (SPD), 20 kA discharge current, 240 VAC 3-Phase Delta, parallel circuit, 35mm DIN rail mount. | Stock | 189
STXR240D05 | Mersen STXR series power Surge Protective Device (SPD), 20 kA discharge current, 240 VAC 3-Phase Delta, parallel circuit, NEMA 4/4X enclosure rating, 3/4in NPSM mount. | Stock | 226
908348 | Dehn DG-MU series power Surge Protective Device (SPD), 20 kA discharge current, 240/120 VAC High-Leg Delta, neutral ground protection, parallel circuit, 35mm DIN rail mount. | Stock | 251
908355 | Dehn DG-MU series power Surge Protective Device (SPD), 20 kA discharge current, 480 VAC 3-Phase Delta, parallel circuit, 35mm DIN rail mount. | Stock | 189
908169 | Dehn EZ50-S series power Surge Protective Device (SPD), 20 kA discharge current, 480 VAC 3-Phase Delta, parallel circuit, NEMA 4X enclosure rating, IP66, 1/2in NPSM/Wall mount. | Stock | 216
STXR480D05 | Mersen STXR series power Surge Protective Device (SPD), 10 kA discharge current, 480 VAC 3-Phase Delta, parallel circuit, NEMA 4/4X enclosure rating, 3/4in NPSM mount. | Stock | 226
908319 | Dehn DG-MU series power Surge Protective Device (SPD), 20 kA discharge current, 480/277 VAC 3-Phase Wye, parallel circuit, 35mm DIN rail mount. | Stock | 189
908346 | Dehn DG-MU series power Surge Protective Device (SPD), 20 kA discharge current, 480/277 VAC 3-Phase Wye, neutral ground protection, parallel circuit, 35mm DIN rail mount. | Stock | 251
908168 | Dehn EZ50-S series power Surge Protective Device (SPD), 20 kA discharge current, 480/277 VAC 3-Phase Wye, neutral ground protection, parallel circuit, NEMA 4X enclosure rating, IP66, 1/2in NPSM/Wall mount. | Stock | 220
STXR480Y05N | Mersen STXR series power Surge Protective Device (SPD), 20 kA discharge current, 480/277 VAC 3-Phase Wye, neutral ground protection, parallel circuit, NEMA 4/4X enclosure rating, 3/4in NPSM mount. | Stock | 248
908347 | Dehn DG-MU series power Surge Protective Device (SPD), 20 kA discharge current, 600/347 VAC 3-Phase Wye, neutral ground protection, parallel circuit, 35mm DIN rail mount. | Stock | 251
908170 | Dehn EZ50-S series power Surge Protective Device (SPD), 20 kA discharge current, 600/347 VAC 3-Phase Wye, parallel circuit, NEMA 4X enclosure rating, IP66, 1/2in NPSM/Wall mount. | Stock | 233
STXR600Y05N | Mersen STXR series power Surge Protective Device (SPD), 20 kA discharge current, 600/347 VAC 3-Phase Wye, neutral ground protection, parallel circuit, NEMA 4/4X enclosure rating, 3/4in NPSM mount. | Stock | 311
Surge Protection Accessories
STXRMBK | Mersen wall/panel mounting bracket, for use with Mersen STXR surge protectors. | Stock | 25.5
910710 | Dehn DRC IRCM series life status monitoring kit, (1) SPST N.C. contact(s). For use with Dehn BCO compact series SPDs. Includes (1) transmitter and (1) receiver modules. | Stock | 112
908011 | Dehn DG-PLU series protection module, replacement, 180 VAC. For use with Dehn DG-MU or DG-SU series surge protectors. | Stock | 69
908012 | Dehn DG-PLU series protection module, replacement, 230 VAC. For use with Dehn DG-MU or DG-SU series surge protectors. | Stock | 66
908010 | Dehn DG-PLU series protection module, replacement, 275 VAC. For use with Dehn DG-MU or DG-SU series surge protectors. | Stock | 69
908014 | Dehn DG-PLU series protection module, replacement, 385 VAC. For use with Dehn DG-MU or DG-SU series surge protectors. | Stock | 69
908013 | Dehn DG-PLU series protection module, replacement, 510 VAC. For use with Dehn DG-MU or DG-SU series surge protectors. | Stock | 69
908015 | Dehn DG-PLU series protection module, replacement, 550 VAC. For use with Dehn DG-MU or DG-SU series surge protectors. | Stock | 69
953011 | Dehn DR-MOD series protection module, replacement, 30 VAC. For use with Dehn DR-M-2P series surge protectors. | Stock | 50
953012 | Dehn DR-MOD series protection module, replacement, 60 VAC. For use with Dehn DR-M-2P series surge protectors. | Stock | 50
953014 | Dehn DR-MOD series protection module, replacement, 150 VAC. For use with Dehn DR-M-2P series surge protectors. | Stock | 50
953010 | Dehn DR-MOD series protection module, replacement, 255 VAC. For use with Dehn DR-M-2P series surge protectors. | Stock | 50
EMI / RF Power Line Filters
ADPV12001 | Eaton Aegis series powerline filter, 120 VAC, 1-phase, 1A, 35mm DIN rail mount, EMI/RFI filtering, LED indication, UL Type 2, screw terminals, 5kA SCCR. | Stock | 247
ADPV12003 | Eaton Aegis series powerline filter, 120 VAC, 1-phase, 3A, 35mm DIN rail mount, EMI/RFI filtering, LED indication, UL Type 2, screw terminals, 5kA SCCR. | Stock | 284
ADPV12005 | Eaton Aegis series powerline filter, 120 VAC, 1-phase, 5A, 35mm DIN rail mount, EMI/RFI filtering, LED indication, UL Type 2, screw terminals, 5kA SCCR. | Stock | 337
ADPV24001 | Eaton Aegis series powerline filter, 240 VAC, 1-phase, 1A, 35mm DIN rail mount, EMI/RFI filtering, LED indication, UL Type 2, screw terminals, 5kA SCCR. | Stock | 261
ADPV24003 | Eaton Aegis series powerline filter, 240 VAC, 1-phase, 3A, 35mm DIN rail mount, EMI/RFI filtering, LED indication, UL Type 2, screw terminals, 5kA SCCR. | Stock | 293
ADPV24005 | Eaton Aegis series powerline filter, 240 VAC, 1-phase, 5A, 35mm DIN rail mount, EMI/RFI filtering, LED indication, UL Type 2, screw terminals, 5kA SCCR. | Stock | 347
ADPH12010 | Eaton Aegis series powerline filter, 120 VAC, 1-phase, 10A, 35mm DIN rail mount, EMI/RFI filtering, LED indication, UL Type 2, SPDT alarm, screw terminals, 5kA SCCR. | Stock | 521
ADPH12015 | Eaton Aegis series powerline filter, 120 VAC, 1-phase, 15A, 35mm DIN rail mount, EMI/RFI filtering, LED indication, UL Type 2, SPDT alarm, screw terminals, 5kA SCCR. | Stock | 697
ADPH24010 | Eaton Aegis series powerline filter, 240 VAC, 1-phase, 10A, 35mm DIN rail mount, EMI/RFI filtering, LED indication, UL Type 2, SPDT alarm, screw terminals, 5kA SCCR. | Stock | 531
ADPH24015 | Eaton Aegis series powerline filter, 240 VAC, 1-phase, 15A, 35mm DIN rail mount, EMI/RFI filtering, LED indication, UL Type 2, SPDT alarm, screw terminals, 5kA SCCR. | Stock | 707
RES10F01 | Roxburgh EMI input filter, 120/240 VAC, 1-phase, 1A, panel mount, EMI/RFI filtering, 1-stage, general purpose, standard performance, 1/4in quick-disconnect. | Stock | 35
RES10F03 | Roxburgh EMI input filter, 120/240 VAC, 1-phase, 3A, panel mount, EMI/RFI filtering, 1-stage, general purpose, standard performance, 1/4in quick-disconnect. | Stock | 34
RES10F06 | Roxburgh EMI input filter, 120/240 VAC, 1-phase, 6A, panel mount, EMI/RFI filtering, 1-stage, general purpose, standard performance, 1/4in quick-disconnect. | Stock | 34.5
RES10F10 | Roxburgh EMI input filter, 120/240 VAC, 1-phase, 10A, panel mount, EMI/RFI filtering, 1-stage, general purpose, standard performance, 1/4in quick-disconnect. | Stock | 35
RES10F12 | Roxburgh EMI input filter, 120/240 VAC, 1-phase, 12A, panel mount, EMI/RFI filtering, 1-stage, general purpose, standard performance, 1/4in quick-disconnect. | Stock | 44
RES10F13 | Roxburgh EMI input filter, 120/240 VAC, 1-phase, 13A, panel mount, EMI/RFI filtering, 1-stage, general purpose, standard performance, 1/4in quick-disconnect. | Stock | 45
RES10F16 | Roxburgh EMI input filter, 120/240 VAC, 1-phase, 16A, panel mount, EMI/RFI filtering, 1-stage, general purpose, standard performance, 1/4in quick-disconnect. | Stock | 49
RES10S20 | Roxburgh EMI input filter, 120/240 VAC, 1-phase, 20A, panel mount, EMI/RFI filtering, 1-stage, general purpose, standard performance, studs. | Stock | 59
RES10S30 | Roxburgh EMI input filter, 120/240 VAC, 1-phase, 30A, panel mount, EMI/RFI filtering, 1-stage, general purpose, standard performance, studs. | Stock | 112
RES70F01 | Roxburgh EMI input filter, 120/240 VAC, 1-phase, 1A, panel mount, EMI/RFI filtering, multi-stage, general purpose, high performance, 1/4in quick-disconnect. | Stock | 59
RES70F03 | Roxburgh EMI input filter, 120/240 VAC, 1-phase, 3A, panel mount, EMI/RFI filtering, multi-stage, general purpose, high performance, 1/4in quick-disconnect. | Stock | 62
RES70F06 | Roxburgh EMI input filter, 120/240 VAC, 1-phase, 6A, panel mount, EMI/RFI filtering, multi-stage, general purpose, high performance, 1/4in quick-disconnect. | Stock | 116
RES70F10 | Roxburgh EMI input filter, 120/240 VAC, 1-phase, 10A, panel mount, EMI/RFI filtering, multi-stage, general purpose, high performance, 1/4in quick-disconnect. | Stock | 148
RES70F12 | Roxburgh EMI input filter, 120/240 VAC, 1-phase, 12A, panel mount, EMI/RFI filtering, multi-stage, general purpose, high performance, 1/4in quick-disconnect. | Stock | 140
RES70F16 | Roxburgh EMI input filter, 120/240 VAC, 1-phase, 16A, panel mount, EMI/RFI filtering, multi-stage, general purpose, high performance, 1/4in quick-disconnect. | Stock | 152
RES70S25 | Roxburgh EMI input filter, 120/240 VAC, 1-phase, 25A, panel mount, EMI/RFI filtering, multi-stage, general purpose, high performance, studs. | Stock | 220
RES70S36 | Roxburgh EMI input filter, 120/240 VAC, 1-phase, 36A, panel mount, EMI/RFI filtering, multi-stage, general purpose, high performance, studs. | Stock | 220
DRF01 | Roxburgh EMI input filter, 120/240 VAC, 1-phase, 1A, 35mm DIN rail mount, EMI/RFI filtering, 1-stage, general purpose, standard performance, screw terminals. | Stock | 66
DRF03 | Roxburgh EMI input filter, 120/240 VAC, 1-phase, 3A, 35mm DIN rail mount, EMI/RFI filtering, 1-stage, general purpose, standard performance, screw terminals. | Stock | 63
DRF06 | Roxburgh EMI input filter, 120/240 VAC, 1-phase, 6A, 35mm DIN rail mount, EMI/RFI filtering, 1-stage, general purpose, standard performance, screw terminals. | Stock | 64
DRF08 | Roxburgh EMI input filter, 120/240 VAC, 1-phase, 8A, 35mm DIN rail mount, EMI/RFI filtering, 1-stage, general purpose, standard performance, screw terminals. | Stock | 62
DRF10 | Roxburgh EMI input filter, 120/240 VAC, 1-phase, 10A, 35mm DIN rail mount, EMI/RFI filtering, 1-stage, general purpose, standard performance, screw terminals. | Stock | 63
Power Entry Module Line Filters
RID-0142-H | Roxburgh IEC inlet filter, 120/240 VAC, 1-phase, 1A, screw mount, EMI/RFI filtering, 1-stage, general purpose, standard performance, 1/4in quick-disconnect. | Stock | 10.5
RID-0342-H | Roxburgh IEC inlet filter, 120/240 VAC, 1-phase, 3A, screw mount, EMI/RFI filtering, 1-stage, general purpose, standard performance, 1/4in quick-disconnect. | Stock | 13
RID-0642-H | Roxburgh IEC inlet filter, 120/240 VAC, 1-phase, 6A, screw mount, EMI/RFI filtering, 1-stage, general purpose, standard performance, 1/4in quick-disconnect. | Stock | 13
RID-1042-H | Roxburgh IEC inlet filter, 120/240 VAC, 1-phase, 10A, screw mount, EMI/RFI filtering, 1-stage, general purpose, standard performance, 1/4in quick-disconnect. | Stock | 13
RIR-0222-H | Roxburgh IEC inlet filter, 120/240 VAC, 1-phase, 2A, fused, screw mount, EMI/RFI filtering, 1-stage, general purpose, standard performance, 1/4in quick-disconnect. | Stock | 26
RIR-0422-H | Roxburgh IEC inlet filter, 120/240 VAC, 1-phase, 4A, fused, screw mount, EMI/RFI filtering, 1-stage, general purpose, standard performance, 1/4in quick-disconnect. | Stock | 27
RIR-0622-H | Roxburgh IEC inlet filter, 120/240 VAC, 1-phase, 6A, fused, screw mount, EMI/RFI filtering, 1-stage, general purpose, standard performance, 1/4in quick-disconnect. | Stock | 27
RIP-0242-H2 | Roxburgh IEC inlet filter, 120/240 VAC, 1-phase, 2A, on/off switch, fused, screw mount, EMI/RFI filtering, 1-stage, general purpose, standard performance, 1/4in quick-disconnect. | Stock | 48
RIP-0442-H2 | Roxburgh IEC inlet filter, 120/240 VAC, 1-phase, 4A, on/off switch, fused, screw mount, EMI/RFI filtering, 1-stage, general purpose, standard performance, 1/4in quick-disconnect. | Stock | 50
RIP-0642-H2 | Roxburgh IEC inlet filter, 120/240 VAC, 1-phase, 6A, on/off switch, fused, screw mount, EMI/RFI filtering, 1-stage, general purpose, standard performance, 1/4in quick-disconnect. | Stock | 47
RIQ-0242-H2 | Roxburgh IEC inlet filter, 120/240 VAC, 1-phase, 2A, on/off switch, fused, snap-in mount, EMI/RFI filtering, 1-stage, general purpose, standard performance, 1/4in quick-disconnect. | Stock | 50
RIQ-0442-H2 | Roxburgh IEC inlet filter, 120/240 VAC, 1-phase, 4A, on/off switch, fused, snap-in mount, EMI/RFI filtering, 1-stage, general purpose, standard performance, 1/4in quick-disconnect. | Stock | 45
RIQ-0642-H2 | Roxburgh IEC inlet filter, 120/240 VAC, 1-phase, 6A, on/off switch, fused, snap-in mount, EMI/RFI filtering, 1-stage, general purpose, standard performance, 1/4in quick-disconnect. | Stock | 48
Accessories for Power Line Filters
SLV45 | Roxburgh protective boot, for use with RID series input filters. | Stock | 4
SLV48 | Roxburgh protective boot, for use with RIR series input filters. | Stock | 3
SLV47 | Roxburgh protective boot, for use with RIP and RIQ series input filters. | Stock | 5
Solid Transformers AC Current Power Products (Electrical)
2RL-250 | Sifam Tinsley AC current transformer, solid core, 25A primary, 5A secondary, 1.05in diameter sensing window, +/- 5% accuracy, (2) 24in 16 AWG lead wires. | Stock | 19.5
2SFT-250 | Sifam Tinsley AC current transformer, solid core, 25A primary, 5A secondary, 1.13in diameter sensing window, +/- 5% accuracy, 8-32 terminal stud with nut. | Stock | 20
2RL-500 | Sifam Tinsley AC current transformer, solid core, 50A primary, 5A secondary, 1.05in diameter sensing window, +/- 3% accuracy, (2) 24in 16 AWG lead wires. | Stock | 19.5
2SFT-500 | Sifam Tinsley AC current transformer, solid core, 50A primary, 5A secondary, 1.13in diameter sensing window, +/- 3% accuracy, 8-32 terminal stud with nut. | Stock | 20
CTF-5RL-0050 | AcuAMP AC current transformer, solid core, 50A primary, 5A secondary, 1.56in diameter sensing window, 2% accuracy, (2) 24in 16AWG lead wires. | Stock | 26
CTF-5SFT-0050 | AcuAMP AC current transformer, solid core, 50A primary, 5A secondary, 1.56in diameter sensing window, 2% accuracy, M4 x 0.7 threaded terminal stud with nut. | Stock | 27.5
2RL-101 | Sifam Tinsley AC current transformer, solid core, 100A primary, 5A secondary, 1.05in diameter sensing window, +/- 1% accuracy, (2) 24in 16 AWG lead wires. | Stock | 19.5
2SFT-101 | Sifam Tinsley AC current transformer, solid core, 100A primary, 5A secondary, 1.13in diameter sensing window, +/- 1% accuracy, 8-32 terminal stud with nut. | Stock | 20
CTF-5RL-0100 | AcuAMP AC current transformer, solid core, 100A primary, 5A secondary, 1.56in diameter sensing window, 2% accuracy, (2) 24in 16AWG lead wires. | Stock | 26
CTF-5SFT-0100 | AcuAMP AC current transformer, solid core, 100A primary, 5A secondary, 1.56in diameter sensing window, 2% accuracy, M4 x 0.7 threaded terminal stud with nut. | Stock | 27.5
CTF-5RL-0150 | AcuAMP AC current transformer, solid core, 150A primary, 5A secondary, 1.56in diameter sensing window, 1% accuracy, (2) 24in 16AWG lead wires. | Stock | 26
CTF-5SFT-0150 | AcuAMP AC current transformer, solid core, 150A primary, 5A secondary, 1.56in diameter sensing window, 1% accuracy, M4 x 0.7 threaded terminal stud with nut. | Stock | 27.5
2RL-201 | Sifam Tinsley AC current transformer, solid core, 200A primary, 5A secondary, 1.05in diameter sensing window, +/- 1% accuracy, (2) 24in 16 AWG lead wires. | Stock | 19.5
2SFT-201 | Sifam Tinsley AC current transformer, solid core, 200A primary, 5A secondary, 1.13in diameter sensing window, +/- 1% accuracy, 8-32 terminal stud with nut. | Stock | 20
CTF-5RL-0200 | AcuAMP AC current transformer, solid core, 200A primary, 5A secondary, 1.56in diameter sensing window, 1% accuracy, (2) 24in 16AWG lead wires. | Stock | 26
CTF-5SFT-0200 | AcuAMP AC current transformer, solid core, 200A primary, 5A secondary, 1.56in diameter sensing window, 1% accuracy, M4 x 0.7 threaded terminal stud with nut. | Stock | 27.5
2RL-401 | Sifam Tinsley AC current transformer, solid core, 400A primary, 5A secondary, 1.05in diameter sensing window, +/- 1% accuracy, (2) 24in 16 AWG lead wires. | Stock | 19.5
2SFT-401 | Sifam Tinsley AC current transformer, solid core, 400A primary, 5A secondary, 1.13in diameter sensing window, +/- 1% accuracy, 8-32 terminal stud with nut. | Stock | 20
19RL-401 | Sifam Tinsley AC current transformer, solid core, 400A primary, 5A secondary, 4.25in diameter sensing window, +/- 1% accuracy, (2) 24in 16 AWG lead wires. | Stock | 53
19SHT-401 | Sifam Tinsley AC current transformer, solid core, 400A primary, 5A secondary, 4.25in diameter sensing window, +/- 1% accuracy, 8-32 terminal stud with nut. | Stock | 53
CTF-5RL-0400 | AcuAMP AC current transformer, solid core, 400A primary, 5A secondary, 1.56in diameter sensing window, 1% accuracy, (2) 24in 16AWG lead wires. | Stock | 26
CTF-5SFT-0400 | AcuAMP AC current transformer, solid core, 400A primary, 5A secondary, 1.56in diameter sensing window, 1% accuracy, M4 x 0.7 threaded terminal stud with nut. | Stock | 27.5
CTF-7RL-0400 | AcuAMP AC current transformer, solid core, 400A primary, 5A secondary, 2.5in diameter sensing window, 1% accuracy, (2) 24in 16AWG lead wires. | Stock | 48.5
CTF-7SFT-0400 | AcuAMP AC current transformer, solid core, 400A primary, 5A secondary, 2.5in diameter sensing window, 1% accuracy, M4 x 0.7 threaded terminal stud with nut. | Stock | 50
CTF-7RL-0600 | AcuAMP AC current transformer, solid core, 600A primary, 5A secondary, 2.5in diameter sensing window, 1% accuracy, (2) 24in 16AWG lead wires. | Stock | 48.5
CTF-7SFT-0600 | AcuAMP AC current transformer, solid core, 600A primary, 5A secondary, 2.5in diameter sensing window, 1% accuracy, M4 x 0.7 threaded terminal stud with nut. | Stock | 50
19RL-801 | Sifam Tinsley AC current transformer, solid core, 800A primary, 5A secondary, 4.25in diameter sensing window, +/- 1% accuracy, (2) 24in 16 AWG lead wires. | Stock | 53
19SHT-801 | Sifam Tinsley AC current transformer, solid core, 800A primary, 5A secondary, 4.25in diameter sensing window, +/- 1% accuracy, 8-32 terminal stud with nut. | Stock | 53
CTF-7RL-0800 | AcuAMP AC current transformer, solid core, 800A primary, 5A secondary, 2.5in diameter sensing window, 1% accuracy, (2) 24in 16AWG lead wires. | Stock | 60
CTF-7SFT-0800 | AcuAMP AC current transformer, solid core, 800A primary, 5A secondary, 2.5in diameter sensing window, 1% accuracy, M4 x 0.7 threaded terminal stud with nut. | Stock | 60
CTF-7RL-1000 | AcuAMP AC current transformer, solid core, 1000A primary, 5A secondary, 2.5in diameter sensing window, 1% accuracy, (2) 24in 16AWG lead wires. | Stock | 60
CTF-7SFT-1000 | AcuAMP AC current transformer, solid core, 1000A primary, 5A secondary, 2.5in diameter sensing window, 1% accuracy, M4 x 0.7 threaded terminal stud with nut. | Stock | 66
19RL-102 | Sifam Tinsley AC current transformer, solid core, 1000A primary, 5A secondary, 4.25in diameter sensing window, +/- 1% accuracy, (2) 24in 16 AWG lead wires. | Stock | 63
19SHT-102 | Sifam Tinsley AC current transformer, solid core, 1000A primary, 5A secondary, 4.25in diameter sensing window, +/- 1% accuracy, 8-32 terminal stud with nut. | Stock | 63
19RL-162 | Sifam Tinsley AC current transformer, solid core, 1600A primary, 5A secondary, 4.25in diameter sensing window, +/- 1% accuracy, (2) 24in 16 AWG lead wires. | Stock | 63
19SHT-162 | Sifam Tinsley AC current transformer, solid core, 1600A primary, 5A secondary, 4.25in diameter sensing window, +/- 1% accuracy, 8-32 terminal stud with nut. | Stock | 63
19RL-202 | Sifam Tinsley AC current transformer, solid core, 2000A primary, 5A secondary, 4.25in diameter sensing window, +/- 1% accuracy, (2) 24in 16 AWG lead wires. | Stock | 63
19SHT-202 | Sifam Tinsley AC current transformer, solid core, 2000A primary, 5A secondary, 4.25in diameter sensing window, +/- 1% accuracy, 8-32 terminal stud with nut. | Stock | 63
19RL-252 | Sifam Tinsley AC current transformer, solid core, 2500A primary, 5A secondary, 4.25in diameter sensing window, +/- 1% accuracy, (2) 24in 16 AWG lead wires. | Stock | 63
19SHT-252 | Sifam Tinsley AC current transformer, solid core, 2500A primary, 5A secondary, 4.25in diameter sensing window, +/- 1% accuracy, 8-32 terminal stud with nut. | Stock | 63
Split Transformers Ac Current Power Products (electrical)
CTF-0150-5-SA | AcuAMP AC current transformer, split core, 150A primary, 5A secondary, 1.19 x 2.22in sensing window, 1.5% accuracy, screw terminal. | Stock | 94
CTF-0200-5-SA | AcuAMP AC current transformer, split core, 200A primary, 5A secondary, 1.19 x 2.22in sensing window, 1% accuracy, screw terminal. | Stock | 94
CTF-0400-5-SA | AcuAMP AC current transformer, split core, 400A primary, 5A secondary, 1.19 x 2.22in sensing window, 1% accuracy, screw terminal. | Stock | 133
CTF-0600-5-SA | AcuAMP AC current transformer, split core, 600A primary, 5A secondary, 1.19 x 2.22in sensing window, 1% accuracy, screw terminal. | Stock | 133
CTF-0800-5-SB | AcuAMP AC current transformer, split core, 800A primary, 5A secondary, 2.36 x 3.49in sensing window, 1% accuracy, screw terminal. | Stock | 179
CTF-1000-5-SB | AcuAMP AC current transformer, split core, 1000A primary, 5A secondary, 2.36 x 3.49in sensing window, 1% accuracy, screw terminal. | Stock | 179
Accessories for Current Transformers
SPAR-SA00-2337 | Sifam Tinsley mounting hardware, for use with 19SHT type Omega 30 series current transformers. Mounting bracket and bolts included. | Stock | 15.5
Molded Case Circuit Breakers
GCB100S-2FF15LL | Gladiator molded case circuit breaker, 100A frame, 15A, 600Y/480 VAC/250 VDC, 2-pole, characteristics, fixed thermal/fixed magnetic, 35kA @ 480 VAC interrupting rating, panel mount. Line and load lug terminals included. | Stock | 208
GCB100S-2FF20LL | Gladiator molded case circuit breaker, 100A frame, 20A, 600Y/480 VAC/250 VDC, 2-pole, characteristics, fixed thermal/fixed magnetic, 35kA @ 480 VAC interrupting rating, panel mount. Line and load lug terminals included. | Stock | 208
GCB100S-2FF25LL | Gladiator molded case circuit breaker, 100A frame, 25A, 600Y/480 VAC/250 VDC, 2-pole, characteristics, fixed thermal/fixed magnetic, 35kA @ 480 VAC interrupting rating, panel mount. Line and load lug terminals included. | Stock | 208
GCB100S-2FF30LL | Gladiator molded case circuit breaker, 100A frame, 30A, 600Y/480 VAC/250 VDC, 2-pole, characteristics, fixed thermal/fixed magnetic, 35kA @ 480 VAC interrupting rating, panel mount. Line and load lug terminals included. | Stock | 208
GCB100S-2FF40LL | Gladiator molded case circuit breaker, 100A frame, 40A, 600Y/480 VAC/250 VDC, 2-pole, characteristics, fixed thermal/fixed magnetic, 35kA @ 480 VAC interrupting rating, panel mount. Line and load lug terminals included. | Stock | 208
GCB100S-2FF50LL | Gladiator molded case circuit breaker, 100A frame, 50A, 600Y/480 VAC/250 VDC, 2-pole, characteristics, fixed thermal/fixed magnetic, 35kA @ 480 VAC interrupting rating, panel mount. Line and load lug terminals included. | Stock | 208
GCB100S-2FF60LL | Gladiator molded case circuit breaker, 100A frame, 60A, 600Y/480 VAC/250 VDC, 2-pole, characteristics, fixed thermal/fixed magnetic, 35kA @ 480 VAC interrupting rating, panel mount. Line and load lug terminals included. | Stock | 208
GCB100S-2FF70LL | Gladiator molded case circuit breaker, 100A frame, 70A, 600Y/480 VAC/250 VDC, 2-pole, characteristics, fixed thermal/fixed magnetic, 35kA @ 480 VAC interrupting rating, panel mount. Line and load lug terminals included. | Stock | 208
GCB100S-2FF80LL | Gladiator molded case circuit breaker, 100A frame, 80A, 600Y/480 VAC/250 VDC, 2-pole, characteristics, fixed thermal/fixed magnetic, 35kA @ 480 VAC interrupting rating, panel mount. Line and load lug terminals included. | Stock | 208
GCB100S-2FF90LL | Gladiator molded case circuit breaker, 100A frame, 90A, 600Y/480 VAC/250 VDC, 2-pole, characteristics, fixed thermal/fixed magnetic, 35kA @ 480 VAC interrupting rating, panel mount. Line and load lug terminals included. | Stock | 208
GCB100S-2FF100LL | Gladiator molded case circuit breaker, 100A frame, 100A, 600Y/480 VAC/250 VDC, 2-pole, characteristics, fixed thermal/fixed magnetic, 35kA @ 480 VAC interrupting rating, panel mount. Line and load lug terminals included. | Stock | 208
GCB100S-3FF15LL | Gladiator molded case circuit breaker, 100A frame, 15A, 600Y/480 VAC/500 VDC, 3-pole, characteristics, fixed thermal/fixed magnetic, 35kA @ 480 VAC interrupting rating, panel mount. Line and load lug terminals included. | Stock | 248
GCB100S-3FF20LL | Gladiator molded case circuit breaker, 100A frame, 20A, 600Y/480 VAC/500 VDC, 3-pole, characteristics, fixed thermal/fixed magnetic, 35kA @ 480 VAC interrupting rating, panel mount. Line and load lug terminals included. | Stock | 248
GCB100S-3FF25LL | Gladiator molded case circuit breaker, 100A frame, 25A, 600Y/480 VAC/500 VDC, 3-pole, characteristics, fixed thermal/fixed magnetic, 35kA @ 480 VAC interrupting rating, panel mount. Line and load lug terminals included. | Stock | 248
GCB100S-3FF30LL | Gladiator molded case circuit breaker, 100A frame, 30A, 600Y/480 VAC/500 VDC, 3-pole, characteristics, fixed thermal/fixed magnetic, 35kA @ 480 VAC interrupting rating, panel mount. Line and load lug terminals included. | Stock | 248
GCB100S-3FF40LL | Gladiator molded case circuit breaker, 100A frame, 40A, 600Y/480 VAC/500 VDC, 3-pole, characteristics, fixed thermal/fixed magnetic, 35kA @ 480 VAC interrupting rating, panel mount. Line and load lug terminals included. | Stock | 248
GCB100S-3FF50LL | Gladiator molded case circuit breaker, 100A frame, 50A, 600Y/480 VAC/500 VDC, 3-pole, characteristics, fixed thermal/fixed magnetic, 35kA @ 480 VAC interrupting rating, panel mount. Line and load lug terminals included. | Stock | 248
GCB100S-3FF60LL | Gladiator molded case circuit breaker, 100A frame, 60A, 600Y/480 VAC/500 VDC, 3-pole, characteristics, fixed thermal/fixed magnetic, 35kA @ 480 VAC interrupting rating, panel mount. Line and load lug terminals included. | Stock | 248
GCB100S-3FF70LL | Gladiator molded case circuit breaker, 100A frame, 70A, 600Y/480 VAC/500 VDC, 3-pole, characteristics, fixed thermal/fixed magnetic, 35kA @ 480 VAC interrupting rating, panel mount. Line and load lug terminals included. | Stock | 248
GCB100S-3FF80LL | Gladiator molded case circuit breaker, 100A frame, 80A, 600Y/480 VAC/500 VDC, 3-pole, characteristics, fixed thermal/fixed magnetic, 35kA @ 480 VAC interrupting rating, panel mount. Line and load lug terminals included. | Stock | 248
GCB100S-3FF90LL | Gladiator molded case circuit breaker, 100A frame, 90A, 600Y/480 VAC/500 VDC, 3-pole, characteristics, fixed thermal/fixed magnetic, 35kA @ 480 VAC interrupting rating, panel mount. Line and load lug terminals included. | Stock | 248
GCB100S-3FF100LL | Gladiator molded case circuit breaker, 100A frame, 100A, 600Y/480 VAC/500 VDC, 3-pole, characteristics, fixed thermal/fixed magnetic, 35kA @ 480 VAC interrupting rating, panel mount. Line and load lug terminals included. | Stock | 248
GCB150S-3FF125LL | Gladiator molded case circuit breaker, 150A frame, 125A, 600 VAC/VDC, 3-pole, characteristics, fixed thermal/fixed magnetic, 35kA @ 480 VAC interrupting rating, panel mount. Line and load lug terminals included. | Stock | 354
GCB150S-3FF150LL | Gladiator molded case circuit breaker, 150A frame, 150A, 600 VAC/VDC, 3-pole, characteristics, fixed thermal/fixed magnetic, 35kA @ 480 VAC interrupting rating, panel mount. Line and load lug terminals included. | Stock | 354
GCB150H-3FF125LL | Gladiator molded case circuit breaker, 150A frame, 125A, 600 VAC/VDC, 3-pole, characteristics, fixed thermal/fixed magnetic, 65kA @ 480 VAC interrupting rating, panel mount. Line and load lug terminals included. | Stock | 392
GCB150H-3FF150LL | Gladiator molded case circuit breaker, 150A frame, 150A, 600 VAC/VDC, 3-pole, characteristics, fixed thermal/fixed magnetic, 65kA @ 480 VAC interrupting rating, panel mount. Line and load lug terminals included. | Stock | 392
GCB250S-3FF175LL | Gladiator molded case circuit breaker, 250A frame, 175A, 600 VAC/VDC, 3-pole, characteristics, fixed thermal/fixed magnetic, 35kA @ 480 VAC interrupting rating, panel mount. Line and load lug terminals included. | Stock | 474
GCB250S-3FF200LL | Gladiator molded case circuit breaker, 250A frame, 200A, 600 VAC/VDC, 3-pole, characteristics, fixed thermal/fixed magnetic, 35kA @ 480 VAC interrupting rating, panel mount. Line and load lug terminals included. | Stock | 474
GCB250S-3FF225LL | Gladiator molded case circuit breaker, 250A frame, 225A, 600 VAC/VDC, 3-pole, characteristics, fixed thermal/fixed magnetic, 35kA @ 480 VAC interrupting rating, panel mount. Line and load lug terminals included. | Stock | 474
GCB250S-3FF250LL | Gladiator molded case circuit breaker, 250A frame, 250A, 600 VAC/VDC, 3-pole, characteristics, fixed thermal/fixed magnetic, 35kA @ 480 VAC interrupting rating, panel mount. Line and load lug terminals included. | Stock | 474
GCB250H-3FF175LL | Gladiator molded case circuit breaker, 250A frame, 175A, 600 VAC/VDC, 3-pole, characteristics, fixed thermal/fixed magnetic, 65kA @ 480 VAC interrupting rating, panel mount. Line and load lug terminals included. | Stock | 534
GCB250H-3FF200LL | Gladiator molded case circuit breaker, 250A frame, 200A, 600 VAC/VDC, 3-pole, characteristics, fixed thermal/fixed magnetic, 65kA @ 480 VAC interrupting rating, panel mount. Line and load lug terminals included. | Stock | 534
GCB250H-3FF225LL | Gladiator molded case circuit breaker, 250A frame, 225A, 600 VAC/VDC, 3-pole, characteristics, fixed thermal/fixed magnetic, 65kA @ 480 VAC interrupting rating, panel mount. Line and load lug terminals included. | Stock | 534
GCB250H-3FF250LL | Gladiator molded case circuit breaker, 250A frame, 250A, 600 VAC/VDC, 3-pole, characteristics, fixed thermal/fixed magnetic, 65kA @ 480 VAC interrupting rating, panel mount. Line and load lug terminals included. | Stock | 378
GCB250S-3AA200LL | Gladiator molded case circuit breaker, 250A frame, 200A, 600 VAC/VDC, 3-pole, characteristics, adjustable thermal/adjustable magnetic, 35kA @ 480 VAC interrupting rating, panel mount. Line and load lug terminals included. | Stock | 568
GCB250S-3AA250LL | Gladiator molded case circuit breaker, 250A frame, 250A, 600 VAC/VDC, 3-pole, characteristics, adjustable thermal/adjustable magnetic, 35kA @ 480 VAC interrupting rating, panel mount. Line and load lug terminals included. | Stock | 568
GCB400S-3FF300LL | Gladiator molded case circuit breaker, 400A frame, 300A, 600 VAC/VDC, 3-pole, characteristics, fixed thermal/fixed magnetic, 35kA @ 480 VAC interrupting rating, panel mount. Line and load lug terminals and terminal covers included. | Stock | 917
GCB400S-3FF350LL | Gladiator molded case circuit breaker, 400A frame, 350A, 600 VAC/VDC, 3-pole, characteristics, fixed thermal/fixed magnetic, 35kA @ 480 VAC interrupting rating, panel mount. Line and load lug terminals and terminal covers included. | Stock | 917
GCB400S-3FF400LL | Gladiator molded case circuit breaker, 400A frame, 400A, 600 VAC/VDC, 3-pole, characteristics, fixed thermal/fixed magnetic, 35kA @ 480 VAC interrupting rating, panel mount. Line and load lug terminals and terminal covers included. | Stock | 917
GCB400H-3FF300LL | Gladiator molded case circuit breaker, 400A frame, 300A, 600 VAC/VDC, 3-pole, characteristics, fixed thermal/fixed magnetic, 65kA @ 480 VAC interrupting rating, panel mount. Line and load lug terminals and terminal covers included. | Stock | 1028
GCB400H-3FF350LL | Gladiator molded case circuit breaker, 400A frame, 350A, 600 VAC/VDC, 3-pole, characteristics, fixed thermal/fixed magnetic, 65kA @ 480 VAC interrupting rating, panel mount. Line and load lug terminals and terminal covers included. | Stock | 1028
GCB400H-3FF400LL | Gladiator molded case circuit breaker, 400A frame, 400A, 600 VAC/VDC, 3-pole, characteristics, fixed thermal/fixed magnetic, 65kA @ 480 VAC interrupting rating, panel mount. Line and load lug terminals and terminal covers included. | Stock | 1028
GCB400H-3AA300LL | Gladiator molded case circuit breaker, 400A frame, 300A, 600 VAC/VDC, 3-pole, characteristics, adjustable thermal/adjustable magnetic, 65kA @ 480 VAC interrupting rating, panel mount. Line and load lug terminals and terminal covers included. | Stock | 1306
GCB400H-3AA400LL | Gladiator molded case circuit breaker, 400A frame, 400A, 600 VAC/VDC, 3-pole, characteristics, adjustable thermal/adjustable magnetic, 65kA @ 480 VAC interrupting rating, panel mount. Line and load lug terminals and terminal covers included. | Stock | 1306
GCB600S-3FF500LL | Gladiator molded case circuit breaker, 600A frame, 500A, 600 VAC/VDC, 3-pole, characteristics, fixed thermal/fixed magnetic, 35kA @ 480 VAC interrupting rating, panel mount. Line and load lug terminals and terminal covers included. | Stock | 1520
GCB600S-3FF600LL | Gladiator molded case circuit breaker, 600A frame, 600A, 600 VAC/VDC, 3-pole, characteristics, fixed thermal/fixed magnetic, 35kA @ 480 VAC interrupting rating, panel mount. Line and load lug terminals and terminal covers included. | Stock | 1520
GCB600H-3FF500LL | Gladiator molded case circuit breaker, 600A frame, 500A, 600 VAC/VDC, 3-pole, characteristics, fixed thermal/fixed magnetic, 65kA @ 480 VAC interrupting rating, panel mount. Line and load lug terminals and terminal covers included. | Stock | 1775
GCB600H-3FF600LL | Gladiator molded case circuit breaker, 600A frame, 600A, 600 VAC/VDC, 3-pole, characteristics, fixed thermal/fixed magnetic, 65kA @ 480 VAC interrupting rating, panel mount. Line and load lug terminals and terminal covers included. | Stock | 1775
GCB600H-3AA500LL | Gladiator molded case circuit breaker, 600A frame, 500A, 600 VAC/VDC, 3-pole, characteristics, adjustable thermal/adjustable magnetic, 65kA @ 480 VAC interrupting rating, panel mount. Line and load lug terminals and terminal covers included. | Stock | 2454
GCB600H-3AA600LL | Gladiator molded case circuit breaker, 600A frame, 600A, 600 VAC/VDC, 3-pole, characteristics, adjustable thermal/adjustable magnetic, 65kA @ 480 VAC interrupting rating, panel mount. Line and load lug terminals and terminal covers included. | Stock | 2454
GCB800S-3ES800LL | Gladiator molded case circuit breaker, 800A frame, 800A, 600 VAC, 3-pole, characteristics, adjustable electronic, 35kA @ 480 VAC interrupting rating, panel mount. Line and load lug terminals and terminal covers included. | Stock | 2069
GCB800H-3ES800LL | Gladiator molded case circuit breaker, 800A frame, 800A, 600 VAC, 3-pole, characteristics, adjustable electronic, 65kA @ 480 VAC interrupting rating, panel mount. Line and load lug terminals and terminal covers included. | Stock | 2482
GCB1200S-3ES1200LL | Gladiator molded case circuit breaker, 1200A frame, 1200A, 600 VAC, 3-pole, characteristics, adjustable electronic, 35kA @ 480 VAC interrupting rating, panel mount. Line and load lug terminals and terminal covers included. | Stock | 3073
GCB1200H-3ES1200LL | Gladiator molded case circuit breaker, 1200A frame, 1200A, 600 VAC, 3-pole, characteristics, adjustable electronic, 65kA @ 480 VAC interrupting rating, panel mount. Line and load lug terminals and terminal covers included. | Stock | 3685
BW125JAGU-3P015SB | Fuji Electric molded case circuit breaker, 125A frame, 15A, 600 VAC/250 VDC, 3-pole, characteristics, thermal magnetic, 30kA @ 480 VAC interrupting rating, panel mount. Line and load lug terminals and terminal covers included. | Stock | 314
BW125JAGU-3P020SB | Fuji Electric molded case circuit breaker, 125A frame, 20A, 600 VAC/250 VDC, 3-pole, characteristics, thermal magnetic, 30kA @ 480 VAC interrupting rating, panel mount. Line and load lug terminals and terminal covers included. | Stock | 314
BW125JAGU-3P030SB | Fuji Electric molded case circuit breaker, 125A frame, 30A, 600 VAC/250 VDC, 3-pole, characteristics, thermal magnetic, 30kA @ 480 VAC interrupting rating, panel mount. Line and load lug terminals and terminal covers included. | Stock | 314
BW125JAGU-3P040SB | Fuji Electric molded case circuit breaker, 125A frame, 40A, 600 VAC/250 VDC, 3-pole, characteristics, thermal magnetic, 30kA @ 480 VAC interrupting rating, panel mount. Line and load lug terminals and terminal covers included. | Stock | 314
BW125JAGU-3P050SB | Fuji Electric molded case circuit breaker, 125A frame, 50A, 600 VAC/250 VDC, 3-pole, characteristics, thermal magnetic, 30kA @ 480 VAC interrupting rating, panel mount. Line and load lug terminals and terminal covers included. | Stock | 314
BW125JAGU-3P060SB | Fuji Electric molded case circuit breaker, 125A frame, 60A, 600 VAC/250 VDC, 3-pole, characteristics, thermal magnetic, 30kA @ 480 VAC interrupting rating, panel mount. Line and load lug terminals and terminal covers included. | Stock | 314
BW125JAGU-3P070SB | Fuji Electric molded case circuit breaker, 125A frame, 70A, 600 VAC/250 VDC, 3-pole, characteristics, thermal magnetic, 30kA @ 480 VAC interrupting rating, panel mount. Line and load lug terminals and terminal covers included. | Stock | 314
BW125JAGU-3P075SB | Fuji Electric molded case circuit breaker, 125A frame, 75A, 600 VAC/250 VDC, 3-pole, characteristics, thermal magnetic, 30kA @ 480 VAC interrupting rating, panel mount. Line and load lug terminals and terminal covers included. | Stock | 314
BW125JAGU-3P080SB | Fuji Electric molded case circuit breaker, 125A frame, 80A, 600 VAC/250 VDC, 3-pole, characteristics, thermal magnetic, 30kA @ 480 VAC interrupting rating, panel mount. Line and load lug terminals and terminal covers included. | Stock | 314
BW125JAGU-3P090SB | Fuji Electric molded case circuit breaker, 125A frame, 90A, 600 VAC/250 VDC, 3-pole, characteristics, thermal magnetic, 30kA @ 480 VAC interrupting rating, panel mount. Line and load lug terminals and terminal covers included. | Stock | 314
BW125JAGU-3P100SB | Fuji Electric molded case circuit breaker, 125A frame, 100A, 600 VAC/250 VDC, 3-pole, characteristics, thermal magnetic, 30kA @ 480 VAC interrupting rating, panel mount. Line and load lug terminals and terminal covers included. | Stock | 314
BW125JAGU-3P125SB | Fuji Electric molded case circuit breaker, 125A frame, 125A, 600 VAC/250 VDC, 3-pole, characteristics, thermal magnetic, 30kA @ 480 VAC interrupting rating, panel mount. Line and load lug terminals and terminal covers included. | Stock | 314
BW250JAGU-3P125SB | Fuji Electric molded case circuit breaker, 250A frame, 125A, 600 VAC/250 VDC, 3-pole, characteristics, thermal magnetic, 30kA @ 480 VAC interrupting rating, panel mount. Line and load lug terminals and terminal covers included. | Stock | 704
BW250JAGU-3P150SB | Fuji Electric molded case circuit breaker, 250A frame, 150A, 600 VAC/250 VDC, 3-pole, characteristics, thermal magnetic, 30kA @ 480 VAC interrupting rating, panel mount. Line and load lug terminals and terminal covers included. | Stock | 704
BW250JAGU-3P160SB | Fuji Electric molded case circuit breaker, 250A frame, 160A, 600 VAC/250 VDC, 3-pole, characteristics, thermal magnetic, 30kA @ 480 VAC interrupting rating, panel mount. Line and load lug terminals and terminal covers included. | Stock | 704
BW250JAGU-3P175SB | Fuji Electric molded case circuit breaker, 250A frame, 175A, 600 VAC/250 VDC, 3-pole, characteristics, thermal magnetic, 30kA @ 480 VAC interrupting rating, panel mount. Line and load lug terminals and terminal covers included. | Stock | 704
BW250JAGU-3P200SB | Fuji Electric molded case circuit breaker, 250A frame, 200A, 600 VAC/250 VDC, 3-pole, characteristics, thermal magnetic, 30kA @ 480 VAC interrupting rating, panel mount. Line and load lug terminals and terminal covers included. | Stock | 704
BW250JAGU-3P225SB | Fuji Electric molded case circuit breaker, 250A frame, 225A, 600 VAC/250 VDC, 3-pole, characteristics, thermal magnetic, 30kA @ 480 VAC interrupting rating, panel mount. Line and load lug terminals and terminal covers included. | Stock | 704
BW250JAGU-3P250SB | Fuji Electric molded case circuit breaker, 250A frame, 250A, 600 VAC/250 VDC, 3-pole, characteristics, thermal magnetic, 30kA @ 480 VAC interrupting rating, panel mount. Line and load lug terminals and terminal covers included. | Stock | 704
BW400SAGU-3P250SB | Fuji Electric molded case circuit breaker, 400A frame, 250A, 480 VAC/250 VDC, 3-pole, characteristics, thermal magnetic, 35kA @ 480 VAC interrupting rating, panel mount. Line and load lug terminals included. | Stock | 1292
BW400SAGU-3P300SB | Fuji Electric molded case circuit breaker, 400A frame, 300A, 480 VAC/250 VDC, 3-pole, characteristics, thermal magnetic, 35kA @ 480 VAC interrupting rating, panel mount. Line and load lug terminals included. | Stock | 1292
BW400SAGU-3P350SB | Fuji Electric molded case circuit breaker, 400A frame, 350A, 480 VAC/250 VDC, 3-pole, characteristics, thermal magnetic, 35kA @ 480 VAC interrupting rating, panel mount. Line and load lug terminals included. | Stock | 1296
BW400SAGU-3P400SB | Fuji Electric molded case circuit breaker, 400A frame, 400A, 480 VAC/250 VDC, 3-pole, characteristics, thermal magnetic, 35kA @ 480 VAC interrupting rating, panel mount. Line and load lug terminals included. | Stock | 1292
BW630RAGU-3P500SB | Fuji Electric molded case circuit breaker, 630A frame, 500A, 480 VAC/250 VDC, 3-pole, characteristics, thermal magnetic, 50kA @ 480 VAC interrupting rating, panel mount. Line and load lug terminals included. | Stock | 1950
BW630RAGU-3P600SB | Fuji Electric molded case circuit breaker, 630A frame, 600A, 480 VAC/250 VDC, 3-pole, characteristics, thermal magnetic, 50kA @ 480 VAC interrupting rating, panel mount. Line and load lug terminals included. | Stock | 1950
BW800RAGU-3P700SB | Fuji Electric molded case circuit breaker, 800A frame, 700A, 480 VAC/250 VDC, 3-pole, characteristics, thermal magnetic, 50kA @ 480 VAC interrupting rating, panel mount. Line and load lug terminals included. | Stock | 2682
BW800RAGU-3P800SB | Fuji Electric molded case circuit breaker, 800A frame, 800A, 480 VAC/250 VDC, 3-pole, characteristics, thermal magnetic, 50kA @ 480 VAC interrupting rating, panel mount. Line and load lug terminals included. | Stock | 2682
G3P-015 | AutomationDirect (Eaton) molded case circuit breaker, 100A frame, 15A, 480 VAC/250 VDC, 3-pole, characteristics, thermal magnetic, 22kA @ 480 VAC interrupting rating, panel mount. Line and load lug terminals included. | Stock | 458
G3P-020 | AutomationDirect (Eaton) molded case circuit breaker, 100A frame, 20A, 480 VAC/250 VDC, 3-pole, characteristics, thermal magnetic, 22kA @ 480 VAC interrupting rating, panel mount. Line and load lug terminals included. | Stock | 458
G3P-025 | AutomationDirect (Eaton) molded case circuit breaker, 100A frame, 25A, 480 VAC/250 VDC, 3-pole, characteristics, thermal magnetic, 22kA @ 480 VAC interrupting rating, panel mount. Line and load lug terminals included. | Stock | 458
G3P-030 | AutomationDirect (Eaton) molded case circuit breaker, 100A frame, 30A, 480 VAC/250 VDC, 3-pole, characteristics, thermal magnetic, 22kA @ 480 VAC interrupting rating, panel mount. Line and load lug terminals included. | Stock | 458
G3P-040 | AutomationDirect (Eaton) molded case circuit breaker, 100A frame, 40A, 480 VAC/250 VDC, 3-pole, characteristics, thermal magnetic, 22kA @ 480 VAC interrupting rating, panel mount. Line and load lug terminals included. | Stock | 458
G3P-050 | AutomationDirect (Eaton) molded case circuit breaker, 100A frame, 50A, 480 VAC/250 VDC, 3-pole, characteristics, thermal magnetic, 22kA @ 480 VAC interrupting rating, panel mount. Line and load lug terminals included. | Stock | 458
G3P-060 | AutomationDirect (Eaton) molded case circuit breaker, 100A frame, 60A, 480 VAC/250 VDC, 3-pole, characteristics, thermal magnetic, 22kA @ 480 VAC interrupting rating, panel mount. Line and load lug terminals included. | Stock | 458
G3P-070 | AutomationDirect (Eaton) molded case circuit breaker, 100A frame, 70A, 480 VAC/250 VDC, 3-pole, characteristics, thermal magnetic, 22kA @ 480 VAC interrupting rating, panel mount. Line and load lug terminals included. | Stock | 458
G3P-080 | AutomationDirect (Eaton) molded case circuit breaker, 100A frame, 80A, 480 VAC/250 VDC, 3-pole, characteristics, thermal magnetic, 22kA @ 480 VAC interrupting rating, panel mount. Line and load lug terminals included. | Stock | 458
G3P-090 | AutomationDirect (Eaton) molded case circuit breaker, 100A frame, 90A, 480 VAC/250 VDC, 3-pole, characteristics, thermal magnetic, 22kA @ 480 VAC interrupting rating, panel mount. Line and load lug terminals included. | Stock | 458
G3P-100 | AutomationDirect (Eaton) molded case circuit breaker, 100A frame, 100A, 480 VAC/250 VDC, 3-pole, characteristics, thermal magnetic, 22kA @ 480 VAC interrupting rating, panel mount. Line and load lug terminals included. | Stock | 458
G3P-015-AUX | AutomationDirect (Eaton) molded case circuit breaker, 100A frame, 15A, 480 VAC/250 VDC, 3-pole, characteristics, thermal magnetic, 22kA @ 480 VAC interrupting rating, panel mount. Line and load lug terminals and factory installed auxiliary contact included. | Stock | 544
G3P-020-AUX | AutomationDirect (Eaton) molded case circuit breaker, 100A frame, 20A, 480 VAC/250 VDC, 3-pole, characteristics, thermal magnetic, 22kA @ 480 VAC interrupting rating, panel mount. Line and load lug terminals and factory installed auxiliary contact included. | Stock | 544
G3P-030-AUX | AutomationDirect (Eaton) molded case circuit breaker, 100A frame, 30A, 480 VAC/250 VDC, 3-pole, characteristics, thermal magnetic, 22kA @ 480 VAC interrupting rating, panel mount. Line and load lug terminals and factory installed auxiliary contact included. | Stock | 544
G3P-060-AUX | AutomationDirect (Eaton) molded case circuit breaker, 100A frame, 60A, 480 VAC/250 VDC, 3-pole, characteristics, thermal magnetic, 22kA @ 480 VAC interrupting rating, panel mount. Line and load lug terminals and factory installed auxiliary contact included. | Stock | 544
G3P-100-AUX | AutomationDirect (Eaton) molded case circuit breaker, 100A frame, 100A, 480 VAC/250 VDC, 3-pole, characteristics, thermal magnetic, 22kA @ 480 VAC interrupting rating, panel mount. Line and load lug terminals and factory installed auxiliary contact included. | Stock | 544
G3P-030-STAC | AutomationDirect (Eaton) molded case circuit breaker, 100A frame, 30A, 480 VAC/250 VDC, 3-pole, characteristics, thermal magnetic, 22kA @ 480 VAC interrupting rating, panel mount. Line and load lug terminals and factory installed 120 VAC shunt trip included. | Stock | 544
G3P-060-STAC | AutomationDirect (Eaton) molded case circuit breaker, 100A frame, 60A, 480 VAC/250 VDC, 3-pole, characteristics, thermal magnetic, 22kA @ 480 VAC interrupting rating, panel mount. Line and load lug terminals and factory installed 120 VAC shunt trip included. | Stock | 544
G3P-100-STAC | AutomationDirect (Eaton) molded case circuit breaker, 100A frame, 100A, 480 VAC/250 VDC, 3-pole, characteristics, thermal magnetic, 22kA @ 480 VAC interrupting rating, panel mount. Line and load lug terminals and factory installed 120 VAC shunt trip included. | Stock | 544
G3P-030-STDC | AutomationDirect (Eaton) molded case circuit breaker, 100A frame, 30A, 480 VAC/250 VDC, 3-pole, characteristics, thermal magnetic, 22kA @ 480 VAC interrupting rating, panel mount. Line and load lug terminals and factory installed 24 VDC shunt trip included. | Stock | 544
G3P-060-STDC | AutomationDirect (Eaton) molded case circuit breaker, 100A frame, 60A, 480 VAC/250 VDC, 3-pole, characteristics, thermal magnetic, 22kA @ 480 VAC interrupting rating, panel mount. Line and load lug terminals and factory installed 24 VDC shunt trip included. | Stock | 544
G3P-100-STDC | AutomationDirect (Eaton) molded case circuit breaker, 100A frame, 100A, 480 VAC/250 VDC, 3-pole, characteristics, thermal magnetic, 22kA @ 480 VAC interrupting rating, panel mount. Line and load lug terminals and factory installed 24 VDC shunt trip included. | Stock | 544
G3P-030-UVAC | AutomationDirect (Eaton) molded case circuit breaker, 100A frame, 30A, 480 VAC/250 VDC, 3-pole, characteristics, thermal magnetic, 22kA @ 480 VAC interrupting rating, panel mount. Line and load lug terminals and factory installed 120 VAC undervoltage release included. | Stock | 544
G3P-060-UVAC | AutomationDirect (Eaton) molded case circuit breaker, 100A frame, 60A, 480 VAC/250 VDC, 3-pole, characteristics, thermal magnetic, 22kA @ 480 VAC interrupting rating, panel mount. Line and load lug terminals and factory installed 120 VAC undervoltage release included. | Stock | 544
G3P-100-UVAC | AutomationDirect (Eaton) molded case circuit breaker, 100A frame, 100A, 480 VAC/250 VDC, 3-pole, characteristics, thermal magnetic, 22kA @ 480 VAC interrupting rating, panel mount. Line and load lug terminals and factory installed 120 VAC undervoltage release included. | Stock | 544
F3P-060 | AutomationDirect (Eaton) molded case circuit breaker, 225A frame, 60A, 600 VAC/250 VDC, 3-pole, characteristics, thermal magnetic, 35kA @ 480 VAC interrupting rating, panel mount. Line and load lug terminals included. | Stock | 1008
F3P-070 | AutomationDirect (Eaton) molded case circuit breaker, 225A frame, 70A, 600 VAC/250 VDC, 3-pole, characteristics, thermal magnetic, 35kA @ 480 VAC interrupting rating, panel mount. Line and load lug terminals included. | Stock | 1081
F3P-080 | AutomationDirect (Eaton) molded case circuit breaker, 225A frame, 80A, 600 VAC/250 VDC, 3-pole, characteristics, thermal magnetic, 35kA @ 480 VAC interrupting rating, panel mount. Line and load lug terminals included. | Stock | 1081
F3P-090 | AutomationDirect (Eaton) molded case circuit breaker, 225A frame, 90A, 600 VAC/250 VDC, 3-pole, characteristics, thermal magnetic, 35kA @ 480 VAC interrupting rating, panel mount. Line and load lug terminals included. | Stock | 1018
F3P-100 | AutomationDirect (Eaton) molded case circuit breaker, 225A frame, 100A, 600 VAC/250 VDC, 3-pole, characteristics, thermal magnetic, 35kA @ 480 VAC interrupting rating, panel mount. Line and load lug terminals included. | Stock | 1081
F3P-125 | AutomationDirect (Eaton) molded case circuit breaker, 225A frame, 125A, 600 VAC/250 VDC, 3-pole, characteristics, thermal magnetic, 35kA @ 480 VAC interrupting rating, panel mount. Line and load lug terminals included. | Stock | 1081
F3P-150 | AutomationDirect (Eaton) molded case circuit breaker, 225A frame, 150A, 600 VAC/250 VDC, 3-pole, characteristics, thermal magnetic, 35kA @ 480 VAC interrupting rating, panel mount. Line and load lug terminals included. | Stock | 1081
F3P-175 | AutomationDirect (Eaton) molded case circuit breaker, 225A frame, 175A, 600 VAC/250 VDC, 3-pole, characteristics, thermal magnetic, 35kA @ 480 VAC interrupting rating, panel mount. Line and load lug terminals included. | Stock | 1081
F3P-200 | AutomationDirect (Eaton) molded case circuit breaker, 225A frame, 200A, 600 VAC/250 VDC, 3-pole, characteristics, thermal magnetic, 35kA @ 480 VAC interrupting rating, panel mount. Line and load lug terminals included. | Stock | 1081
F3P-225 | AutomationDirect (Eaton) molded case circuit breaker, 225A frame, 225A, 600 VAC/250 VDC, 3-pole, characteristics, thermal magnetic, 35kA @ 480 VAC interrupting rating, panel mount. Line and load lug terminals and terminal covers included. | Stock | 1081
F3P-150-AUX | AutomationDirect (Eaton) molded case circuit breaker, 225A frame, 150A, 600 VAC/250 VDC, 3-pole, characteristics, thermal magnetic, 35kA @ 480 VAC interrupting rating, panel mount. Line and load lug terminals and factory installed auxiliary contact included. | Stock | 1186
F3P-200-AUX | AutomationDirect (Eaton) molded case circuit breaker, 225A frame, 200A, 600 VAC/250 VDC, 3-pole, characteristics, thermal magnetic, 35kA @ 480 VAC interrupting rating, panel mount. Line and load lug terminals and factory installed auxiliary contact included. | Stock | 1186
F3P-150-STAC | AutomationDirect (Eaton) molded case circuit breaker, 225A frame, 150A, 600 VAC/250 VDC, 3-pole, characteristics, thermal magnetic, 35kA @ 480 VAC interrupting rating, panel mount. Line and load lug terminals and factory installed 120 VAC shunt trip included. | Stock | 1187
F3P-200-STAC | AutomationDirect (Eaton) molded case circuit breaker, 225A frame, 200A, 600 VAC/250 VDC, 3-pole, characteristics, thermal magnetic, 35kA @ 480 VAC interrupting rating, panel mount. Line and load lug terminals and factory installed 120 VAC shunt trip included. | Stock | 1187
F3P-150-STDC | AutomationDirect (Eaton) molded case circuit breaker, 225A frame, 150A, 600 VAC/250 VDC, 3-pole, characteristics, thermal magnetic, 35kA @ 480 VAC interrupting rating, panel mount. Line and load lug terminals and factory installed 24 VDC shunt trip included. | Stock | 1187
F3P-200-STDC | AutomationDirect (Eaton) molded case circuit breaker, 225A frame, 200A, 600 VAC/250 VDC, 3-pole, characteristics, thermal magnetic, 35kA @ 480 VAC interrupting rating, panel mount. Line and load lug terminals and factory installed 24 VDC shunt trip included. | Stock | 1187
F3P-150-UVAC | AutomationDirect (Eaton) molded case circuit breaker, 225A frame, 150A, 600 VAC/250 VDC, 3-pole, characteristics, thermal magnetic, 35kA @ 480 VAC interrupting rating, panel mount. Line and load lug terminals and factory installed 120 VAC undervoltage release included. | Stock | 1187
F3P-200-UVAC | AutomationDirect (Eaton) molded case circuit breaker, 225A frame, 200A, 600 VAC/250 VDC, 3-pole, characteristics, thermal magnetic, 35kA @ 480 VAC interrupting rating, panel mount. Line and load lug terminals and factory installed 120 VAC undervoltage release included. | Stock | 1187
K3P-250 | AutomationDirect (Eaton) molded case circuit breaker, 400A frame, 250A, 600 VAC/250 VDC, 3-pole, characteristics, thermal magnetic, 35kA @ 480 VAC interrupting rating, panel mount. Line and load lug terminals included. | Stock | 1865
K3P-300 | AutomationDirect (Eaton) molded case circuit breaker, 400A frame, 300A, 600 VAC/250 VDC, 3-pole, characteristics, thermal magnetic, 35kA @ 480 VAC interrupting rating, panel mount. Line and load lug terminals included. | Stock | 1865
K3P-350 | AutomationDirect (Eaton) molded case circuit breaker, 400A frame, 350A, 600 VAC/250 VDC, 3-pole, characteristics, thermal magnetic, 35kA @ 480 VAC interrupting rating, panel mount. Line and load lug terminals included. | Stock | 1865
K3P-400 | AutomationDirect (Eaton) molded case circuit breaker, 400A frame, 400A, 600 VAC/250 VDC, 3-pole, characteristics, thermal magnetic, 35kA @ 480 VAC interrupting rating, panel mount. Line and load lug terminals included. | Stock | 1865
K3P-250-AUX | AutomationDirect (Eaton) molded case circuit breaker, 400A frame, 250A, 600 VAC/250 VDC, 3-pole, characteristics, thermal magnetic, 35kA @ 480 VAC interrupting rating, panel mount. Line and load lug terminals and factory installed auxiliary contact included. | Stock | 2110
K3P-300-AUX | AutomationDirect (Eaton) molded case circuit breaker, 400A frame, 300A, 600 VAC/250 VDC, 3-pole, characteristics, thermal magnetic, 35kA @ 480 VAC interrupting rating, panel mount. Line and load lug terminals and factory installed auxiliary contact included. | Stock | 2110
K3P-350-AUX | AutomationDirect (Eaton) molded case circuit breaker, 400A frame, 350A, 600 VAC/250 VDC, 3-pole, characteristics, thermal magnetic, 35kA @ 480 VAC interrupting rating, panel mount. Line and load lug terminals and factory installed auxiliary contact included. | Stock | 2110
K3P-400-AUX | AutomationDirect (Eaton) molded case circuit breaker, 400A frame, 400A, 600 VAC/250 VDC, 3-pole, characteristics, thermal magnetic, 35kA @ 480 VAC interrupting rating, panel mount. Line and load lug terminals and factory installed auxiliary contact included. | Stock | 2110
K3P-250-STAC | AutomationDirect (Eaton) molded case circuit breaker, 400A frame, 250A, 600 VAC/250 VDC, 3-pole, characteristics, thermal magnetic, 35kA @ 480 VAC interrupting rating, panel mount. Line and load lug terminals and factory installed 120 VAC shunt trip included. | Stock | 2068
K3P-300-STAC | AutomationDirect (Eaton) molded case circuit breaker, 400A frame, 300A, 600 VAC/250 VDC, 3-pole, characteristics, thermal magnetic, 35kA @ 480 VAC interrupting rating, panel mount. Line and load lug terminals and factory installed 120 VAC shunt trip included. | Stock | 2068
K3P-350-STAC | AutomationDirect (Eaton) molded case circuit breaker, 400A frame, 350A, 600 VAC/250 VDC, 3-pole, characteristics, thermal magnetic, 35kA @ 480 VAC interrupting rating, panel mount. Line and load lug terminals and factory installed 120 VAC shunt trip included. | Stock | 2068
K3P-400-STAC | AutomationDirect (Eaton) molded case circuit breaker, 400A frame, 400A, 600 VAC/250 VDC, 3-pole, characteristics, thermal magnetic, 35kA @ 480 VAC interrupting rating, panel mount. Line and load lug terminals and factory installed 120 VAC shunt trip included. | Stock | 2068
K3P-250-STDC | AutomationDirect (Eaton) molded case circuit breaker, 400A frame, 250A, 600 VAC/250 VDC, 3-pole, characteristics, thermal magnetic, 35kA @ 480 VAC interrupting rating, panel mount. Line and load lug terminals and factory installed 24 VDC shunt trip included. | Stock | 2068
K3P-300-STDC | AutomationDirect (Eaton) molded case circuit breaker, 400A frame, 300A, 600 VAC/250 VDC, 3-pole, characteristics, thermal magnetic, 35kA @ 480 VAC interrupting rating, panel mount. Line and load lug terminals and factory installed 24 VDC shunt trip included. | Stock | 2068
K3P-350-STDC | AutomationDirect (Eaton) molded case circuit breaker, 400A frame, 350A, 600 VAC/250 VDC, 3-pole, characteristics, thermal magnetic, 35kA @ 480 VAC interrupting rating, panel mount. Line and load lug terminals and factory installed 24 VDC shunt trip included. | Stock | 2068
K3P-400-STDC | AutomationDirect (Eaton) molded case circuit breaker, 400A frame, 400A, 600 VAC/250 VDC, 3-pole, characteristics, thermal magnetic, 35kA @ 480 VAC interrupting rating, panel mount. Line and load lug terminals and factory installed 24 VDC shunt trip included. | Stock | 2068
K3P-250-UVAC | AutomationDirect (Eaton) molded case circuit breaker, 400A frame, 250A, 600 VAC/250 VDC, 3-pole, characteristics, thermal magnetic, 35kA @ 480 VAC interrupting rating, panel mount. Line and load lug terminals and factory installed 120 VAC undervoltage release included. | Stock | 2068
K3P-300-UVAC | AutomationDirect (Eaton) molded case circuit breaker, 400A frame, 300A, 600 VAC/250 VDC, 3-pole, characteristics, thermal magnetic, 35kA @ 480 VAC interrupting rating, panel mount. Line and load lug terminals and factory installed 120 VAC undervoltage release included. | Stock | 2068
K3P-350-UVAC | AutomationDirect (Eaton) molded case circuit breaker, 400A frame, 350A, 600 VAC/250 VDC, 3-pole, characteristics, thermal magnetic, 35kA @ 480 VAC interrupting rating, panel mount. Line and load lug terminals and factory installed 120 VAC undervoltage release included. | Stock | 2068
K3P-400-UVAC | AutomationDirect (Eaton) molded case circuit breaker, 400A frame, 400A, 600 VAC/250 VDC, 3-pole, characteristics, thermal magnetic, 35kA @ 480 VAC interrupting rating, panel mount. Line and load lug terminals and factory installed 120 VAC undervoltage release included. | Stock | 2068
K3P-250-UVDC | AutomationDirect (Eaton) molded case circuit breaker, 400A frame, 250A, 600 VAC/250 VDC, 3-pole, characteristics, thermal magnetic, 35kA @ 480 VAC interrupting rating, panel mount. Line and load lug terminals and factory installed 24 VDC undervoltage release included. | Stock | 2068
K3P-300-UVDC | AutomationDirect (Eaton) molded case circuit breaker, 400A frame, 300A, 600 VAC/250 VDC, 3-pole, characteristics, thermal magnetic, 35kA @ 480 VAC interrupting rating, panel mount. Line and load lug terminals and factory installed 24 VDC undervoltage release included. | Stock | 2068
K3P-350-UVDC | AutomationDirect (Eaton) molded case circuit breaker, 400A frame, 350A, 600 VAC/250 VDC, 3-pole, characteristics, thermal magnetic, 35kA @ 480 VAC interrupting rating, panel mount. Line and load lug terminals and factory installed 24 VDC undervoltage release included. | Stock | 2068
K3P-400-UVDC | AutomationDirect (Eaton) molded case circuit breaker, 400A frame, 400A, 600 VAC/250 VDC, 3-pole, characteristics, thermal magnetic, 35kA @ 480 VAC interrupting rating, panel mount. Line and load lug terminals and factory installed 24 VDC undervoltage release included. | Stock | 2068
L3P-400 | AutomationDirect (Eaton) molded case circuit breaker, 600A frame, 400A, 600 VAC/250 VDC, 3-pole, characteristics, thermal magnetic, 35kA @ 480 VAC interrupting rating, panel mount. Line and load lug terminals included. | Stock | 2519
L3P-500 | AutomationDirect (Eaton) molded case circuit breaker, 600A frame, 500A, 600 VAC/250 VDC, 3-pole, characteristics, thermal magnetic, 35kA @ 480 VAC interrupting rating, panel mount. Line and load lug terminals included. | Stock | 2519
L3P-600 | AutomationDirect (Eaton) molded case circuit breaker, 600A frame, 600A, 600 VAC/250 VDC, 3-pole, characteristics, thermal magnetic, 35kA @ 480 VAC interrupting rating, panel mount. Line and load lug terminals included. | Stock | 2519
L3P-400-AUX | AutomationDirect (Eaton) molded case circuit breaker, 600A frame, 400A, 600 VAC/250 VDC, 3-pole, characteristics, thermal magnetic, 35kA @ 480 VAC interrupting rating, panel mount. Line and load lug terminals and factory installed auxiliary contact included. | Stock | 2864
L3P-500-AUX | AutomationDirect (Eaton) molded case circuit breaker, 600A frame, 500A, 600 VAC/250 VDC, 3-pole, characteristics, thermal magnetic, 35kA @ 480 VAC interrupting rating, panel mount. Line and load lug terminals and factory installed auxiliary contact included. | Stock | 2864
L3P-600-AUX | AutomationDirect (Eaton) molded case circuit breaker, 600A frame, 600A, 600 VAC/250 VDC, 3-pole, characteristics, thermal magnetic, 35kA @ 480 VAC interrupting rating, panel mount. Line and load lug terminals and factory installed auxiliary contact included. | Stock | 2864
L3P-400-STAC | AutomationDirect (Eaton) molded case circuit breaker, 600A frame, 400A, 600 VAC/250 VDC, 3-pole, characteristics, thermal magnetic, 35kA @ 480 VAC interrupting rating, panel mount. Line and load lug terminals and factory installed 120 VAC shunt trip included. | Stock | 2813
L3P-500-STAC | AutomationDirect (Eaton) molded case circuit breaker, 600A frame, 500A, 600 VAC/250 VDC, 3-pole, characteristics, thermal magnetic, 35kA @ 480 VAC interrupting rating, panel mount. Line and load lug terminals and factory installed 120 VAC shunt trip included. | Stock | 2813
L3P-600-STAC | AutomationDirect (Eaton) molded case circuit breaker, 600A frame, 600A, 600 VAC/250 VDC, 3-pole, characteristics, thermal magnetic, 35kA @ 480 VAC interrupting rating, panel mount. Line and load lug terminals and factory installed 120 VAC shunt trip included. | Stock | 2813
L3P-400-STDC | AutomationDirect (Eaton) molded case circuit breaker, 600A frame, 400A, 600 VAC/250 VDC, 3-pole, characteristics, thermal magnetic, 35kA @ 480 VAC interrupting rating, panel mount. Line and load lug terminals and factory installed 24 VDC shunt trip included. | Stock | 2813
L3P-500-STDC | AutomationDirect (Eaton) molded case circuit breaker, 600A frame, 500A, 600 VAC/250 VDC, 3-pole, characteristics, thermal magnetic, 35kA @ 480 VAC interrupting rating, panel mount. Line and load lug terminals and factory installed 24 VDC shunt trip included. | Stock | 2813
L3P-600-STDC | AutomationDirect (Eaton) molded case circuit breaker, 600A frame, 600A, 600 VAC/250 VDC, 3-pole, characteristics, thermal magnetic, 35kA @ 480 VAC interrupting rating, panel mount. Line and load lug terminals and factory installed 24 VDC shunt trip included. | Stock | 2813
L3P-400-UVAC | AutomationDirect (Eaton) molded case circuit breaker, 600A frame, 400A, 600 VAC/250 VDC, 3-pole, characteristics, thermal magnetic, 35kA @ 480 VAC interrupting rating, panel mount. Line and load lug terminals and factory installed 120 VAC undervoltage release included. | Stock | 2813
L3P-500-UVAC | AutomationDirect (Eaton) molded case circuit breaker, 600A frame, 500A, 600 VAC/250 VDC, 3-pole, characteristics, thermal magnetic, 35kA @ 480 VAC interrupting rating, panel mount. Line and load lug terminals and factory installed 120 VAC undervoltage release included. | Stock | 2813
L3P-600-UVAC | AutomationDirect (Eaton) molded case circuit breaker, 600A frame, 600A, 600 VAC/250 VDC, 3-pole, characteristics, thermal magnetic, 35kA @ 480 VAC interrupting rating, panel mount. Line and load lug terminals and factory installed 120 VAC undervoltage release included. | Stock | 2813
L3P-400-UVDC | AutomationDirect (Eaton) molded case circuit breaker, 600A frame, 400A, 600 VAC/250 VDC, 3-pole, characteristics, thermal magnetic, 35kA @ 480 VAC interrupting rating, panel mount. Line and load lug terminals and factory installed 24 VDC undervoltage release included. | Stock | 2813
L3P-500-UVDC | AutomationDirect (Eaton) molded case circuit breaker, 600A frame, 500A, 600 VAC/250 VDC, 3-pole, characteristics, thermal magnetic, 35kA @ 480 VAC interrupting rating, panel mount. Line and load lug terminals and factory installed 24 VDC undervoltage release included. | Stock | 2813
L3P-600-UVDC | AutomationDirect (Eaton) molded case circuit breaker, 600A frame, 600A, 600 VAC/250 VDC, 3-pole, characteristics, thermal magnetic, 35kA @ 480 VAC interrupting rating, panel mount. Line and load lug terminals and factory installed 24 VDC undervoltage release included. | Stock | 2813
Miniature Circuit Breakers
FAZ-C0P5-1-NA-L-SP | Eaton miniature circuit breaker, current-limiting, 0.5A, 240 VAC/48 VDC, 1-pole, C curve, thermal magnetic, 10kA @ 240 VAC interrupting rating, 35mm DIN rail mount. | Stock | 27
FAZ-D0P5-1-NA-L-SP | Eaton miniature circuit breaker, current-limiting, 0.5A, 240 VAC/48 VDC, 1-pole, D curve, thermal magnetic, 10kA @ 240 VAC interrupting rating, 35mm DIN rail mount. | Stock | 27
FAZ-B1-1-NA-L-SP | Eaton miniature circuit breaker, current-limiting, 1A, 240 VAC/48 VDC, 1-pole, B curve, thermal magnetic, 10kA @ 240 VAC interrupting rating, 35mm DIN rail mount. | Stock | 27
FAZ-C1-1-NA-L-SP | Eaton miniature circuit breaker, current-limiting, 1A, 240 VAC/48 VDC, 1-pole, C curve, thermal magnetic, 10kA @ 240 VAC interrupting rating, 35mm DIN rail mount. | Stock | 27
FAZ-D1-1-NA-L-SP | Eaton miniature circuit breaker, current-limiting, 1A, 240 VAC/48 VDC, 1-pole, D curve, thermal magnetic, 10kA @ 240 VAC interrupting rating, 35mm DIN rail mount. | Stock | 27
FAZ-B1P5-1-NA-L-SP | Eaton miniature circuit breaker, current-limiting, 1.5A, 240 VAC/48 VDC, 1-pole, B curve, thermal magnetic, 10kA @ 240 VAC interrupting rating, 35mm DIN rail mount. | Stock | 27
FAZ-C1P5-1-NA-L-SP | Eaton miniature circuit breaker, current-limiting, 1.5A, 240 VAC/48 VDC, 1-pole, C curve, thermal magnetic, 10kA @ 240 VAC interrupting rating, 35mm DIN rail mount. | Stock | 27
FAZ-D1P5-1-NA-L-SP | Eaton miniature circuit breaker, current-limiting, 1.5A, 240 VAC/48 VDC, 1-pole, D curve, thermal magnetic, 10kA @ 240 VAC interrupting rating, 35mm DIN rail mount. | Stock | 27
FAZ-B2-1-NA-L-SP | Eaton miniature circuit breaker, current-limiting, 2A, 240 VAC/48 VDC, 1-pole, B curve, thermal magnetic, 10kA @ 240 VAC interrupting rating, 35mm DIN rail mount. | Stock | 25.5
FAZ-C2-1-NA-L-SP | Eaton miniature circuit breaker, current-limiting, 2A, 240 VAC/48 VDC, 1-pole, C curve, thermal magnetic, 10kA @ 240 VAC interrupting rating, 35mm DIN rail mount. | Stock | 27
FAZ-D2-1-NA-L-SP | Eaton miniature circuit breaker, current-limiting, 2A, 240 VAC/48 VDC, 1-pole, D curve, thermal magnetic, 10kA @ 240 VAC interrupting rating, 35mm DIN rail mount. | Stock | 27
FAZ-B3-1-NA-L-SP | Eaton miniature circuit breaker, current-limiting, 3A, 240 VAC/48 VDC, 1-pole, B curve, thermal magnetic, 10kA @ 240 VAC interrupting rating, 35mm DIN rail mount. | Stock | 27
FAZ-C3-1-NA-L-SP | Eaton miniature circuit breaker, current-limiting, 3A, 240 VAC/48 VDC, 1-pole, C curve, thermal magnetic, 10kA @ 240 VAC interrupting rating, 35mm DIN rail mount. | Stock | 27
FAZ-D3-1-NA-L-SP | Eaton miniature circuit breaker, current-limiting, 3A, 240 VAC/48 VDC, 1-pole, D curve, thermal magnetic, 10kA @ 240 VAC interrupting rating, 35mm DIN rail mount. | Stock | 27
FAZ-B4-1-NA-L-SP | Eaton miniature circuit breaker, current-limiting, 4A, 240 VAC/48 VDC, 1-pole, B curve, thermal magnetic, 10kA @ 240 VAC interrupting rating, 35mm DIN rail mount. | Stock | 27
FAZ-C4-1-NA-L-SP | Eaton miniature circuit breaker, current-limiting, 4A, 240 VAC/48 VDC, 1-pole, C curve, thermal magnetic, 10kA @ 240 VAC interrupting rating, 35mm DIN rail mount. | Stock | 27
FAZ-D4-1-NA-L-SP | Eaton miniature circuit breaker, current-limiting, 4A, 240 VAC/48 VDC, 1-pole, D curve, thermal magnetic, 10kA @ 240 VAC interrupting rating, 35mm DIN rail mount. | Stock | 27
FAZ-B5-1-NA-L-SP | Eaton miniature circuit breaker, current-limiting, 5A, 240 VAC/48 VDC, 1-pole, B curve, thermal magnetic, 10kA @ 240 VAC interrupting rating, 35mm DIN rail mount. | Stock | 27
FAZ-C5-1-NA-L-SP | Eaton miniature circuit breaker, current-limiting, 5A, 240 VAC/48 VDC, 1-pole, C curve, thermal magnetic, 10kA @ 240 VAC interrupting rating, 35mm DIN rail mount. | Stock | 27
FAZ-D5-1-NA-L-SP | Eaton miniature circuit breaker, current-limiting, 5A, 240 VAC/48 VDC, 1-pole, D curve, thermal magnetic, 10kA @ 240 VAC interrupting rating, 35mm DIN rail mount. | Stock | 27
FAZ-B6-1-NA-L-SP | Eaton miniature circuit breaker, current-limiting, 6A, 240 VAC/48 VDC, 1-pole, B curve, thermal magnetic, 10kA @ 240 VAC interrupting rating, 35mm DIN rail mount. | Stock | 27
FAZ-C6-1-NA-L-SP | Eaton miniature circuit breaker, current-limiting, 6A, 240 VAC/48 VDC, 1-pole, C curve, thermal magnetic, 10kA @ 240 VAC interrupting rating, 35mm DIN rail mount. | Stock | 27
FAZ-D6-1-NA-L-SP | Eaton miniature circuit breaker, current-limiting, 6A, 240 VAC/48 VDC, 1-pole, D curve, thermal magnetic, 10kA @ 240 VAC interrupting rating, 35mm DIN rail mount. | Stock | 27
FAZ-B7-1-NA-L-SP | Eaton miniature circuit breaker, current-limiting, 7A, 240 VAC/48 VDC, 1-pole, B curve, thermal magnetic, 10kA @ 240 VAC interrupting rating, 35mm DIN rail mount. | Stock | 27
FAZ-C7-1-NA-L-SP | Eaton miniature circuit breaker, current-limiting, 7A, 240 VAC/48 VDC, 1-pole, C curve, thermal magnetic, 10kA @ 240 VAC interrupting rating, 35mm DIN rail mount. | Stock | 27
FAZ-D7-1-NA-L-SP | Eaton miniature circuit breaker, current-limiting, 7A, 240 VAC/48 VDC, 1-pole, D curve, thermal magnetic, 10kA @ 240 VAC interrupting rating, 35mm DIN rail mount. | Stock | 27
FAZ-B8-1-NA-L-SP | Eaton miniature circuit breaker, current-limiting, 8A, 240 VAC/48 VDC, 1-pole, B curve, thermal magnetic, 10kA @ 240 VAC interrupting rating, 35mm DIN rail mount. | Stock | 27
FAZ-C8-1-NA-L-SP | Eaton miniature circuit breaker, current-limiting, 8A, 240 VAC/48 VDC, 1-pole, C curve, thermal magnetic, 10kA @ 240 VAC interrupting rating, 35mm DIN rail mount. | Stock | 27
FAZ-D8-1-NA-L-SP | Eaton miniature circuit breaker, current-limiting, 8A, 240 VAC/48 VDC, 1-pole, D curve, thermal magnetic, 10kA @ 240 VAC interrupting rating, 35mm DIN rail mount. | Stock | 27
FAZ-B10-1-NA-L-SP | Eaton miniature circuit breaker, current-limiting, 10A, 240 VAC/48 VDC, 1-pole, B curve, thermal magnetic, 10kA @ 240 VAC interrupting rating, 35mm DIN rail mount. | Stock | 27
FAZ-C10-1-NA-L-SP | Eaton miniature circuit breaker, current-limiting, 10A, 240 VAC/48 VDC, 1-pole, C curve, thermal magnetic, 10kA @ 240 VAC interrupting rating, 35mm DIN rail mount. | Stock | 27
FAZ-D10-1-NA-L-SP | Eaton miniature circuit breaker, current-limiting, 10A, 240 VAC/48 VDC, 1-pole, D curve, thermal magnetic, 10kA @ 240 VAC interrupting rating, 35mm DIN rail mount. | Stock | 27
FAZ-B13-1-NA-L-SP | Eaton miniature circuit breaker, current-limiting, 13A, 240 VAC/48 VDC, 1-pole, B curve, thermal magnetic, 10kA @ 240 VAC interrupting rating, 35mm DIN rail mount. | Stock | 27
FAZ-C13-1-NA-L-SP | Eaton miniature circuit breaker, current-limiting, 13A, 240 VAC/48 VDC, 1-pole, C curve, thermal magnetic, 10kA @ 240 VAC interrupting rating, 35mm DIN rail mount. | Stock | 27
FAZ-D13-1-NA-L-SP | Eaton miniature circuit breaker, current-limiting, 13A, 240 VAC/48 VDC, 1-pole, D curve, thermal magnetic, 14kA @ 240 VAC interrupting rating, 35mm DIN rail mount. | Stock | 27
FAZ-B15-1-NA-L-SP | Eaton miniature circuit breaker, current-limiting, 15A, 240 VAC/48 VDC, 1-pole, B curve, thermal magnetic, 14kA @ 240 VAC interrupting rating, 35mm DIN rail mount. | Stock | 27
FAZ-C15-1-NA-L-SP | Eaton miniature circuit breaker, current-limiting, 15A, 240 VAC/48 VDC, 1-pole, C curve, thermal magnetic, 14kA @ 240 VAC interrupting rating, 35mm DIN rail mount. | Stock | 27
FAZ-D15-1-NA-L-SP | Eaton miniature circuit breaker, current-limiting, 15A, 240 VAC/48 VDC, 1-pole, D curve, thermal magnetic, 14kA @ 240 VAC interrupting rating, 35mm DIN rail mount. | Stock | 27
FAZ-B16-1-NA-L-SP | Eaton miniature circuit breaker, current-limiting, 16A, 240 VAC/48 VDC, 1-pole, B curve, thermal magnetic, 14kA @ 240 VAC interrupting rating, 35mm DIN rail mount. | Stock | 27
FAZ-C16-1-NA-L-SP | Eaton miniature circuit breaker, current-limiting, 16A, 240 VAC/48 VDC, 1-pole, C curve, thermal magnetic, 14kA @ 240 VAC interrupting rating, 35mm DIN rail mount. | Stock | 27
FAZ-D16-1-NA-L-SP | Eaton miniature circuit breaker, current-limiting, 16A, 240 VAC/48 VDC, 1-pole, D curve, thermal magnetic, 14kA @ 240 VAC interrupting rating, 35mm DIN rail mount. | Stock | 27
FAZ-B20-1-NA-L-SP | Eaton miniature circuit breaker, current-limiting, 20A, 240 VAC/48 VDC, 1-pole, B curve, thermal magnetic, 14kA @ 240 VAC interrupting rating, 35mm DIN rail mount. | Stock | 27
FAZ-C20-1-NA-L-SP | Eaton miniature circuit breaker, current-limiting, 20A, 240 VAC/48 VDC, 1-pole, C curve, thermal magnetic, 14kA @ 240 VAC interrupting rating, 35mm DIN rail mount. | Stock | 27
FAZ-D20-1-NA-L-SP | Eaton miniature circuit breaker, current-limiting, 20A, 240 VAC/48 VDC, 1-pole, D curve, thermal magnetic, 14kA @ 240 VAC interrupting rating, 35mm DIN rail mount. | Stock | 27
FAZ-B25-1-NA-L-SP | Eaton miniature circuit breaker, current-limiting, 25A, 240 VAC/48 VDC, 1-pole, B curve, thermal magnetic, 14kA @ 240 VAC interrupting rating, 35mm DIN rail mount. | Stock | 27
FAZ-C25-1-NA-L-SP | Eaton miniature circuit breaker, current-limiting, 25A, 240 VAC/48 VDC, 1-pole, C curve, thermal magnetic, 14kA @ 240 VAC interrupting rating, 35mm DIN rail mount. | Stock | 27
FAZ-D25-1-NA-L-SP | Eaton miniature circuit breaker, current-limiting, 25A, 240 VAC/48 VDC, 1-pole, D curve, thermal magnetic, 10kA @ 240 VAC interrupting rating, 35mm DIN rail mount. | Stock | 27
FAZ-B30-1-NA-L-SP | Eaton miniature circuit breaker, current-limiting, 30A, 240 VAC/48 VDC, 1-pole, B curve, thermal magnetic, 10kA @ 240 VAC interrupting rating, 35mm DIN rail mount. | Stock | 27
FAZ-C30-1-NA-L-SP | Eaton miniature circuit breaker, current-limiting, 30A, 240 VAC/48 VDC, 1-pole, C curve, thermal magnetic, 10kA @ 240 VAC interrupting rating, 35mm DIN rail mount. | Stock | 27
FAZ-D30-1-NA-L-SP | Eaton miniature circuit breaker, current-limiting, 30A, 240 VAC/48 VDC, 1-pole, D curve, thermal magnetic, 10kA @ 240 VAC interrupting rating, 35mm DIN rail mount. | Stock | 27
FAZ-B32-1-NA-L-SP | Eaton miniature circuit breaker, current-limiting, 32A, 240 VAC/48 VDC, 1-pole, B curve, thermal magnetic, 10kA @ 240 VAC interrupting rating, 35mm DIN rail mount. | Stock | 27
FAZ-C32-1-NA-L-SP | Eaton miniature circuit breaker, current-limiting, 32A, 240 VAC/48 VDC, 1-pole, C curve, thermal magnetic, 10kA @ 240 VAC interrupting rating, 35mm DIN rail mount. | Stock | 27
FAZ-D32-1-NA-L-SP | Eaton miniature circuit breaker, current-limiting, 32A, 240 VAC/48 VDC, 1-pole, D curve, thermal magnetic, 10kA @ 240 VAC interrupting rating, 35mm DIN rail mount. | Stock | 27
FAZ-B35-1-NA-SP | Eaton miniature circuit breaker, current-limiting, 35A, 240 VAC/48 VDC, 1-pole, B curve, thermal magnetic, 10kA @ 240 VAC interrupting rating, 35mm DIN rail mount. | Stock | 39.5
FAZ-C35-1-NA-SP | Eaton miniature circuit breaker, current-limiting, 35A, 240 VAC/48 VDC, 1-pole, C curve, thermal magnetic, 10kA @ 240 VAC interrupting rating, 35mm DIN rail mount. | Stock | 41
FAZ-D35-1-NA-SP | Eaton miniature circuit breaker, current-limiting, 35A, 240 VAC/48 VDC, 1-pole, D curve, thermal magnetic, 10kA @ 240 VAC interrupting rating, 35mm DIN rail mount. | Stock | 41
FAZ-B40-1-NA-SP | Eaton miniature circuit breaker, current-limiting, 40A, 240 VAC/48 VDC, 1-pole, B curve, thermal magnetic, 10kA @ 240 VAC interrupting rating, 35mm DIN rail mount. | Stock | 39.5
FAZ-C40-1-NA-SP | Eaton miniature circuit breaker, current-limiting, 40A, 240 VAC/48 VDC, 1-pole, C curve, thermal magnetic, 10kA @ 240 VAC interrupting rating, 35mm DIN rail mount. | Stock | 41
FAZ-D40-1-NA-SP | Eaton miniature circuit breaker, current-limiting, 40A, 240 VAC/48 VDC, 1-pole, D curve, thermal magnetic, 10kA @ 240 VAC interrupting rating, 35mm DIN rail mount. | Stock | 41
FAZ-B50-1-NA-SP | Eaton miniature circuit breaker, current-limiting, 50A, 240 VAC/48 VDC, 1-pole, B curve, thermal magnetic, 10kA @ 240 VAC interrupting rating, 35mm DIN rail mount. | Stock | 39.5
FAZ-C50-1-NA-SP | Eaton miniature circuit breaker, current-limiting, 50A, 240 VAC/48 VDC, 1-pole, C curve, thermal magnetic, 10kA @ 240 VAC interrupting rating, 35mm DIN rail mount. | Stock | 39.5
FAZ-B63-1-NA-SP | Eaton miniature circuit breaker, current-limiting, 63A, 240 VAC/48 VDC, 1-pole, B curve, thermal magnetic, 10kA @ 240 VAC interrupting rating, 35mm DIN rail mount. | Stock | 39.5
FAZ-C63-1-NA-SP | Eaton miniature circuit breaker, current-limiting, 63A, 240 VAC/48 VDC, 1-pole, C curve, thermal magnetic, 10kA @ 240 VAC interrupting rating, 35mm DIN rail mount. | Stock | 39.5
FAZ-C0P5-2-NA-L | Eaton miniature circuit breaker, current-limiting, 0.5A, 240 VAC/96 VDC, 2-pole, C curve, thermal magnetic, 10kA @ 240 VAC interrupting rating, 35mm DIN rail mount. | Stock | 55
FAZ-D0P5-2-NA-L | Eaton miniature circuit breaker, current-limiting, 0.5A, 240 VAC/96 VDC, 2-pole, D curve, thermal magnetic, 10kA @ 240 VAC interrupting rating, 35mm DIN rail mount. | Stock | 55
FAZ-B1-2-NA-L | Eaton miniature circuit breaker, current-limiting, 1A, 240 VAC/96 VDC, 2-pole, B curve, thermal magnetic, 10kA @ 240 VAC interrupting rating, 35mm DIN rail mount. | Stock | 55
FAZ-C1-2-NA-L | Eaton miniature circuit breaker, current-limiting, 1A, 240 VAC/96 VDC, 2-pole, C curve, thermal magnetic, 10kA @ 240 VAC interrupting rating, 35mm DIN rail mount. | Stock | 55
FAZ-D1-2-NA-L | Eaton miniature circuit breaker, current-limiting, 1A, 240 VAC/96 VDC, 2-pole, D curve, thermal magnetic, 10kA @ 240 VAC interrupting rating, 35mm DIN rail mount. | Stock | 55
FAZ-B1P5-2-NA-L | Eaton miniature circuit breaker, current-limiting, 1.5A, 240 VAC/96 VDC, 2-pole, B curve, thermal magnetic, 10kA @ 240 VAC interrupting rating, 35mm DIN rail mount. | Stock | 55
FAZ-C1P5-2-NA-L | Eaton miniature circuit breaker, current-limiting, 1.5A, 240 VAC/96 VDC, 2-pole, C curve, thermal magnetic, 10kA @ 240 VAC interrupting rating, 35mm DIN rail mount. | Stock | 55
FAZ-D1P5-2-NA-L | Eaton miniature circuit breaker, current-limiting, 1.5A, 240 VAC/96 VDC, 2-pole, D curve, thermal magnetic, 10kA @ 240 VAC interrupting rating, 35mm DIN rail mount. | Stock | 55
FAZ-B2-2-NA-L | Eaton miniature circuit breaker, current-limiting, 2A, 240 VAC/96 VDC, 2-pole, B curve, thermal magnetic, 10kA @ 240 VAC interrupting rating, 35mm DIN rail mount. | Stock | 33.5
FAZ-C2-2-NA-L | Eaton miniature circuit breaker, current-limiting, 2A, 240 VAC/96 VDC, 2-pole, C curve, thermal magnetic, 10kA @ 240 VAC interrupting rating, 35mm DIN rail mount. | Stock | 55
FAZ-D2-2-NA-L | Eaton miniature circuit breaker, current-limiting, 2A, 240 VAC/96 VDC, 2-pole, D curve, thermal magnetic, 10kA @ 240 VAC interrupting rating, 35mm DIN rail mount. | Stock | 55
FAZ-B3-2-NA-L | Eaton miniature circuit breaker, current-limiting, 3A, 240 VAC/96 VDC, 2-pole, B curve, thermal magnetic, 10kA @ 240 VAC interrupting rating, 35mm DIN rail mount. | Stock | 55
FAZ-C3-2-NA-L | Eaton miniature circuit breaker, current-limiting, 3A, 240 VAC/96 VDC, 2-pole, C curve, thermal magnetic, 10kA @ 240 VAC interrupting rating, 35mm DIN rail mount. | Stock | 55
FAZ-D3-2-NA-L | Eaton miniature circuit breaker, current-limiting, 3A, 240 VAC/96 VDC, 2-pole, D curve, thermal magnetic, 10kA @ 240 VAC interrupting rating, 35mm DIN rail mount. | Stock | 55
FAZ-B4-2-NA-L | Eaton miniature circuit breaker, current-limiting, 4A, 240 VAC/96 VDC, 2-pole, B curve, thermal magnetic, 10kA @ 240 VAC interrupting rating, 35mm DIN rail mount. | Stock | 55
FAZ-C4-2-NA-L | Eaton miniature circuit breaker, current-limiting, 4A, 240 VAC/96 VDC, 2-pole, C curve, thermal magnetic, 10kA @ 240 VAC interrupting rating, 35mm DIN rail mount. | Stock | 55
FAZ-D4-2-NA-L | Eaton miniature circuit breaker, current-limiting, 4A, 240 VAC/96 VDC, 2-pole, D curve, thermal magnetic, 10kA @ 240 VAC interrupting rating, 35mm DIN rail mount. | Stock | 55
FAZ-B5-2-NA-L | Eaton miniature circuit breaker, current-limiting, 5A, 240 VAC/96 VDC, 2-pole, B curve, thermal magnetic, 10kA @ 240 VAC interrupting rating, 35mm DIN rail mount. | Stock | 55
FAZ-C5-2-NA-L | Eaton miniature circuit breaker, current-limiting, 5A, 240 VAC/96 VDC, 2-pole, C curve, thermal magnetic, 10kA @ 240 VAC interrupting rating, 35mm DIN rail mount. | Stock | 55
FAZ-D5-2-NA-L | Eaton miniature circuit breaker, current-limiting, 5A, 240 VAC/96 VDC, 2-pole, D curve, thermal magnetic, 10kA @ 240 VAC interrupting rating, 35mm DIN rail mount. | Stock | 55
FAZ-B6-2-NA-L | Eaton miniature circuit breaker, current-limiting, 6A, 240 VAC/96 VDC, 2-pole, B curve, thermal magnetic, 10kA @ 240 VAC interrupting rating, 35mm DIN rail mount. | Stock | 55
FAZ-C6-2-NA-L | Eaton miniature circuit breaker, current-limiting, 6A, 240 VAC/96 VDC, 2-pole, C curve, thermal magnetic, 10kA @ 240 VAC interrupting rating, 35mm DIN rail mount. | Stock | 55
FAZ-D6-2-NA-L | Eaton miniature circuit breaker, current-limiting, 6A, 240 VAC/96 VDC, 2-pole, D curve, thermal magnetic, 10kA @ 240 VAC interrupting rating, 35mm DIN rail mount. | Stock | 55
FAZ-B7-2-NA-L | Eaton miniature circuit breaker, current-limiting, 7A, 240 VAC/96 VDC, 2-pole, B curve, thermal magnetic, 10kA @ 240 VAC interrupting rating, 35mm DIN rail mount. | Stock | 55
FAZ-C7-2-NA-L | Eaton miniature circuit breaker, current-limiting, 7A, 240 VAC/96 VDC, 2-pole, C curve, thermal magnetic, 10kA @ 240 VAC interrupting rating, 35mm DIN rail mount. | Stock | 55
FAZ-D7-2-NA-L | Eaton miniature circuit breaker, current-limiting, 7A, 240 VAC/96 VDC, 2-pole, D curve, thermal magnetic, 10kA @ 240 VAC interrupting rating, 35mm DIN rail mount. | Stock | 55
FAZ-B8-2-NA-L | Eaton miniature circuit breaker, current-limiting, 8A, 240 VAC/96 VDC, 2-pole, B curve, thermal magnetic, 10kA @ 240 VAC interrupting rating, 35mm DIN rail mount. | Stock | 55
FAZ-C8-2-NA-L | Eaton miniature circuit breaker, current-limiting, 8A, 240 VAC/96 VDC, 2-pole, C curve, thermal magnetic, 10kA @ 240 VAC interrupting rating, 35mm DIN rail mount. | Stock | 55
FAZ-D8-2-NA-L | Eaton miniature circuit breaker, current-limiting, 8A, 240 VAC/96 VDC, 2-pole, D curve, thermal magnetic, 10kA @ 240 VAC interrupting rating, 35mm DIN rail mount. | Stock | 55
FAZ-B10-2-NA-L | Eaton miniature circuit breaker, current-limiting, 10A, 240 VAC/96 VDC, 2-pole, B curve, thermal magnetic, 10kA @ 240 VAC interrupting rating, 35mm DIN rail mount. | Stock | 55
FAZ-C10-2-NA-L | Eaton miniature circuit breaker, current-limiting, 10A, 240 VAC/96 VDC, 2-pole, C curve, thermal magnetic, 10kA @ 240 VAC interrupting rating, 35mm DIN rail mount. | Stock | 55
FAZ-D10-2-NA-L | Eaton miniature circuit breaker, current-limiting, 10A, 240 VAC/96 VDC, 2-pole, D curve, thermal magnetic, 10kA @ 240 VAC interrupting rating, 35mm DIN rail mount. | Stock | 55
FAZ-B13-2-NA-L | Eaton miniature circuit breaker, current-limiting, 13A, 240 VAC/96 VDC, 2-pole, B curve, thermal magnetic, 10kA @ 240 VAC interrupting rating, 35mm DIN rail mount. | Stock | 55
FAZ-C13-2-NA-L | Eaton miniature circuit breaker, current-limiting, 13A, 240 VAC/96 VDC, 2-pole, C curve, thermal magnetic, 10kA @ 240 VAC interrupting rating, 35mm DIN rail mount. | Stock | 55
FAZ-D13-2-NA-L | Eaton miniature circuit breaker, current-limiting, 13A, 240 VAC/96 VDC, 2-pole, D curve, thermal magnetic, 14kA @ 240 VAC interrupting rating, 35mm DIN rail mount. | Stock | 55
FAZ-B15-2-NA-L | Eaton miniature circuit breaker, current-limiting, 15A, 240 VAC/96 VDC, 2-pole, B curve, thermal magnetic, 14kA @ 240 VAC interrupting rating, 35mm DIN rail mount. | Stock | 55
FAZ-C15-2-NA-L | Eaton miniature circuit breaker, current-limiting, 15A, 240 VAC/96 VDC, 2-pole, C curve, thermal magnetic, 14kA @ 240 VAC interrupting rating, 35mm DIN rail mount. | Stock | 55
FAZ-D15-2-NA-L | Eaton miniature circuit breaker, current-limiting, 15A, 240 VAC/96 VDC, 2-pole, D curve, thermal magnetic, 14kA @ 240 VAC interrupting rating, 35mm DIN rail mount. | Stock | 55
FAZ-B16-2-NA-L | Eaton miniature circuit breaker, current-limiting, 16A, 240 VAC/96 VDC, 2-pole, B curve, thermal magnetic, 14kA @ 240 VAC interrupting rating, 35mm DIN rail mount. | Stock | 55
FAZ-C16-2-NA-L | Eaton miniature circuit breaker, current-limiting, 16A, 240 VAC/96 VDC, 2-pole, C curve, thermal magnetic, 14kA @ 240 VAC interrupting rating, 35mm DIN rail mount. | Stock | 55
FAZ-D16-2-NA-L | Eaton miniature circuit breaker, current-limiting, 16A, 240 VAC/96 VDC, 2-pole, D curve, thermal magnetic, 14kA @ 240 VAC interrupting rating, 35mm DIN rail mount. | Stock | 55
FAZ-B20-2-NA-L | Eaton miniature circuit breaker, current-limiting, 20A, 240 VAC/96 VDC, 2-pole, B curve, thermal magnetic, 14kA @ 240 VAC interrupting rating, 35mm DIN rail mount. | Stock | 55
FAZ-C20-2-NA-L | Eaton miniature circuit breaker, current-limiting, 20A, 240 VAC/96 VDC, 2-pole, C curve, thermal magnetic, 14kA @ 240 VAC interrupting rating, 35mm DIN rail mount. | Stock | 55
FAZ-D20-2-NA-L | Eaton miniature circuit breaker, current-limiting, 20A, 240 VAC/96 VDC, 2-pole, D curve, thermal magnetic, 14kA @ 240 VAC interrupting rating, 35mm DIN rail mount. | Stock | 55
FAZ-B25-2-NA-L | Eaton miniature circuit breaker, current-limiting, 25A, 240 VAC/96 VDC, 2-pole, B curve, thermal magnetic, 14kA @ 240 VAC interrupting rating, 35mm DIN rail mount. | Stock | 55
FAZ-C25-2-NA-L | Eaton miniature circuit breaker, current-limiting, 25A, 240 VAC/96 VDC, 2-pole, C curve, thermal magnetic, 14kA @ 240 VAC interrupting rating, 35mm DIN rail mount. | Stock | 55
FAZ-D25-2-NA-L | Eaton miniature circuit breaker, current-limiting, 25A, 240 VAC/96 VDC, 2-pole, D curve, thermal magnetic, 10kA @ 240 VAC interrupting rating, 35mm DIN rail mount. | Stock | 55
FAZ-B30-2-NA-L | Eaton miniature circuit breaker, current-limiting, 30A, 240 VAC/96 VDC, 2-pole, B curve, thermal magnetic, 10kA @ 240 VAC interrupting rating, 35mm DIN rail mount. | Stock | 55
FAZ-C30-2-NA-L | Eaton miniature circuit breaker, current-limiting, 30A, 240 VAC/96 VDC, 2-pole, C curve, thermal magnetic, 10kA @ 240 VAC interrupting rating, 35mm DIN rail mount. | Stock | 55
FAZ-D30-2-NA-L | Eaton miniature circuit breaker, current-limiting, 30A, 240 VAC/96 VDC, 2-pole, D curve, thermal magnetic, 10kA @ 240 VAC interrupting rating, 35mm DIN rail mount. | Stock | 55
FAZ-B32-2-NA-L | Eaton miniature circuit breaker, current-limiting, 32A, 240 VAC/96 VDC, 2-pole, B curve, thermal magnetic, 10kA @ 240 VAC interrupting rating, 35mm DIN rail mount. | Stock | 55
FAZ-C32-2-NA-L | Eaton miniature circuit breaker, current-limiting, 32A, 240 VAC/96 VDC, 2-pole, C curve, thermal magnetic, 10kA @ 240 VAC interrupting rating, 35mm DIN rail mount. | Stock | 55
FAZ-D32-2-NA-L | Eaton miniature circuit breaker, current-limiting, 32A, 240 VAC/96 VDC, 2-pole, D curve, thermal magnetic, 10kA @ 240 VAC interrupting rating, 35mm DIN rail mount. | Stock | 55
FAZ-B35-2-NA | Eaton miniature circuit breaker, current-limiting, 35A, 240 VAC/96 VDC, 2-pole, B curve, thermal magnetic, 10kA @ 240 VAC interrupting rating, 35mm DIN rail mount. | Stock | 78
FAZ-C35-2-NA | Eaton miniature circuit breaker, current-limiting, 35A, 240 VAC/48 VDC, 2-pole, C curve, thermal magnetic, 10kA @ 240 VAC interrupting rating, 35mm DIN rail mount. | Stock | 80
FAZ-D35-2-NA | Eaton miniature circuit breaker, current-limiting, 35A, 240 VAC/48 VDC, 2-pole, D curve, thermal magnetic, 10kA @ 240 VAC interrupting rating, 35mm DIN rail mount. | Stock | 80
FAZ-B40-2-NA | Eaton miniature circuit breaker, current-limiting, 40A, 240 VAC/96 VDC, 2-pole, B curve, thermal magnetic, 10kA @ 240 VAC interrupting rating, 35mm DIN rail mount. | Stock | 78
FAZ-C40-2-NA | Eaton miniature circuit breaker, current-limiting, 40A, 240 VAC/48 VDC, 2-pole, C curve, thermal magnetic, 10kA @ 240 VAC interrupting rating, 35mm DIN rail mount. | Stock | 80
FAZ-D40-2-NA | Eaton miniature circuit breaker, current-limiting, 40A, 240 VAC/48 VDC, 2-pole, D curve, thermal magnetic, 10kA @ 240 VAC interrupting rating, 35mm DIN rail mount. | Stock | 80
FAZ-B50-2-NA | Eaton miniature circuit breaker, current-limiting, 50A, 240 VAC/96 VDC, 2-pole, B curve, thermal magnetic, 10kA @ 240 VAC interrupting rating, 35mm DIN rail mount. | Stock | 78
FAZ-C50-2-NA | Eaton miniature circuit breaker, current-limiting, 50A, 240 VAC/96 VDC, 2-pole, C curve, thermal magnetic, 10kA @ 240 VAC interrupting rating, 35mm DIN rail mount. | Stock | 78
FAZ-B63-2-NA | Eaton miniature circuit breaker, current-limiting, 63A, 240 VAC/96 VDC, 2-pole, B curve, thermal magnetic, 10kA @ 240 VAC interrupting rating, 35mm DIN rail mount. | Stock | 78
FAZ-C63-2-NA | Eaton miniature circuit breaker, current-limiting, 63A, 240 VAC/96 VDC, 2-pole, C curve, thermal magnetic, 10kA @ 240 VAC interrupting rating, 35mm DIN rail mount. | Stock | 78
FAZ-C0P5-3-NA-L | Eaton miniature circuit breaker, current-limiting, 0.5A, 240 VAC/96 VDC, 3-pole, C curve, thermal magnetic, 10kA @ 240 VAC interrupting rating, 35mm DIN rail mount. | Stock | 79
FAZ-D0P5-3-NA-L | Eaton miniature circuit breaker, current-limiting, 0.5A, 240 VAC/96 VDC, 3-pole, D curve, thermal magnetic, 10kA @ 240 VAC interrupting rating, 35mm DIN rail mount. | Stock | 79
FAZ-B1-3-NA-L | Eaton miniature circuit breaker, current-limiting, 1A, 240 VAC/96 VDC, 3-pole, B curve, thermal magnetic, 10kA @ 240 VAC interrupting rating, 35mm DIN rail mount. | Stock | 79
FAZ-C1-3-NA-L | Eaton miniature circuit breaker, current-limiting, 1A, 240 VAC/96 VDC, 3-pole, C curve, thermal magnetic, 10kA @ 240 VAC interrupting rating, 35mm DIN rail mount. | Stock | 79
FAZ-D1-3-NA-L | Eaton miniature circuit breaker, current-limiting, 1A, 240 VAC/96 VDC, 3-pole, D curve, thermal magnetic, 10kA @ 240 VAC interrupting rating, 35mm DIN rail mount. | Stock | 79
FAZ-B1P5-3-NA-L | Eaton miniature circuit breaker, current-limiting, 1.5A, 240 VAC/96 VDC, 3-pole, B curve, thermal magnetic, 10kA @ 240 VAC interrupting rating, 35mm DIN rail mount. | Stock | 79
FAZ-C1P5-3-NA-L | Eaton miniature circuit breaker, current-limiting, 1.5A, 240 VAC/96 VDC, 3-pole, C curve, thermal magnetic, 10kA @ 240 VAC interrupting rating, 35mm DIN rail mount. | Stock | 79
FAZ-D1P5-3-NA-L | Eaton miniature circuit breaker, current-limiting, 1.5A, 240 VAC/96 VDC, 3-pole, D curve, thermal magnetic, 10kA @ 240 VAC interrupting rating, 35mm DIN rail mount. | Stock | 79
FAZ-B2-3-NA-L | Eaton miniature circuit breaker, current-limiting, 2A, 240 VAC/96 VDC, 3-pole, B curve, thermal magnetic, 10kA @ 240 VAC interrupting rating, 35mm DIN rail mount. | Stock | 79
FAZ-C2-3-NA-L | Eaton miniature circuit breaker, current-limiting, 2A, 240 VAC/96 VDC, 3-pole, C curve, thermal magnetic, 10kA @ 240 VAC interrupting rating, 35mm DIN rail mount. | Stock | 79
FAZ-D2-3-NA-L | Eaton miniature circuit breaker, current-limiting, 2A, 240 VAC/96 VDC, 3-pole, D curve, thermal magnetic, 10kA @ 240 VAC interrupting rating, 35mm DIN rail mount. | Stock | 79
FAZ-B3-3-NA-L | Eaton miniature circuit breaker, current-limiting, 3A, 240 VAC/96 VDC, 3-pole, B curve, thermal magnetic, 10kA @ 240 VAC interrupting rating, 35mm DIN rail mount. | Stock | 79
FAZ-C3-3-NA-L | Eaton miniature circuit breaker, current-limiting, 3A, 240 VAC/96 VDC, 3-pole, C curve, thermal magnetic, 10kA @ 240 VAC interrupting rating, 35mm DIN rail mount. | Stock | 79
FAZ-D3-3-NA-L | Eaton miniature circuit breaker, current-limiting, 3A, 240 VAC/96 VDC, 3-pole, D curve, thermal magnetic, 10kA @ 240 VAC interrupting rating, 35mm DIN rail mount. | Stock | 79
FAZ-B4-3-NA-L | Eaton miniature circuit breaker, current-limiting, 4A, 240 VAC/96 VDC, 3-pole, B curve, thermal magnetic, 10kA @ 240 VAC interrupting rating, 35mm DIN rail mount. | Stock | 79
FAZ-C4-3-NA-L | Eaton miniature circuit breaker, current-limiting, 4A, 240 VAC/96 VDC, 3-pole, C curve, thermal magnetic, 10kA @ 240 VAC interrupting rating, 35mm DIN rail mount. | Stock | 79
FAZ-D4-3-NA-L | Eaton miniature circuit breaker, current-limiting, 4A, 240 VAC/96 VDC, 3-pole, D curve, thermal magnetic, 10kA @ 240 VAC interrupting rating, 35mm DIN rail mount. | Stock | 79
FAZ-B5-3-NA-L | Eaton miniature circuit breaker, current-limiting, 5A, 240 VAC/96 VDC, 3-pole, B curve, thermal magnetic, 10kA @ 240 VAC interrupting rating, 35mm DIN rail mount. | Stock | 79
FAZ-C5-3-NA-L | Eaton miniature circuit breaker, current-limiting, 5A, 240 VAC/96 VDC, 3-pole, C curve, thermal magnetic, 10kA @ 240 VAC interrupting rating, 35mm DIN rail mount. | Stock | 79
FAZ-D5-3-NA-L | Eaton miniature circuit breaker, current-limiting, 5A, 240 VAC/96 VDC, 3-pole, D curve, thermal magnetic, 10kA @ 240 VAC interrupting rating, 35mm DIN rail mount. | Stock | 79
FAZ-B6-3-NA-L | Eaton miniature circuit breaker, current-limiting, 6A, 240 VAC/96 VDC, 3-pole, B curve, thermal magnetic, 10kA @ 240 VAC interrupting rating, 35mm DIN rail mount. | Stock | 79
FAZ-C6-3-NA-L | Eaton miniature circuit breaker, current-limiting, 6A, 240 VAC/96 VDC, 3-pole, C curve, thermal magnetic, 10kA @ 240 VAC interrupting rating, 35mm DIN rail mount. | Stock | 79
FAZ-D6-3-NA-L | Eaton miniature circuit breaker, current-limiting, 6A, 240 VAC/96 VDC, 3-pole, D curve, thermal magnetic, 10kA @ 240 VAC interrupting rating, 35mm DIN rail mount. | Stock | 79
FAZ-B7-3-NA-L | Eaton miniature circuit breaker, current-limiting, 7A, 240 VAC/96 VDC, 3-pole, B curve, thermal magnetic, 10kA @ 240 VAC interrupting rating, 35mm DIN rail mount. | Stock | 79
FAZ-C7-3-NA-L | Eaton miniature circuit breaker, current-limiting, 7A, 240 VAC/96 VDC, 3-pole, C curve, thermal magnetic, 10kA @ 240 VAC interrupting rating, 35mm DIN rail mount. | Stock | 79
FAZ-D7-3-NA-L | Eaton miniature circuit breaker, current-limiting, 7A, 240 VAC/96 VDC, 3-pole, D curve, thermal magnetic, 10kA @ 240 VAC interrupting rating, 35mm DIN rail mount. | Stock | 79
FAZ-B8-3-NA-L | Eaton miniature circuit breaker, current-limiting, 8A, 240 VAC/96 VDC, 3-pole, B curve, thermal magnetic, 10kA @ 240 VAC interrupting rating, 35mm DIN rail mount. | Stock | 79
FAZ-C8-3-NA-L | Eaton miniature circuit breaker, current-limiting, 8A, 240 VAC/96 VDC, 3-pole, C curve, thermal magnetic, 10kA @ 240 VAC interrupting rating, 35mm DIN rail mount. | Stock | 79
FAZ-D8-3-NA-L | Eaton miniature circuit breaker, current-limiting, 8A, 240 VAC/96 VDC, 3-pole, D curve, thermal magnetic, 10kA @ 240 VAC interrupting rating, 35mm DIN rail mount. | Stock | 79
FAZ-B10-3-NA-L | Eaton miniature circuit breaker, current-limiting, 10A, 240 VAC/96 VDC, 3-pole, B curve, thermal magnetic, 10kA @ 240 VAC interrupting rating, 35mm DIN rail mount. | Stock | 79
FAZ-C10-3-NA-L | Eaton miniature circuit breaker, current-limiting, 10A, 240 VAC/96 VDC, 3-pole, C curve, thermal magnetic, 10kA @ 240 VAC interrupting rating, 35mm DIN rail mount. | Stock | 79
FAZ-D10-3-NA-L | Eaton miniature circuit breaker, current-limiting, 10A, 240 VAC/96 VDC, 3-pole, D curve, thermal magnetic, 10kA @ 240 VAC interrupting rating, 35mm DIN rail mount. | Stock | 79
FAZ-B13-3-NA-L | Eaton miniature circuit breaker, current-limiting, 13A, 240 VAC/96 VDC, 3-pole, B curve, thermal magnetic, 10kA @ 240 VAC interrupting rating, 35mm DIN rail mount. | Stock | 79
FAZ-C13-3-NA-L | Eaton miniature circuit breaker, current-limiting, 13A, 240 VAC/96 VDC, 3-pole, C curve, thermal magnetic, 10kA @ 240 VAC interrupting rating, 35mm DIN rail mount. | Stock | 79
FAZ-D13-3-NA-L | Eaton miniature circuit breaker, current-limiting, 13A, 240 VAC/96 VDC, 3-pole, D curve, thermal magnetic, 14kA @ 240 VAC interrupting rating, 35mm DIN rail mount. | Stock | 79
FAZ-B15-3-NA-L | Eaton miniature circuit breaker, current-limiting, 15A, 240 VAC/96 VDC, 3-pole, B curve, thermal magnetic, 14kA @ 240 VAC interrupting rating, 35mm DIN rail mount. | Stock | 79
FAZ-C15-3-NA-L | Eaton miniature circuit breaker, current-limiting, 15A, 240 VAC/96 VDC, 3-pole, C curve, thermal magnetic, 14kA @ 240 VAC interrupting rating, 35mm DIN rail mount. | Stock | 79
FAZ-D15-3-NA-L | Eaton miniature circuit breaker, current-limiting, 15A, 240 VAC/96 VDC, 3-pole, D curve, thermal magnetic, 14kA @ 240 VAC interrupting rating, 35mm DIN rail mount. | Stock | 79
FAZ-B16-3-NA-L | Eaton miniature circuit breaker, current-limiting, 16A, 240 VAC/96 VDC, 3-pole, B curve, thermal magnetic, 14kA @ 240 VAC interrupting rating, 35mm DIN rail mount. | Stock | 79
FAZ-C16-3-NA-L | Eaton miniature circuit breaker, current-limiting, 16A, 240 VAC/96 VDC, 3-pole, C curve, thermal magnetic, 14kA @ 240 VAC interrupting rating, 35mm DIN rail mount. | Stock | 79
FAZ-D16-3-NA-L | Eaton miniature circuit breaker, current-limiting, 16A, 240 VAC/96 VDC, 3-pole, D curve, thermal magnetic, 14kA @ 240 VAC interrupting rating, 35mm DIN rail mount. | Stock | 79
FAZ-B20-3-NA-L | Eaton miniature circuit breaker, current-limiting, 20A, 240 VAC/96 VDC, 3-pole, B curve, thermal magnetic, 14kA @ 240 VAC interrupting rating, 35mm DIN rail mount. | Stock | 96
FAZ-C20-3-NA-L | Eaton miniature circuit breaker, current-limiting, 20A, 240 VAC/96 VDC, 3-pole, C curve, thermal magnetic, 14kA @ 240 VAC interrupting rating, 35mm DIN rail mount. | Stock | 79
FAZ-D20-3-NA-L | Eaton miniature circuit breaker, current-limiting, 20A, 240 VAC/96 VDC, 3-pole, D curve, thermal magnetic, 14kA @ 240 VAC interrupting rating, 35mm DIN rail mount. | Stock | 79
FAZ-B25-3-NA-L | Eaton miniature circuit breaker, current-limiting, 25A, 240 VAC/96 VDC, 3-pole, B curve, thermal magnetic, 14kA @ 240 VAC interrupting rating, 35mm DIN rail mount. | Stock | 79
FAZ-C25-3-NA-L | Eaton miniature circuit breaker, current-limiting, 25A, 240 VAC/96 VDC, 3-pole, C curve, thermal magnetic, 14kA @ 240 VAC interrupting rating, 35mm DIN rail mount. | Stock | 79
FAZ-D25-3-NA-L | Eaton miniature circuit breaker, current-limiting, 25A, 240 VAC/96 VDC, 3-pole, D curve, thermal magnetic, 10kA @ 240 VAC interrupting rating, 35mm DIN rail mount. | Stock | 79
FAZ-B30-3-NA-L | Eaton miniature circuit breaker, current-limiting, 30A, 240 VAC/96 VDC, 3-pole, B curve, thermal magnetic, 10kA @ 240 VAC interrupting rating, 35mm DIN rail mount. | Stock | 79
FAZ-C30-3-NA-L | Eaton miniature circuit breaker, current-limiting, 30A, 240 VAC/96 VDC, 3-pole, C curve, thermal magnetic, 10kA @ 240 VAC interrupting rating, 35mm DIN rail mount. | Stock | 79
FAZ-D30-3-NA-L | Eaton miniature circuit breaker, current-limiting, 30A, 240 VAC/96 VDC, 3-pole, D curve, thermal magnetic, 10kA @ 240 VAC interrupting rating, 35mm DIN rail mount. | Stock | 79
FAZ-B32-3-NA-L | Eaton miniature circuit breaker, current-limiting, 32A, 240 VAC/96 VDC, 3-pole, B curve, thermal magnetic, 10kA @ 240 VAC interrupting rating, 35mm DIN rail mount. | Stock | 79
FAZ-C32-3-NA-L | Eaton miniature circuit breaker, current-limiting, 32A, 240 VAC/96 VDC, 3-pole, C curve, thermal magnetic, 10kA @ 240 VAC interrupting rating, 35mm DIN rail mount. | Stock | 79
FAZ-D32-3-NA-L | Eaton miniature circuit breaker, current-limiting, 32A, 240 VAC/96 VDC, 3-pole, D curve, thermal magnetic, 10kA @ 240 VAC interrupting rating, 35mm DIN rail mount. | Stock | 79
FAZ-B35-3-NA | Eaton miniature circuit breaker, current-limiting, 35A, 240 VAC/96 VDC, 3-pole, B curve, thermal magnetic, 10kA @ 240 VAC interrupting rating, 35mm DIN rail mount. | Stock | 122
FAZ-C35-3-NA | Eaton miniature circuit breaker, current-limiting, 35A, 240 VAC/48 VDC, 3-pole, C curve, thermal magnetic, 10kA @ 240 VAC interrupting rating, 35mm DIN rail mount. | Stock | 126
FAZ-D35-3-NA | Eaton miniature circuit breaker, current-limiting, 35A, 240 VAC/48 VDC, 3-pole, D curve, thermal magnetic, 10kA @ 240 VAC interrupting rating, 35mm DIN rail mount. | Stock | 126
FAZ-B40-3-NA | Eaton miniature circuit breaker, current-limiting, 40A, 240 VAC/96 VDC, 3-pole, B curve, thermal magnetic, 10kA @ 240 VAC interrupting rating, 35mm DIN rail mount. | Stock | 122
FAZ-C40-3-NA | Eaton miniature circuit breaker, current-limiting, 40A, 240 VAC/48 VDC, 3-pole, C curve, thermal magnetic, 10kA @ 240 VAC interrupting rating, 35mm DIN rail mount. | Stock | 126
FAZ-D40-3-NA | Eaton miniature circuit breaker, current-limiting, 40A, 240 VAC/48 VDC, 3-pole, D curve, thermal magnetic, 10kA @ 240 VAC interrupting rating, 35mm DIN rail mount. | Stock | 126
FAZ-B50-3-NA | Eaton miniature circuit breaker, current-limiting, 50A, 240 VAC/96 VDC, 3-pole, B curve, thermal magnetic, 10kA @ 240 VAC interrupting rating, 35mm DIN rail mount. | Stock | 122
FAZ-C50-3-NA | Eaton miniature circuit breaker, current-limiting, 50A, 240 VAC/96 VDC, 3-pole, C curve, thermal magnetic, 10kA @ 240 VAC interrupting rating, 35mm DIN rail mount. | Stock | 122
FAZ-B63-3-NA | Eaton miniature circuit breaker, current-limiting, 63A, 240 VAC/96 VDC, 3-pole, B curve, thermal magnetic, 10kA @ 240 VAC interrupting rating, 35mm DIN rail mount. | Stock | 122
FAZ-C63-3-NA | Eaton miniature circuit breaker, current-limiting, 63A, 240 VAC/96 VDC, 3-pole, C curve, thermal magnetic, 10kA @ 240 VAC interrupting rating, 35mm DIN rail mount. | Stock | 121
FAZ-C0P5-1-NA-SP | Eaton miniature circuit breaker, current-limiting, 0.5A, 277 VAC/48 VDC, 1-pole, C curve, thermal magnetic, 10kA @ 277 VAC interrupting rating, 35mm DIN rail mount. | Stock | 37
FAZ-D0P5-1-NA-SP | Eaton miniature circuit breaker, current-limiting, 0.5A, 277 VAC/48 VDC, 1-pole, D curve, thermal magnetic, 10kA @ 277 VAC interrupting rating, 35mm DIN rail mount. | Stock | 41
FAZ-B1-1-NA-SP | Eaton miniature circuit breaker, current-limiting, 1A, 277 VAC/48 VDC, 1-pole, B curve, thermal magnetic, 10kA @ 277 VAC interrupting rating, 35mm DIN rail mount. | Stock | 34
FAZ-C1-1-NA-SP | Eaton miniature circuit breaker, current-limiting, 1A, 277 VAC/48 VDC, 1-pole, C curve, thermal magnetic, 10kA @ 277 VAC interrupting rating, 35mm DIN rail mount. | Stock | 37
FAZ-D1-1-NA-SP | Eaton miniature circuit breaker, current-limiting, 1A, 277 VAC/48 VDC, 1-pole, D curve, thermal magnetic, 10kA @ 277 VAC interrupting rating, 35mm DIN rail mount. | Stock | 41
FAZ-B1P5-1-NA-SP | Eaton miniature circuit breaker, current-limiting, 1.5A, 277 VAC/48 VDC, 1-pole, B curve, thermal magnetic, 10kA @ 277 VAC interrupting rating, 35mm DIN rail mount. | Stock | 34
FAZ-C1P5-1-NA-SP | Eaton miniature circuit breaker, current-limiting, 1.5A, 277 VAC/48 VDC, 1-pole, C curve, thermal magnetic, 10kA @ 277 VAC interrupting rating, 35mm DIN rail mount. | Stock | 37
FAZ-D1P5-1-NA-SP | Eaton miniature circuit breaker, current-limiting, 1.5A, 277 VAC/48 VDC, 1-pole, D curve, thermal magnetic, 10kA @ 277 VAC interrupting rating, 35mm DIN rail mount. | Stock | 41
FAZ-B2-1-NA-SP | Eaton miniature circuit breaker, current-limiting, 2A, 277 VAC/48 VDC, 1-pole, B curve, thermal magnetic, 10kA @ 277 VAC interrupting rating, 35mm DIN rail mount. | Stock | 34
FAZ-C2-1-NA-SP | Eaton miniature circuit breaker, current-limiting, 2A, 277 VAC/48 VDC, 1-pole, C curve, thermal magnetic, 10kA @ 277 VAC interrupting rating, 35mm DIN rail mount. | Stock | 37
FAZ-D2-1-NA-SP | Eaton miniature circuit breaker, current-limiting, 2A, 277 VAC/48 VDC, 1-pole, D curve, thermal magnetic, 10kA @ 277 VAC interrupting rating, 35mm DIN rail mount. | Stock | 41
FAZ-B3-1-NA-SP | Eaton miniature circuit breaker, current-limiting, 3A, 277 VAC/48 VDC, 1-pole, B curve, thermal magnetic, 10kA @ 277 VAC interrupting rating, 35mm DIN rail mount. | Stock | 34
FAZ-C3-1-NA-SP | Eaton miniature circuit breaker, current-limiting, 3A, 277 VAC/48 VDC, 1-pole, C curve, thermal magnetic, 10kA @ 277 VAC interrupting rating, 35mm DIN rail mount. | Stock | 37
FAZ-D3-1-NA-SP | Eaton miniature circuit breaker, current-limiting, 3A, 277 VAC/48 VDC, 1-pole, D curve, thermal magnetic, 10kA @ 277 VAC interrupting rating, 35mm DIN rail mount. | Stock | 41
FAZ-B4-1-NA-SP | Eaton miniature circuit breaker, current-limiting, 4A, 277 VAC/48 VDC, 1-pole, B curve, thermal magnetic, 10kA @ 277 VAC interrupting rating, 35mm DIN rail mount. | Stock | 34
FAZ-C4-1-NA-SP | Eaton miniature circuit breaker, current-limiting, 4A, 277 VAC/48 VDC, 1-pole, C curve, thermal magnetic, 10kA @ 277 VAC interrupting rating, 35mm DIN rail mount. | Stock | 37
FAZ-D4-1-NA-SP | Eaton miniature circuit breaker, current-limiting, 4A, 277 VAC/48 VDC, 1-pole, D curve, thermal magnetic, 10kA @ 277 VAC interrupting rating, 35mm DIN rail mount. | Stock | 41
FAZ-B5-1-NA-SP | Eaton miniature circuit breaker, current-limiting, 5A, 277 VAC/48 VDC, 1-pole, B curve, thermal magnetic, 10kA @ 277 VAC interrupting rating, 35mm DIN rail mount. | Stock | 34
FAZ-C5-1-NA-SP | Eaton miniature circuit breaker, current-limiting, 5A, 277 VAC/48 VDC, 1-pole, C curve, thermal magnetic, 10kA @ 277 VAC interrupting rating, 35mm DIN rail mount. | Stock | 37
FAZ-D5-1-NA-SP | Eaton miniature circuit breaker, current-limiting, 5A, 277 VAC/48 VDC, 1-pole, D curve, thermal magnetic, 10kA @ 277 VAC interrupting rating, 35mm DIN rail mount. | Stock | 41
FAZ-B6-1-NA-SP | Eaton miniature circuit breaker, current-limiting, 6A, 277 VAC/48 VDC, 1-pole, B curve, thermal magnetic, 10kA @ 277 VAC interrupting rating, 35mm DIN rail mount. | Stock | 34
FAZ-C6-1-NA-SP | Eaton miniature circuit breaker, current-limiting, 6A, 277 VAC/48 VDC, 1-pole, C curve, thermal magnetic, 10kA @ 277 VAC interrupting rating, 35mm DIN rail mount. | Stock | 37
FAZ-D6-1-NA-SP | Eaton miniature circuit breaker, current-limiting, 6A, 277 VAC/48 VDC, 1-pole, D curve, thermal magnetic, 10kA @ 277 VAC interrupting rating, 35mm DIN rail mount. | Stock | 37
FAZ-B7-1-NA-SP | Eaton miniature circuit breaker, current-limiting, 7A, 277 VAC/48 VDC, 1-pole, B curve, thermal magnetic, 10kA @ 277 VAC interrupting rating, 35mm DIN rail mount. | Stock | 34
FAZ-C7-1-NA-SP | Eaton miniature circuit breaker, current-limiting, 7A, 277 VAC/48 VDC, 1-pole, C curve, thermal magnetic, 10kA @ 277 VAC interrupting rating, 35mm DIN rail mount. | Stock | 37
FAZ-D7-1-NA-SP | Eaton miniature circuit breaker, current-limiting, 7A, 277 VAC/48 VDC, 1-pole, D curve, thermal magnetic, 10kA @ 277 VAC interrupting rating, 35mm DIN rail mount. | Stock | 37
FAZ-B8-1-NA-SP | Eaton miniature circuit breaker, current-limiting, 8A, 277 VAC/48 VDC, 1-pole, B curve, thermal magnetic, 10kA @ 277 VAC interrupting rating, 35mm DIN rail mount. | Stock | 34
FAZ-C8-1-NA-SP | Eaton miniature circuit breaker, current-limiting, 8A, 277 VAC/48 VDC, 1-pole, C curve, thermal magnetic, 10kA @ 277 VAC interrupting rating, 35mm DIN rail mount. | Stock | 37
FAZ-D8-1-NA-SP | Eaton miniature circuit breaker, current-limiting, 8A, 277 VAC/48 VDC, 1-pole, D curve, thermal magnetic, 10kA @ 277 VAC interrupting rating, 35mm DIN rail mount. | Stock | 37
FAZ-B10-1-NA-SP | Eaton miniature circuit breaker, current-limiting, 10A, 277 VAC/48 VDC, 1-pole, B curve, thermal magnetic, 10kA @ 277 VAC interrupting rating, 35mm DIN rail mount. | Stock | 34
FAZ-C10-1-NA-SP | Eaton miniature circuit breaker, current-limiting, 10A, 277 VAC/48 VDC, 1-pole, C curve, thermal magnetic, 10kA @ 277 VAC interrupting rating, 35mm DIN rail mount. | Stock | 37
FAZ-D10-1-NA-SP | Eaton miniature circuit breaker, current-limiting, 10A, 277 VAC/48 VDC, 1-pole, D curve, thermal magnetic, 10kA @ 277 VAC interrupting rating, 35mm DIN rail mount. | Stock | 37
FAZ-B13-1-NA-SP | Eaton miniature circuit breaker, current-limiting, 13A, 277 VAC/48 VDC, 1-pole, B curve, thermal magnetic, 10kA @ 277 VAC interrupting rating, 35mm DIN rail mount. | Stock | 34
FAZ-C13-1-NA-SP | Eaton miniature circuit breaker, current-limiting, 13A, 277 VAC/48 VDC, 1-pole, C curve, thermal magnetic, 10kA @ 277 VAC interrupting rating, 35mm DIN rail mount. | Stock | 37
FAZ-D13-1-NA-SP | Eaton miniature circuit breaker, current-limiting, 13A, 277 VAC/48 VDC, 1-pole, D curve, thermal magnetic, 14kA @ 277 VAC interrupting rating, 35mm DIN rail mount. | Stock | 37
FAZ-B15-1-NA-SP | Eaton miniature circuit breaker, current-limiting, 15A, 277 VAC/48 VDC, 1-pole, B curve, thermal magnetic, 14kA @ 277 VAC interrupting rating, 35mm DIN rail mount. | Stock | 34
FAZ-C15-1-NA-SP | Eaton miniature circuit breaker, current-limiting, 15A, 277 VAC/48 VDC, 1-pole, C curve, thermal magnetic, 14kA @ 277 VAC interrupting rating, 35mm DIN rail mount. | Stock | 37
FAZ-D15-1-NA-SP | Eaton miniature circuit breaker, current-limiting, 15A, 277 VAC/48 VDC, 1-pole, D curve, thermal magnetic, 14kA @ 277 VAC interrupting rating, 35mm DIN rail mount. | Stock | 37
FAZ-B16-1-NA-SP | Eaton miniature circuit breaker, current-limiting, 16A, 277 VAC/48 VDC, 1-pole, B curve, thermal magnetic, 14kA @ 277 VAC interrupting rating, 35mm DIN rail mount. | Stock | 34
FAZ-C16-1-NA-SP | Eaton miniature circuit breaker, current-limiting, 16A, 277 VAC/48 VDC, 1-pole, C curve, thermal magnetic, 14kA @ 277 VAC interrupting rating, 35mm DIN rail mount. | Stock | 37
FAZ-D16-1-NA-SP | Eaton miniature circuit breaker, current-limiting, 16A, 277 VAC/48 VDC, 1-pole, D curve, thermal magnetic, 14kA @ 277 VAC interrupting rating, 35mm DIN rail mount. | Stock | 37
FAZ-B20-1-NA-SP | Eaton miniature circuit breaker, current-limiting, 20A, 277 VAC/48 VDC, 1-pole, B curve, thermal magnetic, 14kA @ 277 VAC interrupting rating, 35mm DIN rail mount. | Stock | 34
FAZ-C20-1-NA-SP | Eaton miniature circuit breaker, current-limiting, 20A, 277 VAC/48 VDC, 1-pole, C curve, thermal magnetic, 14kA @ 277 VAC interrupting rating, 35mm DIN rail mount. | Stock | 37
FAZ-D20-1-NA-SP | Eaton miniature circuit breaker, current-limiting, 20A, 277 VAC/48 VDC, 1-pole, D curve, thermal magnetic, 14kA @ 277 VAC interrupting rating, 35mm DIN rail mount. | Stock | 37
FAZ-B25-1-NA-SP | Eaton miniature circuit breaker, current-limiting, 25A, 277 VAC/48 VDC, 1-pole, B curve, thermal magnetic, 14kA @ 277 VAC interrupting rating, 35mm DIN rail mount. | Stock | 34
FAZ-C25-1-NA-SP | Eaton miniature circuit breaker, current-limiting, 25A, 277 VAC/48 VDC, 1-pole, C curve, thermal magnetic, 14kA @ 277 VAC interrupting rating, 35mm DIN rail mount. | Stock | 33.5
FAZ-D25-1-NA-SP | Eaton miniature circuit breaker, current-limiting, 25A, 277 VAC/48 VDC, 1-pole, D curve, thermal magnetic, 10kA @ 277 VAC interrupting rating, 35mm DIN rail mount. | Stock | 37
FAZ-B30-1-NA-SP | Eaton miniature circuit breaker, current-limiting, 30A, 277 VAC/48 VDC, 1-pole, B curve, thermal magnetic, 10kA @ 277 VAC interrupting rating, 35mm DIN rail mount. | Stock | 34
FAZ-C30-1-NA-SP | Eaton miniature circuit breaker, current-limiting, 30A, 277 VAC/48 VDC, 1-pole, C curve, thermal magnetic, 10kA @ 277 VAC interrupting rating, 35mm DIN rail mount. | Stock | 37
FAZ-D30-1-NA-SP | Eaton miniature circuit breaker, current-limiting, 30A, 277 VAC/48 VDC, 1-pole, D curve, thermal magnetic, 10kA @ 277 VAC interrupting rating, 35mm DIN rail mount. | Stock | 41
FAZ-B32-1-NA-SP | Eaton miniature circuit breaker, current-limiting, 32A, 277 VAC/48 VDC, 1-pole, B curve, thermal magnetic, 10kA @ 277 VAC interrupting rating, 35mm DIN rail mount. | Stock | 34
FAZ-C32-1-NA-SP | Eaton miniature circuit breaker, current-limiting, 32A, 277 VAC/48 VDC, 1-pole, C curve, thermal magnetic, 10kA @ 277 VAC interrupting rating, 35mm DIN rail mount. | Stock | 37
FAZ-D32-1-NA-SP | Eaton miniature circuit breaker, current-limiting, 32A, 277 VAC/48 VDC, 1-pole, D curve, thermal magnetic, 10kA @ 277 VAC interrupting rating, 35mm DIN rail mount. | Stock | 41
FAZ-C0P5-2-NA | Eaton miniature circuit breaker, current-limiting, 0.5A, 480Y/277 VAC/96 VDC, 2-pole, C curve, thermal magnetic, 10kA @ 480Y/277 VAC interrupting rating, 35mm DIN rail mount. | Stock | 77
FAZ-D0P5-2-NA | Eaton miniature circuit breaker, current-limiting, 0.5A, 480Y/277 VAC/96 VDC, 2-pole, D curve, thermal magnetic, 10kA @ 480Y/277 VAC interrupting rating, 35mm DIN rail mount. | Stock | 80
FAZ-B1-2-NA | Eaton miniature circuit breaker, current-limiting, 1A, 480Y/277 VAC/96 VDC, 2-pole, B curve, thermal magnetic, 10kA @ 480Y/277 VAC interrupting rating, 35mm DIN rail mount. | Stock | 78
FAZ-C1-2-NA | Eaton miniature circuit breaker, current-limiting, 1A, 480Y/277 VAC/96 VDC, 2-pole, C curve, thermal magnetic, 10kA @ 480Y/277 VAC interrupting rating, 35mm DIN rail mount. | Stock | 80
FAZ-D1-2-NA | Eaton miniature circuit breaker, current-limiting, 1A, 480Y/277 VAC/96 VDC, 2-pole, D curve, thermal magnetic, 10kA @ 480Y/277 VAC interrupting rating, 35mm DIN rail mount. | Stock | 80
FAZ-B1P5-2-NA | Eaton miniature circuit breaker, current-limiting, 1.5A, 480Y/277 VAC/96 VDC, 2-pole, B curve, thermal magnetic, 10kA @ 480Y/277 VAC interrupting rating, 35mm DIN rail mount. | Stock | 78
FAZ-C1P5-2-NA | Eaton miniature circuit breaker, current-limiting, 1.5A, 480Y/277 VAC/96 VDC, 2-pole, C curve, thermal magnetic, 10kA @ 480Y/277 VAC interrupting rating, 35mm DIN rail mount. | Stock | 80
FAZ-D1P5-2-NA | Eaton miniature circuit breaker, current-limiting, 1.5A, 480Y/277 VAC/96 VDC, 2-pole, D curve, thermal magnetic, 10kA @ 480Y/277 VAC interrupting rating, 35mm DIN rail mount. | Stock | 80
FAZ-B2-2-NA | Eaton miniature circuit breaker, current-limiting, 2A, 480Y/277 VAC/96 VDC, 2-pole, B curve, thermal magnetic, 10kA @ 480Y/277 VAC interrupting rating, 35mm DIN rail mount. | Stock | 78
FAZ-C2-2-NA | Eaton miniature circuit breaker, current-limiting, 2A, 480Y/277 VAC/96 VDC, 2-pole, C curve, thermal magnetic, 10kA @ 480Y/277 VAC interrupting rating, 35mm DIN rail mount. | Stock | 80
FAZ-D2-2-NA | Eaton miniature circuit breaker, current-limiting, 2A, 480Y/277 VAC/96 VDC, 2-pole, D curve, thermal magnetic, 10kA @ 480Y/277 VAC interrupting rating, 35mm DIN rail mount. | Stock | 80
FAZ-B3-2-NA | Eaton miniature circuit breaker, current-limiting, 3A, 480Y/277 VAC/96 VDC, 2-pole, B curve, thermal magnetic, 10kA @ 480Y/277 VAC interrupting rating, 35mm DIN rail mount. | Stock | 78
FAZ-C3-2-NA | Eaton miniature circuit breaker, current-limiting, 3A, 480Y/277 VAC/96 VDC, 2-pole, C curve, thermal magnetic, 10kA @ 480Y/277 VAC interrupting rating, 35mm DIN rail mount. | Stock | 80
FAZ-D3-2-NA | Eaton miniature circuit breaker, current-limiting, 3A, 480Y/277 VAC/96 VDC, 2-pole, D curve, thermal magnetic, 10kA @ 480Y/277 VAC interrupting rating, 35mm DIN rail mount. | Stock | 80
FAZ-B4-2-NA | Eaton miniature circuit breaker, current-limiting, 4A, 480Y/277 VAC/96 VDC, 2-pole, B curve, thermal magnetic, 10kA @ 480Y/277 VAC interrupting rating, 35mm DIN rail mount. | Stock | 78
FAZ-C4-2-NA | Eaton miniature circuit breaker, current-limiting, 4A, 480Y/277 VAC/96 VDC, 2-pole, C curve, thermal magnetic, 10kA @ 480Y/277 VAC interrupting rating, 35mm DIN rail mount. | Stock | 80
FAZ-D4-2-NA | Eaton miniature circuit breaker, current-limiting, 4A, 480Y/277 VAC/96 VDC, 2-pole, D curve, thermal magnetic, 10kA @ 480Y/277 VAC interrupting rating, 35mm DIN rail mount. | Stock | 80
FAZ-B5-2-NA | Eaton miniature circuit breaker, current-limiting, 5A, 480Y/277 VAC/96 VDC, 2-pole, B curve, thermal magnetic, 10kA @ 480Y/277 VAC interrupting rating, 35mm DIN rail mount. | Stock | 78
FAZ-C5-2-NA | Eaton miniature circuit breaker, current-limiting, 5A, 480Y/277 VAC/96 VDC, 2-pole, C curve, thermal magnetic, 10kA @ 480Y/277 VAC interrupting rating, 35mm DIN rail mount. | Stock | 80
FAZ-D5-2-NA | Eaton miniature circuit breaker, current-limiting, 5A, 480Y/277 VAC/96 VDC, 2-pole, D curve, thermal magnetic, 10kA @ 480Y/277 VAC interrupting rating, 35mm DIN rail mount. | Stock | 80
FAZ-B6-2-NA | Eaton miniature circuit breaker, current-limiting, 6A, 480Y/277 VAC/96 VDC, 2-pole, B curve, thermal magnetic, 10kA @ 480Y/277 VAC interrupting rating, 35mm DIN rail mount. | Stock | 72
FAZ-C6-2-NA | Eaton miniature circuit breaker, current-limiting, 6A, 480Y/277 VAC/96 VDC, 2-pole, C curve, thermal magnetic, 10kA @ 480Y/277 VAC interrupting rating, 35mm DIN rail mount. | Stock | 73
FAZ-D6-2-NA | Eaton miniature circuit breaker, current-limiting, 6A, 480Y/277 VAC/96 VDC, 2-pole, D curve, thermal magnetic, 10kA @ 480Y/277 VAC interrupting rating, 35mm DIN rail mount. | Stock | 73
FAZ-B7-2-NA | Eaton miniature circuit breaker, current-limiting, 7A, 480Y/277 VAC/96 VDC, 2-pole, B curve, thermal magnetic, 10kA @ 480Y/277 VAC interrupting rating, 35mm DIN rail mount. | Stock | 72
FAZ-C7-2-NA | Eaton miniature circuit breaker, current-limiting, 7A, 480Y/277 VAC/96 VDC, 2-pole, C curve, thermal magnetic, 10kA @ 480Y/277 VAC interrupting rating, 35mm DIN rail mount. | Stock | 73
FAZ-D7-2-NA | Eaton miniature circuit breaker, current-limiting, 7A, 480Y/277 VAC/96 VDC, 2-pole, D curve, thermal magnetic, 10kA @ 480Y/277 VAC interrupting rating, 35mm DIN rail mount. | Stock | 73
FAZ-B8-2-NA | Eaton miniature circuit breaker, current-limiting, 8A, 480Y/277 VAC/96 VDC, 2-pole, B curve, thermal magnetic, 10kA @ 480Y/277 VAC interrupting rating, 35mm DIN rail mount. | Stock | 72
FAZ-C8-2-NA | Eaton miniature circuit breaker, current-limiting, 8A, 480Y/277 VAC/96 VDC, 2-pole, C curve, thermal magnetic, 10kA @ 480Y/277 VAC interrupting rating, 35mm DIN rail mount. | Stock | 73
FAZ-D8-2-NA | Eaton miniature circuit breaker, current-limiting, 8A, 480Y/277 VAC/96 VDC, 2-pole, D curve, thermal magnetic, 10kA @ 480Y/277 VAC interrupting rating, 35mm DIN rail mount. | Stock | 73
FAZ-B10-2-NA | Eaton miniature circuit breaker, current-limiting, 10A, 480Y/277 VAC/96 VDC, 2-pole, B curve, thermal magnetic, 10kA @ 480Y/277 VAC interrupting rating, 35mm DIN rail mount. | Stock | 72
FAZ-C10-2-NA | Eaton miniature circuit breaker, current-limiting, 10A, 480Y/277 VAC/96 VDC, 2-pole, C curve, thermal magnetic, 10kA @ 480Y/277 VAC interrupting rating, 35mm DIN rail mount. | Stock | 77
FAZ-D10-2-NA | Eaton miniature circuit breaker, current-limiting, 10A, 480Y/277 VAC/96 VDC, 2-pole, D curve, thermal magnetic, 10kA @ 480Y/277 VAC interrupting rating, 35mm DIN rail mount. | Stock | 73
FAZ-B13-2-NA | Eaton miniature circuit breaker, current-limiting, 13A, 480Y/277 VAC/96 VDC, 2-pole, B curve, thermal magnetic, 10kA @ 480Y/277 VAC interrupting rating, 35mm DIN rail mount. | Stock | 72
FAZ-C13-2-NA | Eaton miniature circuit breaker, current-limiting, 13A, 480Y/277 VAC/96 VDC, 2-pole, C curve, thermal magnetic, 10kA @ 480Y/277 VAC interrupting rating, 35mm DIN rail mount. | Stock | 73
FAZ-D13-2-NA | Eaton miniature circuit breaker, current-limiting, 13A, 480Y/277 VAC/96 VDC, 2-pole, D curve, thermal magnetic, 14kA @ 480Y/277 VAC interrupting rating, 35mm DIN rail mount. | Stock | 73
FAZ-B15-2-NA | Eaton miniature circuit breaker, current-limiting, 15A, 480Y/277 VAC/96 VDC, 2-pole, B curve, thermal magnetic, 14kA @ 480Y/277 VAC interrupting rating, 35mm DIN rail mount. | Stock | 72
FAZ-C15-2-NA | Eaton miniature circuit breaker, current-limiting, 15A, 480Y/277 VAC/96 VDC, 2-pole, C curve, thermal magnetic, 14kA @ 480Y/277 VAC interrupting rating, 35mm DIN rail mount. | Stock | 73
FAZ-D15-2-NA | Eaton miniature circuit breaker, current-limiting, 15A, 480Y/277 VAC/96 VDC, 2-pole, D curve, thermal magnetic, 14kA @ 480Y/277 VAC interrupting rating, 35mm DIN rail mount. | Stock | 73
FAZ-B16-2-NA | Eaton miniature circuit breaker, current-limiting, 16A, 480Y/277 VAC/96 VDC, 2-pole, B curve, thermal magnetic, 14kA @ 480Y/277 VAC interrupting rating, 35mm DIN rail mount. | Stock | 72
FAZ-C16-2-NA | Eaton miniature circuit breaker, current-limiting, 16A, 480Y/277 VAC/96 VDC, 2-pole, C curve, thermal magnetic, 14kA @ 480Y/277 VAC interrupting rating, 35mm DIN rail mount. | Stock | 73
FAZ-D16-2-NA | Eaton miniature circuit breaker, current-limiting, 16A, 480Y/277 VAC/96 VDC, 2-pole, D curve, thermal magnetic, 14kA @ 480Y/277 VAC interrupting rating, 35mm DIN rail mount. | Stock | 73
FAZ-B20-2-NA | Eaton miniature circuit breaker, current-limiting, 20A, 480Y/277 VAC/96 VDC, 2-pole, B curve, thermal magnetic, 14kA @ 480Y/277 VAC interrupting rating, 35mm DIN rail mount. | Stock | 72
FAZ-C20-2-NA | Eaton miniature circuit breaker, current-limiting, 20A, 480Y/277 VAC/96 VDC, 2-pole, C curve, thermal magnetic, 14kA @ 480Y/277 VAC interrupting rating, 35mm DIN rail mount. | Stock | 73
FAZ-D20-2-NA | Eaton miniature circuit breaker, current-limiting, 20A, 480Y/277 VAC/96 VDC, 2-pole, D curve, thermal magnetic, 14kA @ 480Y/277 VAC interrupting rating, 35mm DIN rail mount. | Stock | 73
FAZ-B25-2-NA | Eaton miniature circuit breaker, current-limiting, 25A, 480Y/277 VAC/96 VDC, 2-pole, B curve, thermal magnetic, 14kA @ 480Y/277 VAC interrupting rating, 35mm DIN rail mount. | Stock | 72
FAZ-C25-2-NA | Eaton miniature circuit breaker, current-limiting, 25A, 480Y/277 VAC/96 VDC, 2-pole, C curve, thermal magnetic, 14kA @ 480Y/277 VAC interrupting rating, 35mm DIN rail mount. | Stock | 73
FAZ-D25-2-NA | Eaton miniature circuit breaker, current-limiting, 25A, 480Y/277 VAC/96 VDC, 2-pole, D curve, thermal magnetic, 10kA @ 480Y/277 VAC interrupting rating, 35mm DIN rail mount. | Stock | 73
FAZ-B30-2-NA | Eaton miniature circuit breaker, current-limiting, 30A, 480Y/277 VAC/96 VDC, 2-pole, B curve, thermal magnetic, 10kA @ 480Y/277 VAC interrupting rating, 35mm DIN rail mount. | Stock | 72
FAZ-C30-2-NA | Eaton miniature circuit breaker, current-limiting, 30A, 480Y/277 VAC/96 VDC, 2-pole, C curve, thermal magnetic, 10kA @ 480Y/277 VAC interrupting rating, 35mm DIN rail mount. | Stock | 73
FAZ-D30-2-NA | Eaton miniature circuit breaker, current-limiting, 30A, 480Y/277 VAC/96 VDC, 2-pole, D curve, thermal magnetic, 10kA @ 480Y/277 VAC interrupting rating, 35mm DIN rail mount. | Stock | 73
FAZ-B32-2-NA | Eaton miniature circuit breaker, current-limiting, 32A, 480Y/277 VAC/96 VDC, 2-pole, B curve, thermal magnetic, 10kA @ 480Y/277 VAC interrupting rating, 35mm DIN rail mount. | Stock | 78
FAZ-C32-2-NA | Eaton miniature circuit breaker, current-limiting, 32A, 480Y/277 VAC/96 VDC, 2-pole, C curve, thermal magnetic, 10kA @ 480Y/277 VAC interrupting rating, 35mm DIN rail mount. | Stock | 80
FAZ-D32-2-NA | Eaton miniature circuit breaker, current-limiting, 32A, 480Y/277 VAC/96 VDC, 2-pole, D curve, thermal magnetic, 10kA @ 480Y/277 VAC interrupting rating, 35mm DIN rail mount. | Stock | 80
FAZ-C0P5-3-NA | Eaton miniature circuit breaker, current-limiting, 0.5A, 480Y/277 VAC/96 VDC, 3-pole, C curve, thermal magnetic, 10kA @ 480Y/277 VAC interrupting rating, 35mm DIN rail mount. | Stock | 126
FAZ-D0P5-3-NA | Eaton miniature circuit breaker, current-limiting, 0.5A, 480Y/277 VAC/96 VDC, 3-pole, D curve, thermal magnetic, 10kA @ 480Y/277 VAC interrupting rating, 35mm DIN rail mount. | Stock | 126
FAZ-B1-3-NA | Eaton miniature circuit breaker, current-limiting, 1A, 480Y/277 VAC/96 VDC, 3-pole, B curve, thermal magnetic, 10kA @ 480Y/277 VAC interrupting rating, 35mm DIN rail mount. | Stock | 115
FAZ-C1-3-NA | Eaton miniature circuit breaker, current-limiting, 1A, 480Y/277 VAC/96 VDC, 3-pole, C curve, thermal magnetic, 10kA @ 480Y/277 VAC interrupting rating, 35mm DIN rail mount. | Stock | 114
FAZ-D1-3-NA | Eaton miniature circuit breaker, current-limiting, 1A, 480Y/277 VAC/96 VDC, 3-pole, D curve, thermal magnetic, 10kA @ 480Y/277 VAC interrupting rating, 35mm DIN rail mount. | Stock | 126
FAZ-B1P5-3-NA | Eaton miniature circuit breaker, current-limiting, 1.5A, 480Y/277 VAC/96 VDC, 3-pole, B curve, thermal magnetic, 10kA @ 480Y/277 VAC interrupting rating, 35mm DIN rail mount. | Stock | 115
FAZ-C1P5-3-NA | Eaton miniature circuit breaker, current-limiting, 1.5A, 480Y/277 VAC/96 VDC, 3-pole, C curve, thermal magnetic, 10kA @ 480Y/277 VAC interrupting rating, 35mm DIN rail mount. | Stock | 114
FAZ-D1P5-3-NA | Eaton miniature circuit breaker, current-limiting, 1.5A, 480Y/277 VAC/96 VDC, 3-pole, D curve, thermal magnetic, 10kA @ 480Y/277 VAC interrupting rating, 35mm DIN rail mount. | Stock | 126
FAZ-B2-3-NA | Eaton miniature circuit breaker, current-limiting, 2A, 480Y/277 VAC/96 VDC, 3-pole, B curve, thermal magnetic, 10kA @ 480Y/277 VAC interrupting rating, 35mm DIN rail mount. | Stock | 199
FAZ-C2-3-NA | Eaton miniature circuit breaker, current-limiting, 2A, 480Y/277 VAC/96 VDC, 3-pole, C curve, thermal magnetic, 10kA @ 480Y/277 VAC interrupting rating, 35mm DIN rail mount. | Stock | 114
FAZ-D2-3-NA | Eaton miniature circuit breaker, current-limiting, 2A, 480Y/277 VAC/96 VDC, 3-pole, D curve, thermal magnetic, 10kA @ 480Y/277 VAC interrupting rating, 35mm DIN rail mount. | Stock | 126
FAZ-B3-3-NA | Eaton miniature circuit breaker, current-limiting, 3A, 480Y/277 VAC/96 VDC, 3-pole, B curve, thermal magnetic, 10kA @ 480Y/277 VAC interrupting rating, 35mm DIN rail mount. | Stock | 115
FAZ-C3-3-NA | Eaton miniature circuit breaker, current-limiting, 3A, 480Y/277 VAC/96 VDC, 3-pole, C curve, thermal magnetic, 10kA @ 480Y/277 VAC interrupting rating, 35mm DIN rail mount. | Stock | 122
FAZ-D3-3-NA | Eaton miniature circuit breaker, current-limiting, 3A, 480Y/277 VAC/96 VDC, 3-pole, D curve, thermal magnetic, 10kA @ 480Y/277 VAC interrupting rating, 35mm DIN rail mount. | Stock | 126
FAZ-B4-3-NA | Eaton miniature circuit breaker, current-limiting, 4A, 480Y/277 VAC/96 VDC, 3-pole, B curve, thermal magnetic, 10kA @ 480Y/277 VAC interrupting rating, 35mm DIN rail mount. | Stock | 115
FAZ-C4-3-NA | Eaton miniature circuit breaker, current-limiting, 4A, 480Y/277 VAC/96 VDC, 3-pole, C curve, thermal magnetic, 10kA @ 480Y/277 VAC interrupting rating, 35mm DIN rail mount. | Stock | 122
FAZ-D4-3-NA | Eaton miniature circuit breaker, current-limiting, 4A, 480Y/277 VAC/96 VDC, 3-pole, D curve, thermal magnetic, 10kA @ 480Y/277 VAC interrupting rating, 35mm DIN rail mount. | Stock | 126
FAZ-B5-3-NA | Eaton miniature circuit breaker, current-limiting, 5A, 480Y/277 VAC/96 VDC, 3-pole, B curve, thermal magnetic, 10kA @ 480Y/277 VAC interrupting rating, 35mm DIN rail mount. | Stock | 115
FAZ-C5-3-NA | Eaton miniature circuit breaker, current-limiting, 5A, 480Y/277 VAC/96 VDC, 3-pole, C curve, thermal magnetic, 10kA @ 480Y/277 VAC interrupting rating, 35mm DIN rail mount. | Stock | 122
FAZ-D5-3-NA | Eaton miniature circuit breaker, current-limiting, 5A, 480Y/277 VAC/96 VDC, 3-pole, D curve, thermal magnetic, 10kA @ 480Y/277 VAC interrupting rating, 35mm DIN rail mount. | Stock | 126
FAZ-B6-3-NA | Eaton miniature circuit breaker, current-limiting, 6A, 480Y/277 VAC/96 VDC, 3-pole, B curve, thermal magnetic, 10kA @ 480Y/277 VAC interrupting rating, 35mm DIN rail mount. | Stock | 111
FAZ-C6-3-NA | Eaton miniature circuit breaker, current-limiting, 6A, 480Y/277 VAC/96 VDC, 3-pole, C curve, thermal magnetic, 10kA @ 480Y/277 VAC interrupting rating, 35mm DIN rail mount. | Stock | 114
FAZ-D6-3-NA | Eaton miniature circuit breaker, current-limiting, 6A, 480Y/277 VAC/96 VDC, 3-pole, D curve, thermal magnetic, 10kA @ 480Y/277 VAC interrupting rating, 35mm DIN rail mount. | Stock | 114
FAZ-B7-3-NA | Eaton miniature circuit breaker, current-limiting, 7A, 480Y/277 VAC/96 VDC, 3-pole, B curve, thermal magnetic, 10kA @ 480Y/277 VAC interrupting rating, 35mm DIN rail mount. | Stock | 111
FAZ-C7-3-NA | Eaton miniature circuit breaker, current-limiting, 7A, 480Y/277 VAC/96 VDC, 3-pole, C curve, thermal magnetic, 10kA @ 480Y/277 VAC interrupting rating, 35mm DIN rail mount. | Stock | 114
FAZ-D7-3-NA | Eaton miniature circuit breaker, current-limiting, 7A, 480Y/277 VAC/96 VDC, 3-pole, D curve, thermal magnetic, 10kA @ 480Y/277 VAC interrupting rating, 35mm DIN rail mount. | Stock | 114
FAZ-B8-3-NA | Eaton miniature circuit breaker, current-limiting, 8A, 480Y/277 VAC/96 VDC, 3-pole, B curve, thermal magnetic, 10kA @ 480Y/277 VAC interrupting rating, 35mm DIN rail mount. | Stock | 111
FAZ-C8-3-NA | Eaton miniature circuit breaker, current-limiting, 8A, 480Y/277 VAC/96 VDC, 3-pole, C curve, thermal magnetic, 10kA @ 480Y/277 VAC interrupting rating, 35mm DIN rail mount. | Stock | 114
FAZ-D8-3-NA | Eaton miniature circuit breaker, current-limiting, 8A, 480Y/277 VAC/96 VDC, 3-pole, D curve, thermal magnetic, 10kA @ 480Y/277 VAC interrupting rating, 35mm DIN rail mount. | Stock | 114
FAZ-B10-3-NA | Eaton miniature circuit breaker, current-limiting, 10A, 480Y/277 VAC/96 VDC, 3-pole, B curve, thermal magnetic, 10kA @ 480Y/277 VAC interrupting rating, 35mm DIN rail mount. | Stock | 111
FAZ-C10-3-NA | Eaton miniature circuit breaker, current-limiting, 10A, 480Y/277 VAC/96 VDC, 3-pole, C curve, thermal magnetic, 10kA @ 480Y/277 VAC interrupting rating, 35mm DIN rail mount. | Stock | 114
FAZ-D10-3-NA | Eaton miniature circuit breaker, current-limiting, 10A, 480Y/277 VAC/96 VDC, 3-pole, D curve, thermal magnetic, 10kA @ 480Y/277 VAC interrupting rating, 35mm DIN rail mount. | Stock | 114
FAZ-B13-3-NA | Eaton miniature circuit breaker, current-limiting, 13A, 480Y/277 VAC/96 VDC, 3-pole, B curve, thermal magnetic, 10kA @ 480Y/277 VAC interrupting rating, 35mm DIN rail mount. | Stock | 111
FAZ-C13-3-NA | Eaton miniature circuit breaker, current-limiting, 13A, 480Y/277 VAC/96 VDC, 3-pole, C curve, thermal magnetic, 10kA @ 480Y/277 VAC interrupting rating, 35mm DIN rail mount. | Stock | 114
FAZ-D13-3-NA | Eaton miniature circuit breaker, current-limiting, 13A, 480Y/277 VAC/96 VDC, 3-pole, D curve, thermal magnetic, 14kA @ 480Y/277 VAC interrupting rating, 35mm DIN rail mount. | Stock | 114
FAZ-B15-3-NA | Eaton miniature circuit breaker, current-limiting, 15A, 480Y/277 VAC/96 VDC, 3-pole, B curve, thermal magnetic, 14kA @ 480Y/277 VAC interrupting rating, 35mm DIN rail mount. | Stock | 111
FAZ-C15-3-NA | Eaton miniature circuit breaker, current-limiting, 15A, 480Y/277 VAC/96 VDC, 3-pole, C curve, thermal magnetic, 14kA @ 480Y/277 VAC interrupting rating, 35mm DIN rail mount. | Stock | 114
FAZ-D15-3-NA | Eaton miniature circuit breaker, current-limiting, 15A, 480Y/277 VAC/96 VDC, 3-pole, D curve, thermal magnetic, 14kA @ 480Y/277 VAC interrupting rating, 35mm DIN rail mount. | Stock | 114
FAZ-B16-3-NA | Eaton miniature circuit breaker, current-limiting, 16A, 480Y/277 VAC/96 VDC, 3-pole, B curve, thermal magnetic, 14kA @ 480Y/277 VAC interrupting rating, 35mm DIN rail mount. | Stock | 111
FAZ-C16-3-NA | Eaton miniature circuit breaker, current-limiting, 16A, 480Y/277 VAC/96 VDC, 3-pole, C curve, thermal magnetic, 14kA @ 480Y/277 VAC interrupting rating, 35mm DIN rail mount. | Stock | 114
FAZ-D16-3-NA | Eaton miniature circuit breaker, current-limiting, 16A, 480Y/277 VAC/96 VDC, 3-pole, D curve, thermal magnetic, 14kA @ 480Y/277 VAC interrupting rating, 35mm DIN rail mount. | Stock | 114
FAZ-B20-3-NA | Eaton miniature circuit breaker, current-limiting, 20A, 480Y/277 VAC/96 VDC, 3-pole, B curve, thermal magnetic, 14kA @ 480Y/277 VAC interrupting rating, 35mm DIN rail mount. | Stock | 111
FAZ-C20-3-NA | Eaton miniature circuit breaker, current-limiting, 20A, 480Y/277 VAC/96 VDC, 3-pole, C curve, thermal magnetic, 14kA @ 480Y/277 VAC interrupting rating, 35mm DIN rail mount. | Stock | 114
FAZ-D20-3-NA | Eaton miniature circuit breaker, current-limiting, 20A, 480Y/277 VAC/96 VDC, 3-pole, D curve, thermal magnetic, 14kA @ 480Y/277 VAC interrupting rating, 35mm DIN rail mount. | Stock | 114
FAZ-B25-3-NA | Eaton miniature circuit breaker, current-limiting, 25A, 480Y/277 VAC/96 VDC, 3-pole, B curve, thermal magnetic, 14kA @ 480Y/277 VAC interrupting rating, 35mm DIN rail mount. | Stock | 111
FAZ-C25-3-NA | Eaton miniature circuit breaker, current-limiting, 25A, 480Y/277 VAC/96 VDC, 3-pole, C curve, thermal magnetic, 14kA @ 480Y/277 VAC interrupting rating, 35mm DIN rail mount. | Stock | 114
FAZ-D25-3-NA | Eaton miniature circuit breaker, current-limiting, 25A, 480Y/277 VAC/96 VDC, 3-pole, D curve, thermal magnetic, 10kA @ 480Y/277 VAC interrupting rating, 35mm DIN rail mount. | Stock | 114
FAZ-B30-3-NA | Eaton miniature circuit breaker, current-limiting, 30A, 480Y/277 VAC/96 VDC, 3-pole, B curve, thermal magnetic, 10kA @ 480Y/277 VAC interrupting rating, 35mm DIN rail mount. | Stock | 111
FAZ-C30-3-NA | Eaton miniature circuit breaker, current-limiting, 30A, 480Y/277 VAC/96 VDC, 3-pole, C curve, thermal magnetic, 10kA @ 480Y/277 VAC interrupting rating, 35mm DIN rail mount. | Stock | 114
FAZ-D30-3-NA | Eaton miniature circuit breaker, current-limiting, 30A, 480Y/277 VAC/96 VDC, 3-pole, D curve, thermal magnetic, 10kA @ 480Y/277 VAC interrupting rating, 35mm DIN rail mount. | Stock | 114
FAZ-B32-3-NA | Eaton miniature circuit breaker, current-limiting, 32A, 480Y/277 VAC/96 VDC, 3-pole, B curve, thermal magnetic, 10kA @ 480Y/277 VAC interrupting rating, 35mm DIN rail mount. | Stock | 111
FAZ-C32-3-NA | Eaton miniature circuit breaker, current-limiting, 32A, 480Y/277 VAC/96 VDC, 3-pole, C curve, thermal magnetic, 10kA @ 480Y/277 VAC interrupting rating, 35mm DIN rail mount. | Stock | 126
FAZ-D32-3-NA | Eaton miniature circuit breaker, current-limiting, 32A, 480Y/277 VAC/96 VDC, 3-pole, D curve, thermal magnetic, 10kA @ 480Y/277 VAC interrupting rating, 35mm DIN rail mount. | Stock | 126
GMCBU-1B-1 | Gladiator miniature circuit breaker, 1A, 277 VAC/60 VDC, 1-pole, B curve, thermal magnetic, 10kA @ 277 VAC interrupting rating, 35mm DIN rail mount. | Stock | 19.5
GMCBU-1C-1 | Gladiator miniature circuit breaker, 1A, 277 VAC/60 VDC, 1-pole, C curve, thermal magnetic, 10kA @ 277 VAC interrupting rating, 35mm DIN rail mount. | Stock | 19.5
GMCBU-1D-1 | Gladiator miniature circuit breaker, 1A, 277 VAC/60 VDC, 1-pole, D curve, thermal magnetic, 10kA @ 277 VAC interrupting rating, 35mm DIN rail mount. | Stock | 19.5
GMCBU-1B-2 | Gladiator miniature circuit breaker, 2A, 277 VAC/60 VDC, 1-pole, B curve, thermal magnetic, 10kA @ 277 VAC interrupting rating, 35mm DIN rail mount. | Stock | 19.5
GMCBU-1C-2 | Gladiator miniature circuit breaker, 2A, 277 VAC/60 VDC, 1-pole, C curve, thermal magnetic, 10kA @ 277 VAC interrupting rating, 35mm DIN rail mount. | Stock | 19.5
GMCBU-1D-2 | Gladiator miniature circuit breaker, 2A, 277 VAC/60 VDC, 1-pole, D curve, thermal magnetic, 10kA @ 277 VAC interrupting rating, 35mm DIN rail mount. | Stock | 19.5
GMCBU-1B-3 | Gladiator miniature circuit breaker, 3A, 277 VAC/60 VDC, 1-pole, B curve, thermal magnetic, 10kA @ 277 VAC interrupting rating, 35mm DIN rail mount. | Stock | 19.5
GMCBU-1C-3 | Gladiator miniature circuit breaker, 3A, 277 VAC/60 VDC, 1-pole, C curve, thermal magnetic, 10kA @ 277 VAC interrupting rating, 35mm DIN rail mount. | Stock | 19.5
GMCBU-1D-3 | Gladiator miniature circuit breaker, 3A, 277 VAC/60 VDC, 1-pole, D curve, thermal magnetic, 10kA @ 277 VAC interrupting rating, 35mm DIN rail mount. | Stock | 19.5
GMCBU-1B-4 | Gladiator miniature circuit breaker, 4A, 277 VAC/60 VDC, 1-pole, B curve, thermal magnetic, 10kA @ 277 VAC interrupting rating, 35mm DIN rail mount. | Stock | 19.5
GMCBU-1C-4 | Gladiator miniature circuit breaker, 4A, 277 VAC/60 VDC, 1-pole, C curve, thermal magnetic, 10kA @ 277 VAC interrupting rating, 35mm DIN rail mount. | Stock | 19.5
GMCBU-1D-4 | Gladiator miniature circuit breaker, 4A, 277 VAC/60 VDC, 1-pole, D curve, thermal magnetic, 10kA @ 277 VAC interrupting rating, 35mm DIN rail mount. | Stock | 19.5
GMCBU-1B-5 | Gladiator miniature circuit breaker, 5A, 277 VAC/60 VDC, 1-pole, B curve, thermal magnetic, 10kA @ 277 VAC interrupting rating, 35mm DIN rail mount. | Stock | 19.5
GMCBU-1C-5 | Gladiator miniature circuit breaker, 5A, 277 VAC/60 VDC, 1-pole, C curve, thermal magnetic, 10kA @ 277 VAC interrupting rating, 35mm DIN rail mount. | Stock | 19.5
GMCBU-1D-5 | Gladiator miniature circuit breaker, 5A, 277 VAC/60 VDC, 1-pole, D curve, thermal magnetic, 10kA @ 277 VAC interrupting rating, 35mm DIN rail mount. | Stock | 19.5
GMCBU-1B-6 | Gladiator miniature circuit breaker, 6A, 277 VAC/60 VDC, 1-pole, B curve, thermal magnetic, 10kA @ 277 VAC interrupting rating, 35mm DIN rail mount. | Stock | 19.5
GMCBU-1C-6 | Gladiator miniature circuit breaker, 6A, 277 VAC/60 VDC, 1-pole, C curve, thermal magnetic, 10kA @ 277 VAC interrupting rating, 35mm DIN rail mount. | Stock | 19.5
GMCBU-1D-6 | Gladiator miniature circuit breaker, 6A, 277 VAC/60 VDC, 1-pole, D curve, thermal magnetic, 10kA @ 277 VAC interrupting rating, 35mm DIN rail mount. | Stock | 19.5
GMCBU-1B-8 | Gladiator miniature circuit breaker, 8A, 277 VAC/60 VDC, 1-pole, B curve, thermal magnetic, 10kA @ 277 VAC interrupting rating, 35mm DIN rail mount. | Stock | 19.5
GMCBU-1C-8 | Gladiator miniature circuit breaker, 8A, 277 VAC/60 VDC, 1-pole, C curve, thermal magnetic, 10kA @ 277 VAC interrupting rating, 35mm DIN rail mount. | Stock | 19.5
GMCBU-1D-8 | Gladiator miniature circuit breaker, 8A, 277 VAC/60 VDC, 1-pole, D curve, thermal magnetic, 10kA @ 277 VAC interrupting rating, 35mm DIN rail mount. | Stock | 19.5
GMCBU-1B-10 | Gladiator miniature circuit breaker, 10A, 277 VAC/60 VDC, 1-pole, B curve, thermal magnetic, 10kA @ 277 VAC interrupting rating, 35mm DIN rail mount. | Stock | 19.5
GMCBU-1C-10 | Gladiator miniature circuit breaker, 10A, 277 VAC/60 VDC, 1-pole, C curve, thermal magnetic, 10kA @ 277 VAC interrupting rating, 35mm DIN rail mount. | Stock | 19.5
GMCBU-1D-10 | Gladiator miniature circuit breaker, 10A, 277 VAC/60 VDC, 1-pole, D curve, thermal magnetic, 10kA @ 277 VAC interrupting rating, 35mm DIN rail mount. | Stock | 19.5
GMCBU-1B-15 | Gladiator miniature circuit breaker, 15A, 277 VAC/60 VDC, 1-pole, B curve, thermal magnetic, 10kA @ 277 VAC interrupting rating, 35mm DIN rail mount. | Stock | 19.5
GMCBU-1C-15 | Gladiator miniature circuit breaker, 15A, 277 VAC/60 VDC, 1-pole, C curve, thermal magnetic, 10kA @ 277 VAC interrupting rating, 35mm DIN rail mount. | Stock | 19.5
GMCBU-1D-15 | Gladiator miniature circuit breaker, 15A, 277 VAC/60 VDC, 1-pole, D curve, thermal magnetic, 10kA @ 277 VAC interrupting rating, 35mm DIN rail mount. | Stock | 19.5
GMCBU-1B-16 | Gladiator miniature circuit breaker, 16A, 277 VAC/60 VDC, 1-pole, B curve, thermal magnetic, 10kA @ 277 VAC interrupting rating, 35mm DIN rail mount. | Stock | 19.5
GMCBU-1C-16 | Gladiator miniature circuit breaker, 16A, 277 VAC/60 VDC, 1-pole, C curve, thermal magnetic, 10kA @ 277 VAC interrupting rating, 35mm DIN rail mount. | Stock | 19.5
GMCBU-1D-16 | Gladiator miniature circuit breaker, 16A, 277 VAC/60 VDC, 1-pole, D curve, thermal magnetic, 10kA @ 277 VAC interrupting rating, 35mm DIN rail mount. | Stock | 19.5
GMCBU-1B-20 | Gladiator miniature circuit breaker, 20A, 277 VAC/60 VDC, 1-pole, B curve, thermal magnetic, 10kA @ 277 VAC interrupting rating, 35mm DIN rail mount. | Stock | 19.5
GMCBU-1C-20 | Gladiator miniature circuit breaker, 20A, 277 VAC/60 VDC, 1-pole, C curve, thermal magnetic, 10kA @ 277 VAC interrupting rating, 35mm DIN rail mount. | Stock | 19.5
GMCBU-1D-20 | Gladiator miniature circuit breaker, 20A, 277 VAC/60 VDC, 1-pole, D curve, thermal magnetic, 10kA @ 277 VAC interrupting rating, 35mm DIN rail mount. | Stock | 19.5
GMCBU-1B-25 | Gladiator miniature circuit breaker, 25A, 277 VAC/60 VDC, 1-pole, B curve, thermal magnetic, 10kA @ 277 VAC interrupting rating, 35mm DIN rail mount. | Stock | 19.5
GMCBU-1C-25 | Gladiator miniature circuit breaker, 25A, 277 VAC/60 VDC, 1-pole, C curve, thermal magnetic, 10kA @ 277 VAC interrupting rating, 35mm DIN rail mount. | Stock | 19.5
GMCBU-1D-25 | Gladiator miniature circuit breaker, 25A, 277 VAC/60 VDC, 1-pole, D curve, thermal magnetic, 10kA @ 277 VAC interrupting rating, 35mm DIN rail mount. | Stock | 19.5
GMCBU-1B-30 | Gladiator miniature circuit breaker, 30A, 240 VAC/60 VDC, 1-pole, B curve, thermal magnetic, 10kA @ 120/240 VAC interrupting rating, 35mm DIN rail mount. | Stock | 19.5
GMCBU-1C-30 | Gladiator miniature circuit breaker, 30A, 240 VAC/60 VDC, 1-pole, C curve, thermal magnetic, 10kA @ 120/240 VAC interrupting rating, 35mm DIN rail mount. | Stock | 19.5
GMCBU-1D-30 | Gladiator miniature circuit breaker, 30A, 240 VAC/60 VDC, 1-pole, D curve, thermal magnetic, 10kA @ 120/240 VAC interrupting rating, 35mm DIN rail mount. | Stock | 19.5
GMCBU-1B-32 | Gladiator miniature circuit breaker, 32A, 240 VAC/60 VDC, 1-pole, B curve, thermal magnetic, 10kA @ 120/240 VAC interrupting rating, 35mm DIN rail mount. | Stock | 19.5
GMCBU-1C-32 | Gladiator miniature circuit breaker, 32A, 240 VAC/60 VDC, 1-pole, C curve, thermal magnetic, 10kA @ 120/240 VAC interrupting rating, 35mm DIN rail mount. | Stock | 19.5
GMCBU-1D-32 | Gladiator miniature circuit breaker, 32A, 240 VAC/60 VDC, 1-pole, D curve, thermal magnetic, 10kA @ 120/240 VAC interrupting rating, 35mm DIN rail mount. | Stock | 19.5
GMCBU-1B-40 | Gladiator miniature circuit breaker, 40A, 240 VAC/60 VDC, 1-pole, B curve, thermal magnetic, 10kA @ 120/240 VAC interrupting rating, 35mm DIN rail mount. | Stock | 19.5
GMCBU-1C-40 | Gladiator miniature circuit breaker, 40A, 240 VAC/60 VDC, 1-pole, C curve, thermal magnetic, 10kA @ 120/240 VAC interrupting rating, 35mm DIN rail mount. | Stock | 19.5
GMCBU-1D-40 | Gladiator miniature circuit breaker, 40A, 240 VAC/60 VDC, 1-pole, D curve, thermal magnetic, 10kA @ 120/240 VAC interrupting rating, 35mm DIN rail mount. | Stock | 19.5
GMCBU-1B-50 | Gladiator miniature circuit breaker, 50A, 240 VAC/60 VDC, 1-pole, B curve, thermal magnetic, 10kA @ 120/240 VAC interrupting rating, 35mm DIN rail mount. | Stock | 22
GMCBU-1C-50 | Gladiator miniature circuit breaker, 50A, 240 VAC/60 VDC, 1-pole, C curve, thermal magnetic, 10kA @ 120/240 VAC interrupting rating, 35mm DIN rail mount. | Stock | 22
GMCBU-1D-50 | Gladiator miniature circuit breaker, 50A, 240 VAC/60 VDC, 1-pole, D curve, thermal magnetic, 10kA @ 120/240 VAC interrupting rating, 35mm DIN rail mount. | Stock | 22
GMCBU-1B-63 | Gladiator miniature circuit breaker, 63A, 240 VAC/60 VDC, 1-pole, B curve, thermal magnetic, 10kA @ 120/240 VAC interrupting rating, 35mm DIN rail mount. | Stock | 22
GMCBU-1C-63 | Gladiator miniature circuit breaker, 63A, 240 VAC/60 VDC, 1-pole, C curve, thermal magnetic, 10kA @ 120/240 VAC interrupting rating, 35mm DIN rail mount. | Stock | 22
GMCBU-1D-63 | Gladiator miniature circuit breaker, 63A, 240 VAC/60 VDC, 1-pole, D curve, thermal magnetic, 10kA @ 120/240 VAC interrupting rating, 35mm DIN rail mount. | Stock | 22
GMCBU-2B-1 | Gladiator miniature circuit breaker, 1A, 480Y/277 VAC/125 VDC, 2-pole, B curve, thermal magnetic, 10kA @ 480Y/277 VAC interrupting rating, 35mm DIN rail mount. | Stock | 37.5
GMCBU-2C-1 | Gladiator miniature circuit breaker, 1A, 480Y/277 VAC/125 VDC, 2-pole, C curve, thermal magnetic, 10kA @ 480Y/277 VAC interrupting rating, 35mm DIN rail mount. | Stock | 37.5
GMCBU-2D-1 | Gladiator miniature circuit breaker, 1A, 480Y/277 VAC/125 VDC, 2-pole, D curve, thermal magnetic, 10kA @ 480Y/277 VAC interrupting rating, 35mm DIN rail mount. | Stock | 37.5
GMCBU-2B-2 | Gladiator miniature circuit breaker, 2A, 480Y/277 VAC/125 VDC, 2-pole, B curve, thermal magnetic, 10kA @ 480Y/277 VAC interrupting rating, 35mm DIN rail mount. | Stock | 37.5
GMCBU-2C-2 | Gladiator miniature circuit breaker, 2A, 480Y/277 VAC/125 VDC, 2-pole, C curve, thermal magnetic, 10kA @ 480Y/277 VAC interrupting rating, 35mm DIN rail mount. | Stock | 37.5
GMCBU-2D-2 | Gladiator miniature circuit breaker, 2A, 480Y/277 VAC/125 VDC, 2-pole, D curve, thermal magnetic, 10kA @ 480Y/277 VAC interrupting rating, 35mm DIN rail mount. | Stock | 37.5
GMCBU-2B-3 | Gladiator miniature circuit breaker, 3A, 480Y/277 VAC/125 VDC, 2-pole, B curve, thermal magnetic, 10kA @ 480Y/277 VAC interrupting rating, 35mm DIN rail mount. | Stock | 37.5
GMCBU-2C-3 | Gladiator miniature circuit breaker, 3A, 480Y/277 VAC/125 VDC, 2-pole, C curve, thermal magnetic, 10kA @ 480Y/277 VAC interrupting rating, 35mm DIN rail mount. | Stock | 37.5
GMCBU-2D-3 | Gladiator miniature circuit breaker, 3A, 480Y/277 VAC/125 VDC, 2-pole, D curve, thermal magnetic, 10kA @ 480Y/277 VAC interrupting rating, 35mm DIN rail mount. | Stock | 37.5
GMCBU-2B-4 | Gladiator miniature circuit breaker, 4A, 480Y/277 VAC/125 VDC, 2-pole, B curve, thermal magnetic, 10kA @ 480Y/277 VAC interrupting rating, 35mm DIN rail mount. | Stock | 37.5
GMCBU-2C-4 | Gladiator miniature circuit breaker, 4A, 480Y/277 VAC/125 VDC, 2-pole, C curve, thermal magnetic, 10kA @ 480Y/277 VAC interrupting rating, 35mm DIN rail mount. | Stock | 37.5
GMCBU-2D-4 | Gladiator miniature circuit breaker, 4A, 480Y/277 VAC/125 VDC, 2-pole, D curve, thermal magnetic, 10kA @ 480Y/277 VAC interrupting rating, 35mm DIN rail mount. | Stock | 37.5
GMCBU-2B-5 | Gladiator miniature circuit breaker, 5A, 480Y/277 VAC/125 VDC, 2-pole, B curve, thermal magnetic, 10kA @ 480Y/277 VAC interrupting rating, 35mm DIN rail mount. | Stock | 37.5
GMCBU-2C-5 | Gladiator miniature circuit breaker, 5A, 480Y/277 VAC/125 VDC, 2-pole, C curve, thermal magnetic, 10kA @ 480Y/277 VAC interrupting rating, 35mm DIN rail mount. | Stock | 37.5
GMCBU-2D-5 | Gladiator miniature circuit breaker, 5A, 480Y/277 VAC/125 VDC, 2-pole, D curve, thermal magnetic, 10kA @ 480Y/277 VAC interrupting rating, 35mm DIN rail mount. | Stock | 37.5
GMCBU-2B-6 | Gladiator miniature circuit breaker, 6A, 480Y/277 VAC/125 VDC, 2-pole, B curve, thermal magnetic, 10kA @ 480Y/277 VAC interrupting rating, 35mm DIN rail mount. | Stock | 37.5
GMCBU-2C-6 | Gladiator miniature circuit breaker, 6A, 480Y/277 VAC/125 VDC, 2-pole, C curve, thermal magnetic, 10kA @ 480Y/277 VAC interrupting rating, 35mm DIN rail mount. | Stock | 37.5
GMCBU-2D-6 | Gladiator miniature circuit breaker, 6A, 480Y/277 VAC/125 VDC, 2-pole, D curve, thermal magnetic, 10kA @ 480Y/277 VAC interrupting rating, 35mm DIN rail mount. | Stock | 37.5
GMCBU-2B-8 | Gladiator miniature circuit breaker, 8A, 480Y/277 VAC/125 VDC, 2-pole, B curve, thermal magnetic, 10kA @ 480Y/277 VAC interrupting rating, 35mm DIN rail mount. | Stock | 37.5
GMCBU-2C-8 | Gladiator miniature circuit breaker, 8A, 480Y/277 VAC/125 VDC, 2-pole, C curve, thermal magnetic, 10kA @ 480Y/277 VAC interrupting rating, 35mm DIN rail mount. | Stock | 37.5
GMCBU-2D-8 | Gladiator miniature circuit breaker, 8A, 480Y/277 VAC/125 VDC, 2-pole, D curve, thermal magnetic, 10kA @ 480Y/277 VAC interrupting rating, 35mm DIN rail mount. | Stock | 37.5
GMCBU-2B-10 | Gladiator miniature circuit breaker, 10A, 480Y/277 VAC/125 VDC, 2-pole, B curve, thermal magnetic, 10kA @ 480Y/277 VAC interrupting rating, 35mm DIN rail mount. | Stock | 37.5
GMCBU-2C-10 | Gladiator miniature circuit breaker, 10A, 480Y/277 VAC/125 VDC, 2-pole, C curve, thermal magnetic, 10kA @ 480Y/277 VAC interrupting rating, 35mm DIN rail mount. | Stock | 37.5
GMCBU-2D-10 | Gladiator miniature circuit breaker, 10A, 480Y/277 VAC/125 VDC, 2-pole, D curve, thermal magnetic, 10kA @ 480Y/277 VAC interrupting rating, 35mm DIN rail mount. | Stock | 37.5
GMCBU-2B-15 | Gladiator miniature circuit breaker, 15A, 480Y/277 VAC/125 VDC, 2-pole, B curve, thermal magnetic, 10kA @ 480Y/277 VAC interrupting rating, 35mm DIN rail mount. | Stock | 37.5
GMCBU-2C-15 | Gladiator miniature circuit breaker, 15A, 480Y/277 VAC/125 VDC, 2-pole, C curve, thermal magnetic, 10kA @ 480Y/277 VAC interrupting rating, 35mm DIN rail mount. | Stock | 37.5
GMCBU-2D-15 | Gladiator miniature circuit breaker, 15A, 480Y/277 VAC/125 VDC, 2-pole, D curve, thermal magnetic, 10kA @ 480Y/277 VAC interrupting rating, 35mm DIN rail mount. | Stock | 37.5
GMCBU-2B-16 | Gladiator miniature circuit breaker, 16A, 480Y/277 VAC/125 VDC, 2-pole, B curve, thermal magnetic, 10kA @ 480Y/277 VAC interrupting rating, 35mm DIN rail mount. | Stock | 37.5
GMCBU-2C-16 | Gladiator miniature circuit breaker, 16A, 480Y/277 VAC/125 VDC, 2-pole, C curve, thermal magnetic, 10kA @ 480Y/277 VAC interrupting rating, 35mm DIN rail mount. | Stock | 37.5
GMCBU-2D-16 | Gladiator miniature circuit breaker, 16A, 480Y/277 VAC/125 VDC, 2-pole, D curve, thermal magnetic, 10kA @ 480Y/277 VAC interrupting rating, 35mm DIN rail mount. | Stock | 37.5
GMCBU-2B-20 | Gladiator miniature circuit breaker, 20A, 480Y/277 VAC/125 VDC, 2-pole, B curve, thermal magnetic, 10kA @ 480Y/277 VAC interrupting rating, 35mm DIN rail mount. | Stock | 37.5
GMCBU-2C-20 | Gladiator miniature circuit breaker, 20A, 480Y/277 VAC/125 VDC, 2-pole, C curve, thermal magnetic, 10kA @ 480Y/277 VAC interrupting rating, 35mm DIN rail mount. | Stock | 37.5
GMCBU-2D-20 | Gladiator miniature circuit breaker, 20A, 480Y/277 VAC/125 VDC, 2-pole, D curve, thermal magnetic, 10kA @ 480Y/277 VAC interrupting rating, 35mm DIN rail mount. | Stock | 37.5
GMCBU-2B-25 | Gladiator miniature circuit breaker, 25A, 480Y/277 VAC/125 VDC, 2-pole, B curve, thermal magnetic, 10kA @ 480Y/277 VAC interrupting rating, 35mm DIN rail mount. | Stock | 37.5
GMCBU-2C-25 | Gladiator miniature circuit breaker, 25A, 480Y/277 VAC/125 VDC, 2-pole, C curve, thermal magnetic, 10kA @ 480Y/277 VAC interrupting rating, 35mm DIN rail mount. | Stock | 37.5
GMCBU-2D-25 | Gladiator miniature circuit breaker, 25A, 480Y/277 VAC/125 VDC, 2-pole, D curve, thermal magnetic, 10kA @ 480Y/277 VAC interrupting rating, 35mm DIN rail mount. | Stock | 37.5
GMCBU-2B-30 | Gladiator miniature circuit breaker, 30A, 240 VAC/125 VDC, 2-pole, B curve, thermal magnetic, 10kA @ 240 VAC interrupting rating, 35mm DIN rail mount. | Stock | 37.5
GMCBU-2C-30 | Gladiator miniature circuit breaker, 30A, 240 VAC/125 VDC, 2-pole, C curve, thermal magnetic, 10kA @ 240 VAC interrupting rating, 35mm DIN rail mount. | Stock | 37.5
GMCBU-2D-30 | Gladiator miniature circuit breaker, 30A, 240 VAC/125 VDC, 2-pole, D curve, thermal magnetic, 10kA @ 240 VAC interrupting rating, 35mm DIN rail mount. | Stock | 37.5
GMCBU-2B-32 | Gladiator miniature circuit breaker, 32A, 240 VAC/125 VDC, 2-pole, B curve, thermal magnetic, 10kA @ 240 VAC interrupting rating, 35mm DIN rail mount. | Stock | 37.5
GMCBU-2C-32 | Gladiator miniature circuit breaker, 32A, 240 VAC/125 VDC, 2-pole, C curve, thermal magnetic, 10kA @ 240 VAC interrupting rating, 35mm DIN rail mount. | Stock | 37.5
GMCBU-2D-32 | Gladiator miniature circuit breaker, 32A, 240 VAC/125 VDC, 2-pole, D curve, thermal magnetic, 10kA @ 240 VAC interrupting rating, 35mm DIN rail mount. | Stock | 37.5
GMCBU-2B-40 | Gladiator miniature circuit breaker, 40A, 240 VAC/125 VDC, 2-pole, B curve, thermal magnetic, 10kA @ 240 VAC interrupting rating, 35mm DIN rail mount. | Stock | 37.5
GMCBU-2C-40 | Gladiator miniature circuit breaker, 40A, 240 VAC/125 VDC, 2-pole, C curve, thermal magnetic, 10kA @ 240 VAC interrupting rating, 35mm DIN rail mount. | Stock | 37.5
GMCBU-2D-40 | Gladiator miniature circuit breaker, 40A, 240 VAC/125 VDC, 2-pole, D curve, thermal magnetic, 10kA @ 240 VAC interrupting rating, 35mm DIN rail mount. | Stock | 37.5
GMCBU-2B-50 | Gladiator miniature circuit breaker, 50A, 240 VAC/125 VDC, 2-pole, B curve, thermal magnetic, 10kA @ 240 VAC interrupting rating, 35mm DIN rail mount. | Stock | 43.5
GMCBU-2C-50 | Gladiator miniature circuit breaker, 50A, 240 VAC/125 VDC, 2-pole, C curve, thermal magnetic, 10kA @ 240 VAC interrupting rating, 35mm DIN rail mount. | Stock | 43.5
GMCBU-2D-50 | Gladiator miniature circuit breaker, 50A, 240 VAC/125 VDC, 2-pole, D curve, thermal magnetic, 10kA @ 240 VAC interrupting rating, 35mm DIN rail mount. | Stock | 43.5
GMCBU-2B-63 | Gladiator miniature circuit breaker, 63A, 240 VAC/125 VDC, 2-pole, B curve, thermal magnetic, 10kA @ 240 VAC interrupting rating, 35mm DIN rail mount. | Stock | 43.5
GMCBU-2C-63 | Gladiator miniature circuit breaker, 63A, 240 VAC/125 VDC, 2-pole, C curve, thermal magnetic, 10kA @ 240 VAC interrupting rating, 35mm DIN rail mount. | Stock | 43.5
GMCBU-2D-63 | Gladiator miniature circuit breaker, 63A, 240 VAC/125 VDC, 2-pole, D curve, thermal magnetic, 10kA @ 240 VAC interrupting rating, 35mm DIN rail mount. | Stock | 43.5
GMCBU-3B-1 | Gladiator miniature circuit breaker, 1A, 480Y/277 VAC/125 VDC, 3-pole, B curve, thermal magnetic, 10kA @ 480Y/277 VAC interrupting rating, 35mm DIN rail mount. | Stock | 57
GMCBU-3C-1 | Gladiator miniature circuit breaker, 1A, 480Y/277 VAC/125 VDC, 3-pole, C curve, thermal magnetic, 10kA @ 480Y/277 VAC interrupting rating, 35mm DIN rail mount. | Stock | 57
GMCBU-3D-1 | Gladiator miniature circuit breaker, 1A, 480Y/277 VAC/125 VDC, 3-pole, D curve, thermal magnetic, 10kA @ 480Y/277 VAC interrupting rating, 35mm DIN rail mount. | Stock | 57
GMCBU-3B-2 | Gladiator miniature circuit breaker, 2A, 480Y/277 VAC/125 VDC, 3-pole, B curve, thermal magnetic, 10kA @ 480Y/277 VAC interrupting rating, 35mm DIN rail mount. | Stock | 57
GMCBU-3C-2 | Gladiator miniature circuit breaker, 2A, 480Y/277 VAC/125 VDC, 3-pole, C curve, thermal magnetic, 10kA @ 480Y/277 VAC interrupting rating, 35mm DIN rail mount. | Stock | 57
GMCBU-3D-2 | Gladiator miniature circuit breaker, 2A, 480Y/277 VAC/125 VDC, 3-pole, D curve, thermal magnetic, 10kA @ 480Y/277 VAC interrupting rating, 35mm DIN rail mount. | Stock | 57
GMCBU-3B-3 | Gladiator miniature circuit breaker, 3A, 480Y/277 VAC/125 VDC, 3-pole, B curve, thermal magnetic, 10kA @ 480Y/277 VAC interrupting rating, 35mm DIN rail mount. | Stock | 57
GMCBU-3C-3 | Gladiator miniature circuit breaker, 3A, 480Y/277 VAC/125 VDC, 3-pole, C curve, thermal magnetic, 10kA @ 480Y/277 VAC interrupting rating, 35mm DIN rail mount. | Stock | 57
GMCBU-3D-3 | Gladiator miniature circuit breaker, 3A, 480Y/277 VAC/125 VDC, 3-pole, D curve, thermal magnetic, 10kA @ 480Y/277 VAC interrupting rating, 35mm DIN rail mount. | Stock | 57
GMCBU-3B-4 | Gladiator miniature circuit breaker, 4A, 480Y/277 VAC/125 VDC, 3-pole, B curve, thermal magnetic, 10kA @ 480Y/277 VAC interrupting rating, 35mm DIN rail mount. | Stock | 57
GMCBU-3C-4 | Gladiator miniature circuit breaker, 4A, 480Y/277 VAC/125 VDC, 3-pole, C curve, thermal magnetic, 10kA @ 480Y/277 VAC interrupting rating, 35mm DIN rail mount. | Stock | 57
GMCBU-3D-4 | Gladiator miniature circuit breaker, 4A, 480Y/277 VAC/125 VDC, 3-pole, D curve, thermal magnetic, 10kA @ 480Y/277 VAC interrupting rating, 35mm DIN rail mount. | Stock | 57
GMCBU-3B-5 | Gladiator miniature circuit breaker, 5A, 480Y/277 VAC/125 VDC, 3-pole, B curve, thermal magnetic, 10kA @ 480Y/277 VAC interrupting rating, 35mm DIN rail mount. | Stock | 57
GMCBU-3C-5 | Gladiator miniature circuit breaker, 5A, 480Y/277 VAC/125 VDC, 3-pole, C curve, thermal magnetic, 10kA @ 480Y/277 VAC interrupting rating, 35mm DIN rail mount. | Stock | 57
GMCBU-3D-5 | Gladiator miniature circuit breaker, 5A, 480Y/277 VAC/125 VDC, 3-pole, D curve, thermal magnetic, 10kA @ 480Y/277 VAC interrupting rating, 35mm DIN rail mount. | Stock | 57
GMCBU-3B-6 | Gladiator miniature circuit breaker, 6A, 480Y/277 VAC/125 VDC, 3-pole, B curve, thermal magnetic, 10kA @ 480Y/277 VAC interrupting rating, 35mm DIN rail mount. | Stock | 57
GMCBU-3C-6 | Gladiator miniature circuit breaker, 6A, 480Y/277 VAC/125 VDC, 3-pole, C curve, thermal magnetic, 10kA @ 480Y/277 VAC interrupting rating, 35mm DIN rail mount. | Stock | 57
GMCBU-3D-6 | Gladiator miniature circuit breaker, 6A, 480Y/277 VAC/125 VDC, 3-pole, D curve, thermal magnetic, 10kA @ 480Y/277 VAC interrupting rating, 35mm DIN rail mount. | Stock | 57
GMCBU-3B-8 | Gladiator miniature circuit breaker, 8A, 480Y/277 VAC/125 VDC, 3-pole, B curve, thermal magnetic, 10kA @ 480Y/277 VAC interrupting rating, 35mm DIN rail mount. | Stock | 57
GMCBU-3C-8 | Gladiator miniature circuit breaker, 8A, 480Y/277 VAC/125 VDC, 3-pole, C curve, thermal magnetic, 10kA @ 480Y/277 VAC interrupting rating, 35mm DIN rail mount. | Stock | 57
GMCBU-3D-8 | Gladiator miniature circuit breaker, 8A, 480Y/277 VAC/125 VDC, 3-pole, D curve, thermal magnetic, 10kA @ 480Y/277 VAC interrupting rating, 35mm DIN rail mount. | Stock | 57
GMCBU-3B-10 | Gladiator miniature circuit breaker, 10A, 480Y/277 VAC/125 VDC, 3-pole, B curve, thermal magnetic, 10kA @ 480Y/277 VAC interrupting rating, 35mm DIN rail mount. | Stock | 57
GMCBU-3C-10 | Gladiator miniature circuit breaker, 10A, 480Y/277 VAC/125 VDC, 3-pole, C curve, thermal magnetic, 10kA @ 480Y/277 VAC interrupting rating, 35mm DIN rail mount. | Stock | 57
GMCBU-3D-10 | Gladiator miniature circuit breaker, 10A, 480Y/277 VAC/125 VDC, 3-pole, D curve, thermal magnetic, 10kA @ 480Y/277 VAC interrupting rating, 35mm DIN rail mount. | Stock | 57
GMCBU-3B-15 | Gladiator miniature circuit breaker, 15A, 480Y/277 VAC/125 VDC, 3-pole, B curve, thermal magnetic, 10kA @ 480Y/277 VAC interrupting rating, 35mm DIN rail mount. | Stock | 57
GMCBU-3C-15 | Gladiator miniature circuit breaker, 15A, 480Y/277 VAC/125 VDC, 3-pole, C curve, thermal magnetic, 10kA @ 480Y/277 VAC interrupting rating, 35mm DIN rail mount. | Stock | 57
GMCBU-3D-15 | Gladiator miniature circuit breaker, 15A, 480Y/277 VAC/125 VDC, 3-pole, D curve, thermal magnetic, 10kA @ 480Y/277 VAC interrupting rating, 35mm DIN rail mount. | Stock | 57
GMCBU-3B-16 | Gladiator miniature circuit breaker, 16A, 480Y/277 VAC/125 VDC, 3-pole, B curve, thermal magnetic, 10kA @ 480Y/277 VAC interrupting rating, 35mm DIN rail mount. | Stock | 57
GMCBU-3C-16 | Gladiator miniature circuit breaker, 16A, 480Y/277 VAC/125 VDC, 3-pole, C curve, thermal magnetic, 10kA @ 480Y/277 VAC interrupting rating, 35mm DIN rail mount. | Stock | 57
GMCBU-3D-16 | Gladiator miniature circuit breaker, 16A, 480Y/277 VAC/125 VDC, 3-pole, D curve, thermal magnetic, 10kA @ 480Y/277 VAC interrupting rating, 35mm DIN rail mount. | Stock | 57
GMCBU-3B-20 | Gladiator miniature circuit breaker, 20A, 480Y/277 VAC/125 VDC, 3-pole, B curve, thermal magnetic, 10kA @ 480Y/277 VAC interrupting rating, 35mm DIN rail mount. | Stock | 57
GMCBU-3C-20 | Gladiator miniature circuit breaker, 20A, 480Y/277 VAC/125 VDC, 3-pole, C curve, thermal magnetic, 10kA @ 480Y/277 VAC interrupting rating, 35mm DIN rail mount. | Stock | 57
GMCBU-3D-20 | Gladiator miniature circuit breaker, 20A, 480Y/277 VAC/125 VDC, 3-pole, D curve, thermal magnetic, 10kA @ 480Y/277 VAC interrupting rating, 35mm DIN rail mount. | Stock | 57
GMCBU-3B-25 | Gladiator miniature circuit breaker, 25A, 480Y/277 VAC/125 VDC, 3-pole, B curve, thermal magnetic, 10kA @ 480Y/277 VAC interrupting rating, 35mm DIN rail mount. | Stock | 57
GMCBU-3C-25 | Gladiator miniature circuit breaker, 25A, 480Y/277 VAC/125 VDC, 3-pole, C curve, thermal magnetic, 10kA @ 480Y/277 VAC interrupting rating, 35mm DIN rail mount. | Stock | 57
GMCBU-3D-25 | Gladiator miniature circuit breaker, 25A, 480Y/277 VAC/125 VDC, 3-pole, D curve, thermal magnetic, 10kA @ 480Y/277 VAC interrupting rating, 35mm DIN rail mount. | Stock | 57
GMCBU-3B-30 | Gladiator miniature circuit breaker, 30A, 240 VAC/125 VDC, 3-pole, B curve, thermal magnetic, 10kA @ 240 VAC interrupting rating, 35mm DIN rail mount. | Stock | 57
GMCBU-3C-30 | Gladiator miniature circuit breaker, 30A, 240 VAC/125 VDC, 3-pole, C curve, thermal magnetic, 10kA @ 240 VAC interrupting rating, 35mm DIN rail mount. | Stock | 57
GMCBU-3D-30 | Gladiator miniature circuit breaker, 30A, 240 VAC/125 VDC, 3-pole, D curve, thermal magnetic, 10kA @ 240 VAC interrupting rating, 35mm DIN rail mount. | Stock | 57
GMCBU-3B-32 | Gladiator miniature circuit breaker, 32A, 240 VAC/125 VDC, 3-pole, B curve, thermal magnetic, 10kA @ 240 VAC interrupting rating, 35mm DIN rail mount. | Stock | 57
GMCBU-3C-32 | Gladiator miniature circuit breaker, 32A, 240 VAC/125 VDC, 3-pole, C curve, thermal magnetic, 10kA @ 240 VAC interrupting rating, 35mm DIN rail mount. | Stock | 57
GMCBU-3D-32 | Gladiator miniature circuit breaker, 32A, 240 VAC/125 VDC, 3-pole, D curve, thermal magnetic, 10kA @ 240 VAC interrupting rating, 35mm DIN rail mount. | Stock | 57
GMCBU-3B-40 | Gladiator miniature circuit breaker, 40A, 240 VAC/125 VDC, 3-pole, B curve, thermal magnetic, 10kA @ 240 VAC interrupting rating, 35mm DIN rail mount. | Stock | 57
GMCBU-3C-40 | Gladiator miniature circuit breaker, 40A, 240 VAC/125 VDC, 3-pole, C curve, thermal magnetic, 10kA @ 240 VAC interrupting rating, 35mm DIN rail mount. | Stock | 57
GMCBU-3D-40 | Gladiator miniature circuit breaker, 40A, 240 VAC/125 VDC, 3-pole, D curve, thermal magnetic, 10kA @ 240 VAC interrupting rating, 35mm DIN rail mount. | Stock | 57
GMCBU-3B-50 | Gladiator miniature circuit breaker, 50A, 240 VAC/125 VDC, 3-pole, B curve, thermal magnetic, 10kA @ 240 VAC interrupting rating, 35mm DIN rail mount. | Stock | 66
GMCBU-3C-50 | Gladiator miniature circuit breaker, 50A, 240 VAC/125 VDC, 3-pole, C curve, thermal magnetic, 10kA @ 240 VAC interrupting rating, 35mm DIN rail mount. | Stock | 66
GMCBU-3D-50 | Gladiator miniature circuit breaker, 50A, 240 VAC/125 VDC, 3-pole, D curve, thermal magnetic, 10kA @ 240 VAC interrupting rating, 35mm DIN rail mount. | Stock | 66
GMCBU-3B-63 | Gladiator miniature circuit breaker, 63A, 240 VAC/125 VDC, 3-pole, B curve, thermal magnetic, 10kA @ 240 VAC interrupting rating, 35mm DIN rail mount. | Stock | 66
GMCBU-3C-63 | Gladiator miniature circuit breaker, 63A, 240 VAC/125 VDC, 3-pole, C curve, thermal magnetic, 10kA @ 240 VAC interrupting rating, 35mm DIN rail mount. | Stock | 66
GMCBU-3D-63 | Gladiator miniature circuit breaker, 63A, 240 VAC/125 VDC, 3-pole, D curve, thermal magnetic, 10kA @ 240 VAC interrupting rating, 35mm DIN rail mount. | Stock | 66
Miniature Supplementary Protectors
FAZ-C0P5-1-SP | Eaton miniature supplementary protector, 0.5A, 277 VAC/48 VDC, 1-pole, C curve, thermal magnetic, 10kA @ 277 VAC interrupting rating, 35mm DIN rail mount. | Stock | 22
FAZ-D0P5-1-SP | Eaton miniature supplementary protector, 0.5A, 277 VAC/48 VDC, 1-pole, D curve, thermal magnetic, 5kA @ 277 VAC interrupting rating, 35mm DIN rail mount. | Stock | 22
FAZ-B1-1-SP | Eaton miniature supplementary protector, 1A, 277 VAC/48 VDC, 1-pole, B curve, thermal magnetic, 10kA @ 277 VAC interrupting rating, 35mm DIN rail mount. | Stock | 22
FAZ-C1-1-SP | Eaton miniature supplementary protector, 1A, 277 VAC/48 VDC, 1-pole, C curve, thermal magnetic, 10kA @ 277 VAC interrupting rating, 35mm DIN rail mount. | Stock | 22
FAZ-D1-1-SP | Eaton miniature supplementary protector, 1A, 277 VAC/48 VDC, 1-pole, D curve, thermal magnetic, 5kA @ 277 VAC interrupting rating, 35mm DIN rail mount. | Stock | 22
FAZ-B2-1-SP | Eaton miniature supplementary protector, 2A, 277 VAC/48 VDC, 1-pole, B curve, thermal magnetic, 10kA @ 277 VAC interrupting rating, 35mm DIN rail mount. | Stock | 29
FAZ-C2-1-SP | Eaton miniature supplementary protector, 2A, 277 VAC/48 VDC, 1-pole, C curve, thermal magnetic, 10kA @ 277 VAC interrupting rating, 35mm DIN rail mount. | Stock | 22
FAZ-D2-1-SP | Eaton miniature supplementary protector, 2A, 277 VAC/48 VDC, 1-pole, D curve, thermal magnetic, 5kA @ 277 VAC interrupting rating, 35mm DIN rail mount. | Stock | 22
FAZ-B3-1-SP | Eaton miniature supplementary protector, 3A, 277 VAC/48 VDC, 1-pole, B curve, thermal magnetic, 10kA @ 277 VAC interrupting rating, 35mm DIN rail mount. | Stock | 22
FAZ-C3-1-SP | Eaton miniature supplementary protector, 3A, 277 VAC/48 VDC, 1-pole, C curve, thermal magnetic, 10kA @ 277 VAC interrupting rating, 35mm DIN rail mount. | Stock | 22
FAZ-D3-1-SP | Eaton miniature supplementary protector, 3A, 277 VAC/48 VDC, 1-pole, D curve, thermal magnetic, 5kA @ 277 VAC interrupting rating, 35mm DIN rail mount. | Stock | 22
FAZ-B4-1-SP | Eaton miniature supplementary protector, 4A, 277 VAC/48 VDC, 1-pole, B curve, thermal magnetic, 10kA @ 277 VAC interrupting rating, 35mm DIN rail mount. | Stock | 22
FAZ-C4-1-SP | Eaton miniature supplementary protector, 4A, 277 VAC/48 VDC, 1-pole, C curve, thermal magnetic, 10kA @ 277 VAC interrupting rating, 35mm DIN rail mount. | Stock | 22
FAZ-D4-1-SP | Eaton miniature supplementary protector, 4A, 277 VAC/48 VDC, 1-pole, D curve, thermal magnetic, 5kA @ 277 VAC interrupting rating, 35mm DIN rail mount. | Stock | 22
FAZ-B5-1-SP | Eaton miniature supplementary protector, 5A, 277 VAC/48 VDC, 1-pole, B curve, thermal magnetic, 10kA @ 277 VAC interrupting rating, 35mm DIN rail mount. | Stock | 22
FAZ-C5-1-SP | Eaton miniature supplementary protector, 5A, 277 VAC/48 VDC, 1-pole, C curve, thermal magnetic, 10kA @ 277 VAC interrupting rating, 35mm DIN rail mount. | Stock | 20.5
FAZ-D5-1-SP | Eaton miniature supplementary protector, 5A, 277 VAC/48 VDC, 1-pole, D curve, thermal magnetic, 5kA @ 277 VAC interrupting rating, 35mm DIN rail mount. | Stock | 22
FAZ-B6-1-SP | Eaton miniature supplementary protector, 6A, 277 VAC/48 VDC, 1-pole, B curve, thermal magnetic, 10kA @ 277 VAC interrupting rating, 35mm DIN rail mount. | Stock | 20.5
FAZ-C6-1-SP | Eaton miniature supplementary protector, 6A, 277 VAC/48 VDC, 1-pole, C curve, thermal magnetic, 10kA @ 277 VAC interrupting rating, 35mm DIN rail mount. | Stock | 20.5
FAZ-D6-1-SP | Eaton miniature supplementary protector, 6A, 277 VAC/48 VDC, 1-pole, D curve, thermal magnetic, 5kA @ 277 VAC interrupting rating, 35mm DIN rail mount. | Stock | 20.5
FAZ-B7-1-SP | Eaton miniature supplementary protector, 7A, 277 VAC/48 VDC, 1-pole, B curve, thermal magnetic, 10kA @ 277 VAC interrupting rating, 35mm DIN rail mount. | Stock | 20.5
FAZ-C7-1-SP | Eaton miniature supplementary protector, 7A, 277 VAC/48 VDC, 1-pole, C curve, thermal magnetic, 10kA @ 277 VAC interrupting rating, 35mm DIN rail mount. | Stock | 20.5
FAZ-D7-1-SP | Eaton miniature supplementary protector, 7A, 277 VAC/48 VDC, 1-pole, D curve, thermal magnetic, 5kA @ 277 VAC interrupting rating, 35mm DIN rail mount. | Stock | 20.5
FAZ-B8-1-SP | Eaton miniature supplementary protector, 8A, 277 VAC/48 VDC, 1-pole, B curve, thermal magnetic, 10kA @ 277 VAC interrupting rating, 35mm DIN rail mount. | Stock | 20.5
FAZ-C8-1-SP | Eaton miniature supplementary protector, 8A, 277 VAC/48 VDC, 1-pole, C curve, thermal magnetic, 10kA @ 277 VAC interrupting rating, 35mm DIN rail mount. | Stock | 20.5
FAZ-D8-1-SP | Eaton miniature supplementary protector, 8A, 277 VAC/48 VDC, 1-pole, D curve, thermal magnetic, 5kA @ 277 VAC interrupting rating, 35mm DIN rail mount. | Stock | 20.5
FAZ-B10-1-SP | Eaton miniature supplementary protector, 10A, 277 VAC/48 VDC, 1-pole, B curve, thermal magnetic, 10kA @ 277 VAC interrupting rating, 35mm DIN rail mount. | Stock | 20.5
FAZ-C10-1-SP | Eaton miniature supplementary protector, 10A, 277 VAC/48 VDC, 1-pole, C curve, thermal magnetic, 10kA @ 277 VAC interrupting rating, 35mm DIN rail mount. | Stock | 20.5
FAZ-D10-1-SP | Eaton miniature supplementary protector, 10A, 277 VAC/48 VDC, 1-pole, D curve, thermal magnetic, 5kA @ 277 VAC interrupting rating, 35mm DIN rail mount. | Stock | 20.5
FAZ-B13-1-SP | Eaton miniature supplementary protector, 13A, 277 VAC/48 VDC, 1-pole, B curve, thermal magnetic, 10kA @ 277 VAC interrupting rating, 35mm DIN rail mount. | Stock | 20.5
FAZ-C13-1-SP | Eaton miniature supplementary protector, 13A, 277 VAC/48 VDC, 1-pole, C curve, thermal magnetic, 10kA @ 277 VAC interrupting rating, 35mm DIN rail mount. | Stock | 20.5
FAZ-D13-1-SP | Eaton miniature supplementary protector, 13A, 277 VAC/48 VDC, 1-pole, D curve, thermal magnetic, 5kA @ 277 VAC interrupting rating, 35mm DIN rail mount. | Stock | 20.5
FAZ-B15-1-SP | Eaton miniature supplementary protector, 15A, 277 VAC/48 VDC, 1-pole, B curve, thermal magnetic, 10kA @ 277 VAC interrupting rating, 35mm DIN rail mount. | Stock | 20.5
FAZ-C15-1-SP | Eaton miniature supplementary protector, 15A, 277 VAC/48 VDC, 1-pole, C curve, thermal magnetic, 10kA @ 277 VAC interrupting rating, 35mm DIN rail mount. | Stock | 20.5
FAZ-D15-1-SP | Eaton miniature supplementary protector, 15A, 277 VAC/48 VDC, 1-pole, D curve, thermal magnetic, 5kA @ 277 VAC interrupting rating, 35mm DIN rail mount. | Stock | 20.5
FAZ-B16-1-SP | Eaton miniature supplementary protector, 16A, 277 VAC/48 VDC, 1-pole, B curve, thermal magnetic, 10kA @ 277 VAC interrupting rating, 35mm DIN rail mount. | Stock | 20.5
FAZ-C16-1-SP | Eaton miniature supplementary protector, 16A, 277 VAC/48 VDC, 1-pole, C curve, thermal magnetic, 10kA @ 277 VAC interrupting rating, 35mm DIN rail mount. | Stock | 20.5
FAZ-D16-1-SP | Eaton miniature supplementary protector, 16A, 277 VAC/48 VDC, 1-pole, D curve, thermal magnetic, 5kA @ 277 VAC interrupting rating, 35mm DIN rail mount. | Stock | 20.5
FAZ-B20-1-SP | Eaton miniature supplementary protector, 20A, 277 VAC/48 VDC, 1-pole, B curve, thermal magnetic, 10kA @ 277 VAC interrupting rating, 35mm DIN rail mount. | Stock | 20.5
FAZ-C20-1-SP | Eaton miniature supplementary protector, 20A, 277 VAC/48 VDC, 1-pole, C curve, thermal magnetic, 10kA @ 277 VAC interrupting rating, 35mm DIN rail mount. | Stock | 20.5
FAZ-D20-1-SP | Eaton miniature supplementary protector, 20A, 277 VAC/48 VDC, 1-pole, D curve, thermal magnetic, 5kA @ 277 VAC interrupting rating, 35mm DIN rail mount. | Stock | 20.5
FAZ-B25-1-SP | Eaton miniature supplementary protector, 25A, 277 VAC/48 VDC, 1-pole, B curve, thermal magnetic, 10kA @ 277 VAC interrupting rating, 35mm DIN rail mount. | Stock | 20.5
FAZ-C25-1-SP | Eaton miniature supplementary protector, 25A, 277 VAC/48 VDC, 1-pole, C curve, thermal magnetic, 10kA @ 277 VAC interrupting rating, 35mm DIN rail mount. | Stock | 20.5
FAZ-D25-1-SP | Eaton miniature supplementary protector, 25A, 277 VAC/48 VDC, 1-pole, D curve, thermal magnetic, 5kA @ 277 VAC interrupting rating, 35mm DIN rail mount. | Stock | 20.5
FAZ-B30-1-SP | Eaton miniature supplementary protector, 30A, 277 VAC/48 VDC, 1-pole, B curve, thermal magnetic, 10kA @ 277 VAC interrupting rating, 35mm DIN rail mount. | Stock | 22
FAZ-C30-1-SP | Eaton miniature supplementary protector, 30A, 277 VAC/48 VDC, 1-pole, C curve, thermal magnetic, 10kA @ 277 VAC interrupting rating, 35mm DIN rail mount. | Stock | 22
FAZ-D30-1-SP | Eaton miniature supplementary protector, 30A, 277 VAC/48 VDC, 1-pole, D curve, thermal magnetic, 5kA @ 277 VAC interrupting rating, 35mm DIN rail mount. | Stock | 22
FAZ-B32-1-SP | Eaton miniature supplementary protector, 32A, 277 VAC/48 VDC, 1-pole, B curve, thermal magnetic, 10kA @ 277 VAC interrupting rating, 35mm DIN rail mount. | Stock | 22
FAZ-C32-1-SP | Eaton miniature supplementary protector, 32A, 277 VAC/48 VDC, 1-pole, C curve, thermal magnetic, 10kA @ 277 VAC interrupting rating, 35mm DIN rail mount. | Stock | 22
FAZ-D32-1-SP | Eaton miniature supplementary protector, 32A, 277 VAC/48 VDC, 1-pole, D curve, thermal magnetic, 5kA @ 277 VAC interrupting rating, 35mm DIN rail mount. | Stock | 22
FAZ-B40-1-SP | Eaton miniature supplementary protector, 40A, 277 VAC/48 VDC, 1-pole, B curve, thermal magnetic, 5kA @ 277 VAC interrupting rating, 35mm DIN rail mount. | Stock | 22
FAZ-C40-1-SP | Eaton miniature supplementary protector, 40A, 277 VAC/48 VDC, 1-pole, C curve, thermal magnetic, 5kA @ 277 VAC interrupting rating, 35mm DIN rail mount. | Stock | 22
FAZ-D40-1-SP | Eaton miniature supplementary protector, 40A, 277 VAC/48 VDC, 1-pole, D curve, thermal magnetic, 5kA @ 277 VAC interrupting rating, 35mm DIN rail mount. | Stock | 22
FAZ-B50-1-SP | Eaton miniature supplementary protector, 50A, 277 VAC/48 VDC, 1-pole, B curve, thermal magnetic, 5kA @ 277 VAC interrupting rating, 35mm DIN rail mount. | Stock | 22
FAZ-C50-1-SP | Eaton miniature supplementary protector, 50A, 277 VAC/48 VDC, 1-pole, C curve, thermal magnetic, 5kA @ 277 VAC interrupting rating, 35mm DIN rail mount. | Stock | 22
FAZ-B63-1-SP | Eaton miniature supplementary protector, 63A, 277 VAC/48 VDC, 1-pole, B curve, thermal magnetic, 5kA @ 277 VAC interrupting rating, 35mm DIN rail mount. | Stock | 22
FAZ-C63-1-SP | Eaton miniature supplementary protector, 63A, 277 VAC/48 VDC, 1-pole, C curve, thermal magnetic, 5kA @ 277 VAC interrupting rating, 35mm DIN rail mount. | Stock | 22
FAZ-C0P5-2 | Eaton miniature supplementary protector, 0.5A, 480Y/277 VAC/96 VDC, 2-pole, C curve, thermal magnetic, 10kA @ 480Y/277 VAC interrupting rating, 35mm DIN rail mount. | Stock | 42.5
FAZ-D0P5-2 | Eaton miniature supplementary protector, 0.5A, 480Y/277 VAC/96 VDC, 2-pole, D curve, thermal magnetic, 5kA @ 480Y/277 VAC interrupting rating, 35mm DIN rail mount. | Stock | 42.5
FAZ-B1-2 | Eaton miniature supplementary protector, 1A, 480Y/277 VAC/96 VDC, 2-pole, B curve, thermal magnetic, 10kA @ 480Y/277 VAC interrupting rating, 35mm DIN rail mount. | Stock | 42.5
FAZ-C1-2 | Eaton miniature supplementary protector, 1A, 480Y/277 VAC/96 VDC, 2-pole, C curve, thermal magnetic, 10kA @ 480Y/277 VAC interrupting rating, 35mm DIN rail mount. | Stock | 42.5
FAZ-D1-2 | Eaton miniature supplementary protector, 1A, 480Y/277 VAC/96 VDC, 2-pole, D curve, thermal magnetic, 5kA @ 480Y/277 VAC interrupting rating, 35mm DIN rail mount. | Stock | 42.5
FAZ-B2-2 | Eaton miniature supplementary protector, 2A, 480Y/277 VAC/96 VDC, 2-pole, B curve, thermal magnetic, 10kA @ 480Y/277 VAC interrupting rating, 35mm DIN rail mount. | Stock | 40.5
FAZ-C2-2 | Eaton miniature supplementary protector, 2A, 480Y/277 VAC/96 VDC, 2-pole, C curve, thermal magnetic, 10kA @ 480Y/277 VAC interrupting rating, 35mm DIN rail mount. | Stock | 42.5
FAZ-D2-2 | Eaton miniature supplementary protector, 2A, 480Y/277 VAC/96 VDC, 2-pole, D curve, thermal magnetic, 5kA @ 480Y/277 VAC interrupting rating, 35mm DIN rail mount. | Stock | 42.5
FAZ-B3-2 | Eaton miniature supplementary protector, 3A, 480Y/277 VAC/96 VDC, 2-pole, B curve, thermal magnetic, 10kA @ 480Y/277 VAC interrupting rating, 35mm DIN rail mount. | Stock | 42.5
FAZ-C3-2 | Eaton miniature supplementary protector, 3A, 480Y/277 VAC/96 VDC, 2-pole, C curve, thermal magnetic, 10kA @ 480Y/277 VAC interrupting rating, 35mm DIN rail mount. | Stock | 42.5
FAZ-D3-2 | Eaton miniature supplementary protector, 3A, 480Y/277 VAC/96 VDC, 2-pole, D curve, thermal magnetic, 5kA @ 480Y/277 VAC interrupting rating, 35mm DIN rail mount. | Stock | 42.5
FAZ-B4-2 | Eaton miniature supplementary protector, 4A, 480Y/277 VAC/96 VDC, 2-pole, B curve, thermal magnetic, 10kA @ 480Y/277 VAC interrupting rating, 35mm DIN rail mount. | Stock | 42.5
FAZ-C4-2 | Eaton miniature supplementary protector, 4A, 480Y/277 VAC/96 VDC, 2-pole, C curve, thermal magnetic, 10kA @ 480Y/277 VAC interrupting rating, 35mm DIN rail mount. | Stock | 42.5
FAZ-D4-2 | Eaton miniature supplementary protector, 4A, 480Y/277 VAC/96 VDC, 2-pole, D curve, thermal magnetic, 5kA @ 480Y/277 VAC interrupting rating, 35mm DIN rail mount. | Stock | 42.5
FAZ-B5-2 | Eaton miniature supplementary protector, 5A, 480Y/277 VAC/96 VDC, 2-pole, B curve, thermal magnetic, 10kA @ 480Y/277 VAC interrupting rating, 35mm DIN rail mount. | Stock | 42.5
FAZ-C5-2 | Eaton miniature supplementary protector, 5A, 480Y/277 VAC/96 VDC, 2-pole, C curve, thermal magnetic, 10kA @ 480Y/277 VAC interrupting rating, 35mm DIN rail mount. | Stock | 42.5
FAZ-D5-2 | Eaton miniature supplementary protector, 5A, 480Y/277 VAC/96 VDC, 2-pole, D curve, thermal magnetic, 5kA @ 480Y/277 VAC interrupting rating, 35mm DIN rail mount. | Stock | 42.5
FAZ-B6-2 | Eaton miniature supplementary protector, 6A, 480Y/277 VAC/96 VDC, 2-pole, B curve, thermal magnetic, 10kA @ 480Y/277 VAC interrupting rating, 35mm DIN rail mount. | Stock | 39.5
FAZ-C6-2 | Eaton miniature supplementary protector, 6A, 480Y/277 VAC/96 VDC, 2-pole, C curve, thermal magnetic, 10kA @ 480Y/277 VAC interrupting rating, 35mm DIN rail mount. | Stock | 39.5
FAZ-D6-2 | Eaton miniature supplementary protector, 6A, 480Y/277 VAC/96 VDC, 2-pole, D curve, thermal magnetic, 5kA @ 480Y/277 VAC interrupting rating, 35mm DIN rail mount. | Stock | 42.5
FAZ-B7-2 | Eaton miniature supplementary protector, 7A, 480Y/277 VAC/96 VDC, 2-pole, B curve, thermal magnetic, 10kA @ 480Y/277 VAC interrupting rating, 35mm DIN rail mount. | Stock | 39.5
FAZ-C7-2 | Eaton miniature supplementary protector, 7A, 480Y/277 VAC/96 VDC, 2-pole, C curve, thermal magnetic, 10kA @ 480Y/277 VAC interrupting rating, 35mm DIN rail mount. | Stock | 42.5
FAZ-D7-2 | Eaton miniature supplementary protector, 7A, 480Y/277 VAC/96 VDC, 2-pole, D curve, thermal magnetic, 5kA @ 480Y/277 VAC interrupting rating, 35mm DIN rail mount. | Stock | 42.5
FAZ-B8-2 | Eaton miniature supplementary protector, 8A, 480Y/277 VAC/96 VDC, 2-pole, B curve, thermal magnetic, 10kA @ 480Y/277 VAC interrupting rating, 35mm DIN rail mount. | Stock | 39.5
FAZ-C8-2 | Eaton miniature supplementary protector, 8A, 480Y/277 VAC/96 VDC, 2-pole, C curve, thermal magnetic, 10kA @ 480Y/277 VAC interrupting rating, 35mm DIN rail mount. | Stock | 42.5
FAZ-D8-2 | Eaton miniature supplementary protector, 8A, 480Y/277 VAC/96 VDC, 2-pole, D curve, thermal magnetic, 5kA @ 480Y/277 VAC interrupting rating, 35mm DIN rail mount. | Stock | 42.5
FAZ-B10-2 | Eaton miniature supplementary protector, 10A, 480Y/277 VAC/96 VDC, 2-pole, B curve, thermal magnetic, 10kA @ 480Y/277 VAC interrupting rating, 35mm DIN rail mount. | Stock | 39.5
FAZ-C10-2 | Eaton miniature supplementary protector, 10A, 480Y/277 VAC/96 VDC, 2-pole, C curve, thermal magnetic, 10kA @ 480Y/277 VAC interrupting rating, 35mm DIN rail mount. | Stock | 39.5
FAZ-D10-2 | Eaton miniature supplementary protector, 10A, 480Y/277 VAC/96 VDC, 2-pole, D curve, thermal magnetic, 5kA @ 480Y/277 VAC interrupting rating, 35mm DIN rail mount. | Stock | 42.5
FAZ-B13-2 | Eaton miniature supplementary protector, 13A, 480Y/277 VAC/96 VDC, 2-pole, B curve, thermal magnetic, 10kA @ 480Y/277 VAC interrupting rating, 35mm DIN rail mount. | Stock | 39.5
FAZ-C13-2 | Eaton miniature supplementary protector, 13A, 480Y/277 VAC/96 VDC, 2-pole, C curve, thermal magnetic, 10kA @ 480Y/277 VAC interrupting rating, 35mm DIN rail mount. | Stock | 39.5
FAZ-D13-2 | Eaton miniature supplementary protector, 13A, 480Y/277 VAC/96 VDC, 2-pole, D curve, thermal magnetic, 5kA @ 480Y/277 VAC interrupting rating, 35mm DIN rail mount. | Stock | 42.5
FAZ-B15-2 | Eaton miniature supplementary protector, 15A, 480Y/277 VAC/96 VDC, 2-pole, B curve, thermal magnetic, 10kA @ 480Y/277 VAC interrupting rating, 35mm DIN rail mount. | Stock | 39.5
FAZ-C15-2 | Eaton miniature supplementary protector, 15A, 480Y/277 VAC/96 VDC, 2-pole, C curve, thermal magnetic, 10kA @ 480Y/277 VAC interrupting rating, 35mm DIN rail mount. | Stock | 39.5
FAZ-D15-2 | Eaton miniature supplementary protector, 15A, 480Y/277 VAC/96 VDC, 2-pole, D curve, thermal magnetic, 5kA @ 480Y/277 VAC interrupting rating, 35mm DIN rail mount. | Stock | 42.5
FAZ-B16-2 | Eaton miniature supplementary protector, 16A, 480Y/277 VAC/96 VDC, 2-pole, B curve, thermal magnetic, 10kA @ 480Y/277 VAC interrupting rating, 35mm DIN rail mount. | Stock | 39.5
FAZ-C16-2 | Eaton miniature supplementary protector, 16A, 480Y/277 VAC/96 VDC, 2-pole, C curve, thermal magnetic, 10kA @ 480Y/277 VAC interrupting rating, 35mm DIN rail mount. | Stock | 39.5
FAZ-D16-2 | Eaton miniature supplementary protector, 16A, 480Y/277 VAC/96 VDC, 2-pole, D curve, thermal magnetic, 5kA @ 480Y/277 VAC interrupting rating, 35mm DIN rail mount. | Stock | 42.5
FAZ-B20-2 | Eaton miniature supplementary protector, 20A, 480Y/277 VAC/96 VDC, 2-pole, B curve, thermal magnetic, 10kA @ 480Y/277 VAC interrupting rating, 35mm DIN rail mount. | Stock | 39.5
FAZ-C20-2 | Eaton miniature supplementary protector, 20A, 480Y/277 VAC/96 VDC, 2-pole, C curve, thermal magnetic, 10kA @ 480Y/277 VAC interrupting rating, 35mm DIN rail mount. | Stock | 39.5
FAZ-D20-2 | Eaton miniature supplementary protector, 20A, 480Y/277 VAC/96 VDC, 2-pole, D curve, thermal magnetic, 5kA @ 480Y/277 VAC interrupting rating, 35mm DIN rail mount. | Stock | 42.5
FAZ-B25-2 | Eaton miniature supplementary protector, 25A, 480Y/277 VAC/96 VDC, 2-pole, B curve, thermal magnetic, 10kA @ 480Y/277 VAC interrupting rating, 35mm DIN rail mount. | Stock | 39.5
FAZ-C25-2 | Eaton miniature supplementary protector, 25A, 480Y/277 VAC/96 VDC, 2-pole, C curve, thermal magnetic, 10kA @ 480Y/277 VAC interrupting rating, 35mm DIN rail mount. | Stock | 39.5
FAZ-D25-2 | Eaton miniature supplementary protector, 25A, 480Y/277 VAC/96 VDC, 2-pole, D curve, thermal magnetic, 5kA @ 480Y/277 VAC interrupting rating, 35mm DIN rail mount. | Stock | 42.5
FAZ-B30-2 | Eaton miniature supplementary protector, 30A, 480Y/277 VAC/96 VDC, 2-pole, B curve, thermal magnetic, 10kA @ 480Y/277 VAC interrupting rating, 35mm DIN rail mount. | Stock | 39.5
FAZ-C30-2 | Eaton miniature supplementary protector, 30A, 480Y/277 VAC/96 VDC, 2-pole, C curve, thermal magnetic, 10kA @ 480Y/277 VAC interrupting rating, 35mm DIN rail mount. | Stock | 39.5
FAZ-D30-2 | Eaton miniature supplementary protector, 30A, 480Y/277 VAC/96 VDC, 2-pole, D curve, thermal magnetic, 5kA @ 480Y/277 VAC interrupting rating, 35mm DIN rail mount. | Stock | 42.5
FAZ-B32-2 | Eaton miniature supplementary protector, 32A, 480Y/277 VAC/96 VDC, 2-pole, B curve, thermal magnetic, 10kA @ 480Y/277 VAC interrupting rating, 35mm DIN rail mount. | Stock | 42.5
FAZ-C32-2 | Eaton miniature supplementary protector, 32A, 480Y/277 VAC/96 VDC, 2-pole, C curve, thermal magnetic, 10kA @ 480Y/277 VAC interrupting rating, 35mm DIN rail mount. | Stock | 42.5
FAZ-D32-2 | Eaton miniature supplementary protector, 32A, 480Y/277 VAC/96 VDC, 2-pole, D curve, thermal magnetic, 5kA @ 480Y/277 VAC interrupting rating, 35mm DIN rail mount. | Stock | 42.5
FAZ-B40-2 | Eaton miniature supplementary protector, 40A, 480Y/277 VAC/96 VDC, 2-pole, B curve, thermal magnetic, 5kA @ 480Y/277 VAC interrupting rating, 35mm DIN rail mount. | Stock | 42.5
FAZ-C40-2 | Eaton miniature supplementary protector, 40A, 480Y/277 VAC/96 VDC, 2-pole, C curve, thermal magnetic, 5kA @ 480Y/277 VAC interrupting rating, 35mm DIN rail mount. | Stock | 42.5
FAZ-D40-2 | Eaton miniature supplementary protector, 40A, 480Y/277 VAC/96 VDC, 2-pole, D curve, thermal magnetic, 5kA @ 480Y/277 VAC interrupting rating, 35mm DIN rail mount. | Stock | 42.5
FAZ-B50-2 | Eaton miniature supplementary protector, 50A, 480Y/277 VAC/96 VDC, 2-pole, B curve, thermal magnetic, 5kA @ 480Y/277 VAC interrupting rating, 35mm DIN rail mount. | Stock | 42.5
FAZ-C50-2 | Eaton miniature supplementary protector, 50A, 480Y/277 VAC/96 VDC, 2-pole, C curve, thermal magnetic, 5kA @ 480Y/277 VAC interrupting rating, 35mm DIN rail mount. | Stock | 42.5
FAZ-B63-2 | Eaton miniature supplementary protector, 63A, 480Y/277 VAC/96 VDC, 2-pole, B curve, thermal magnetic, 5kA @ 480Y/277 VAC interrupting rating, 35mm DIN rail mount. | Stock | 42.5
FAZ-C63-2 | Eaton miniature supplementary protector, 63A, 480Y/277 VAC/96 VDC, 2-pole, C curve, thermal magnetic, 5kA @ 480Y/277 VAC interrupting rating, 35mm DIN rail mount. | Stock | 42.5
FAZ-C0P5-3 | Eaton miniature supplementary protector, 0.5A, 480Y/277 VAC/96 VDC, 3-pole, C curve, thermal magnetic, 10kA @ 480Y/277 VAC interrupting rating, 35mm DIN rail mount. | Stock | 59
FAZ-D0P5-3 | Eaton miniature supplementary protector, 0.5A, 480Y/277 VAC/96 VDC, 3-pole, D curve, thermal magnetic, 5kA @ 480Y/277 VAC interrupting rating, 35mm DIN rail mount. | Stock | 59
FAZ-B1-3 | Eaton miniature supplementary protector, 1A, 480Y/277 VAC/96 VDC, 3-pole, B curve, thermal magnetic, 10kA @ 480Y/277 VAC interrupting rating, 35mm DIN rail mount. | Stock | 59
FAZ-C1-3 | Eaton miniature supplementary protector, 1A, 480Y/277 VAC/96 VDC, 3-pole, C curve, thermal magnetic, 10kA @ 480Y/277 VAC interrupting rating, 35mm DIN rail mount. | Stock | 59
FAZ-D1-3 | Eaton miniature supplementary protector, 1A, 480Y/277 VAC/96 VDC, 3-pole, D curve, thermal magnetic, 5kA @ 480Y/277 VAC interrupting rating, 35mm DIN rail mount. | Stock | 59
FAZ-B2-3 | Eaton miniature supplementary protector, 2A, 480Y/277 VAC/96 VDC, 3-pole, B curve, thermal magnetic, 10kA @ 480Y/277 VAC interrupting rating, 35mm DIN rail mount. | Stock | 42.5
FAZ-C2-3 | Eaton miniature supplementary protector, 2A, 480Y/277 VAC/96 VDC, 3-pole, C curve, thermal magnetic, 10kA @ 480Y/277 VAC interrupting rating, 35mm DIN rail mount. | Stock | 59
FAZ-D2-3 | Eaton miniature supplementary protector, 2A, 480Y/277 VAC/96 VDC, 3-pole, D curve, thermal magnetic, 5kA @ 480Y/277 VAC interrupting rating, 35mm DIN rail mount. | Stock | 59
FAZ-B3-3 | Eaton miniature supplementary protector, 3A, 480Y/277 VAC/96 VDC, 3-pole, B curve, thermal magnetic, 10kA @ 480Y/277 VAC interrupting rating, 35mm DIN rail mount. | Stock | 59
FAZ-C3-3 | Eaton miniature supplementary protector, 3A, 480Y/277 VAC/96 VDC, 3-pole, C curve, thermal magnetic, 10kA @ 480Y/277 VAC interrupting rating, 35mm DIN rail mount. | Stock | 59
FAZ-D3-3 | Eaton miniature supplementary protector, 3A, 480Y/277 VAC/96 VDC, 3-pole, D curve, thermal magnetic, 5kA @ 480Y/277 VAC interrupting rating, 35mm DIN rail mount. | Stock | 59
FAZ-B4-3 | Eaton miniature supplementary protector, 4A, 480Y/277 VAC/96 VDC, 3-pole, B curve, thermal magnetic, 10kA @ 480Y/277 VAC interrupting rating, 35mm DIN rail mount. | Stock | 59
FAZ-C4-3 | Eaton miniature supplementary protector, 4A, 480Y/277 VAC/96 VDC, 3-pole, C curve, thermal magnetic, 10kA @ 480Y/277 VAC interrupting rating, 35mm DIN rail mount. | Stock | 59
FAZ-D4-3 | Eaton miniature supplementary protector, 4A, 480Y/277 VAC/96 VDC, 3-pole, D curve, thermal magnetic, 5kA @ 480Y/277 VAC interrupting rating, 35mm DIN rail mount. | Stock | 59
FAZ-B5-3 | Eaton miniature supplementary protector, 5A, 480Y/277 VAC/96 VDC, 3-pole, B curve, thermal magnetic, 10kA @ 480Y/277 VAC interrupting rating, 35mm DIN rail mount. | Stock | 59
FAZ-C5-3 | Eaton miniature supplementary protector, 5A, 480Y/277 VAC/96 VDC, 3-pole, C curve, thermal magnetic, 10kA @ 480Y/277 VAC interrupting rating, 35mm DIN rail mount. | Stock | 59
FAZ-D5-3 | Eaton miniature supplementary protector, 5A, 480Y/277 VAC/96 VDC, 3-pole, D curve, thermal magnetic, 5kA @ 480Y/277 VAC interrupting rating, 35mm DIN rail mount. | Stock | 59
FAZ-B6-3 | Eaton miniature supplementary protector, 6A, 480Y/277 VAC/96 VDC, 3-pole, B curve, thermal magnetic, 10kA @ 480Y/277 VAC interrupting rating, 35mm DIN rail mount. | Stock | 59
FAZ-C6-3 | Eaton miniature supplementary protector, 6A, 480Y/277 VAC/96 VDC, 3-pole, C curve, thermal magnetic, 10kA @ 480Y/277 VAC interrupting rating, 35mm DIN rail mount. | Stock | 59
FAZ-D6-3 | Eaton miniature supplementary protector, 6A, 480Y/277 VAC/96 VDC, 3-pole, D curve, thermal magnetic, 5kA @ 480Y/277 VAC interrupting rating, 35mm DIN rail mount. | Stock | 59
FAZ-B7-3 | Eaton miniature supplementary protector, 7A, 480Y/277 VAC/96 VDC, 3-pole, B curve, thermal magnetic, 10kA @ 480Y/277 VAC interrupting rating, 35mm DIN rail mount. | Stock | 59
FAZ-C7-3 | Eaton miniature supplementary protector, 7A, 480Y/277 VAC/96 VDC, 3-pole, C curve, thermal magnetic, 10kA @ 480Y/277 VAC interrupting rating, 35mm DIN rail mount. | Stock | 59
FAZ-D7-3 | Eaton miniature supplementary protector, 7A, 480Y/277 VAC/96 VDC, 3-pole, D curve, thermal magnetic, 5kA @ 480Y/277 VAC interrupting rating, 35mm DIN rail mount. | Stock | 59
FAZ-B8-3 | Eaton miniature supplementary protector, 8A, 480Y/277 VAC/96 VDC, 3-pole, B curve, thermal magnetic, 10kA @ 480Y/277 VAC interrupting rating, 35mm DIN rail mount. | Stock | 59
FAZ-C8-3 | Eaton miniature supplementary protector, 8A, 480Y/277 VAC/96 VDC, 3-pole, C curve, thermal magnetic, 10kA @ 480Y/277 VAC interrupting rating, 35mm DIN rail mount. | Stock | 59
FAZ-D8-3 | Eaton miniature supplementary protector, 8A, 480Y/277 VAC/96 VDC, 3-pole, D curve, thermal magnetic, 5kA @ 480Y/277 VAC interrupting rating, 35mm DIN rail mount. | Stock | 59
FAZ-B10-3 | Eaton miniature supplementary protector, 10A, 480Y/277 VAC/96 VDC, 3-pole, B curve, thermal magnetic, 10kA @ 480Y/277 VAC interrupting rating, 35mm DIN rail mount. | Stock | 59
FAZ-C10-3 | Eaton miniature supplementary protector, 10A, 480Y/277 VAC/96 VDC, 3-pole, C curve, thermal magnetic, 10kA @ 480Y/277 VAC interrupting rating, 35mm DIN rail mount. | Stock | 59
FAZ-D10-3 | Eaton miniature supplementary protector, 10A, 480Y/277 VAC/96 VDC, 3-pole, D curve, thermal magnetic, 5kA @ 480Y/277 VAC interrupting rating, 35mm DIN rail mount. | Stock | 59
FAZ-B13-3 | Eaton miniature supplementary protector, 13A, 480Y/277 VAC/96 VDC, 3-pole, B curve, thermal magnetic, 10kA @ 480Y/277 VAC interrupting rating, 35mm DIN rail mount. | Stock | 59
FAZ-C13-3 | Eaton miniature supplementary protector, 13A, 480Y/277 VAC/96 VDC, 3-pole, C curve, thermal magnetic, 10kA @ 480Y/277 VAC interrupting rating, 35mm DIN rail mount. | Stock | 59
FAZ-D13-3 | Eaton miniature supplementary protector, 13A, 480Y/277 VAC/96 VDC, 3-pole, D curve, thermal magnetic, 5kA @ 480Y/277 VAC interrupting rating, 35mm DIN rail mount. | Stock | 59
FAZ-B15-3 | Eaton miniature supplementary protector, 15A, 480Y/277 VAC/96 VDC, 3-pole, B curve, thermal magnetic, 10kA @ 480Y/277 VAC interrupting rating, 35mm DIN rail mount. | Stock | 59
FAZ-C15-3 | Eaton miniature supplementary protector, 15A, 480Y/277 VAC/96 VDC, 3-pole, C curve, thermal magnetic, 10kA @ 480Y/277 VAC interrupting rating, 35mm DIN rail mount. | Stock | 59
FAZ-D15-3 | Eaton miniature supplementary protector, 15A, 480Y/277 VAC/96 VDC, 3-pole, D curve, thermal magnetic, 5kA @ 480Y/277 VAC interrupting rating, 35mm DIN rail mount. | Stock | 59
FAZ-B16-3 | Eaton miniature supplementary protector, 16A, 480Y/277 VAC/96 VDC, 3-pole, B curve, thermal magnetic, 10kA @ 480Y/277 VAC interrupting rating, 35mm DIN rail mount. | Stock | 59
FAZ-C16-3 | Eaton miniature supplementary protector, 16A, 480Y/277 VAC/96 VDC, 3-pole, C curve, thermal magnetic, 10kA @ 480Y/277 VAC interrupting rating, 35mm DIN rail mount. | Stock | 59
FAZ-D16-3 | Eaton miniature supplementary protector, 16A, 480Y/277 VAC/96 VDC, 3-pole, D curve, thermal magnetic, 5kA @ 480Y/277 VAC interrupting rating, 35mm DIN rail mount. | Stock | 59
FAZ-B20-3 | Eaton miniature supplementary protector, 20A, 480Y/277 VAC/96 VDC, 3-pole, B curve, thermal magnetic, 10kA @ 480Y/277 VAC interrupting rating, 35mm DIN rail mount. | Stock | 60
FAZ-C20-3 | Eaton miniature supplementary protector, 20A, 480Y/277 VAC/96 VDC, 3-pole, C curve, thermal magnetic, 10kA @ 480Y/277 VAC interrupting rating, 35mm DIN rail mount. | Stock | 59
FAZ-D20-3 | Eaton miniature supplementary protector, 20A, 480Y/277 VAC/96 VDC, 3-pole, D curve, thermal magnetic, 5kA @ 480Y/277 VAC interrupting rating, 35mm DIN rail mount. | Stock | 59
FAZ-B25-3 | Eaton miniature supplementary protector, 25A, 480Y/277 VAC/96 VDC, 3-pole, B curve, thermal magnetic, 10kA @ 480Y/277 VAC interrupting rating, 35mm DIN rail mount. | Stock | 59
FAZ-C25-3 | Eaton miniature supplementary protector, 25A, 480Y/277 VAC/96 VDC, 3-pole, C curve, thermal magnetic, 10kA @ 480Y/277 VAC interrupting rating, 35mm DIN rail mount. | Stock | 59
FAZ-D25-3 | Eaton miniature supplementary protector, 25A, 480Y/277 VAC/96 VDC, 3-pole, D curve, thermal magnetic, 5kA @ 480Y/277 VAC interrupting rating, 35mm DIN rail mount. | Stock | 59
FAZ-B30-3 | Eaton miniature supplementary protector, 30A, 480Y/277 VAC/96 VDC, 3-pole, B curve, thermal magnetic, 10kA @ 480Y/277 VAC interrupting rating, 35mm DIN rail mount. | Stock | 59
FAZ-C30-3 | Eaton miniature supplementary protector, 30A, 480Y/277 VAC/96 VDC, 3-pole, C curve, thermal magnetic, 10kA @ 480Y/277 VAC interrupting rating, 35mm DIN rail mount. | Stock | 59
FAZ-D30-3 | Eaton miniature supplementary protector, 30A, 480Y/277 VAC/96 VDC, 3-pole, D curve, thermal magnetic, 5kA @ 480Y/277 VAC interrupting rating, 35mm DIN rail mount. | Stock | 59
FAZ-B32-3 | Eaton miniature supplementary protector, 32A, 480Y/277 VAC/96 VDC, 3-pole, B curve, thermal magnetic, 10kA @ 480Y/277 VAC interrupting rating, 35mm DIN rail mount. | Stock | 59
FAZ-C32-3 | Eaton miniature supplementary protector, 32A, 480Y/277 VAC/96 VDC, 3-pole, C curve, thermal magnetic, 10kA @ 480Y/277 VAC interrupting rating, 35mm DIN rail mount. | Stock | 59
FAZ-D32-3 | Eaton miniature supplementary protector, 32A, 480Y/277 VAC/96 VDC, 3-pole, D curve, thermal magnetic, 5kA @ 480Y/277 VAC interrupting rating, 35mm DIN rail mount. | Stock | 59
FAZ-B40-3 | Eaton miniature supplementary protector, 40A, 480Y/277 VAC/96 VDC, 3-pole, B curve, thermal magnetic, 5kA @ 480Y/277 VAC interrupting rating, 35mm DIN rail mount. | Stock | 59
FAZ-C40-3 | Eaton miniature supplementary protector, 40A, 480Y/277 VAC/96 VDC, 3-pole, C curve, thermal magnetic, 5kA @ 480Y/277 VAC interrupting rating, 35mm DIN rail mount. | Stock | 59
FAZ-D40-3 | Eaton miniature supplementary protector, 40A, 480Y/277 VAC/96 VDC, 3-pole, D curve, thermal magnetic, 5kA @ 480Y/277 VAC interrupting rating, 35mm DIN rail mount. | Stock | 59
FAZ-B50-3 | Eaton miniature supplementary protector, 50A, 480Y/277 VAC/96 VDC, 3-pole, B curve, thermal magnetic, 5kA @ 480Y/277 VAC interrupting rating, 35mm DIN rail mount. | Stock | 59
FAZ-C50-3 | Eaton miniature supplementary protector, 50A, 480Y/277 VAC/96 VDC, 3-pole, C curve, thermal magnetic, 5kA @ 480Y/277 VAC interrupting rating, 35mm DIN rail mount. | Stock | 59
FAZ-B63-3 | Eaton miniature supplementary protector, 63A, 480Y/277 VAC/96 VDC, 3-pole, B curve, thermal magnetic, 5kA @ 480Y/277 VAC interrupting rating, 35mm DIN rail mount. | Stock | 59
FAZ-C63-3 | Eaton miniature supplementary protector, 63A, 480Y/277 VAC/96 VDC, 3-pole, C curve, thermal magnetic, 5kA @ 480Y/277 VAC interrupting rating, 35mm DIN rail mount. | Stock | 59
GMCB-1B-1 | Gladiator miniature supplementary protector, 1A, 277 VAC/60 VDC, 1-pole, B curve, thermal magnetic, 6kA @ 277 VAC interrupting rating, 35mm DIN rail mount. | Stock | 9.75
GMCB-1C-1 | Gladiator miniature supplementary protector, 1A, 277 VAC/60 VDC, 1-pole, C curve, thermal magnetic, 6kA @ 277 VAC interrupting rating, 35mm DIN rail mount. | Stock | 9.75
GMCB-1D-1 | Gladiator miniature supplementary protector, 1A, 277 VAC/60 VDC, 1-pole, D curve, thermal magnetic, 6kA @ 277 VAC interrupting rating, 35mm DIN rail mount. | Stock | 9.75
GMCB-1B-2 | Gladiator miniature supplementary protector, 2A, 277 VAC/60 VDC, 1-pole, B curve, thermal magnetic, 6kA @ 277 VAC interrupting rating, 35mm DIN rail mount. | Stock | 9.75
GMCB-1C-2 | Gladiator miniature supplementary protector, 2A, 277 VAC/60 VDC, 1-pole, C curve, thermal magnetic, 6kA @ 277 VAC interrupting rating, 35mm DIN rail mount. | Stock | 9.75
GMCB-1D-2 | Gladiator miniature supplementary protector, 2A, 277 VAC/60 VDC, 1-pole, D curve, thermal magnetic, 6kA @ 277 VAC interrupting rating, 35mm DIN rail mount. | Stock | 9.75
GMCB-1B-3 | Gladiator miniature supplementary protector, 3A, 277 VAC/60 VDC, 1-pole, B curve, thermal magnetic, 6kA @ 277 VAC interrupting rating, 35mm DIN rail mount. | Stock | 9.75
GMCB-1C-3 | Gladiator miniature supplementary protector, 3A, 277 VAC/60 VDC, 1-pole, C curve, thermal magnetic, 6kA @ 277 VAC interrupting rating, 35mm DIN rail mount. | Stock | 9.75
GMCB-1D-3 | Gladiator miniature supplementary protector, 3A, 277 VAC/60 VDC, 1-pole, D curve, thermal magnetic, 6kA @ 277 VAC interrupting rating, 35mm DIN rail mount. | Stock | 9.75
GMCB-1B-4 | Gladiator miniature supplementary protector, 4A, 277 VAC/60 VDC, 1-pole, B curve, thermal magnetic, 6kA @ 277 VAC interrupting rating, 35mm DIN rail mount. | Stock | 9.75
GMCB-1C-4 | Gladiator miniature supplementary protector, 4A, 277 VAC/60 VDC, 1-pole, C curve, thermal magnetic, 6kA @ 277 VAC interrupting rating, 35mm DIN rail mount. | Stock | 9.75
GMCB-1D-4 | Gladiator miniature supplementary protector, 4A, 277 VAC/60 VDC, 1-pole, D curve, thermal magnetic, 6kA @ 277 VAC interrupting rating, 35mm DIN rail mount. | Stock | 9.75
GMCB-1B-5 | Gladiator miniature supplementary protector, 5A, 277 VAC/60 VDC, 1-pole, B curve, thermal magnetic, 6kA @ 277 VAC interrupting rating, 35mm DIN rail mount. | Stock | 9.75
GMCB-1C-5 | Gladiator miniature supplementary protector, 5A, 277 VAC/60 VDC, 1-pole, C curve, thermal magnetic, 6kA @ 277 VAC interrupting rating, 35mm DIN rail mount. | Stock | 9.75
GMCB-1D-5 | Gladiator miniature supplementary protector, 5A, 277 VAC/60 VDC, 1-pole, D curve, thermal magnetic, 6kA @ 277 VAC interrupting rating, 35mm DIN rail mount. | Stock | 9.75
GMCB-1B-6 | Gladiator miniature supplementary protector, 6A, 277 VAC/60 VDC, 1-pole, B curve, thermal magnetic, 6kA @ 277 VAC interrupting rating, 35mm DIN rail mount. | Stock | 9.75
GMCB-1C-6 | Gladiator miniature supplementary protector, 6A, 277 VAC/60 VDC, 1-pole, C curve, thermal magnetic, 6kA @ 277 VAC interrupting rating, 35mm DIN rail mount. | Stock | 9.75
GMCB-1D-6 | Gladiator miniature supplementary protector, 6A, 277 VAC/60 VDC, 1-pole, D curve, thermal magnetic, 6kA @ 277 VAC interrupting rating, 35mm DIN rail mount. | Stock | 9.75
GMCB-1B-8 | Gladiator miniature supplementary protector, 8A, 277 VAC/60 VDC, 1-pole, B curve, thermal magnetic, 6kA @ 277 VAC interrupting rating, 35mm DIN rail mount. | Stock | 9.75
GMCB-1C-8 | Gladiator miniature supplementary protector, 8A, 277 VAC/60 VDC, 1-pole, C curve, thermal magnetic, 6kA @ 277 VAC interrupting rating, 35mm DIN rail mount. | Stock | 9.75
GMCB-1D-8 | Gladiator miniature supplementary protector, 8A, 277 VAC/60 VDC, 1-pole, D curve, thermal magnetic, 6kA @ 277 VAC interrupting rating, 35mm DIN rail mount. | Stock | 9.75
GMCB-1B-10 | Gladiator miniature supplementary protector, 10A, 277 VAC/60 VDC, 1-pole, B curve, thermal magnetic, 6kA @ 277 VAC interrupting rating, 35mm DIN rail mount. | Stock | 9.75
GMCB-1C-10 | Gladiator miniature supplementary protector, 10A, 277 VAC/60 VDC, 1-pole, C curve, thermal magnetic, 6kA @ 277 VAC interrupting rating, 35mm DIN rail mount. | Stock | 9.75
GMCB-1D-10 | Gladiator miniature supplementary protector, 10A, 277 VAC/60 VDC, 1-pole, D curve, thermal magnetic, 6kA @ 277 VAC interrupting rating, 35mm DIN rail mount. | Stock | 9.75
GMCB-1B-15 | Gladiator miniature supplementary protector, 15A, 277 VAC/60 VDC, 1-pole, B curve, thermal magnetic, 6kA @ 277 VAC interrupting rating, 35mm DIN rail mount. | Stock | 9.75
GMCB-1C-15 | Gladiator miniature supplementary protector, 15A, 277 VAC/60 VDC, 1-pole, C curve, thermal magnetic, 6kA @ 277 VAC interrupting rating, 35mm DIN rail mount. | Stock | 9.75
GMCB-1D-15 | Gladiator miniature supplementary protector, 15A, 277 VAC/60 VDC, 1-pole, D curve, thermal magnetic, 6kA @ 277 VAC interrupting rating, 35mm DIN rail mount. | Stock | 9.75
GMCB-1B-16 | Gladiator miniature supplementary protector, 16A, 277 VAC/60 VDC, 1-pole, B curve, thermal magnetic, 6kA @ 277 VAC interrupting rating, 35mm DIN rail mount. | Stock | 9.75
GMCB-1C-16 | Gladiator miniature supplementary protector, 16A, 277 VAC/60 VDC, 1-pole, C curve, thermal magnetic, 6kA @ 277 VAC interrupting rating, 35mm DIN rail mount. | Stock | 9.75
GMCB-1D-16 | Gladiator miniature supplementary protector, 16A, 277 VAC/60 VDC, 1-pole, D curve, thermal magnetic, 6kA @ 277 VAC interrupting rating, 35mm DIN rail mount. | Stock | 9.75
GMCB-1B-20 | Gladiator miniature supplementary protector, 20A, 277 VAC/60 VDC, 1-pole, B curve, thermal magnetic, 6kA @ 277 VAC interrupting rating, 35mm DIN rail mount. | Stock | 9.75
GMCB-1C-20 | Gladiator miniature supplementary protector, 20A, 277 VAC/60 VDC, 1-pole, C curve, thermal magnetic, 6kA @ 277 VAC interrupting rating, 35mm DIN rail mount. | Stock | 9.75
GMCB-1D-20 | Gladiator miniature supplementary protector, 20A, 277 VAC/60 VDC, 1-pole, D curve, thermal magnetic, 6kA @ 277 VAC interrupting rating, 35mm DIN rail mount. | Stock | 9.75
GMCB-1B-25 | Gladiator miniature supplementary protector, 25A, 277 VAC/60 VDC, 1-pole, B curve, thermal magnetic, 6kA @ 277 VAC interrupting rating, 35mm DIN rail mount. | Stock | 9.75
GMCB-1C-25 | Gladiator miniature supplementary protector, 25A, 277 VAC/60 VDC, 1-pole, C curve, thermal magnetic, 6kA @ 277 VAC interrupting rating, 35mm DIN rail mount. | Stock | 9.75
GMCB-1D-25 | Gladiator miniature supplementary protector, 25A, 277 VAC/60 VDC, 1-pole, D curve, thermal magnetic, 6kA @ 277 VAC interrupting rating, 35mm DIN rail mount. | Stock | 9.75
GMCB-1B-30 | Gladiator miniature supplementary protector, 30A, 277 VAC/60 VDC, 1-pole, B curve, thermal magnetic, 6kA @ 277 VAC interrupting rating, 35mm DIN rail mount. | Stock | 9.75
GMCB-1C-30 | Gladiator miniature supplementary protector, 30A, 277 VAC/60 VDC, 1-pole, C curve, thermal magnetic, 6kA @ 277 VAC interrupting rating, 35mm DIN rail mount. | Stock | 9.75
GMCB-1D-30 | Gladiator miniature supplementary protector, 30A, 277 VAC/60 VDC, 1-pole, D curve, thermal magnetic, 6kA @ 277 VAC interrupting rating, 35mm DIN rail mount. | Stock | 9.75
GMCB-1B-32 | Gladiator miniature supplementary protector, 32A, 277 VAC/60 VDC, 1-pole, B curve, thermal magnetic, 6kA @ 277 VAC interrupting rating, 35mm DIN rail mount. | Stock | 9.75
GMCB-1C-32 | Gladiator miniature supplementary protector, 32A, 277 VAC/60 VDC, 1-pole, C curve, thermal magnetic, 6kA @ 277 VAC interrupting rating, 35mm DIN rail mount. | Stock | 9.75
GMCB-1D-32 | Gladiator miniature supplementary protector, 32A, 277 VAC/60 VDC, 1-pole, D curve, thermal magnetic, 6kA @ 277 VAC interrupting rating, 35mm DIN rail mount. | Stock | 9.75
GMCB-1B-40 | Gladiator miniature supplementary protector, 40A, 277 VAC/60 VDC, 1-pole, B curve, thermal magnetic, 6kA @ 277 VAC interrupting rating, 35mm DIN rail mount. | Stock | 9.75
GMCB-1C-40 | Gladiator miniature supplementary protector, 40A, 277 VAC/60 VDC, 1-pole, C curve, thermal magnetic, 6kA @ 277 VAC interrupting rating, 35mm DIN rail mount. | Stock | 9.75
GMCB-1D-40 | Gladiator miniature supplementary protector, 40A, 277 VAC/60 VDC, 1-pole, D curve, thermal magnetic, 6kA @ 277 VAC interrupting rating, 35mm DIN rail mount. | Stock | 9.75
GMCB-1B-50 | Gladiator miniature supplementary protector, 50A, 277 VAC/60 VDC, 1-pole, B curve, thermal magnetic, 6kA @ 277 VAC interrupting rating, 35mm DIN rail mount. | Stock | 10
GMCB-1C-50 | Gladiator miniature supplementary protector, 50A, 277 VAC/60 VDC, 1-pole, C curve, thermal magnetic, 6kA @ 277 VAC interrupting rating, 35mm DIN rail mount. | Stock | 10
GMCB-1D-50 | Gladiator miniature supplementary protector, 50A, 277 VAC/60 VDC, 1-pole, D curve, thermal magnetic, 6kA @ 277 VAC interrupting rating, 35mm DIN rail mount. | Stock | 10
GMCB-1B-63 | Gladiator miniature supplementary protector, 63A, 277 VAC/60 VDC, 1-pole, B curve, thermal magnetic, 6kA @ 277 VAC interrupting rating, 35mm DIN rail mount. | Stock | 10
GMCB-1C-63 | Gladiator miniature supplementary protector, 63A, 277 VAC/60 VDC, 1-pole, C curve, thermal magnetic, 6kA @ 277 VAC interrupting rating, 35mm DIN rail mount. | Stock | 10
GMCB-1D-63 | Gladiator miniature supplementary protector, 63A, 277 VAC/60 VDC, 1-pole, D curve, thermal magnetic, 6kA @ 277 VAC interrupting rating, 35mm DIN rail mount. | Stock | 10
GMCB-2B-1 | Gladiator miniature supplementary protector, 1A, 480Y/277 VAC/125 VDC, 2-pole, B curve, thermal magnetic, 6kA @ 480Y/277 VAC interrupting rating, 35mm DIN rail mount. | Stock | 19.5
GMCB-2C-1 | Gladiator miniature supplementary protector, 1A, 480Y/277 VAC/125 VDC, 2-pole, C curve, thermal magnetic, 6kA @ 480Y/277 VAC interrupting rating, 35mm DIN rail mount. | Stock | 19.5
GMCB-2D-1 | Gladiator miniature supplementary protector, 1A, 480Y/277 VAC/125 VDC, 2-pole, D curve, thermal magnetic, 6kA @ 480Y/277 VAC interrupting rating, 35mm DIN rail mount. | Stock | 19.5
GMCB-2B-2 | Gladiator miniature supplementary protector, 2A, 480Y/277 VAC/125 VDC, 2-pole, B curve, thermal magnetic, 6kA @ 480Y/277 VAC interrupting rating, 35mm DIN rail mount. | Stock | 19.5
GMCB-2C-2 | Gladiator miniature supplementary protector, 2A, 480Y/277 VAC/125 VDC, 2-pole, C curve, thermal magnetic, 6kA @ 480Y/277 VAC interrupting rating, 35mm DIN rail mount. | Stock | 19.5
GMCB-2D-2 | Gladiator miniature supplementary protector, 2A, 480Y/277 VAC/125 VDC, 2-pole, D curve, thermal magnetic, 6kA @ 480Y/277 VAC interrupting rating, 35mm DIN rail mount. | Stock | 19.5
GMCB-2B-3 | Gladiator miniature supplementary protector, 3A, 480Y/277 VAC/125 VDC, 2-pole, B curve, thermal magnetic, 6kA @ 480Y/277 VAC interrupting rating, 35mm DIN rail mount. | Stock | 19.5
GMCB-2C-3 | Gladiator miniature supplementary protector, 3A, 480Y/277 VAC/125 VDC, 2-pole, C curve, thermal magnetic, 6kA @ 480Y/277 VAC interrupting rating, 35mm DIN rail mount. | Stock | 19.5
GMCB-2D-3 | Gladiator miniature supplementary protector, 3A, 480Y/277 VAC/125 VDC, 2-pole, D curve, thermal magnetic, 6kA @ 480Y/277 VAC interrupting rating, 35mm DIN rail mount. | Stock | 19.5
GMCB-2B-4 | Gladiator miniature supplementary protector, 4A, 480Y/277 VAC/125 VDC, 2-pole, B curve, thermal magnetic, 6kA @ 480Y/277 VAC interrupting rating, 35mm DIN rail mount. | Stock | 19.5
GMCB-2C-4 | Gladiator miniature supplementary protector, 4A, 480Y/277 VAC/125 VDC, 2-pole, C curve, thermal magnetic, 6kA @ 480Y/277 VAC interrupting rating, 35mm DIN rail mount. | Stock | 19.5
GMCB-2D-4 | Gladiator miniature supplementary protector, 4A, 480Y/277 VAC/125 VDC, 2-pole, D curve, thermal magnetic, 6kA @ 480Y/277 VAC interrupting rating, 35mm DIN rail mount. | Stock | 19.5
GMCB-2B-5 | Gladiator miniature supplementary protector, 5A, 480Y/277 VAC/125 VDC, 2-pole, B curve, thermal magnetic, 6kA @ 480Y/277 VAC interrupting rating, 35mm DIN rail mount. | Stock | 19.5
GMCB-2C-5 | Gladiator miniature supplementary protector, 5A, 480Y/277 VAC/125 VDC, 2-pole, C curve, thermal magnetic, 6kA @ 480Y/277 VAC interrupting rating, 35mm DIN rail mount. | Stock | 19.5
GMCB-2D-5 | Gladiator miniature supplementary protector, 5A, 480Y/277 VAC/125 VDC, 2-pole, D curve, thermal magnetic, 6kA @ 480Y/277 VAC interrupting rating, 35mm DIN rail mount. | Stock | 19.5
GMCB-2B-6 | Gladiator miniature supplementary protector, 6A, 480Y/277 VAC/125 VDC, 2-pole, B curve, thermal magnetic, 6kA @ 480Y/277 VAC interrupting rating, 35mm DIN rail mount. | Stock | 19.5
GMCB-2C-6 | Gladiator miniature supplementary protector, 6A, 480Y/277 VAC/125 VDC, 2-pole, C curve, thermal magnetic, 6kA @ 480Y/277 VAC interrupting rating, 35mm DIN rail mount. | Stock | 19.5
GMCB-2D-6 | Gladiator miniature supplementary protector, 6A, 480Y/277 VAC/125 VDC, 2-pole, D curve, thermal magnetic, 6kA @ 480Y/277 VAC interrupting rating, 35mm DIN rail mount. | Stock | 19.5
GMCB-2B-8 | Gladiator miniature supplementary protector, 8A, 480Y/277 VAC/125 VDC, 2-pole, B curve, thermal magnetic, 6kA @ 480Y/277 VAC interrupting rating, 35mm DIN rail mount. | Stock | 19.5
GMCB-2C-8 | Gladiator miniature supplementary protector, 8A, 480Y/277 VAC/125 VDC, 2-pole, C curve, thermal magnetic, 6kA @ 480Y/277 VAC interrupting rating, 35mm DIN rail mount. | Stock | 19.5
GMCB-2D-8 | Gladiator miniature supplementary protector, 8A, 480Y/277 VAC/125 VDC, 2-pole, D curve, thermal magnetic, 6kA @ 480Y/277 VAC interrupting rating, 35mm DIN rail mount. | Stock | 19.5
GMCB-2B-10 | Gladiator miniature supplementary protector, 10A, 480Y/277 VAC/125 VDC, 2-pole, B curve, thermal magnetic, 6kA @ 480Y/277 VAC interrupting rating, 35mm DIN rail mount. | Stock | 19.5
GMCB-2C-10 | Gladiator miniature supplementary protector, 10A, 480Y/277 VAC/125 VDC, 2-pole, C curve, thermal magnetic, 6kA @ 480Y/277 VAC interrupting rating, 35mm DIN rail mount. | Stock | 19.5
GMCB-2D-10 | Gladiator miniature supplementary protector, 10A, 480Y/277 VAC/125 VDC, 2-pole, D curve, thermal magnetic, 6kA @ 480Y/277 VAC interrupting rating, 35mm DIN rail mount. | Stock | 19.5
GMCB-2B-15 | Gladiator miniature supplementary protector, 15A, 480Y/277 VAC/125 VDC, 2-pole, B curve, thermal magnetic, 6kA @ 480Y/277 VAC interrupting rating, 35mm DIN rail mount. | Stock | 19.5
GMCB-2C-15 | Gladiator miniature supplementary protector, 15A, 480Y/277 VAC/125 VDC, 2-pole, C curve, thermal magnetic, 6kA @ 480Y/277 VAC interrupting rating, 35mm DIN rail mount. | Stock | 19.5
GMCB-2D-15 | Gladiator miniature supplementary protector, 15A, 480Y/277 VAC/125 VDC, 2-pole, D curve, thermal magnetic, 6kA @ 480Y/277 VAC interrupting rating, 35mm DIN rail mount. | Stock | 19.5
GMCB-2B-16 | Gladiator miniature supplementary protector, 16A, 480Y/277 VAC/125 VDC, 2-pole, B curve, thermal magnetic, 6kA @ 480Y/277 VAC interrupting rating, 35mm DIN rail mount. | Stock | 19.5
GMCB-2C-16 | Gladiator miniature supplementary protector, 16A, 480Y/277 VAC/125 VDC, 2-pole, C curve, thermal magnetic, 6kA @ 480Y/277 VAC interrupting rating, 35mm DIN rail mount. | Stock | 19.5
GMCB-2D-16 | Gladiator miniature supplementary protector, 16A, 480Y/277 VAC/125 VDC, 2-pole, D curve, thermal magnetic, 6kA @ 480Y/277 VAC interrupting rating, 35mm DIN rail mount. | Stock | 19.5
GMCB-2B-20 | Gladiator miniature supplementary protector, 20A, 480Y/277 VAC/125 VDC, 2-pole, B curve, thermal magnetic, 6kA @ 480Y/277 VAC interrupting rating, 35mm DIN rail mount. | Stock | 19.5
GMCB-2C-20 | Gladiator miniature supplementary protector, 20A, 480Y/277 VAC/125 VDC, 2-pole, C curve, thermal magnetic, 6kA @ 480Y/277 VAC interrupting rating, 35mm DIN rail mount. | Stock | 19.5
GMCB-2D-20 | Gladiator miniature supplementary protector, 20A, 480Y/277 VAC/125 VDC, 2-pole, D curve, thermal magnetic, 6kA @ 480Y/277 VAC interrupting rating, 35mm DIN rail mount. | Stock | 19.5
GMCB-2B-25 | Gladiator miniature supplementary protector, 25A, 480Y/277 VAC/125 VDC, 2-pole, B curve, thermal magnetic, 6kA @ 480Y/277 VAC interrupting rating, 35mm DIN rail mount. | Stock | 19.5
GMCB-2C-25 | Gladiator miniature supplementary protector, 25A, 480Y/277 VAC/125 VDC, 2-pole, C curve, thermal magnetic, 6kA @ 480Y/277 VAC interrupting rating, 35mm DIN rail mount. | Stock | 19.5
GMCB-2D-25 | Gladiator miniature supplementary protector, 25A, 480Y/277 VAC/125 VDC, 2-pole, D curve, thermal magnetic, 6kA @ 480Y/277 VAC interrupting rating, 35mm DIN rail mount. | Stock | 19.5
GMCB-2B-30 | Gladiator miniature supplementary protector, 30A, 480Y/277 VAC/125 VDC, 2-pole, B curve, thermal magnetic, 6kA @ 480Y/277 VAC interrupting rating, 35mm DIN rail mount. | Stock | 19.5
GMCB-2C-30 | Gladiator miniature supplementary protector, 30A, 480Y/277 VAC/125 VDC, 2-pole, C curve, thermal magnetic, 6kA @ 480Y/277 VAC interrupting rating, 35mm DIN rail mount. | Stock | 19.5
GMCB-2D-30 | Gladiator miniature supplementary protector, 30A, 480Y/277 VAC/125 VDC, 2-pole, D curve, thermal magnetic, 6kA @ 480Y/277 VAC interrupting rating, 35mm DIN rail mount. | Stock | 19.5
GMCB-2B-32 | Gladiator miniature supplementary protector, 32A, 480Y/277 VAC/125 VDC, 2-pole, B curve, thermal magnetic, 6kA @ 480Y/277 VAC interrupting rating, 35mm DIN rail mount. | Stock | 19.5
GMCB-2C-32 | Gladiator miniature supplementary protector, 32A, 480Y/277 VAC/125 VDC, 2-pole, C curve, thermal magnetic, 6kA @ 480Y/277 VAC interrupting rating, 35mm DIN rail mount. | Stock | 19.5
GMCB-2D-32 | Gladiator miniature supplementary protector, 32A, 480Y/277 VAC/125 VDC, 2-pole, D curve, thermal magnetic, 6kA @ 480Y/277 VAC interrupting rating, 35mm DIN rail mount. | Stock | 19.5
GMCB-2B-40 | Gladiator miniature supplementary protector, 40A, 480Y/277 VAC/125 VDC, 2-pole, B curve, thermal magnetic, 6kA @ 480Y/277 VAC interrupting rating, 35mm DIN rail mount. | Stock | 19.5
GMCB-2C-40 | Gladiator miniature supplementary protector, 40A, 480Y/277 VAC/125 VDC, 2-pole, C curve, thermal magnetic, 6kA @ 480Y/277 VAC interrupting rating, 35mm DIN rail mount. | Stock | 19.5
GMCB-2D-40 | Gladiator miniature supplementary protector, 40A, 480Y/277 VAC/125 VDC, 2-pole, D curve, thermal magnetic, 6kA @ 480Y/277 VAC interrupting rating, 35mm DIN rail mount. | Stock | 19.5
GMCB-2B-50 | Gladiator miniature supplementary protector, 50A, 480Y/277 VAC/125 VDC, 2-pole, B curve, thermal magnetic, 6kA @ 480Y/277 VAC interrupting rating, 35mm DIN rail mount. | Stock | 21.5
GMCB-2C-50 | Gladiator miniature supplementary protector, 50A, 480Y/277 VAC/125 VDC, 2-pole, C curve, thermal magnetic, 6kA @ 480Y/277 VAC interrupting rating, 35mm DIN rail mount. | Stock | 21.5
GMCB-2D-50 | Gladiator miniature supplementary protector, 50A, 480Y/277 VAC/125 VDC, 2-pole, D curve, thermal magnetic, 6kA @ 480Y/277 VAC interrupting rating, 35mm DIN rail mount. | Stock | 21.5
GMCB-2B-63 | Gladiator miniature supplementary protector, 63A, 480Y/277 VAC/125 VDC, 2-pole, B curve, thermal magnetic, 6kA @ 480Y/277 VAC interrupting rating, 35mm DIN rail mount. | Stock | 21.5
GMCB-2C-63 | Gladiator miniature supplementary protector, 63A, 480Y/277 VAC/125 VDC, 2-pole, C curve, thermal magnetic, 6kA @ 480Y/277 VAC interrupting rating, 35mm DIN rail mount. | Stock | 21.5
GMCB-2D-63 | Gladiator miniature supplementary protector, 63A, 480Y/277 VAC/125 VDC, 2-pole, D curve, thermal magnetic, 6kA @ 480Y/277 VAC interrupting rating, 35mm DIN rail mount. | Stock | 21.5
GMCB-3B-1 | Gladiator miniature supplementary protector, 1A, 480Y/277 VAC/125 VDC, 3-pole, B curve, thermal magnetic, 6kA @ 480Y/277 VAC interrupting rating, 35mm DIN rail mount. | Stock | 29
GMCB-3C-1 | Gladiator miniature supplementary protector, 1A, 480Y/277 VAC/125 VDC, 3-pole, C curve, thermal magnetic, 6kA @ 480Y/277 VAC interrupting rating, 35mm DIN rail mount. | Stock | 29
GMCB-3D-1 | Gladiator miniature supplementary protector, 1A, 480Y/277 VAC/125 VDC, 3-pole, D curve, thermal magnetic, 6kA @ 480Y/277 VAC interrupting rating, 35mm DIN rail mount. | Stock | 29
GMCB-3B-2 | Gladiator miniature supplementary protector, 2A, 480Y/277 VAC/125 VDC, 3-pole, B curve, thermal magnetic, 6kA @ 480Y/277 VAC interrupting rating, 35mm DIN rail mount. | Stock | 29
GMCB-3C-2 | Gladiator miniature supplementary protector, 2A, 480Y/277 VAC/125 VDC, 3-pole, C curve, thermal magnetic, 6kA @ 480Y/277 VAC interrupting rating, 35mm DIN rail mount. | Stock | 29
GMCB-3D-2 | Gladiator miniature supplementary protector, 2A, 480Y/277 VAC/125 VDC, 3-pole, D curve, thermal magnetic, 6kA @ 480Y/277 VAC interrupting rating, 35mm DIN rail mount. | Stock | 29
GMCB-3B-3 | Gladiator miniature supplementary protector, 3A, 480Y/277 VAC/125 VDC, 3-pole, B curve, thermal magnetic, 6kA @ 480Y/277 VAC interrupting rating, 35mm DIN rail mount. | Stock | 29
GMCB-3C-3 | Gladiator miniature supplementary protector, 3A, 480Y/277 VAC/125 VDC, 3-pole, C curve, thermal magnetic, 6kA @ 480Y/277 VAC interrupting rating, 35mm DIN rail mount. | Stock | 29
GMCB-3D-3 | Gladiator miniature supplementary protector, 3A, 480Y/277 VAC/125 VDC, 3-pole, D curve, thermal magnetic, 6kA @ 480Y/277 VAC interrupting rating, 35mm DIN rail mount. | Stock | 29
GMCB-3B-4 | Gladiator miniature supplementary protector, 4A, 480Y/277 VAC/125 VDC, 3-pole, B curve, thermal magnetic, 6kA @ 480Y/277 VAC interrupting rating, 35mm DIN rail mount. | Stock | 29
GMCB-3C-4 | Gladiator miniature supplementary protector, 4A, 480Y/277 VAC/125 VDC, 3-pole, C curve, thermal magnetic, 6kA @ 480Y/277 VAC interrupting rating, 35mm DIN rail mount. | Stock | 29
GMCB-3D-4 | Gladiator miniature supplementary protector, 4A, 480Y/277 VAC/125 VDC, 3-pole, D curve, thermal magnetic, 6kA @ 480Y/277 VAC interrupting rating, 35mm DIN rail mount. | Stock | 29
GMCB-3B-5 | Gladiator miniature supplementary protector, 5A, 480Y/277 VAC/125 VDC, 3-pole, B curve, thermal magnetic, 6kA @ 480Y/277 VAC interrupting rating, 35mm DIN rail mount. | Stock | 29
GMCB-3C-5 | Gladiator miniature supplementary protector, 5A, 480Y/277 VAC/125 VDC, 3-pole, C curve, thermal magnetic, 6kA @ 480Y/277 VAC interrupting rating, 35mm DIN rail mount. | Stock | 29
GMCB-3D-5 | Gladiator miniature supplementary protector, 5A, 480Y/277 VAC/125 VDC, 3-pole, D curve, thermal magnetic, 6kA @ 480Y/277 VAC interrupting rating, 35mm DIN rail mount. | Stock | 29
GMCB-3B-6 | Gladiator miniature supplementary protector, 6A, 480Y/277 VAC/125 VDC, 3-pole, B curve, thermal magnetic, 6kA @ 480Y/277 VAC interrupting rating, 35mm DIN rail mount. | Stock | 29
GMCB-3C-6 | Gladiator miniature supplementary protector, 6A, 480Y/277 VAC/125 VDC, 3-pole, C curve, thermal magnetic, 6kA @ 480Y/277 VAC interrupting rating, 35mm DIN rail mount. | Stock | 29
GMCB-3D-6 | Gladiator miniature supplementary protector, 6A, 480Y/277 VAC/125 VDC, 3-pole, D curve, thermal magnetic, 6kA @ 480Y/277 VAC interrupting rating, 35mm DIN rail mount. | Stock | 29
GMCB-3B-8 | Gladiator miniature supplementary protector, 8A, 480Y/277 VAC/125 VDC, 3-pole, B curve, thermal magnetic, 6kA @ 480Y/277 VAC interrupting rating, 35mm DIN rail mount. | Stock | 29
GMCB-3C-8 | Gladiator miniature supplementary protector, 8A, 480Y/277 VAC/125 VDC, 3-pole, C curve, thermal magnetic, 6kA @ 480Y/277 VAC interrupting rating, 35mm DIN rail mount. | Stock | 29
GMCB-3D-8 | Gladiator miniature supplementary protector, 8A, 480Y/277 VAC/125 VDC, 3-pole, D curve, thermal magnetic, 6kA @ 480Y/277 VAC interrupting rating, 35mm DIN rail mount. | Stock | 29
GMCB-3B-10 | Gladiator miniature supplementary protector, 10A, 480Y/277 VAC/125 VDC, 3-pole, B curve, thermal magnetic, 6kA @ 480Y/277 VAC interrupting rating, 35mm DIN rail mount. | Stock | 29
GMCB-3C-10 | Gladiator miniature supplementary protector, 10A, 480Y/277 VAC/125 VDC, 3-pole, C curve, thermal magnetic, 6kA @ 480Y/277 VAC interrupting rating, 35mm DIN rail mount. | Stock | 29
GMCB-3D-10 | Gladiator miniature supplementary protector, 10A, 480Y/277 VAC/125 VDC, 3-pole, D curve, thermal magnetic, 6kA @ 480Y/277 VAC interrupting rating, 35mm DIN rail mount. | Stock | 29
GMCB-3B-15 | Gladiator miniature supplementary protector, 15A, 480Y/277 VAC/125 VDC, 3-pole, B curve, thermal magnetic, 6kA @ 480Y/277 VAC interrupting rating, 35mm DIN rail mount. | Stock | 29
GMCB-3C-15 | Gladiator miniature supplementary protector, 15A, 480Y/277 VAC/125 VDC, 3-pole, C curve, thermal magnetic, 6kA @ 480Y/277 VAC interrupting rating, 35mm DIN rail mount. | Stock | 29
GMCB-3D-15 | Gladiator miniature supplementary protector, 15A, 480Y/277 VAC/125 VDC, 3-pole, D curve, thermal magnetic, 6kA @ 480Y/277 VAC interrupting rating, 35mm DIN rail mount. | Stock | 29
GMCB-3B-16 | Gladiator miniature supplementary protector, 16A, 480Y/277 VAC/125 VDC, 3-pole, B curve, thermal magnetic, 6kA @ 480Y/277 VAC interrupting rating, 35mm DIN rail mount. | Stock | 29
GMCB-3C-16 | Gladiator miniature supplementary protector, 16A, 480Y/277 VAC/125 VDC, 3-pole, C curve, thermal magnetic, 6kA @ 480Y/277 VAC interrupting rating, 35mm DIN rail mount. | Stock | 29
GMCB-3D-16 | Gladiator miniature supplementary protector, 16A, 480Y/277 VAC/125 VDC, 3-pole, D curve, thermal magnetic, 6kA @ 480Y/277 VAC interrupting rating, 35mm DIN rail mount. | Stock | 29
GMCB-3B-20 | Gladiator miniature supplementary protector, 20A, 480Y/277 VAC/125 VDC, 3-pole, B curve, thermal magnetic, 6kA @ 480Y/277 VAC interrupting rating, 35mm DIN rail mount. | Stock | 29
GMCB-3C-20 | Gladiator miniature supplementary protector, 20A, 480Y/277 VAC/125 VDC, 3-pole, C curve, thermal magnetic, 6kA @ 480Y/277 VAC interrupting rating, 35mm DIN rail mount. | Stock | 29
GMCB-3D-20 | Gladiator miniature supplementary protector, 20A, 480Y/277 VAC/125 VDC, 3-pole, D curve, thermal magnetic, 6kA @ 480Y/277 VAC interrupting rating, 35mm DIN rail mount. | Stock | 29
GMCB-3B-25 | Gladiator miniature supplementary protector, 25A, 480Y/277 VAC/125 VDC, 3-pole, B curve, thermal magnetic, 6kA @ 480Y/277 VAC interrupting rating, 35mm DIN rail mount. | Stock | 29
GMCB-3C-25 | Gladiator miniature supplementary protector, 25A, 480Y/277 VAC/125 VDC, 3-pole, C curve, thermal magnetic, 6kA @ 480Y/277 VAC interrupting rating, 35mm DIN rail mount. | Stock | 29
GMCB-3D-25 | Gladiator miniature supplementary protector, 25A, 480Y/277 VAC/125 VDC, 3-pole, D curve, thermal magnetic, 6kA @ 480Y/277 VAC interrupting rating, 35mm DIN rail mount. | Stock | 29
GMCB-3B-30 | Gladiator miniature supplementary protector, 30A, 480Y/277 VAC/125 VDC, 3-pole, B curve, thermal magnetic, 6kA @ 480Y/277 VAC interrupting rating, 35mm DIN rail mount. | Stock | 29
GMCB-3C-30 | Gladiator miniature supplementary protector, 30A, 480Y/277 VAC/125 VDC, 3-pole, C curve, thermal magnetic, 6kA @ 480Y/277 VAC interrupting rating, 35mm DIN rail mount. | Stock | 29
GMCB-3D-30 | Gladiator miniature supplementary protector, 30A, 480Y/277 VAC/125 VDC, 3-pole, D curve, thermal magnetic, 6kA @ 480Y/277 VAC interrupting rating, 35mm DIN rail mount. | Stock | 29
GMCB-3B-32 | Gladiator miniature supplementary protector, 32A, 480Y/277 VAC/125 VDC, 3-pole, B curve, thermal magnetic, 6kA @ 480Y/277 VAC interrupting rating, 35mm DIN rail mount. | Stock | 29
GMCB-3C-32 | Gladiator miniature supplementary protector, 32A, 480Y/277 VAC/125 VDC, 3-pole, C curve, thermal magnetic, 6kA @ 480Y/277 VAC interrupting rating, 35mm DIN rail mount. | Stock | 29
GMCB-3D-32 | Gladiator miniature supplementary protector, 32A, 480Y/277 VAC/125 VDC, 3-pole, D curve, thermal magnetic, 6kA @ 480Y/277 VAC interrupting rating, 35mm DIN rail mount. | Stock | 29
GMCB-3B-40 | Gladiator miniature supplementary protector, 40A, 480Y/277 VAC/125 VDC, 3-pole, B curve, thermal magnetic, 6kA @ 480Y/277 VAC interrupting rating, 35mm DIN rail mount. | Stock | 29
GMCB-3C-40 | Gladiator miniature supplementary protector, 40A, 480Y/277 VAC/125 VDC, 3-pole, C curve, thermal magnetic, 6kA @ 480Y/277 VAC interrupting rating, 35mm DIN rail mount. | Stock | 29
GMCB-3D-40 | Gladiator miniature supplementary protector, 40A, 480Y/277 VAC/125 VDC, 3-pole, D curve, thermal magnetic, 6kA @ 480Y/277 VAC interrupting rating, 35mm DIN rail mount. | Stock | 29
GMCB-3B-50 | Gladiator miniature supplementary protector, 50A, 480Y/277 VAC/125 VDC, 3-pole, B curve, thermal magnetic, 6kA @ 480Y/277 VAC interrupting rating, 35mm DIN rail mount. | Stock | 31
GMCB-3C-50 | Gladiator miniature supplementary protector, 50A, 480Y/277 VAC/125 VDC, 3-pole, C curve, thermal magnetic, 6kA @ 480Y/277 VAC interrupting rating, 35mm DIN rail mount. | Stock | 31
GMCB-3D-50 | Gladiator miniature supplementary protector, 50A, 480Y/277 VAC/125 VDC, 3-pole, D curve, thermal magnetic, 6kA @ 480Y/277 VAC interrupting rating, 35mm DIN rail mount. | Stock | 31
GMCB-3B-63 | Gladiator miniature supplementary protector, 63A, 480Y/277 VAC/125 VDC, 3-pole, B curve, thermal magnetic, 6kA @ 480Y/277 VAC interrupting rating, 35mm DIN rail mount. | Stock | 31
GMCB-3C-63 | Gladiator miniature supplementary protector, 63A, 480Y/277 VAC/125 VDC, 3-pole, C curve, thermal magnetic, 6kA @ 480Y/277 VAC interrupting rating, 35mm DIN rail mount. | Stock | 31
GMCB-3D-63 | Gladiator miniature supplementary protector, 63A, 480Y/277 VAC/125 VDC, 3-pole, D curve, thermal magnetic, 6kA @ 480Y/277 VAC interrupting rating, 35mm DIN rail mount. | Stock | 31
Electronic Circuit Protection Devices
RACPRO1-4SP/24V/5A | RECOM Power RACPRO1 series electronic circuit protector, current-limiting, adjustable 1.75-5.75A, 24 VDC, 4 independent channel(s), NEC Class 2, 35mm DIN rail mount. | Stock | 131
RACPRO1-4SP/24V/10A | RECOM Power RACPRO1 series electronic circuit protector, current-limiting, adjustable 3.5-11.5A, 24 VDC, 4 independent channel(s), 35mm DIN rail mount. | Stock | 151
787-3861/004-020 | WAGO 787-3861 series electronic circuit protector, adjustable 0.5-4A, 1 channel(s), 35mm DIN rail mount. | Stock | 37.5
787-3861/004-1020 | WAGO 787-3861 series electronic circuit protector, adjustable 0.5-4A, 1 channel(s), NEC Class 2, 35mm DIN rail mount. | Stock | 38.5
787-3861/050-000 | WAGO 787-3861 series electronic circuit protector, 0.5A, 1 channel(s), 35mm DIN rail mount. | Stock | 33.5
787-3861/050-1000 | WAGO 787-3861 series electronic circuit protector, 0.5A, 1 channel(s), NEC Class 2, 35mm DIN rail mount. | Stock | 34.5
787-3861/100-000 | WAGO 787-3861 series electronic circuit protector, 1A, 1 channel(s), 35mm DIN rail mount. | Stock | 33.5
787-3861/100-1000 | WAGO 787-3861 series electronic circuit protector, 1A, 1 channel(s), NEC Class 2, 35mm DIN rail mount. | Stock | 34.5
787-3861/108-020 | WAGO 787-3861 series electronic circuit protector, adjustable 1-8A, 1 channel(s), 35mm DIN rail mount. | Stock | 37.5
787-3861/200-000 | WAGO 787-3861 series electronic circuit protector, 2A, 1 channel(s), 35mm DIN rail mount. | Stock | 33.5
787-3861/200-1000 | WAGO 787-3861 series electronic circuit protector, 2A, 1 channel(s), NEC Class 2, 35mm DIN rail mount. | Stock | 34.5
787-3861/400-000 | WAGO 787-3861 series electronic circuit protector, 4A, 1 channel(s), 35mm DIN rail mount. | Stock | 33.5
787-3861/400-1000 | WAGO 787-3861 series electronic circuit protector, 4A, 1 channel(s), NEC Class 2, 35mm DIN rail mount. | Stock | 34.5
787-3861/600-000 | WAGO 787-3861 series electronic circuit protector, 6A, 1 channel(s), 35mm DIN rail mount. | Stock | 33.5
787-3861/800-000 | WAGO 787-3861 series electronic circuit protector, 8A, 1 channel(s), 35mm DIN rail mount. | Stock | 33.5
787-3861/000-1000 | WAGO potential distribution module, 20A, 0 VDC operating voltage. For use with WAGO 787-3861 series circuit protectors. | Stock | 11
787-3861/000-2000 | WAGO potential distribution module, 20A, 24 VDC operating voltage. For use with WAGO 787-3861 series circuit protectors. | Stock | 11
787-3861/000-3000 | WAGO potential distribution module, 20A, 0-24 VDC operating voltage. For use with WAGO 787-3861 series circuit protectors. | Stock | 11
GECP-1CH-1-10A | Gladiator GECP series electronic circuit protector, adjustable 1-10A, 12/24 VDC, 1 channel(s), adjustable curve, 35mm DIN rail mount. | Stock | 52
GECP-1CH-1A | Gladiator GECP series electronic circuit protector, 1A, 12/24 VDC, 1 channel(s), slow 1 curve, 35mm DIN rail mount. | Stock | 35.5
GECP-1CH-2A | Gladiator GECP series electronic circuit protector, 2A, 12/24 VDC, 1 channel(s), slow 1 curve, 35mm DIN rail mount. | Stock | 35.5
GECP-1CH-4A | Gladiator GECP series electronic circuit protector, 4A, 12/24 VDC, 1 channel(s), slow 1 curve, 35mm DIN rail mount. | Stock | 35.5
GECP-1CH-6A | Gladiator GECP series electronic circuit protector, 6A, 12/24 VDC, 1 channel(s), slow 1 curve, 35mm DIN rail mount. | Stock | 35.5
GECP-1CH-8A | Gladiator GECP series electronic circuit protector, 8A, 12/24 VDC, 1 channel(s), slow 1 curve, 35mm DIN rail mount. | Stock | 35.5
GECP-0V-TERM | Gladiator supply terminal, 40A, 0 VDC operating voltage. For use with Gladiator GECP series circuit protectors. | Stock | 30.5
GECP-24V-SS | Gladiator supply terminal, 40A, 24 VDC operating voltage. For use with Gladiator GECP series circuit protectors. End block included. | Stock | 20.5
787-2861-100-000 | WAGO electronic circuit protector, 1A, 24 VDC, 1 channel(s), 35mm DIN rail mount. | Stock | 59
787-1662-006-1000 | WAGO electronic circuit protector, current-limiting, adjustable 0.5-6A, 24 VDC, 2 independent channel(s), 35mm DIN rail mount. | Stock | 269
787-1662-106-000 | WAGO electronic circuit protector, adjustable 1-6A, 24 VDC, 2 independent channel(s), 35mm DIN rail mount. | Stock | 216
787-1662 | WAGO electronic circuit protector, adjustable 2-10A, 24 VDC, 2 independent channel(s), 35mm DIN rail mount. | Stock | 216
787-1662-004-1000 | WAGO electronic circuit protector, current-limiting, 3.8A, 24 VDC, 2 independent channel(s), NEC Class 2, 35mm DIN rail mount. | Stock | 299
787-1664-006-1000 | WAGO electronic circuit protector, current-limiting, adjustable 0.5-6A, 24 VDC, 4 independent channel(s), 35mm DIN rail mount. | Stock | 418
787-1664-106-000 | WAGO electronic circuit protector, adjustable 1-6A, 24 VDC, 4 independent channel(s), 35mm DIN rail mount. | Stock | 278
787-1664 | WAGO electronic circuit protector, adjustable 2-10A, 24 VDC, 4 independent channel(s), 35mm DIN rail mount. | Stock | 266
787-1664-004-1000 | WAGO electronic circuit protector, current-limiting, 3.8A, 24 VDC, 4 independent channel(s), NEC Class 2, 35mm DIN rail mount. | Stock | 300
787-1668-006-1000 | WAGO electronic circuit protector, current-limiting, adjustable 0.5-6A, 24 VDC, 8 independent channel(s), 35mm DIN rail mount. | Stock | 633
787-1668-106-000 | WAGO electronic circuit protector, adjustable 1-6A, 24 VDC, 8 independent channel(s), 35mm DIN rail mount. | Stock | 446
787-1668 | WAGO electronic circuit protector, adjustable 2-10A, 24 VDC, 8 independent channel(s), 35mm DIN rail mount. | Stock | 446
EM-T01-001-24-40A | E-T-A REX series modular circuit protector, mains supply, 40A, 24 VDC operating voltage, 35mm DIN rail mount. | Stock | 33
EM-T00-000-GND-40A | E-T-A REX series modular circuit protector, ground supply, 40A, 0 VDC operating voltage, 35mm DIN rail mount. | Stock | 14
REX-TA2-24-2A | E-T-A REX series modular circuit protector, overcurrent protection, 2A, 24 VDC output, 2 independent channel(s), electronic, NEC Class 2, 35mm DIN rail mount. | Stock | 58
REX-TA2-24-4A | E-T-A REX series modular circuit protector, overcurrent protection, 4A, 24 VDC output, 2 independent channel(s), electronic, 35mm DIN rail mount. | Stock | 58
REX-TA2-24-6A | E-T-A REX series modular circuit protector, overcurrent protection, 6A, 24 VDC output, 2 independent channel(s), electronic, 35mm DIN rail mount. | Stock | 58
REXD-TE2-24-1A-10A | E-T-A REX series modular circuit protector, overcurrent protection, adjustable 1-10A, 24 VDC output, 2 independent channel(s), electronic, 35mm DIN rail mount. | Stock | 68
REX-TA1-24-8A | E-T-A REX series modular circuit protector, overcurrent protection, 8A, 24 VDC output, 1 channel(s), electronic, 35mm DIN rail mount. | Stock | 53
REX-TA1-24-10A | E-T-A REX series modular circuit protector, overcurrent protection, 10A, 24 VDC output, 1 channel(s), electronic, 35mm DIN rail mount. | Stock | 53
REX-TA2-24-3A-N | E-T-A REX series modular circuit protector, overcurrent protection, 3A, 24 VDC output, 2 independent channel(s), electronic, NEC Class 2, 35mm DIN rail mount. | Stock | 73
PM-T01-00-LOAD-20A | E-T-A REX series modular circuit protector, load distribution, 20A, 24 VDC output, 24 VDC operating voltage, 8 channel(s), 35mm DIN rail mount. | Stock | 39
PM-T03-00-GND-20A | E-T-A REX series modular circuit protector, ground distribution, 20A, 0 VDC output, 0 VDC operating voltage, 8 channel(s), 35mm DIN rail mount. | Stock | 36
Accessories for Circuit Breakers and Protectors
GCBX1-AUX-LT | Gladiator field installable auxiliary contact, left side mount, (1) SPDT contact(s), 3A @ 250VAC/0.2A @ 250VDC, 20in 24AWG lead wires, Auxiliary contact indicates if the MCCB is closed or open/tripped. For use with Gladiator 100A frame MCCBs. | Stock | 15.5
GCBX1-AUX-RT | Gladiator field installable auxiliary contact, right side mount, (1) SPDT contact(s), 3A @ 250VAC/0.2A @ 250VDC, 20in 24AWG lead wires, Auxiliary contact indicates if the MCCB is closed or open/tripped. For use with Gladiator 100A frame MCCBs. | Stock | 15.5
GCBX1-ALX-RT | Gladiator field installable alarm/auxiliary contact, right side mount, (2) SPDT contact(s), 3A @ 250VAC/0.2A @ 250VDC, 20in 24AWG lead wires, Auxiliary contact indicates if the MCCB is closed or open/tripped. Alarm contact indicates if the MCCB is tripped. | Stock | 15.5
GCBX1-ALX-LT | Gladiator field installable alarm/auxiliary contact, left side mount, (2) SPDT contact(s), 3A @ 250VAC/0.2A @ 250VDC, 20in 24AWG lead wires, Auxiliary contact indicates if the MCCB is closed or open/tripped. Alarm contact indicates if the MCCB is tripped. | Stock | 15.5
GCBX4-AUX | Gladiator field installable auxiliary contact, left or right side mount, (1) SPDT contact(s), 3A @ 250VAC/0.2A @ 250VDC, screw terminals, Auxiliary contact indicates if the MCCB is closed or open/tripped. For use with Gladiator 150A to 600A frame MCCBs. | Stock | 15.5
GCBX5-AUX | Gladiator field installable auxiliary contact, right side mount, (1) SPDT contact(s), 3A @ 250VAC/0.2A @ 250VDC, screw terminals, Auxiliary contact indicates if the MCCB is closed or open/tripped. For use with Gladiator 800A and 1200A frame MCCBs. | Stock | 15.5
GCBX4-ALM | Gladiator field installable alarm contact, left or right side mount, (1) SPDT contact(s), 3A @ 250VAC/0.2A @ 250VDC, 20in 26AWG lead wires, Alarm contacts indicate when the MCCB is tripped. For use with Gladiator 150A to 600A frame MCCBs. | Stock | 15.5
GCBX5-ALM | Gladiator field installable alarm contact, right side mount, (1) SPDT contact(s), 3A @ 250VAC/0.2A @ 250VDC, 20in 26AWG lead wires, Alarm contacts indicate when the MCCB is tripped. For use with Gladiator 800A and 1200A frame MCCBs. | Stock | 15.5
GCBX1-SHT-24VDC | Gladiator field installable shunt trip, right side mount, 24 VAC/VDC coil voltage, screw terminals. For use with Gladiator 100A frame MCCBs. | Stock | 28
GCBX1-SHT-110VAC | Gladiator field installable shunt trip, right side mount, 110-130 VAC/VDC coil voltage, screw terminals. For use with Gladiator 100A frame MCCBs. | Stock | 31.5
GCBX4-SHT-24VDC | Gladiator field installable shunt trip, left side mount, 24 VAC/VDC coil voltage, screw terminals. For use with Gladiator 150A to 600A frame MCCBs. | Stock | 39.5
GCBX4-SHT-110VAC | Gladiator field installable shunt trip, left side mount, 110-130 VAC/VDC coil voltage, screw terminals. For use with Gladiator 150A to 600A frame MCCBs. | Stock | 39.5
GCBX5-SHT-24VDC | Gladiator field installable shunt trip, right side mount, 24 VAC/VDC coil voltage, screw terminals. For use with Gladiator 800A and 1200A frame MCCBs. | Stock | 73
GCBX5-SHT-110VAC | Gladiator field installable shunt trip, right side mount, 110-130 VAC/VDC coil voltage, screw terminals. For use with Gladiator 800A and 1200A frame MCCBs. | Stock | 73
GCBX1-UVT-24VDC | Gladiator field installable undervoltage trip, right side mount, 24 VAC/VDC sensing range, screw terminals. For use with Gladiator 100A frame MCCBs. | Stock | 28
GCBX1-UVT-110VAC | Gladiator field installable undervoltage trip, right side mount, 110-130 VAC/VDC sensing range, screw terminals. For use with Gladiator 100A frame MCCBs. | Stock | 31.5
GCBX4-UVT-24VDC | Gladiator field installable undervoltage trip, left side mount, 24 VAC/VDC sensing range, screw terminals. For use with Gladiator 150A to 600A frame MCCBs. | Stock | 48
GCBX4-UVT-110VAC | Gladiator field installable undervoltage trip, left side mount, 110-130 VAC/VDC sensing range, screw terminals. For use with Gladiator 150A to 600A frame MCCBs. | Stock | 52
GCBX5-UVT-24VDC | Gladiator field installable undervoltage trip, right side mount, 24 VAC/VDC sensing range, screw terminals. For use with Gladiator 800A and 1200A frame MCCBs. | Stock | 81
GCBX5-UVT-110VAC | Gladiator field installable undervoltage trip, right side mount, 110-130 VAC/VDC sensing range, screw terminals. For use with Gladiator 800A and 1200A frame MCCBs. | Stock | 88
GCBX1-EHR-N12-GY | Gladiator rotary handle, pistol, gray, external front mount, 2-position, lockable in ON-OFF, defeatable, NEMA 1/12. For use with Gladiator 100A frame MCCBs. Operating mechanism included. | Stock | 73
GCBX1-EHR-N3R4-BK | Gladiator rotary handle, pistol, black, external front mount, 2-position, lockable in ON-OFF, defeatable, NEMA 3/3R/4. For use with Gladiator 100A frame MCCBs. Operating mechanism included. | Stock | 81
GCBX1-EHR-N4X-BK | Gladiator rotary handle, pistol, black, external front mount, 2-position, lockable in ON-OFF, defeatable, NEMA 3/4/4X. For use with Gladiator 100A frame MCCBs. Operating mechanism included. | Stock | 93
GCBX2-EHR-N12-GY | Gladiator rotary handle, pistol, gray, external front mount, 2-position, lockable in ON-OFF, defeatable, NEMA 1/12. For use with Gladiator 150A and 250A frame MCCBs. Operating mechanism included. | Stock | 84
GCBX2-EHR-N3R4-BK | Gladiator rotary handle, pistol, black, external front mount, 2-position, lockable in ON-OFF, defeatable, NEMA 3/3R/4. For use with Gladiator 150A and 250A frame MCCBs. Operating mechanism included. | Stock | 98
GCBX2-EHR-N4X-BK | Gladiator rotary handle, pistol, black, external front mount, 2-position, lockable in ON-OFF, defeatable, NEMA 3/4/4X. For use with Gladiator 150A and 250A frame MCCBs. Operating mechanism included. | Stock | 114
GCBX3-EHR-N12-GY | Gladiator rotary handle, pistol, gray, external front mount, 2-position, lockable in ON-OFF, defeatable, NEMA 1/12. For use with Gladiator 400A to 600A frame MCCBs. Operating mechanism included. | Stock | 102
GCBX3-EHR-N3R4-BK | Gladiator rotary handle, pistol, black, external front mount, 2-position, lockable in ON-OFF, defeatable, NEMA 3/3R/4. For use with Gladiator 400A to 600A frame MCCBs. Operating mechanism included. | Stock | 118
GCBX3-EHR-N4X-BK | Gladiator rotary handle, pistol, black, external front mount, 2-position, lockable in ON-OFF, defeatable, NEMA 3/4/4X. For use with Gladiator 400A to 600A frame MCCBs. Operating mechanism included. | Stock | 133
GCBX5-EHR-N12-GY | Gladiator rotary handle, tee, gray, external front mount, 2-position, lockable in ON-OFF, defeatable, NEMA 1/12. For use with Gladiator 800A and 1200A frame MCCBs. Operating mechanism included. | Stock | 223
GCBX5-EHR-N3R4-BK | Gladiator rotary handle, tee, black, external front mount, 2-position, lockable in ON-OFF, defeatable, NEMA 3/3R/4. For use with Gladiator 800A and 1200A frame MCCBs. Operating mechanism included. | Stock | 240
GCBX5-EHR-N4X-BK | Gladiator rotary handle, tee, black, external front mount, 2-position, lockable in ON-OFF, defeatable, NEMA 3/4/4X. For use with Gladiator 800A and 1200A frame MCCBs. Operating mechanism included. | Stock | 264
GCBX1-SFT-12 | Gladiator shaft, 12in length. For use with GCBX1 rotary handles. | Stock | 13
GCBX1-SFT-16 | Gladiator shaft, 16in length. For use with GCBX1 rotary handles. | Stock | 15
GCBX1-SFT-24 | Gladiator shaft, 24in length. For use with GCBX1 rotary handles. | Stock | 23
GCBX4-SFT-12 | Gladiator shaft, 12in length. For use with GCBX2 or GCBX3 rotary handles. | Stock | 21.5
GCBX4-SFT-16 | Gladiator shaft, 16in length. For use with GCBX2 or GCBX3 rotary handles. | Stock | 23.5
GCBX4-SFT-24 | Gladiator shaft, 24in length. For use with GCBX2 or GCBX3 rotary handles. | Stock | 35
GCBX5-SFT-12 | Gladiator shaft, 12in length. For use with GCBX5 rotary handles. | Stock | 35
GCBX5-SFT-16 | Gladiator shaft, 16in length. For use with GCBX5 rotary handles. | Stock | 37.5
GCBX5-SFT-24 | Gladiator shaft, 24in length. For use with GCBX5 rotary handles. | Stock | 56
GCBX1-FHC-N3R4-M | Gladiator flange handle, lever, gray/chrome, external front mount, 2-position, lockable in OFF only, defeatable, NEMA 3/3R/4. For use with Gladiator 100A frame MCCBs. Operating mechanism included. | Stock | 302
GCBX1-FHC-N4X-M | Gladiator flange handle, lever, chrome, external front mount, 2-position, lockable in OFF only, defeatable, NEMA 3/4/4X. For use with Gladiator 100A frame MCCBs. Operating mechanism included. | Stock | 327
GCBX2-FHC-N3R4-M | Gladiator flange handle, lever, gray/chrome, external front mount, 2-position, lockable in OFF only, defeatable, NEMA 3/3R/4. For use with Gladiator 150A and 250A frame MCCBs. Operating mechanism included. | Stock | 226
GCBX2-FHC-N4X-M | Gladiator flange handle, lever, chrome, external front mount, 2-position, lockable in OFF only, defeatable, NEMA 3/4/4X. For use with Gladiator 150A and 250A frame MCCBs. Operating mechanism included. | Stock | 244
GCBX3-FHC-N3R4-M | Gladiator flange handle, lever, gray/chrome, external front mount, 2-position, lockable in OFF only, defeatable, NEMA 3/3R/4. For use with Gladiator 400A and 600A frame MCCBs. Operating mechanism included. | Stock | 226
GCBX3-FHC-N4X-M | Gladiator flange handle, lever, chrome, external front mount, 2-position, lockable in OFF only, defeatable, NEMA 3/4/4X. For use with Gladiator 400A and 600A frame MCCBs. Operating mechanism included. | Stock | 189
GCBX5-FHC-N3R4-M | Gladiator flange handle, lever, gray/chrome, external front mount, 2-position, lockable in OFF only, defeatable, NEMA 3/3R/4. For use with Gladiator 800A and 1200A frame MCCBs. Operating mechanism included. | Stock | 491
GCBX5-FHC-N4X-M | Gladiator flange handle, lever, chrome, external front mount, 2-position, lockable in OFF only, defeatable, NEMA 3/4/4X. For use with Gladiator 800A and 1200A frame MCCBs. Operating mechanism included. | Stock | 518
GCBX2-CBL-36 | Gladiator cable, 36in length. For use with Gladiator GCBX1-FHC-XX and GCBX2-FHC-XX flange handles. | Stock | 73
GCBX2-CBL-60 | Gladiator cable, 60in length. For use with Gladiator GCBX1-FHC-XX and GCBX2-FHC-XX flange handles. | Stock | 87
GCBX3-CBL-36 | Gladiator cable, 36in length. For use with Gladiator GCBX3-FHC-XX flange handles. | Stock | 87
GCBX3-CBL-60 | Gladiator cable, 60in length. For use with Gladiator GCBX3-FHC-XX flange handles. | Stock | 103
GCBX5-CBL-60 | Gladiator cable, 60in length. For use with Gladiator GCBX5-FHC-XX flange handles. | Stock | 109
GCBX1-LCK-PL | Gladiator lockout attachment, 5-8mm (3/16-5/16in) diameter. For use with Gladiator 100A frame MCCBs. For locking in the OFF position only. Accepts up to 3 locks. | Stock | 28
GCBX2-LCK-PL | Gladiator lockout attachment, 5-8mm (3/16-5/16in) diameter. For use with Gladiator 150A and 250A frame MCCBs. For locking in the OFF position only. Accepts up to 3 locks. | Stock | 43.5
GCBX3-LCK-PL | Gladiator lockout attachment, 5-8mm (3/16-5/16in) diameter. For use with Gladiator 400A and 600A frame MCCBs. For locking in the OFF position only. Accepts up to 3 locks. | Stock | 52
GCBX5-LCK-PL | Gladiator lockout attachment, 5-8mm (3/16-5/16in) diameter. For use with Gladiator 800A and 1200A frame MCCBs. For locking in the OFF position only. Accepts up to 3 locks. | Stock | 60
GCBX2-PBR-STD | Gladiator phase barrier, package of 2. For use with Gladiator 150A and 250A frame MCCBs. | Stock | 9
GCBX3-PBR-STD | Gladiator phase barrier, package of 2. For use with Gladiator 400A and 600A frame MCCBs. | Stock | 17.5
GCBX5-PBR-STD | Gladiator phase barrier, package of 2. For use with Gladiator 800A and 1200A frame MCCBs. | Stock | 36
BW9W1SHA | Fuji Electric field installable auxiliary contact, left side mount, SPDT contact(s), 5A @ 125 VAC, 19.69in 20AWG lead wires. For use with Fuji Electric 400A, 630A and 800A frame MCCBs. | Stock | 38.5
BW9FHA-R | Fuji Electric field installable shunt trip, left side mount, 24-48 VAC/VDC coil voltage, 19.69in 20AWG lead wires. For use with Fuji Electric 400A, 630A and 800A frame MCCBs. | Stock | 87
BW9FHA-A | Fuji Electric field installable shunt trip, left side mount, 100-240 VAC/100-220 VDC coil voltage, 19.69in 20AWG lead wires. For use with Fuji Electric 400A, 630A and 800A frame MCCBs. | Stock | 87
BW9RHA-R | Fuji Electric field installable undervoltage trip, left side mount, 24-48 VAC/VDC sensing range, 19.69in 20AWG lead wires. For use with Fuji Electric 400A, 630A and 800A frame MCCBs. | Stock | 84
BW9RHA-1 | Fuji Electric field installable undervoltage trip, left side mount, 120-130 VAC sensing range, 19.69in 20AWG lead wires. For use with Fuji Electric 400A, 630A and 800A frame MCCBs. | Stock | 87
BW9V0JA | Fuji Electric rotary handle, pistol, black, external front mount, 2-position, lockable in OFF only, defeatable, IP54. For use with Fuji Electric 630A and 800A frame MCCBs. 0.4in shaft and operator included. | Stock | 140
BZ-VS2-24 | Fuji Electric shaft, 24in length. For use with BW9V0HA and BW9V0JA rotary disconnect handles. | Stock | 51
BZ-VS2 | Fuji Electric shaft, 3.5in length. For use with BW9V0HA and BW9V0JA rotary disconnect handles. | Stock | 15.5
BW9F0JA-15A | Fuji Electric flange handle, lever, black, external front mount, 2-position, lockable in ON-OFF, defeatable, NEMA 12. For use with Fuji Electric 630A and 800A frame MCCBs. 1.5m cable and MCCB terminal covers included. | Stock | 681
BW9F0JA-20A | Fuji Electric flange handle, lever, black, external front mount, 2-position, lockable in ON-OFF, defeatable, NEMA 12. For use with Fuji Electric 630A and 800A frame MCCBs. 2m cable and MCCB terminal covers included. | Stock | 700
BW9BTJA-L3W | Fuji Electric terminal shroud, line or load side. Package of 2. For use with Fuji Electric 630A and 800A frame MCCBs. | Stock | 91
BW9QNHA | Fuji Electric lockout attachment, for use with Fuji Electric 400A, 630A and 800A frame MCCBs. | Stock | 51
BW9W1SG0 | Fuji Electric field installable auxiliary contact, left or right side mount, SPDT contact(s), 5A @ 125 VAC, 19.69in 20AWG lead wires. For use with Fuji Electric 125A and 250A frame MCCBs. | Stock | 43
BW9FRG0 | Fuji Electric field installable shunt trip, left or right side mount, 24 VAC/VDC coil voltage, 19.69in 20AWG lead wires. For use with Fuji Electric 125A and 250A frame MCCBs. | Stock | 87
BW9FAG0 | Fuji Electric field installable shunt trip, left or right side mount, 100-120 VAC coil voltage, 19.69in 20AWG lead wires. For use with Fuji Electric 125A and 250A frame MCCBs. | Stock | 87
BW9RGAR | Fuji Electric field installable undervoltage trip, left side mount, 24 VDC sensing range, 19.69in 20AWG lead wires. For use with Fuji Electric 125A and 250A frame MCCBs. | Stock | 87
BW9RGAT | Fuji Electric field installable undervoltage trip, left side mount, 110-130 VAC sensing range, 19.69in 20AWG lead wires. For use with Fuji Electric 125A and 250A frame MCCBs. | Stock | 87
BW9SL0CA-3 | Fuji Electric box type wiring lug, replacement, line or load mount, 1 openings, #14 AWG-1/0 copper only wire(s). Package of 3. For use with Fuji Electric 125A frame MCCBs sizes: up to 125A. | Stock | 88
BW9SL0GA-3 | Fuji Electric box type wiring lug, replacement, line or load mount, 1 openings, #1 AWG-3/0 copper only wire(s). Package of 3. For use with Fuji Electric 250A frame MCCBs sizes: 125A, 150A, 160A and 175A. | Stock | 100
BW9SL1GA-3 | Fuji Electric box type wiring lug, replacement, line or load mount, 1 openings, 2/0 AWG-300 MCM copper only wire(s). Package of 3. For use with Fuji Electric 250A frame MCCBs sizes: 200A, 225A and 250A. | Stock | 110
BW9V0CA | Fuji Electric rotary handle, selector, black, external front mount, 2-position, lockable in OFF only, defeatable, IP54. For use with Fuji Electric 125A frame MCCBs. 0.4in shaft and operator included. | Stock | 77
BW9V0GA | Fuji Electric rotary handle, selector, black, external front mount, 2-position, lockable in OFF only, defeatable, IP54. For use with Fuji Electric 250A frame MCCBs. 0.4in shaft and operator included. | Stock | 77
BW9VSG0-24 | Fuji Electric shaft, 24in length. For use with BW9V0CA and BW9V0GA rotary disconnect handles. | Stock | 51
BW9VSG0 | Fuji Electric shaft, 6.1in length. For use with BW9V0CA and BW9V0GA rotary disconnect handles. | Stock | 19
BW9V0HA | Fuji Electric rotary handle, pistol, black, external front mount, 2-position, lockable in OFF only, defeatable, IP54. For use with Fuji Electric 400A frame MCCBs. 0.4in shaft and operator included. | Stock | 119
BW9F0CA-15A | Fuji Electric flange handle, lever, black, external front mount, 2-position, lockable in ON-OFF, defeatable, NEMA 12. For use with Fuji Electric 125A frame MCCBs. 1.5m cable included. | Stock | 417
BW9F0CA-20A | Fuji Electric flange handle, lever, black, external front mount, 2-position, lockable in ON-OFF, defeatable, NEMA 12. For use with Fuji Electric 125A frame MCCBs. 2m cable included. | Stock | 432
BW9F0GA-15A | Fuji Electric flange handle, lever, black, external front mount, 2-position, lockable in ON-OFF, defeatable, NEMA 12. For use with Fuji Electric 250A frame MCCBs. 1.5m cable included. | Stock | 432
BW9F0GA-20A | Fuji Electric flange handle, lever, black, external front mount, 2-position, lockable in ON-OFF, defeatable, NEMA 12. For use with Fuji Electric 250A frame MCCBs. 2m cable included. | Stock | 455
BW9F0HA-15A | Fuji Electric flange handle, lever, black, external front mount, 2-position, lockable in ON-OFF, defeatable, NEMA 12. For use with Fuji Electric 400A frame MCCBs. 1.5m cable and MCCB terminal covers included. | Stock | 631
BW9F0HA-20A | Fuji Electric flange handle, lever, black, external front mount, 2-position, lockable in ON-OFF, defeatable, NEMA 12. For use with Fuji Electric 400A frame MCCBs. 2m cable and MCCB terminal covers included. | Stock | 649
BW9BTHA-L3W | Fuji Electric terminal shroud, line or load side. Package of 2. For use with Fuji Electric 400A frame MCCBs. | Stock | 87
BW9Q1CA | Fuji Electric lockout attachment, for use with Fuji Electric 125A and 250A frame MCCBs. | Stock | 21
GDIN | Eaton 35mm DIN rail mount adapter, package of 1. For use with AutomationDirect (Eaton) 100A frame MCCBs mounted onto 35mm DIN rail. Mounting hardware included. | Stock | 16.5
3TA100G3K | Eaton multi-wire box type wiring lug, load side mount, 100A, 3 openings, #14-2 AWG copper only. Package of 3. For use with AutomationDirect (Eaton) 100A frame MCCBs. Mounting hardware and insulators included. | Stock | 77
3TA100G6K | Eaton multi-wire box type wiring lug, load mount, 100A, 6 openings, #14-6 AWG copper only. Package of 3. For use with AutomationDirect (Eaton) 100A frame MCCBs. Mounting hardware and insulators included. | Stock | 91
3TA150F3K | Eaton multi-wire box type wiring lug, load side mount, 225A, 3 openings, #14-2 AWG copper only. Package of 3. For use with AutomationDirect (Eaton) 225A frame MCCBs. Mounting hardware and insulators included. | Stock | 84
3TA150F6K | Eaton multi-wire box type wiring lug, load mount, 225A, 6 openings, #14-6 AWG copper only. Package of 3. For use with AutomationDirect (Eaton) 225A frame MCCBs. Mounting hardware and insulators included. | Stock | 91
3TA225FD | Eaton box type wiring lug, replacement, line or load mount, 1 openings, #4 AWG-4/0 wire(s). Package of 3. For use with AutomationDirect (Eaton) 225A frame MCCBs. | Stock | 135
3TA400K3K | Eaton multi-wire box type wiring lug, load side mount, 400A, 3 openings, #14-2/0 AWG copper only. Package of 3. For use with AutomationDirect (Eaton) 400A frame MCCBs. Mounting hardware and insulators included. | Stock | 172
3TA400K6K | Eaton multi-wire box type wiring lug, load side mount, 400A, 6 openings, #14-3 AWG copper only. Package of 3. For use with AutomationDirect (Eaton) 400A frame MCCBs. Mounting hardware and insulators included. | Stock | 172
3TA401K | Eaton box type wiring lug, replacement, line or load mount, 2 openings, 2/0-250 MCM or 2/0-500 MCM wire(s). Package of 3. For use with AutomationDirect (Eaton) 400A frame MCCBs. (1) 3-pole terminal cover included. | Stock | 142
3TA603LDK | Eaton box type wiring lug, replacement, line or load mount, 2 openings, 400 MCM-500 MCM wire(s). Package of 3. For use with AutomationDirect (Eaton) 600A frame MCCBs. (1) 3-pole terminal cover included. | Stock | 177
GHMVD06B | Eaton rotary handle, pistol, black, external front mount, 2-position, lockable in OFF only, defeatable, NEMA 1/12. For use with AutomationDirect (Eaton) 100A frame MCCBs. 6in shaft and operator included. | Stock | 112
GHMVD12B | Eaton rotary handle, pistol, black, external front mount, 2-position, lockable in OFF only, defeatable, NEMA 1/12. For use with AutomationDirect (Eaton) 100A frame MCCBs. 12in shaft and operator included. | Stock | 125
FHMVD12B | Eaton rotary handle, pistol, black, external front mount, 2-position, lockable in OFF only, defeatable, NEMA 1/12. For use with AutomationDirect (Eaton) 225A frame MCCBs. 12in shaft and operator included. | Stock | 125
HM1R12X | Eaton rotary handle, pistol, black, external front mount, 2-position, lockable in OFF only, defeatable, NEMA 4/4X. For use with AutomationDirect (Eaton) 225A frame MCCBs. 12in shaft and operator included. | Stock | 173
HM1R24X | Eaton rotary handle, pistol, black, external front mount, 2-position, lockable in OFF only, defeatable, NEMA 4/4X. For use with AutomationDirect (Eaton) 225A frame MCCBs. 24in shaft and operator included. | Stock | 194
KHMVD12B | Eaton rotary handle, pistol, black, external front mount, 2-position, lockable in OFF only, defeatable, NEMA 1/12. For use with AutomationDirect (Eaton) 400A frame MCCBs. 12in shaft and operator included. | Stock | 178
HM3R12X | Eaton rotary handle, pistol, black, external front mount, 2-position, lockable in OFF only, defeatable, NEMA 4/4X. For use with AutomationDirect (Eaton) 400A frame MCCBs. 12in shaft and operator included. | Stock | 212
HM3R24X | Eaton rotary handle, pistol, black, external front mount, 2-position, lockable in OFF only, defeatable, NEMA 4/4X. For use with AutomationDirect (Eaton) 400A frame MCCBs. 24in shaft and operator included. | Stock | 237
LHMVD12B | Eaton rotary handle, pistol, black, external front mount, 2-position, lockable in OFF only, defeatable, NEMA 1/12. For use with AutomationDirect (Eaton) 600A frame MCCBs. 12in shaft and operator included. | Stock | 206
HM4R12X | Eaton rotary handle, pistol, black, external front mount, 2-position, lockable in OFF only, defeatable, NEMA 4/4X. For use with AutomationDirect (Eaton) 600A frame MCCBs. 12in shaft and operator included. | Stock | 276
HM4R24X | Eaton rotary handle, pistol, black, external front mount, 2-position, lockable in OFF only, defeatable, NEMA 4/4X. For use with AutomationDirect (Eaton) 600A frame MCCBs. 24in shaft and operator included. | Stock | 292
F0S03C | Eaton flange handle, lever, external front mount, defeatable, NEMA 1/12. For use with AutomationDirect (Eaton) 100A frame MCCBs. 3ft cable included. | Stock | 473
F0S03HP | Eaton flange handle, lever, external front mount, 2-position, lockable in OFF only, defeatable, NEMA 1/3R/12. For use with AutomationDirect (Eaton) 100A frame MCCBs. 3ft cable included. | Stock | 309
F0S03HPX | Eaton flange handle, lever, external front mount, 2-position, lockable in OFF only, defeatable, NEMA 4/4X. For use with AutomationDirect (Eaton) 100A frame MCCBs. 3ft cable included. | Stock | 340
F0S06C | Eaton flange handle, lever, external front mount, defeatable, NEMA 1/12. For use with AutomationDirect (Eaton) 100A frame MCCBs. 6ft cable included. | Stock | 529
F0S06HP | Eaton flange handle, lever, external front mount, 2-position, lockable in OFF only, defeatable, NEMA 1/3R/12. For use with AutomationDirect (Eaton) 100A frame MCCBs. 6ft cable included. | Stock | 352
F0S06HPX | Eaton flange handle, lever, external front mount, 2-position, lockable in OFF only, defeatable, NEMA 4/4X. For use with AutomationDirect (Eaton) 100A frame MCCBs. 6ft cable included. | Stock | 387
F1S03C | Eaton flange handle, lever, external front mount, 2-position, lockable in OFF only, defeatable, NEMA 1/12. For use with AutomationDirect (Eaton) 225A frame MCCBs. 3ft cable included. | Stock | 529
F1S03HP | Eaton flange handle, lever, external front mount, 2-position, lockable in OFF only, defeatable, NEMA 1/3R/12. For use with AutomationDirect (Eaton) 225A frame MCCBs. 3ft cable included. | Stock | 352
F1S03HPX | Eaton flange handle, lever, external front mount, 2-position, lockable in OFF only, defeatable, NEMA 4/4X. For use with AutomationDirect (Eaton) 225A frame MCCBs. 3ft cable included. | Stock | 387
F1S06C | Eaton flange handle, lever, external front mount, 2-position, lockable in OFF only, defeatable, NEMA 1/12. For use with AutomationDirect (Eaton) 225A frame MCCBs. 6ft cable included. | Stock | 573
F1S06HP | Eaton flange handle, lever, external front mount, 2-position, lockable in OFF only, defeatable, NEMA 1/3R/12. For use with AutomationDirect (Eaton) 225A frame MCCBs. 6ft cable included. | Stock | 379
F1S06HPX | Eaton flange handle, lever, external front mount, 2-position, lockable in OFF only, defeatable, NEMA 4/4X. For use with AutomationDirect (Eaton) 225A frame MCCBs. 6ft cable included. | Stock | 418
F3S03C | Eaton flange handle, lever, external front mount, 2-position, lockable in OFF only, defeatable, NEMA 1/12. For use with AutomationDirect (Eaton) 400A frame MCCBs. 3ft cable included. | Stock | 631
F3S03HP | Eaton flange handle, lever, external front mount, 2-position, lockable in OFF only, defeatable, NEMA 1/3R/12. For use with AutomationDirect (Eaton) 400A frame MCCBs. 3ft cable included. | Stock | 429
F3S03HPX | Eaton flange handle, lever, external front mount, 2-position, lockable in OFF only, defeatable, NEMA 4/4X. For use with AutomationDirect (Eaton) 400A frame MCCBs. 3ft cable included. | Stock | 473
F3S06C | Eaton flange handle, lever, external front mount, 2-position, lockable in OFF only, defeatable, NEMA 1/12. For use with AutomationDirect (Eaton) 400A frame MCCBs. 6ft cable included. | Stock | 662
F3S06HP | Eaton flange handle, lever, external front mount, 2-position, lockable in OFF only, defeatable, NEMA 1/3R/12. For use with AutomationDirect (Eaton) 400A frame MCCBs. 6ft cable included. | Stock | 450
F3S06HPX | Eaton flange handle, lever, external front mount, 2-position, lockable in OFF only, defeatable, NEMA 4/4X. For use with AutomationDirect (Eaton) 400A frame MCCBs. 6ft cable included. | Stock | 496
F4S04C | Eaton flange handle, lever, external front mount, 2-position, lockable in OFF only, defeatable, NEMA 1/12. For use with AutomationDirect (Eaton) 600A frame MCCBs. 4ft cable included. | Stock | 721
F4S04HP | Eaton flange handle, lever, external front mount, 2-position, lockable in OFF only, defeatable, NEMA 1/3R/12. For use with AutomationDirect (Eaton) 600A frame MCCBs. 4ft cable included. | Stock | 504
F4S04HPX | Eaton flange handle, lever, external front mount, 2-position, lockable in OFF only, defeatable, NEMA 4/4X. For use with AutomationDirect (Eaton) 600A frame MCCBs. 4ft cable included. | Stock | 543
F4S06C | Eaton flange handle, lever, external front mount, 2-position, lockable in OFF only, defeatable, NEMA 1/12. For use with AutomationDirect (Eaton) 600A frame MCCBs. 6ft cable included. | Stock | 829
F4S06HP | Eaton flange handle, lever, external front mount, 2-position, lockable in OFF only, defeatable, NEMA 1/3R/12. For use with AutomationDirect (Eaton) 600A frame MCCBs. 6ft cable included. | Stock | 580
F4S06HPX | Eaton flange handle, lever, external front mount, 2-position, lockable in OFF only, defeatable, NEMA 4/4X. For use with AutomationDirect (Eaton) 600A frame MCCBs. 6ft cable included. | Stock | 625
A1X3PK | Eaton field installable auxiliary contact, SPDT contact(s), 6A @ 600VAC, 18in pigtail. For use with AutomationDirect (Eaton) 400A frame MCCBs. | Stock | 316
A1X4PK | Eaton field installable auxiliary contact, SPDT contact(s), 6A @ 600VAC, 18in pigtail. For use with AutomationDirect (Eaton) 600A frame MCCBs. | Stock | 318
SNT3P11K | Eaton field installable shunt trip, 110-240 VAC/110-125 VDC coil voltage, 18in pigtail. For use with AutomationDirect (Eaton) 400A frame MCCBs. | Stock | 490
SNT4RP11K | Eaton field installable shunt trip, 110-240 VAC/110-125 VDC coil voltage, 18in pigtail. For use with AutomationDirect (Eaton) 600A frame MCCBs. | Stock | 550
SNT3P04K | Eaton field installable shunt trip, 12/24 VAC/VDC coil voltage, 18in pigtail. For use with AutomationDirect (Eaton) 400A frame MCCBs. | Stock | 490
SNT4RP03K | Eaton field installable shunt trip, 12/24 VAC/VDC coil voltage, 18in pigtail. For use with AutomationDirect (Eaton) 600A frame MCCBs. | Stock | 550
UVH3LP08K | Eaton field installable undervoltage trip, 110-127 VAC sensing range, 18in pigtail. For use with AutomationDirect (Eaton) 400A frame MCCBs. | Stock | 490
UVH4LP08K | Eaton field installable undervoltage trip, 110-127 VAC sensing range, 18in pigtail. For use with AutomationDirect (Eaton) 600A frame MCCBs. | Stock | 513
UVH3LP21K | Eaton field installable undervoltage trip, 24 VDC sensing range, 18in pigtail. For use with AutomationDirect (Eaton) 400A frame MCCBs. | Stock | 490
UVH4LP21K | Eaton field installable undervoltage trip, 24 VDC sensing range, 18in pigtail. For use with AutomationDirect (Eaton) 600A frame MCCBs. | Stock | 550
C361KJ4 | Eaton door interlocking safety handle kit, pistol, 4in. For use with AutomationDirect (Eaton) MCCBs when mounted in an SDN12 series enclosure. Mounting hardware included. | Stock | 388
C361KJ6 | Eaton door interlocking safety handle kit, pistol, 6in. For use with AutomationDirect (Eaton) MCCBs when mounted in an SDN12 series enclosure. Mounting hardware included. | Stock | 401
C361KR | Eaton door interlocking safety roller kit, for use with C361KJ4 or C361KJ6 handles, includes roller and all hardware, for use when enclosure is taller than 36in and 3-point latching is used. | Stock | 82
GCBX5-BATT | Gladiator trip unit replacement battery, replacement. For use with GCB800 and GCB1200 molded case circuit breakers. | Stock | 23.5
ZIHK-NA | Eaton auxiliary contact, DPST contact(s), 2A @ 230VAC/0.55A @ 110VAC/VDC. For use with Eaton FAZ-NA series miniature circuit breakers. | Stock | 31.5
ZNHK | Eaton alarm/auxiliary contact, (2) SPDT contact(s), 2A @ 230VAC/0.5A @ 110VAC/VDC. For use with Eaton FAZ-NA series miniature circuit breakers. | Stock | 39
FAZ-XAA-NA110-415V | Eaton shunt trip, 110-415 VAC/110-230 VDC coil voltage. For use with Eaton FAZ-NA series miniature circuit breakers. | Stock | 61
FAZ-XAA-NA12-110V | Eaton shunt trip, 12-110 VAC/12-60 VDC coil voltage. For use with Eaton FAZ-NA series miniature circuit breakers. | Stock | 61
ZEK35-UL | Eaton box type wiring lug, 80A, 480 VAC, 1 openings, #14-2 AWG copper only. Package of 3. For use with ZSVUL series busbars. | Stock | 62
ZEK35-UL-1 | Eaton box type wiring lug, 80A, 480 VAC, 1 openings, #14-2 AWG copper only. For use with ZSVUL series busbars. | Stock | 21
ZVBS-UL | Eaton safety cover, package of 10. For use with up to (3) unused pins on Eaton ZSVUL series busbars. | Stock | 41
ZVBS-UL-5 | Eaton safety cover, package of 5. For use with up to (3) unused pins on Eaton ZSVUL series busbars. | Stock | 23
ZIS-SPE-1TE-3 | Eaton lockout attachment, 7.1mm diameter. Package of 3. For use with Eaton FAZ-NA and FAZ series miniature circuit breakers. | Stock | 48.5
ZSVUL16-1P-1TE6SP | Eaton busbar, 80A, 480 VAC, cut to length not permitted, connects up to (6) 1-pole Eaton FAZ-NA series miniature circuit breakers without auxiliary components. | Stock | 16.5
ZSVUL16-1P-1TE12SP | Eaton busbar, 80A, 480 VAC, cut to length not permitted, connects up to (12) 1-pole Eaton FAZ-NA series miniature circuit breakers without auxiliary components. | Stock | 29.5
ZSVUL16-1P-1TE18SP | Eaton busbar, 80A, 480 VAC, cut to length not permitted, connects up to (18) 1-pole Eaton FAZ-NA series miniature circuit breakers without auxiliary components. | Stock | 45.5
ZSVUL16-2P-2TE6SP | Eaton busbar, 80A, 480 VAC, cut to length not permitted, connects up to (3) 2-pole Eaton FAZ-NA series miniature circuit breakers without auxiliary components. | Stock | 18.5
ZSVUL16-2P-2TE12SP | Eaton busbar, 80A, 480 VAC, cut to length not permitted, connects up to (6) 2-pole Eaton FAZ-NA series miniature circuit breakers without auxiliary components. | Stock | 36.5
ZSVUL16-2P-2TE18SP | Eaton busbar, 80A, 480 VAC, cut to length not permitted, connects up to (9) 2-pole Eaton FAZ-NA series miniature circuit breakers without auxiliary components. | Stock | 55
ZSVUL16-3P-3TE6SP | Eaton busbar, 80A, 480 VAC, cut to length not permitted, connects up to (2) 3-pole Eaton FAZ-NA series miniature circuit breakers without auxiliary components. | Stock | 20
ZSVUL16-3P-3TE12SP | Eaton busbar, 80A, 480 VAC, cut to length not permitted, connects up to (4) 3-pole Eaton FAZ-NA series miniature circuit breakers without auxiliary components. | Stock | 37.5
ZSVUL16-3P-3TE18SP | Eaton busbar, 80A, 480 VAC, cut to length not permitted, connects up to (6) 3-pole Eaton FAZ-NA series miniature circuit breakers without auxiliary components. | Stock | 58
FAZ-XAM002 | Eaton alarm/auxiliary contact, (2) SPDT contact(s), 2A @ 230VAC/0.5A @ 110VAC/VDC. For use with Eaton FAZ series supplementary protectors. | Stock | 49.5
FAZ-XHIN11-SP | Eaton auxiliary contact, DPST contact(s), 2A @ 230VAC/0.5A @ 110VAC/VDC. For use with Eaton FAZ series supplementary protectors. | Stock | 49.5
FAZ-XAA-C110-415V | Eaton shunt trip, 110-415 VAC/110-230 VDC coil voltage. For use with Eaton FAZ series supplementary protectors. | Stock | 72
FAZ-XAA-C12-110V | Eaton shunt trip, 12-110 VAC/12-60 VDC coil voltage. For use with Eaton FAZ series supplementary protectors. | Stock | 72
BBUL-EC-3 | Eaton end cap, package of 10. For use with Eaton BBUL series 2-phase and 3-phase busbars. | Stock | 27
BBUL-EC-3-2 | Eaton end cap, package of 2. For use with Eaton BBUL series 2-phase and 3-phase busbars. | Stock | 7
BBUL-EC-1-2 | Eaton end cap, package of 2. For use with Eaton BBUL series 1-phase busbars. | Stock | 7
BBUL-EC-1 | Eaton end cap, package of 10. For use with Eaton BBUL series 1-phase busbars. | Stock | 17.5
BBIP-5-5 | Eaton safety cover, package of 5. For use with up to (5) unused pins on Eaton BBUL series busbars. | Stock | 47
BBIP-5 | Eaton safety cover, package of 10. For use with up to (5) unused pins on Eaton BBUL series busbars. | Stock | 77
BBUL-TEP-35-1 | Eaton box type wiring lug, 115A, 1000 VAC/VDC, 1 openings, #10 AWG-1/0 copper only. For use with BBUL series 2-phase and 3-phase busbars. | Stock | 21
BBUL-TEP-35-3 | Eaton box type wiring lug, 115A, 1000 VAC/VDC, 1 openings, #10 AWG-1/0 copper only. Package of 3. For use with BBUL series 2-phase and 3-phase busbars. | Stock | 58
BBUL-TEPA-35-1 | Eaton box type wiring lug, 115A, 1000 VAC/VDC, 1 openings, #10 AWG-1/0 copper only. For use with BBUL series 1-phase busbars. | Stock | 21
BBUL-TEPA-35-3 | Eaton box type wiring lug, 115A, 1000 VAC/VDC, 1 openings, #10 AWG-1/0 copper only. Package of 3. For use with BBUL series 1-phase busbars. | Stock | 58
BBUL25-1P-1M57-SP | Eaton busbar, 100A, 480 VAC, cut to length permitted, connects up to (57) 1-pole Eaton FAZ series supplementary protectors without auxiliary components. | Stock | 65
BBUL25-2P-2M56-SP | Eaton busbar, 100A, 480 VAC, cut to length permitted, connects up to (28) 2-pole Eaton FAZ series supplementary protectors without auxiliary components. | Stock | 119
BBUL25-3P-3M57-SP | Eaton busbar, 100A, 480 VAC, cut to length permitted, connects up to (19) 3-pole Eaton FAZ series supplementary protectors without auxiliary components. | Stock | 181
GMCBU-LOCK | Gladiator lockout attachment, 7.0mm diameter. For use with Gladiator GMCBU and GMCB series miniature circuit breakers. | Stock | 8
GMCBU-AUX11 | Gladiator auxiliary contact, left side mount, SPDT contact(s), 6A @ 240 VAC/1A @ 110 VDC. For use with Gladiator GMCBU series miniature circuit breakers. | Stock | 17
GMCBU-ALM11 | Gladiator alarm contact, left side mount, SPDT contact(s), 6A @ 240 VAC/1A @ 110 VDC. For use with Gladiator GMCBU series miniature circuit breakers. | Stock | 20
GMCBU-SH110-380VAC | Gladiator shunt trip, left side mount, 110-380 VAC coil voltage. For use with Gladiator GMCBU series miniature circuit breakers. | Stock | 27.5
GMCBU-UV110-120VAC | Gladiator undervoltage trip, left side mount, 110-120 VAC sensing range. For use with Gladiator GMCBU series miniature circuit breakers. | Stock | 34.5
GMCBU-UV220-240VAC | Gladiator undervoltage trip, left side mount, 220-240 VAC sensing range. For use with Gladiator GMCBU series miniature circuit breakers. | Stock | 34.5
GMCB-AUX11 | Gladiator auxiliary contact, left side mount, SPDT contact(s), 6A @ 240 VAC/1A @ 110 VDC. For use with Gladiator GMCB series supplementary protectors. | Stock | 15.5
GMCB-ALM11 | Gladiator alarm contact, left side mount, SPDT contact(s), 6A @ 240 VAC/1A @ 110 VDC. For use with Gladiator GMCB series supplementary protectors. | Stock | 17
GMCB-SH110-380VAC | Gladiator shunt trip, left side mount, 110-380 VAC coil voltage. For use with Gladiator GMCB series supplementary protectors. | Stock | 24.5
60432948 | WAGO jumper, push-in type, 10-pole, blue, 18A. Package of 5. For use with WAGO 787-x861 single channel electronic circuit breakers. | Stock | 12.5
60432947 | WAGO jumper, push-in type, 10-pole, red, 18A. Package of 5. For use with WAGO 787-x861 single channel electronic circuit breakers. | Stock | 12.5
GECP-BB-4 | Gladiator busbar, 40A, 4 -pin, cut to length permitted. | Stock | 4
GECP-BB-8 | Gladiator busbar, 40A, 8 -pin, cut to length permitted. | Stock | 5
GECP-JC-8W | Gladiator jumper, push-in type, 8-pole, white, 6A. Package of 1. For use with Gladiator GECP series circuit protectors. | Stock | 5
GECP-JC-8R | Gladiator jumper, push-in type, 8-pole, red, 6A. Package of 1. For use with Gladiator GECP series circuit protectors. | Stock | 5
GECP-JC-8B | Gladiator jumper, push-in type, 8-pole, blue, 6A. Package of 1. For use with Gladiator GECP series circuit protectors. | Stock | 5
GMCB-BB1P-57-100C | Gladiator busbar, 100A, 600 VAC/1000 VDC, 57 -pin, cut to length permitted, connects up to (57) 1-pole Gladiator GMCB series miniature circuit breakers without auxiliary components. (2) endcaps included. | Stock | 43.5
GMCB-BB2P-56-100C | Gladiator busbar, 100A, 600 VAC/VDC, 56 -pin, cut to length permitted, connects up to (28) 2-pole Gladiator GMCB series miniature circuit breakers without auxiliary components. (2) endcaps included. | Stock | 64
GMCB-BB3P-57-100C | Gladiator busbar, 100A, 600 VAC/VDC, 57 -pin, cut to length permitted, connects up to (19) 3-pole Gladiator GMCB series miniature circuit breakers without auxiliary components. (2) endcaps included. | Stock | 88
GMCB-BB1P-ECAP | Gladiator end cap, package of 10. For use with Gladiator GMCB series 1-phase busbars. | Stock | 7.25
GMCB-BBM-ECAP | Gladiator end cap, package of 10. For use with Gladiator GMCB series 2-phase and 3-phase busbars. | Stock | 8.75
GMCB-BBM-PTB | Gladiator box type wiring lug, 115A, 1000 VAC/VDC, 1 openings, 1/0 to 10 AWG copper only. Package of 10. For use with Gladiator GMCB series 2-phase and 3-phase UL1077 busbars. | Stock | 61
GMCB-BB1P-PTB | Gladiator box type wiring lug, 115A, 1000 VAC/VDC, 1 openings, 1/0 to 10 AWG copper only. Package of 10. For use with Gladiator GMCB series 1-phase UL1077 busbars. | Stock | 54
GMCB-BBM-BFT | Gladiator direct feed wiring lug, 115A, 1000 VAC/VDC, 1 openings, 1 to 14 AWG copper only. Package of 10. For use with Gladiator GMCB series UL1077 busbars. | Stock | 60
GMCB-BBM-TMC-5 | Gladiator safety cover, package of 10. For use with up to (5) unused pins on Gladiator GMCB series busbars. | Stock | 25.5
GMCBU-BB1P-12-100C | Gladiator busbar, 100A, 1000 VAC/VDC, 12 -pin, cut to length permitted, connects up to (12) 1-pole Gladiator GMCBU series miniature circuit breakers without auxiliary components. (2) endcaps included. | Stock | 25.5
GMCBU-BB1P-57-100C | Gladiator busbar, 100A, 1000 VAC/VDC, 57 -pin, cut to length permitted, connects up to (57) 1-pole Gladiator GMCBU series miniature circuit breakers without auxiliary components. (2) endcaps included. | Stock | 97
GMCBU-BB2P-12-100C | Gladiator busbar, 100A, 1000 VAC/VDC, 12 -pin, cut to length permitted, connects up to (6) 2-pole Gladiator GMCBU series miniature circuit breakers without auxiliary components. (2) endcaps included. | Stock | 31
GMCBU-BB2P-56-100C | Gladiator busbar, 100A, 1000 VAC/VDC, 56 -pin, cut to length permitted, connects up to (28) 2-pole Gladiator GMCBU series miniature circuit breakers without auxiliary components. (2) endcaps included. | Stock | 120
GMCBU-BB3P-12-100C | Gladiator busbar, 100A, 1000 VAC/VDC, 12 -pin, cut to length permitted, connects up to (4) 3-pole Gladiator GMCBU series miniature circuit breakers without auxiliary components. (2) endcaps included. | Stock | 35.5
GMCBU-BB3P-57-100C | Gladiator busbar, 100A, 1000 VAC/VDC, 57 -pin, cut to length permitted, connects up to (19) 3-pole Gladiator GMCBU series miniature circuit breakers without auxiliary components. (2) endcaps included. | Stock | 135
GMCBU-BBM-ECAP | Gladiator end cap, package of 10. For use with Gladiator GMCBU series busbars. | Stock | 10
GMCBU-BBM-PTB | Gladiator box type wiring lug, 115A, 1000 VAC/VDC, 1 openings, 2 to 14 AWG copper only. Package of 10. For use with Gladiator GMCBU series UL489 busbars. | Stock | 87
GMCBU-BBM-BFT | Gladiator direct feed wiring lug, 115A, 1000 VAC/VDC, 1 openings, 1 to 14 AWG copper only. Package of 8. For use with Gladiator GMCBU series UL489 busbars. | Stock | 59
GMCBU-BBM-TMC-3 | Gladiator safety cover, package of 10. For use with up to (3) unused pins on Gladiator GMCBU series busbars. | Stock | 15.5
Class CC Current Limiting Fuses
HCLR-5 | Edison fuse, HCLR series, Class CC, current-limiting, fast-acting, 0.5A, 600 VAC, ferrule. Package of 10. Feeder/branch protection applications. Manufacturer part number: HCLR0.5. | Stock | 164
HCLR-75 | Edison fuse, HCLR series, Class CC, current-limiting, fast-acting, 0.75A, 600 VAC, ferrule. Package of 10. Feeder/branch protection applications. Manufacturer part number: HCLR0.75. | Stock | 180
HCLR1 | Edison fuse, HCLR series, Class CC, current-limiting, fast-acting, 1A, 600 VAC, ferrule. Package of 10. Feeder/branch protection applications. | Stock | 158
HCLR1-5 | Edison fuse, HCLR series, Class CC, current-limiting, fast-acting, 1.5A, 600 VAC, ferrule. Package of 10. Feeder/branch protection applications. Manufacturer part number: HCLR1.5. | Stock | 158
HCLR2 | Edison fuse, HCLR series, Class CC, current-limiting, fast-acting, 2A, 600 VAC, ferrule. Package of 10. Feeder/branch protection applications. | Stock | 158
HCLR2-5 | Edison fuse, HCLR series, Class CC, current-limiting, fast-acting, 2.5A, 600 VAC, ferrule. Package of 10. Feeder/branch protection applications. Manufacturer part number: HCLR2.5. | Stock | 200
HCLR3 | Edison fuse, HCLR series, Class CC, current-limiting, fast-acting, 3A, 600 VAC, ferrule. Package of 10. Feeder/branch protection applications. | Stock | 158
HCLR3-5 | Edison fuse, HCLR series, Class CC, current-limiting, fast-acting, 3.5A, 600 VAC, ferrule. Package of 10. Feeder/branch protection applications. Manufacturer part number: HCLR3.5. | Stock | 208
HCLR4 | Edison fuse, HCLR series, Class CC, current-limiting, fast-acting, 4A, 600 VAC, ferrule. Package of 10. Feeder/branch protection applications. | Stock | 166
HCLR5 | Edison fuse, HCLR series, Class CC, current-limiting, fast-acting, 5A, 600 VAC, ferrule. Package of 10. Feeder/branch protection applications. | Stock | 158
HCLR6 | Edison fuse, HCLR series, Class CC, current-limiting, fast-acting, 6A, 600 VAC, ferrule. Package of 10. Feeder/branch protection applications. | Stock | 163
HCLR7 | Edison fuse, HCLR series, Class CC, current-limiting, fast-acting, 7A, 600 VAC, ferrule. Package of 10. Feeder/branch protection applications. | Stock | 192
HCLR8 | Edison fuse, HCLR series, Class CC, current-limiting, fast-acting, 8A, 600 VAC, ferrule. Package of 10. Feeder/branch protection applications. | Stock | 166
HCLR9 | Edison fuse, HCLR series, Class CC, current-limiting, fast-acting, 9A, 600 VAC, ferrule. Package of 10. Feeder/branch protection applications. | Stock | 208
HCLR10 | Edison fuse, HCLR series, Class CC, current-limiting, fast-acting, 10A, 600 VAC, ferrule. Package of 10. Feeder/branch protection applications. | Stock | 158
HCLR12 | Edison fuse, HCLR series, Class CC, current-limiting, fast-acting, 12A, 600 VAC, ferrule. Package of 10. Feeder/branch protection applications. | Stock | 159
HCLR15 | Edison fuse, HCLR series, Class CC, current-limiting, fast-acting, 15A, 600 VAC, ferrule. Package of 10. Feeder/branch protection applications. | Stock | 158
HCLR20 | Edison fuse, HCLR series, Class CC, current-limiting, fast-acting, 20A, 600 VAC, ferrule. Package of 10. Feeder/branch protection applications. | Stock | 158
HCLR25 | Edison fuse, HCLR series, Class CC, current-limiting, fast-acting, 25A, 600 VAC, ferrule. Package of 10. Feeder/branch protection applications. | Stock | 166
HCLR30 | Edison fuse, HCLR series, Class CC, current-limiting, fast-acting, 30A, 600 VAC, ferrule. Package of 10. Feeder/branch protection applications. | Stock | 158
EDCC-5 | Edison fuse, EDCC series, Class CC, current-limiting, time-delay, 0.5A, 600 VAC, ferrule. Package of 10. Feeder/branch protection applications. Manufacturer part number: EDCC0.5. | Stock | 175
EDCC1 | Edison fuse, EDCC series, Class CC, current-limiting, time-delay, 1A, 600 VAC, ferrule. Package of 10. Feeder/branch protection applications. | Stock | 171
EDCC1-5 | Edison fuse, EDCC series, Class CC, current-limiting, time-delay, 1.5A, 600 VAC, ferrule. Package of 10. Feeder/branch protection applications. Manufacturer part number: EDCC1.5. | Stock | 188
EDCC2 | Edison fuse, EDCC series, Class CC, current-limiting, time-delay, 2A, 600 VAC, ferrule. Package of 10. Feeder/branch protection applications. | Stock | 171
EDCC2-5 | Edison fuse, EDCC series, Class CC, current-limiting, time-delay, 2.5A, 600 VAC, ferrule. Package of 10. Feeder/branch protection applications. Manufacturer part number: EDCC2.5. | Stock | 175
EDCC3 | Edison fuse, EDCC series, Class CC, current-limiting, time-delay, 3A, 600 VAC, ferrule. Package of 10. Feeder/branch protection applications. | Stock | 171
EDCC3-5 | Edison fuse, EDCC series, Class CC, current-limiting, time-delay, 3.5A, 600 VAC, ferrule. Package of 10. Feeder/branch protection applications. Manufacturer part number: EDCC3.5. | Stock | 171
EDCC4 | Edison fuse, EDCC series, Class CC, current-limiting, time-delay, 4A, 600 VAC, ferrule. Package of 10. Feeder/branch protection applications. | Stock | 171
EDCC5 | Edison fuse, EDCC series, Class CC, current-limiting, time-delay, 5A, 600 VAC, ferrule. Package of 10. Feeder/branch protection applications. | Stock | 171
EDCC5-6 | Edison fuse, EDCC series, Class CC, current-limiting, time-delay, 5.6A, 600 VAC, ferrule. Package of 10. Feeder/branch protection applications. Manufacturer part number: EDCC5.6. | Stock | 181
EDCC6 | Edison fuse, EDCC series, Class CC, current-limiting, time-delay, 6A, 600 VAC, ferrule. Package of 10. Feeder/branch protection applications. | Stock | 181
EDCC7 | Edison fuse, EDCC series, Class CC, current-limiting, time-delay, 7A, 600 VAC, ferrule. Package of 10. Feeder/branch protection applications. | Stock | 181
EDCC8 | Edison fuse, EDCC series, Class CC, current-limiting, time-delay, 8A, 600 VAC, ferrule. Package of 10. Feeder/branch protection applications. | Stock | 181
EDCC9 | Edison fuse, EDCC series, Class CC, current-limiting, time-delay, 9A, 600 VAC, ferrule. Package of 10. Feeder/branch protection applications. | Stock | 181
EDCC10 | Edison fuse, EDCC series, Class CC, current-limiting, time-delay, 10A, 600 VAC, ferrule. Package of 10. Feeder/branch protection applications. | Stock | 171
EDCC12 | Edison fuse, EDCC series, Class CC, current-limiting, time-delay, 12A, 600 VAC, ferrule. Package of 10. Feeder/branch protection applications. | Stock | 181
EDCC15 | Edison fuse, EDCC series, Class CC, current-limiting, time-delay, 15A, 600 VAC, ferrule. Package of 10. Feeder/branch protection applications. | Stock | 171
EDCC20 | Edison fuse, EDCC series, Class CC, current-limiting, time-delay, 20A, 600 VAC, ferrule. Package of 10. Feeder/branch protection applications. | Stock | 172
EDCC25 | Edison fuse, EDCC series, Class CC, current-limiting, time-delay, 25A, 600 VAC, ferrule. Package of 10. Feeder/branch protection applications. | Stock | 181
EDCC30 | Edison fuse, EDCC series, Class CC, current-limiting, time-delay, 30A, 600 VAC, ferrule. Package of 10. Feeder/branch protection applications. | Stock | 171
HCTR30 | Edison fuse, HCTR series, Class CC, current-limiting, time-delay, 30A, 600 VAC, ferrule. Package of 10. Feeder/branch protection applications. | Stock | 197
HCTR-5 | Edison fuse, HCTR series, Class CC, current-limiting, time-delay, 0.5A, 600 VAC, ferrule. Package of 10. Feeder/branch protection applications. Manufacturer part number: HCTR0.5. | Stock | 182
HCTR-75 | Edison fuse, HCTR series, Class CC, current-limiting, time-delay, 0.75A, 600 VAC, ferrule. Package of 10. Feeder/branch protection applications. Manufacturer part number: HCTR0.75. | Stock | 231
HCTR1 | Edison fuse, HCTR series, Class CC, current-limiting, time-delay, 1A, 600 VAC, ferrule. Package of 10. Feeder/branch protection applications. | Stock | 183
HCTR1-25 | Edison fuse, HCTR series, Class CC, current-limiting, time-delay, 1.25A, 600 VAC, ferrule. Package of 10. Feeder/branch protection applications. Manufacturer part number: HCTR1.25. | Stock | 231
HCTR1-5 | Edison fuse, HCTR series, Class CC, current-limiting, time-delay, 1.5A, 600 VAC, ferrule. Package of 10. Feeder/branch protection applications. Manufacturer part number: HCTR1.5. | Stock | 185
HCTR2 | Edison fuse, HCTR series, Class CC, current-limiting, time-delay, 2A, 600 VAC, ferrule. Package of 10. Feeder/branch protection applications. | Stock | 185
HCTR2-5 | Edison fuse, HCTR series, Class CC, current-limiting, time-delay, 2.5A, 600 VAC, ferrule. Package of 10. Feeder/branch protection applications. Manufacturer part number: HCTR2.5. | Stock | 205
HCTR3 | Edison fuse, HCTR series, Class CC, current-limiting, time-delay, 3A, 600 VAC, ferrule. Package of 10. Feeder/branch protection applications. | Stock | 182
HCTR3-5 | Edison fuse, HCTR series, Class CC, current-limiting, time-delay, 3.5A, 600 VAC, ferrule. Package of 10. Feeder/branch protection applications. Manufacturer part number: HCTR3.5. | Stock | 231
HCTR4 | Edison fuse, HCTR series, Class CC, current-limiting, time-delay, 4A, 600 VAC, ferrule. Package of 10. Feeder/branch protection applications. | Stock | 200
HCTR5 | Edison fuse, HCTR series, Class CC, current-limiting, time-delay, 5A, 600 VAC, ferrule. Package of 10. Feeder/branch protection applications. | Stock | 185
HCTR6 | Edison fuse, HCTR series, Class CC, current-limiting, time-delay, 6A, 600 VAC, ferrule. Package of 10. Feeder/branch protection applications. | Stock | 205
HCTR7-5 | Edison fuse, HCTR series, Class CC, current-limiting, time-delay, 7.5A, 600 VAC, ferrule. Package of 10. Feeder/branch protection applications. Manufacturer part number: HCTR7.5. | Stock | 222
HCTR8 | Edison fuse, HCTR series, Class CC, current-limiting, time-delay, 8A, 600 VAC, ferrule. Package of 10. Feeder/branch protection applications. | Stock | 205
HCTR10 | Edison fuse, HCTR series, Class CC, current-limiting, time-delay, 10A, 600 VAC, ferrule. Package of 10. Feeder/branch protection applications. | Stock | 200
HCTR15 | Edison fuse, HCTR series, Class CC, current-limiting, time-delay, 15A, 600 VAC, ferrule. Package of 10. Feeder/branch protection applications. | Stock | 188
HCTR20 | Edison fuse, HCTR series, Class CC, current-limiting, time-delay, 20A, 600 VAC, ferrule. Package of 10. Feeder/branch protection applications. | Stock | 197
HCTR25 | Edison fuse, HCTR series, Class CC, current-limiting, time-delay, 25A, 600 VAC, ferrule. Package of 10. Feeder/branch protection applications. | Stock | 197
HCTR-25 | Edison fuse, HCTR series, Class CC, current-limiting, time-delay, 0.25A, 600 VAC, ferrule. Package of 10. Feeder/branch protection applications. Manufacturer part number: HCTR0.25. | Stock | 214
Class J Current Limiting Fuses
JDL1 | Edison fuse, JDL series, Class J, current-limiting, time-delay, 1A, 600 VAC, ferrule. Package of 10. Feeder/branch protection applications. | Stock | 298
JDL2 | Edison fuse, JDL series, Class J, current-limiting, time-delay, 2A, 600 VAC, ferrule. Package of 10. Feeder/branch protection applications. | Stock | 299
JDL3 | Edison fuse, JDL series, Class J, current-limiting, time-delay, 3A, 600 VAC, ferrule. Package of 10. Feeder/branch protection applications. | Stock | 306
JDL4 | Edison fuse, JDL series, Class J, current-limiting, time-delay, 4A, 600 VAC, ferrule. Package of 10. Feeder/branch protection applications. | Stock | 319
JDL5 | Edison fuse, JDL series, Class J, current-limiting, time-delay, 5A, 600 VAC, ferrule. Package of 10. Feeder/branch protection applications. | Stock | 295
JDL6 | Edison fuse, JDL series, Class J, current-limiting, time-delay, 6A, 600 VAC, ferrule. Package of 10. Feeder/branch protection applications. | Stock | 297
JDL8 | Edison fuse, JDL series, Class J, current-limiting, time-delay, 8A, 600 VAC, ferrule. Package of 10. Feeder/branch protection applications. | Stock | 310
JDL10 | Edison fuse, JDL series, Class J, current-limiting, time-delay, 10A, 600 VAC, ferrule. Package of 10. Feeder/branch protection applications. | Stock | 296
JDL12 | Edison fuse, JDL series, Class J, current-limiting, time-delay, 12A, 600 VAC, ferrule. Package of 10. Feeder/branch protection applications. | Stock | 294
JDL15 | Edison fuse, JDL series, Class J, current-limiting, time-delay, 15A, 600 VAC, ferrule. Package of 10. Feeder/branch protection applications. | Stock | 313
JDL17-5 | Edison fuse, JDL series, Class J, current-limiting, time-delay, 17.5A, 600 VAC, ferrule. Package of 10. Feeder/branch protection applications. Manufacturer part number: JDL17.5. | Stock | 324
JDL20 | Edison fuse, JDL series, Class J, current-limiting, time-delay, 20A, 600 VAC, ferrule. Package of 10. Feeder/branch protection applications. | Stock | 310
JDL25 | Edison fuse, JDL series, Class J, current-limiting, time-delay, 25A, 600 VAC, ferrule. Package of 10. Feeder/branch protection applications. | Stock | 314
JDL30 | Edison fuse, JDL series, Class J, current-limiting, time-delay, 30A, 600 VAC, ferrule. Package of 10. Feeder/branch protection applications. | Stock | 341
JDL35 | Edison fuse, JDL series, Class J, current-limiting, time-delay, 35A, 600 VAC, ferrule. Package of 10. Feeder/branch protection applications. | Stock | 538
JDL40 | Edison fuse, JDL series, Class J, current-limiting, time-delay, 40A, 600 VAC, ferrule. Package of 10. Feeder/branch protection applications. | Stock | 526
JDL45 | Edison fuse, JDL series, Class J, current-limiting, time-delay, 45A, 600 VAC, ferrule. Package of 10. Feeder/branch protection applications. | Stock | 535
JDL50 | Edison fuse, JDL series, Class J, current-limiting, time-delay, 50A, 600 VAC, ferrule. Package of 10. Feeder/branch protection applications. | Stock | 523
JDL60 | Edison fuse, JDL series, Class J, current-limiting, time-delay, 60A, 600 VAC, ferrule. Package of 10. Feeder/branch protection applications. | Stock | 528
JDL70 | Edison fuse, JDL series, Class J, current-limiting, time-delay, 70A, 600 VAC, knife blade. Package of 5. Feeder/branch protection applications. | Stock | 494
JDL80 | Edison fuse, JDL series, Class J, current-limiting, time-delay, 80A, 600 VAC, knife blade. Package of 5. Feeder/branch protection applications. | Stock | 494
JDL90 | Edison fuse, JDL series, Class J, current-limiting, time-delay, 90A, 600 VAC, knife blade. Package of 5. Feeder/branch protection applications. | Stock | 523
JDL100 | Edison fuse, JDL series, Class J, current-limiting, time-delay, 100A, 600 VAC, knife blade. Package of 5. Feeder/branch protection applications. | Stock | 495
JDL110 | Edison fuse, JDL series, Class J, current-limiting, time-delay, 110A, 600 VAC, knife blade, feeder/branch protection applications. | Stock | 202
JDL125 | Edison fuse, JDL series, Class J, current-limiting, time-delay, 125A, 600 VAC, knife blade, feeder/branch protection applications. | Stock | 199
JDL150 | Edison fuse, JDL series, Class J, current-limiting, time-delay, 150A, 600 VAC, knife blade, feeder/branch protection applications. | Stock | 202
JDL175 | Edison fuse, JDL series, Class J, current-limiting, time-delay, 175A, 600 VAC, knife blade, feeder/branch protection applications. | Stock | 202
JDL200 | Edison fuse, JDL series, Class J, current-limiting, time-delay, 200A, 600 VAC, knife blade, feeder/branch protection applications. | Stock | 202
JDL225 | Edison fuse, JDL series, Class J, current-limiting, time-delay, 225A, 600 VAC, knife blade, feeder/branch protection applications. | Stock | 322
JDL250 | Edison fuse, JDL series, Class J, current-limiting, time-delay, 250A, 600 VAC, knife blade, feeder/branch protection applications. | Stock | 313
JDL300 | Edison fuse, JDL series, Class J, current-limiting, time-delay, 300A, 600 VAC, knife blade, feeder/branch protection applications. | Stock | 373
JDL350 | Edison fuse, JDL series, Class J, current-limiting, time-delay, 350A, 600 VAC, knife blade, feeder/branch protection applications. | Stock | 377
JDL400 | Edison fuse, JDL series, Class J, current-limiting, time-delay, 400A, 600 VAC, knife blade, feeder/branch protection applications. | Stock | 341
JDL450 | Edison fuse, JDL series, Class J, current-limiting, time-delay, 450A, 600 VAC, knife blade, feeder/branch protection applications. | Stock | 556
JDL500 | Edison fuse, JDL series, Class J, current-limiting, time-delay, 500A, 600 VAC, knife blade, feeder/branch protection applications. | Stock | 560
JDL600 | Edison fuse, JDL series, Class J, current-limiting, time-delay, 600A, 600 VAC, knife blade, feeder/branch protection applications. | Stock | 535
Class J Current Limiting High-speed Drive Fuses
JHL1 | Edison drive fuse, JHL series, Class J, current-limiting, high speed, 1A, 600 VAC, ferrule. Package of 10. Feeder/branch, semiconductor protection applications. | Stock | 275
JHL1-1 | Edison drive fuse, JHL series, Class J, current-limiting, high speed, 1A, 600 VAC, ferrule, feeder/branch, semiconductor protection applications. | Stock | 37
JHL2 | Edison drive fuse, JHL series, Class J, current-limiting, high speed, 2A, 600 VAC, ferrule. Package of 10. Feeder/branch, semiconductor protection applications. | Stock | 296
JHL2-1 | Edison drive fuse, JHL series, Class J, current-limiting, high speed, 2A, 600 VAC, ferrule, feeder/branch, semiconductor protection applications. | Stock | 37
JHL3 | Edison drive fuse, JHL series, Class J, current-limiting, high speed, 3A, 600 VAC, ferrule. Package of 10. Feeder/branch, semiconductor protection applications. | Stock | 275
JHL3-1 | Edison drive fuse, JHL series, Class J, current-limiting, high speed, 3A, 600 VAC, ferrule, feeder/branch, semiconductor protection applications. | Stock | 37
JHL4 | Edison drive fuse, JHL series, Class J, current-limiting, high speed, 4A, 600 VAC, ferrule. Package of 10. Feeder/branch, semiconductor protection applications. | Stock | 310
JHL4-1 | Edison drive fuse, JHL series, Class J, current-limiting, high speed, 4A, 600 VAC, ferrule, feeder/branch, semiconductor protection applications. | Stock | 38.5
JHL5 | Edison drive fuse, JHL series, Class J, current-limiting, high speed, 5A, 600 VAC, ferrule. Package of 10. Feeder/branch, semiconductor protection applications. | Stock | 296
JHL5-1 | Edison drive fuse, JHL series, Class J, current-limiting, high speed, 5A, 600 VAC, ferrule, feeder/branch, semiconductor protection applications. | Stock | 37
JHL6 | Edison drive fuse, JHL series, Class J, current-limiting, high speed, 6A, 600 VAC, ferrule. Package of 10. Feeder/branch, semiconductor protection applications. | Stock | 296
JHL6-1 | Edison drive fuse, JHL series, Class J, current-limiting, high speed, 6A, 600 VAC, ferrule, feeder/branch, semiconductor protection applications. | Stock | 37
JHL8 | Edison drive fuse, JHL series, Class J, current-limiting, high speed, 8A, 600 VAC, ferrule. Package of 10. Feeder/branch, semiconductor protection applications. | Stock | 315
JHL8-1 | Edison drive fuse, JHL series, Class J, current-limiting, high speed, 8A, 600 VAC, ferrule, feeder/branch, semiconductor protection applications. | Stock | 38.5
JHL10 | Edison drive fuse, JHL series, Class J, current-limiting, high speed, 10A, 600 VAC, ferrule. Package of 10. Feeder/branch, semiconductor protection applications. | Stock | 296
JHL10-1 | Edison drive fuse, JHL series, Class J, current-limiting, high speed, 10A, 600 VAC, ferrule, feeder/branch, semiconductor protection applications. | Stock | 37
JHL12 | Edison drive fuse, JHL series, Class J, current-limiting, high speed, 12A, 600 VAC, ferrule. Package of 10. Feeder/branch, semiconductor protection applications. | Stock | 315
JHL12-1 | Edison drive fuse, JHL series, Class J, current-limiting, high speed, 12A, 600 VAC, ferrule, feeder/branch, semiconductor protection applications. | Stock | 38.5
JHL15 | Edison drive fuse, JHL series, Class J, current-limiting, high speed, 15A, 600 VAC, ferrule. Package of 10. Feeder/branch, semiconductor protection applications. | Stock | 298
JHL15-1 | Edison drive fuse, JHL series, Class J, current-limiting, high speed, 15A, 600 VAC, ferrule, feeder/branch, semiconductor protection applications. | Stock | 37
JHL17P5 | Edison drive fuse, JHL series, Class J, current-limiting, high speed, 17.5A, 600 VAC, ferrule. Package of 10. Feeder/branch, semiconductor protection applications. Manufacturer part number: JHL17.5. | Stock | 305
JHL17P5-1 | Edison drive fuse, JHL series, Class J, current-limiting, high speed, 17.5A, 600 VAC, ferrule, feeder/branch, semiconductor protection applications. Manufacturer part number: JHL17.5. | Stock | 35.5
JHL20 | Edison drive fuse, JHL series, Class J, current-limiting, high speed, 20A, 600 VAC, ferrule. Package of 10. Feeder/branch, semiconductor protection applications. | Stock | 298
JHL20-1 | Edison drive fuse, JHL series, Class J, current-limiting, high speed, 20A, 600 VAC, ferrule, feeder/branch, semiconductor protection applications. | Stock | 37
JHL25 | Edison drive fuse, JHL series, Class J, current-limiting, high speed, 25A, 600 VAC, ferrule. Package of 10. Feeder/branch, semiconductor protection applications. | Stock | 298
JHL25-1 | Edison drive fuse, JHL series, Class J, current-limiting, high speed, 25A, 600 VAC, ferrule, feeder/branch, semiconductor protection applications. | Stock | 37
JHL30 | Edison drive fuse, JHL series, Class J, current-limiting, high speed, 30A, 600 VAC, ferrule. Package of 10. Feeder/branch, semiconductor protection applications. | Stock | 298
JHL30-1 | Edison drive fuse, JHL series, Class J, current-limiting, high speed, 30A, 600 VAC, ferrule, feeder/branch, semiconductor protection applications. | Stock | 37
JHL35 | Edison drive fuse, JHL series, Class J, current-limiting, high speed, 35A, 600 VAC, ferrule. Package of 10. Feeder/branch, semiconductor protection applications. | Stock | 511
JHL35-1 | Edison drive fuse, JHL series, Class J, current-limiting, high speed, 35A, 600 VAC, ferrule, feeder/branch, semiconductor protection applications. | Stock | 59
JHL40 | Edison drive fuse, JHL series, Class J, current-limiting, high speed, 40A, 600 VAC, ferrule. Package of 10. Feeder/branch, semiconductor protection applications. | Stock | 511
JHL40-1 | Edison drive fuse, JHL series, Class J, current-limiting, high speed, 40A, 600 VAC, ferrule, feeder/branch, semiconductor protection applications. | Stock | 59
JHL45 | Edison drive fuse, JHL series, Class J, current-limiting, high speed, 45A, 600 VAC, ferrule. Package of 10. Feeder/branch, semiconductor protection applications. | Stock | 511
JHL45-1 | Edison drive fuse, JHL series, Class J, current-limiting, high speed, 45A, 600 VAC, ferrule, feeder/branch, semiconductor protection applications. | Stock | 59
JHL50 | Edison drive fuse, JHL series, Class J, current-limiting, high speed, 50A, 600 VAC, ferrule. Package of 10. Feeder/branch, semiconductor protection applications. | Stock | 511
JHL50-1 | Edison drive fuse, JHL series, Class J, current-limiting, high speed, 50A, 600 VAC, ferrule, feeder/branch, semiconductor protection applications. | Stock | 59
JHL60 | Edison drive fuse, JHL series, Class J, current-limiting, high speed, 60A, 600 VAC, ferrule. Package of 10. Feeder/branch, semiconductor protection applications. | Stock | 511
JHL60-1 | Edison drive fuse, JHL series, Class J, current-limiting, high speed, 60A, 600 VAC, ferrule, feeder/branch, semiconductor protection applications. | Stock | 63
JHL70 | Edison drive fuse, JHL series, Class J, current-limiting, high speed, 70A, 600 VAC, knife blade, feeder/branch, semiconductor protection applications. | Stock | 104
JHL80 | Edison drive fuse, JHL series, Class J, current-limiting, high speed, 80A, 600 VAC, knife blade, feeder/branch, semiconductor protection applications. | Stock | 104
JHL90 | Edison drive fuse, JHL series, Class J, current-limiting, high speed, 90A, 600 VAC, knife blade, feeder/branch, semiconductor protection applications. | Stock | 110
JHL100 | Edison drive fuse, JHL series, Class J, current-limiting, high speed, 100A, 600 VAC, knife blade, feeder/branch, semiconductor protection applications. | Stock | 104
JHL110 | Edison drive fuse, JHL series, Class J, current-limiting, high speed, 110A, 600 VAC, knife blade, feeder/branch, semiconductor protection applications. | Stock | 201
JHL125 | Edison drive fuse, JHL series, Class J, current-limiting, high speed, 125A, 600 VAC, knife blade, feeder/branch, semiconductor protection applications. | Stock | 209
JHL150 | Edison drive fuse, JHL series, Class J, current-limiting, high speed, 150A, 600 VAC, knife blade, feeder/branch, semiconductor protection applications. | Stock | 209
JHL175 | Edison drive fuse, JHL series, Class J, current-limiting, high speed, 175A, 600 VAC, knife blade, feeder/branch, semiconductor protection applications. | Stock | 206
JHL200 | Edison drive fuse, JHL series, Class J, current-limiting, high speed, 200A, 600 VAC, knife blade, feeder/branch, semiconductor protection applications. | Stock | 209
JHL225 | Edison drive fuse, JHL series, Class J, current-limiting, high speed, 225A, 600 VAC, knife blade, feeder/branch, semiconductor protection applications. | Stock | 355
JHL250 | Edison drive fuse, JHL series, Class J, current-limiting, high speed, 250A, 600 VAC, knife blade, feeder/branch, semiconductor protection applications. | Stock | 322
JHL300 | Edison drive fuse, JHL series, Class J, current-limiting, high speed, 300A, 600 VAC, knife blade, feeder/branch, semiconductor protection applications. | Stock | 322
JHL350 | Edison drive fuse, JHL series, Class J, current-limiting, high speed, 350A, 600 VAC, knife blade, feeder/branch, semiconductor protection applications. | Stock | 335
JHL400 | Edison drive fuse, JHL series, Class J, current-limiting, high speed, 400A, 600 VAC, knife blade, feeder/branch, semiconductor protection applications. | Stock | 322
JHL450 | Edison drive fuse, JHL series, Class J, current-limiting, high speed, 450A, 600 VAC, knife blade, feeder/branch, semiconductor protection applications. | Stock | 488
JHL500 | Edison drive fuse, JHL series, Class J, current-limiting, high speed, 500A, 600 VAC, knife blade, feeder/branch, semiconductor protection applications. | Stock | 505
JHL600 | Edison drive fuse, JHL series, Class J, current-limiting, high speed, 600A, 600 VAC, knife blade, feeder/branch, semiconductor protection applications. | Stock | 494
Class RK5 Current Limiting Fuses
ECNR1 | Edison fuse, ECNR series, Class RK5, current-limiting, time-delay, 1A, 250 VAC, ferrule. Package of 10. Feeder/branch protection applications. | Stock | 144
ECNR2 | Edison fuse, ECNR series, Class RK5, current-limiting, time-delay, 2A, 250 VAC, ferrule. Package of 10. Feeder/branch protection applications. | Stock | 139
ECNR3 | Edison fuse, ECNR series, Class RK5, current-limiting, time-delay, 3A, 250 VAC, ferrule. Package of 10. Feeder/branch protection applications. | Stock | 133
ECSR3 | Edison fuse, ECSR series, Class RK5, current-limiting, time-delay, 3A, 600 VAC, ferrule. Package of 10. Feeder/branch protection applications. | Stock | 237
ECSR4 | Edison fuse, ECSR series, Class RK5, current-limiting, time-delay, 4A, 600 VAC, ferrule. Package of 10. Feeder/branch protection applications. | Stock | 237
ECNR5 | Edison fuse, ECNR series, Class RK5, current-limiting, time-delay, 5A, 250 VAC, ferrule. Package of 10. Feeder/branch protection applications. | Stock | 130
ECSR5 | Edison fuse, ECSR series, Class RK5, current-limiting, time-delay, 5A, 600 VAC, ferrule. Package of 10. Feeder/branch protection applications. | Stock | 237
ECSR6 | Edison fuse, ECSR series, Class RK5, current-limiting, time-delay, 6A, 600 VAC, ferrule. Package of 10. Feeder/branch protection applications. | Stock | 237
ECSR6-25 | Edison fuse, ECSR series, Class RK5, current-limiting, time-delay, 6.25A, 600 VAC, ferrule. Package of 10. Feeder/branch protection applications. Manufacturer part number: ECSR6.25. | Stock | 247
ECSR7 | Edison fuse, ECSR series, Class RK5, current-limiting, time-delay, 7A, 600 VAC, ferrule. Package of 10. Feeder/branch protection applications. | Stock | 252
ECNR8 | Edison fuse, ECNR series, Class RK5, current-limiting, time-delay, 8A, 250 VAC, ferrule. Package of 10. Feeder/branch protection applications. | Stock | 133
ECSR8 | Edison fuse, ECSR series, Class RK5, current-limiting, time-delay, 8A, 600 VAC, ferrule. Package of 10. Feeder/branch protection applications. | Stock | 237
ECNR10 | Edison fuse, ECNR series, Class RK5, current-limiting, time-delay, 10A, 250 VAC, ferrule. Package of 10. Feeder/branch protection applications. | Stock | 130
ECSR10 | Edison fuse, ECSR series, Class RK5, current-limiting, time-delay, 10A, 600 VAC, ferrule. Package of 10. Feeder/branch protection applications. | Stock | 237
ECSR12 | Edison fuse, ECSR series, Class RK5, current-limiting, time-delay, 12A, 600 VAC, ferrule. Package of 10. Feeder/branch protection applications. | Stock | 237
ECNR15 | Edison fuse, ECNR series, Class RK5, current-limiting, time-delay, 15A, 250 VAC, ferrule. Package of 10. Feeder/branch protection applications. | Stock | 102
ECSR15 | Edison fuse, ECSR series, Class RK5, current-limiting, time-delay, 15A, 600 VAC, ferrule. Package of 10. Feeder/branch protection applications. | Stock | 211
ECSR17-5 | Edison fuse, ECSR series, Class RK5, current-limiting, time-delay, 17.5A, 600 VAC, ferrule. Package of 10. Feeder/branch protection applications. Manufacturer part number: ECSR17.5. | Stock | 211
ECNR20 | Edison fuse, ECNR series, Class RK5, current-limiting, time-delay, 20A, 250 VAC, ferrule. Package of 10. Feeder/branch protection applications. | Stock | 102
ECSR20 | Edison fuse, ECSR series, Class RK5, current-limiting, time-delay, 20A, 600 VAC, ferrule. Package of 10. Feeder/branch protection applications. | Stock | 211
ECNR25 | Edison fuse, ECNR series, Class RK5, current-limiting, time-delay, 25A, 250 VAC, ferrule. Package of 10. Feeder/branch protection applications. | Stock | 102
ECSR25 | Edison fuse, ECSR series, Class RK5, current-limiting, time-delay, 25A, 600 VAC, ferrule. Package of 10. Feeder/branch protection applications. | Stock | 211
ECNR30 | Edison fuse, ECNR series, Class RK5, current-limiting, time-delay, 30A, 250 VAC, ferrule. Package of 10. Feeder/branch protection applications. | Stock | 102
ECSR30 | Edison fuse, ECSR series, Class RK5, current-limiting, time-delay, 30A, 600 VAC, ferrule. Package of 10. Feeder/branch protection applications. | Stock | 211
ECNR35 | Edison fuse, ECNR series, Class RK5, current-limiting, time-delay, 35A, 250 VAC, ferrule. Package of 10. Feeder/branch protection applications. | Stock | 165
ECSR35 | Edison fuse, ECSR series, Class RK5, current-limiting, time-delay, 35A, 600 VAC, ferrule. Package of 10. Feeder/branch protection applications. | Stock | 370
ECNR40 | Edison fuse, ECNR series, Class RK5, current-limiting, time-delay, 40A, 250 VAC, ferrule. Package of 10. Feeder/branch protection applications. | Stock | 165
ECSR40 | Edison fuse, ECSR series, Class RK5, current-limiting, time-delay, 40A, 600 VAC, ferrule. Package of 10. Feeder/branch protection applications. | Stock | 370
ECNR45 | Edison fuse, ECNR series, Class RK5, current-limiting, time-delay, 45A, 250 VAC, ferrule. Package of 10. Feeder/branch protection applications. | Stock | 165
ECSR45 | Edison fuse, ECSR series, Class RK5, current-limiting, time-delay, 45A, 600 VAC, ferrule. Package of 10. Feeder/branch protection applications. | Stock | 370
ECNR50 | Edison fuse, ECNR series, Class RK5, current-limiting, time-delay, 50A, 250 VAC, ferrule. Package of 10. Feeder/branch protection applications. | Stock | 165
ECSR50 | Edison fuse, ECSR series, Class RK5, current-limiting, time-delay, 50A, 600 VAC, ferrule. Package of 10. Feeder/branch protection applications. | Stock | 370
ECNR60 | Edison fuse, ECNR series, Class RK5, current-limiting, time-delay, 60A, 250 VAC, ferrule. Package of 10. Feeder/branch protection applications. | Stock | 165
ECSR60 | Edison fuse, ECSR series, Class RK5, current-limiting, time-delay, 60A, 600 VAC, ferrule. Package of 10. Feeder/branch protection applications. | Stock | 370
ECNR70 | Edison fuse, ECNR series, Class RK5, current-limiting, time-delay, 70A, 250 VAC, knife blade. Package of 5. Feeder/branch protection applications. | Stock | 191
ECSR70 | Edison fuse, ECSR series, Class RK5, current-limiting, time-delay, 70A, 600 VAC, knife blade. Package of 5. Feeder/branch protection applications. | Stock | 397
ECNR80 | Edison fuse, ECNR series, Class RK5, current-limiting, time-delay, 80A, 250 VAC, knife blade. Package of 5. Feeder/branch protection applications. | Stock | 191
ECSR80 | Edison fuse, ECSR series, Class RK5, current-limiting, time-delay, 80A, 600 VAC, knife blade. Package of 5. Feeder/branch protection applications. | Stock | 397
ECNR90 | Edison fuse, ECNR series, Class RK5, current-limiting, time-delay, 90A, 250 VAC, knife blade. Package of 5. Feeder/branch protection applications. | Stock | 204
ECSR90 | Edison fuse, ECSR series, Class RK5, current-limiting, time-delay, 90A, 600 VAC, knife blade. Package of 5. Feeder/branch protection applications. | Stock | 397
ECNR100 | Edison fuse, ECNR series, Class RK5, current-limiting, time-delay, 100A, 250 VAC, knife blade. Package of 5. Feeder/branch protection applications. | Stock | 191
ECSR100 | Edison fuse, ECSR series, Class RK5, current-limiting, time-delay, 100A, 600 VAC, knife blade. Package of 5. Feeder/branch protection applications. | Stock | 397
ECSR110 | Edison fuse, ECSR series, Class RK5, current-limiting, time-delay, 110A, 600 VAC, knife blade, feeder/branch protection applications. | Stock | 156
ECNR125 | Edison fuse, ECNR series, Class RK5, current-limiting, time-delay, 125A, 250 VAC, knife blade, feeder/branch protection applications. | Stock | 97
ECSR125 | Edison fuse, ECSR series, Class RK5, current-limiting, time-delay, 125A, 600 VAC, knife blade, feeder/branch protection applications. | Stock | 156
ECNR150 | Edison fuse, ECNR series, Class RK5, current-limiting, time-delay, 150A, 250 VAC, knife blade, feeder/branch protection applications. | Stock | 97
ECSR150 | Edison fuse, ECSR series, Class RK5, current-limiting, time-delay, 150A, 600 VAC, knife blade, feeder/branch protection applications. | Stock | 156
ECNR175 | Edison fuse, ECNR series, Class RK5, current-limiting, time-delay, 175A, 250 VAC, knife blade, feeder/branch protection applications. | Stock | 97
ECSR175 | Edison fuse, ECSR series, Class RK5, current-limiting, time-delay, 175A, 600 VAC, knife blade, feeder/branch protection applications. | Stock | 156
ECNR200 | Edison fuse, ECNR series, Class RK5, current-limiting, time-delay, 200A, 250 VAC, knife blade, feeder/branch protection applications. | Stock | 97
ECSR200 | Edison fuse, ECSR series, Class RK5, current-limiting, time-delay, 200A, 600 VAC, knife blade, feeder/branch protection applications. | Stock | 156
ECNR225 | Edison fuse, ECNR series, Class RK5, current-limiting, time-delay, 225A, 250 VAC, knife blade, feeder/branch protection applications. | Stock | 126
ECSR225 | Edison fuse, ECSR series, Class RK5, current-limiting, time-delay, 225A, 600 VAC, knife blade, feeder/branch protection applications. | Stock | 239
ECNR250 | Edison fuse, ECNR series, Class RK5, current-limiting, time-delay, 250A, 250 VAC, knife blade, feeder/branch protection applications. | Stock | 126
ECSR250 | Edison fuse, ECSR series, Class RK5, current-limiting, time-delay, 250A, 600 VAC, knife blade, feeder/branch protection applications. | Stock | 239
ECNR300 | Edison fuse, ECNR series, Class RK5, current-limiting, time-delay, 300A, 250 VAC, knife blade, feeder/branch protection applications. | Stock | 126
ECSR300 | Edison fuse, ECSR series, Class RK5, current-limiting, time-delay, 300A, 600 VAC, knife blade, feeder/branch protection applications. | Stock | 262
ECNR350 | Edison fuse, ECNR series, Class RK5, current-limiting, time-delay, 350A, 250 VAC, knife blade, feeder/branch protection applications. | Stock | 129
ECSR350 | Edison fuse, ECSR series, Class RK5, current-limiting, time-delay, 350A, 600 VAC, knife blade, feeder/branch protection applications. | Stock | 239
ECNR400 | Edison fuse, ECNR series, Class RK5, current-limiting, time-delay, 400A, 250 VAC, knife blade, feeder/branch protection applications. | Stock | 122
ECSR400 | Edison fuse, ECSR series, Class RK5, current-limiting, time-delay, 400A, 600 VAC, knife blade, feeder/branch protection applications. | Stock | 239
ECNR450 | Edison fuse, ECNR series, Class RK5, current-limiting, time-delay, 450A, 250 VAC, knife blade, feeder/branch protection applications. | Stock | 205
ECSR450 | Edison fuse, ECSR series, Class RK5, current-limiting, time-delay, 450A, 600 VAC, knife blade, feeder/branch protection applications. | Stock | 351
ECNR500 | Edison fuse, ECNR series, Class RK5, current-limiting, time-delay, 500A, 250 VAC, knife blade, feeder/branch protection applications. | Stock | 205
ECSR500 | Edison fuse, ECSR series, Class RK5, current-limiting, time-delay, 500A, 600 VAC, knife blade, feeder/branch protection applications. | Stock | 351
ECNR600 | Edison fuse, ECNR series, Class RK5, current-limiting, time-delay, 600A, 250 VAC, knife blade, feeder/branch protection applications. | Stock | 205
ECSR600 | Edison fuse, ECSR series, Class RK5, current-limiting, time-delay, 600A, 600 VAC, knife blade, feeder/branch protection applications. | Stock | 351
Class RK1 Current Limiting Fuses
LESRK5 | Edison fuse, LESRK series, Class RK1, current-limiting, time-delay, 5A, 600 VAC, ferrule. Package of 10. Feeder/branch protection applications. | Stock | 344
LENRK10 | Edison fuse, LENRK series, Class RK1, current-limiting, time-delay, 10A, 250 VAC, ferrule. Package of 10. Feeder/branch protection applications. | Stock | 190
LESRK10 | Edison fuse, LESRK series, Class RK1, current-limiting, time-delay, 10A, 600 VAC, ferrule. Package of 10. Feeder/branch protection applications. | Stock | 344
LENRK15 | Edison fuse, LENRK series, Class RK1, current-limiting, time-delay, 15A, 250 VAC, ferrule. Package of 10. Feeder/branch protection applications. | Stock | 129
LESRK15 | Edison fuse, LESRK series, Class RK1, current-limiting, time-delay, 15A, 600 VAC, ferrule. Package of 10. Feeder/branch protection applications. | Stock | 323
LENRK20 | Edison fuse, LENRK series, Class RK1, current-limiting, time-delay, 20A, 250 VAC, ferrule. Package of 10. Feeder/branch protection applications. | Stock | 129
LESRK20 | Edison fuse, LESRK series, Class RK1, current-limiting, time-delay, 20A, 600 VAC, ferrule. Package of 10. Feeder/branch protection applications. | Stock | 323
LESRK25 | Edison fuse, LESRK series, Class RK1, current-limiting, time-delay, 25A, 600 VAC, ferrule. Package of 10. Feeder/branch protection applications. | Stock | 323
LENRK30 | Edison fuse, LENRK series, Class RK1, current-limiting, time-delay, 30A, 250 VAC, ferrule. Package of 10. Feeder/branch protection applications. | Stock | 129
LESRK30 | Edison fuse, LESRK series, Class RK1, current-limiting, time-delay, 30A, 600 VAC, ferrule. Package of 10. Feeder/branch protection applications. | Stock | 323
LESRK40 | Edison fuse, LESRK series, Class RK1, current-limiting, time-delay, 40A, 600 VAC, ferrule. Package of 10. Feeder/branch protection applications. | Stock | 465
LESRK50 | Edison fuse, LESRK series, Class RK1, current-limiting, time-delay, 50A, 600 VAC, ferrule. Package of 10. Feeder/branch protection applications. | Stock | 465
LENRK60 | Edison fuse, LENRK series, Class RK1, current-limiting, time-delay, 60A, 250 VAC, ferrule. Package of 10. Feeder/branch protection applications. | Stock | 257
LESRK60 | Edison fuse, LESRK series, Class RK1, current-limiting, time-delay, 60A, 600 VAC, ferrule. Package of 10. Feeder/branch protection applications. | Stock | 465
LENRK100 | Edison fuse, LENRK series, Class RK1, current-limiting, time-delay, 100A, 250 VAC, knife blade. Package of 5. Feeder/branch protection applications. | Stock | 265
LESRK100 | Edison fuse, LESRK series, Class RK1, current-limiting, time-delay, 100A, 600 VAC, knife blade. Package of 5. Feeder/branch protection applications. | Stock | 501
LENRK200 | Edison fuse, LENRK series, Class RK1, current-limiting, time-delay, 200A, 250 VAC, knife blade, feeder/branch protection applications. | Stock | 129
LESRK200 | Edison fuse, LESRK series, Class RK1, current-limiting, time-delay, 200A, 600 VAC, knife blade, feeder/branch protection applications. | Stock | 229
LENRK300 | Edison fuse, LENRK series, Class RK1, current-limiting, time-delay, 300A, 250 VAC, knife blade, feeder/branch protection applications. | Stock | 181
LESRK300 | Edison fuse, LESRK series, Class RK1, current-limiting, time-delay, 300A, 600 VAC, knife blade, feeder/branch protection applications. | Stock | 351
LENRK400 | Edison fuse, LENRK series, Class RK1, current-limiting, time-delay, 400A, 250 VAC, knife blade, feeder/branch protection applications. | Stock | 178
LESRK400 | Edison fuse, LESRK series, Class RK1, current-limiting, time-delay, 400A, 600 VAC, knife blade, feeder/branch protection applications. | Stock | 351
LENRK500 | Edison fuse, LENRK series, Class RK1, current-limiting, time-delay, 500A, 250 VAC, knife blade, feeder/branch protection applications. | Stock | 305
LESRK500 | Edison fuse, LESRK series, Class RK1, current-limiting, time-delay, 500A, 600 VAC, knife blade, feeder/branch protection applications. | Stock | 506
LENRK600 | Edison fuse, LENRK series, Class RK1, current-limiting, time-delay, 600A, 250 VAC, knife blade, feeder/branch protection applications. | Stock | 289
LESRK600 | Edison fuse, LESRK series, Class RK1, current-limiting, time-delay, 600A, 600 VAC, knife blade, feeder/branch protection applications. | Stock | 500
Class L Fast-acting Current Limiting Fuses
LCU601 | Edison fuse, LCU series, Class L, current-limiting, fast-acting, 601A, 600 VAC, knife blade, feeder/branch, semiconductor protection applications. | Stock | 856
LCU650 | Edison fuse, LCU series, Class L, current-limiting, fast-acting, 650A, 600 VAC, knife blade, feeder/branch, semiconductor protection applications. | Stock | 1020
LCU700 | Edison fuse, LCU series, Class L, current-limiting, fast-acting, 700A, 600 VAC, knife blade, feeder/branch, semiconductor protection applications. | Stock | 856
LCU800 | Edison fuse, LCU series, Class L, current-limiting, fast-acting, 800A, 600 VAC, knife blade, feeder/branch, semiconductor protection applications. | Stock | 807
LCU1000 | Edison fuse, LCU series, Class L, current-limiting, fast-acting, 1000A, 600 VAC, knife blade, feeder/branch, semiconductor protection applications. | Stock | 807
LCU1200 | Edison fuse, LCU series, Class L, current-limiting, fast-acting, 1200A, 600 VAC, knife blade, feeder/branch, semiconductor protection applications. | Stock | 807
Class T Extremely Fast-acting Current Limiting Fuses
TJN1 | Edison fuse, TJN series, Class T, current-limiting, extremely fast-acting, 1A, 300 VAC, ferrule. Package of 10. Feeder/branch, semiconductor protection applications. | Stock | 230
TJS1 | Edison fuse, TJS series, Class T, current-limiting, extremely fast-acting, 1A, 600 VAC, ferrule. Package of 10. Feeder/branch, semiconductor protection applications. | Stock | 222
TJN1-1 | Edison fuse, TJN series, Class T, current-limiting, extremely fast-acting, 1A, 300 VAC, ferrule, feeder/branch, semiconductor protection applications. | Stock | 29.5
TJS1-1 | Edison fuse, TJS series, Class T, current-limiting, extremely fast-acting, 1A, 600 VAC, ferrule, feeder/branch, semiconductor protection applications. | Stock | 23.5
TJN3 | Edison fuse, TJN series, Class T, current-limiting, extremely fast-acting, 3A, 300 VAC, ferrule. Package of 10. Feeder/branch, semiconductor protection applications. | Stock | 230
TJS3 | Edison fuse, TJS series, Class T, current-limiting, extremely fast-acting, 3A, 600 VAC, ferrule. Package of 10. Feeder/branch, semiconductor protection applications. | Stock | 222
TJN3-1 | Edison fuse, TJN series, Class T, current-limiting, extremely fast-acting, 3A, 300 VAC, ferrule, feeder/branch, semiconductor protection applications. | Stock | 29.5
TJS3-1 | Edison fuse, TJS series, Class T, current-limiting, extremely fast-acting, 3A, 600 VAC, ferrule, feeder/branch, semiconductor protection applications. | Stock | 23.5
TJN6 | Edison fuse, TJN series, Class T, current-limiting, extremely fast-acting, 6A, 300 VAC, ferrule. Package of 10. Feeder/branch, semiconductor protection applications. | Stock | 230
TJS6 | Edison fuse, TJS series, Class T, current-limiting, extremely fast-acting, 6A, 600 VAC, ferrule. Package of 10. Feeder/branch, semiconductor protection applications. | Stock | 222
TJN6-1 | Edison fuse, TJN series, Class T, current-limiting, extremely fast-acting, 6A, 300 VAC, ferrule, feeder/branch, semiconductor protection applications. | Stock | 29.5
TJS6-1 | Edison fuse, TJS series, Class T, current-limiting, extremely fast-acting, 6A, 600 VAC, ferrule, feeder/branch, semiconductor protection applications. | Stock | 23.5
TJN10 | Edison fuse, TJN series, Class T, current-limiting, extremely fast-acting, 10A, 300 VAC, ferrule. Package of 10. Feeder/branch, semiconductor protection applications. | Stock | 281
TJS10 | Edison fuse, TJS series, Class T, current-limiting, extremely fast-acting, 10A, 600 VAC, ferrule. Package of 10. Feeder/branch, semiconductor protection applications. | Stock | 252
TJN10-1 | Edison fuse, TJN series, Class T, current-limiting, extremely fast-acting, 10A, 300 VAC, ferrule, feeder/branch, semiconductor protection applications. | Stock | 34.5
TJS10-1 | Edison fuse, TJS series, Class T, current-limiting, extremely fast-acting, 10A, 600 VAC, ferrule, feeder/branch, semiconductor protection applications. | Stock | 29
TJN15 | Edison fuse, TJN series, Class T, current-limiting, extremely fast-acting, 15A, 300 VAC, ferrule. Package of 10. Feeder/branch, semiconductor protection applications. | Stock | 305
TJS15 | Edison fuse, TJS series, Class T, current-limiting, extremely fast-acting, 15A, 600 VAC, ferrule. Package of 10. Feeder/branch, semiconductor protection applications. | Stock | 253
TJN15-1 | Edison fuse, TJN series, Class T, current-limiting, extremely fast-acting, 15A, 300 VAC, ferrule, feeder/branch, semiconductor protection applications. | Stock | 38
TJS15-1 | Edison fuse, TJS series, Class T, current-limiting, extremely fast-acting, 15A, 600 VAC, ferrule, feeder/branch, semiconductor protection applications. | Stock | 29
TJN20 | Edison fuse, TJN series, Class T, current-limiting, extremely fast-acting, 20A, 300 VAC, ferrule. Package of 10. Feeder/branch, semiconductor protection applications. | Stock | 305
TJS20 | Edison fuse, TJS series, Class T, current-limiting, extremely fast-acting, 20A, 600 VAC, ferrule. Package of 10. Feeder/branch, semiconductor protection applications. | Stock | 252
TJN20-1 | Edison fuse, TJN series, Class T, current-limiting, extremely fast-acting, 20A, 300 VAC, ferrule, feeder/branch, semiconductor protection applications. | Stock | 37.5
TJS20-1 | Edison fuse, TJS series, Class T, current-limiting, extremely fast-acting, 20A, 600 VAC, ferrule, feeder/branch, semiconductor protection applications. | Stock | 29.5
TJN25 | Edison fuse, TJN series, Class T, current-limiting, extremely fast-acting, 25A, 300 VAC, ferrule. Package of 10. Feeder/branch, semiconductor protection applications. | Stock | 292
TJS25 | Edison fuse, TJS series, Class T, current-limiting, extremely fast-acting, 25A, 600 VAC, ferrule. Package of 10. Feeder/branch, semiconductor protection applications. | Stock | 253
TJN25-1 | Edison fuse, TJN series, Class T, current-limiting, extremely fast-acting, 25A, 300 VAC, ferrule, feeder/branch, semiconductor protection applications. | Stock | 37.5
TJS25-1 | Edison fuse, TJS series, Class T, current-limiting, extremely fast-acting, 25A, 600 VAC, ferrule, feeder/branch, semiconductor protection applications. | Stock | 29
TJN30 | Edison fuse, TJN series, Class T, current-limiting, extremely fast-acting, 30A, 300 VAC, ferrule. Package of 10. Feeder/branch, semiconductor protection applications. | Stock | 305
TJS30 | Edison fuse, TJS series, Class T, current-limiting, extremely fast-acting, 30A, 600 VAC, ferrule. Package of 10. Feeder/branch, semiconductor protection applications. | Stock | 237
TJN30-1 | Edison fuse, TJN series, Class T, current-limiting, extremely fast-acting, 30A, 300 VAC, ferrule, feeder/branch, semiconductor protection applications. | Stock | 38
TJS30-1 | Edison fuse, TJS series, Class T, current-limiting, extremely fast-acting, 30A, 600 VAC, ferrule, feeder/branch, semiconductor protection applications. | Stock | 27.5
TJN35 | Edison fuse, TJN series, Class T, current-limiting, extremely fast-acting, 35A, 300 VAC, ferrule. Package of 10. Feeder/branch, semiconductor protection applications. | Stock | 317
TJS35 | Edison fuse, TJS series, Class T, current-limiting, extremely fast-acting, 35A, 600 VAC, ferrule. Package of 10. Feeder/branch, semiconductor protection applications. | Stock | 353
TJN35-1 | Edison fuse, TJN series, Class T, current-limiting, extremely fast-acting, 35A, 300 VAC, ferrule, feeder/branch, semiconductor protection applications. | Stock | 38
TJS35-1 | Edison fuse, TJS series, Class T, current-limiting, extremely fast-acting, 35A, 600 VAC, ferrule, feeder/branch, semiconductor protection applications. | Stock | 37.5
TJN40 | Edison fuse, TJN series, Class T, current-limiting, extremely fast-acting, 40A, 300 VAC, ferrule. Package of 10. Feeder/branch, semiconductor protection applications. | Stock | 320
TJS40 | Edison fuse, TJS series, Class T, current-limiting, extremely fast-acting, 40A, 600 VAC, ferrule. Package of 10. Feeder/branch, semiconductor protection applications. | Stock | 388
TJN40-1 | Edison fuse, TJN series, Class T, current-limiting, extremely fast-acting, 40A, 300 VAC, ferrule, feeder/branch, semiconductor protection applications. | Stock | 38
TJS40-1 | Edison fuse, TJS series, Class T, current-limiting, extremely fast-acting, 40A, 600 VAC, ferrule, feeder/branch, semiconductor protection applications. | Stock | 42
TJN45 | Edison fuse, TJN series, Class T, current-limiting, extremely fast-acting, 45A, 300 VAC, ferrule. Package of 10. Feeder/branch, semiconductor protection applications. | Stock | 317
TJS45 | Edison fuse, TJS series, Class T, current-limiting, extremely fast-acting, 45A, 600 VAC, ferrule. Package of 10. Feeder/branch, semiconductor protection applications. | Stock | 407
TJN45-1 | Edison fuse, TJN series, Class T, current-limiting, extremely fast-acting, 45A, 300 VAC, ferrule, feeder/branch, semiconductor protection applications. | Stock | 38
TJS45-1 | Edison fuse, TJS series, Class T, current-limiting, extremely fast-acting, 45A, 600 VAC, ferrule, feeder/branch, semiconductor protection applications. | Stock | 46
TJN50 | Edison fuse, TJN series, Class T, current-limiting, extremely fast-acting, 50A, 300 VAC, ferrule. Package of 10. Feeder/branch, semiconductor protection applications. | Stock | 317
TJS50 | Edison fuse, TJS series, Class T, current-limiting, extremely fast-acting, 50A, 600 VAC, ferrule. Package of 10. Feeder/branch, semiconductor protection applications. | Stock | 358
TJN50-1 | Edison fuse, TJN series, Class T, current-limiting, extremely fast-acting, 50A, 300 VAC, ferrule, feeder/branch, semiconductor protection applications. | Stock | 38
TJS50-1 | Edison fuse, TJS series, Class T, current-limiting, extremely fast-acting, 50A, 600 VAC, ferrule, feeder/branch, semiconductor protection applications. | Stock | 38.5
TJN60 | Edison fuse, TJN series, Class T, current-limiting, extremely fast-acting, 60A, 300 VAC, ferrule. Package of 10. Feeder/branch, semiconductor protection applications. | Stock | 304
TJS60 | Edison fuse, TJS series, Class T, current-limiting, extremely fast-acting, 60A, 600 VAC, ferrule. Package of 10. Feeder/branch, semiconductor protection applications. | Stock | 354
TJN60-1 | Edison fuse, TJN series, Class T, current-limiting, extremely fast-acting, 60A, 300 VAC, ferrule, feeder/branch, semiconductor protection applications. | Stock | 38
TJS60-1 | Edison fuse, TJS series, Class T, current-limiting, extremely fast-acting, 60A, 600 VAC, ferrule, feeder/branch, semiconductor protection applications. | Stock | 37
TJN70 | Edison fuse, TJN series, Class T, current-limiting, extremely fast-acting, 70A, 300 VAC, knife blade. Package of 5. Feeder/branch, semiconductor protection applications. | Stock | 179
TJS70 | Edison fuse, TJS series, Class T, current-limiting, extremely fast-acting, 70A, 600 VAC, knife blade. Package of 5. Feeder/branch, semiconductor protection applications. | Stock | 259
TJN70-1 | Edison fuse, TJN series, Class T, current-limiting, extremely fast-acting, 70A, 300 VAC, knife blade, feeder/branch, semiconductor protection applications. | Stock | 42
TJS70-1 | Edison fuse, TJS series, Class T, current-limiting, extremely fast-acting, 70A, 600 VAC, knife blade, feeder/branch, semiconductor protection applications. | Stock | 57
TJN80 | Edison fuse, TJN series, Class T, current-limiting, extremely fast-acting, 80A, 300 VAC, knife blade. Package of 5. Feeder/branch, semiconductor protection applications. | Stock | 190
TJS80 | Edison fuse, TJS series, Class T, current-limiting, extremely fast-acting, 80A, 600 VAC, knife blade. Package of 5. Feeder/branch, semiconductor protection applications. | Stock | 291
TJN80-1 | Edison fuse, TJN series, Class T, current-limiting, extremely fast-acting, 80A, 300 VAC, knife blade, feeder/branch, semiconductor protection applications. | Stock | 47
TJS80-1 | Edison fuse, TJS series, Class T, current-limiting, extremely fast-acting, 80A, 600 VAC, knife blade, feeder/branch, semiconductor protection applications. | Stock | 65
TJN90 | Edison fuse, TJN series, Class T, current-limiting, extremely fast-acting, 90A, 300 VAC, knife blade. Package of 5. Feeder/branch, semiconductor protection applications. | Stock | 190
TJS90 | Edison fuse, TJS series, Class T, current-limiting, extremely fast-acting, 90A, 600 VAC, knife blade. Package of 5. Feeder/branch, semiconductor protection applications. | Stock | 327
TJN90-1 | Edison fuse, TJN series, Class T, current-limiting, extremely fast-acting, 90A, 300 VAC, knife blade, feeder/branch, semiconductor protection applications. | Stock | 47
TJS90-1 | Edison fuse, TJS series, Class T, current-limiting, extremely fast-acting, 90A, 600 VAC, knife blade, feeder/branch, semiconductor protection applications. | Stock | 69
TJN100 | Edison fuse, TJN series, Class T, current-limiting, extremely fast-acting, 100A, 300 VAC, knife blade. Package of 5. Feeder/branch, semiconductor protection applications. | Stock | 178
TJS100 | Edison fuse, TJS series, Class T, current-limiting, extremely fast-acting, 100A, 600 VAC, knife blade. Package of 5. Feeder/branch, semiconductor protection applications. | Stock | 291
TJN100-1 | Edison fuse, TJN series, Class T, current-limiting, extremely fast-acting, 100A, 300 VAC, knife blade, feeder/branch, semiconductor protection applications. | Stock | 42
TJS100-1 | Edison fuse, TJS series, Class T, current-limiting, extremely fast-acting, 100A, 600 VAC, knife blade, feeder/branch, semiconductor protection applications. | Stock | 65
TJN110 | Edison fuse, TJN series, Class T, current-limiting, extremely fast-acting, 110A, 300 VAC, knife blade, feeder/branch, semiconductor protection applications. | Stock | 54
TJS110 | Edison fuse, TJS series, Class T, current-limiting, extremely fast-acting, 110A, 600 VAC, knife blade, feeder/branch, semiconductor protection applications. | Stock | 68
TJN125 | Edison fuse, TJN series, Class T, current-limiting, extremely fast-acting, 125A, 300 VAC, knife blade, feeder/branch, semiconductor protection applications. | Stock | 54
TJS125 | Edison fuse, TJS series, Class T, current-limiting, extremely fast-acting, 125A, 600 VAC, knife blade, feeder/branch, semiconductor protection applications. | Stock | 68
TJN150 | Edison fuse, TJN series, Class T, current-limiting, extremely fast-acting, 150A, 300 VAC, knife blade, feeder/branch, semiconductor protection applications. | Stock | 59
TJS150 | Edison fuse, TJS series, Class T, current-limiting, extremely fast-acting, 150A, 600 VAC, knife blade, feeder/branch, semiconductor protection applications. | Stock | 68
TJN175 | Edison fuse, TJN series, Class T, current-limiting, extremely fast-acting, 175A, 300 VAC, knife blade, feeder/branch, semiconductor protection applications. | Stock | 59
TJS175 | Edison fuse, TJS series, Class T, current-limiting, extremely fast-acting, 175A, 600 VAC, knife blade, feeder/branch, semiconductor protection applications. | Stock | 71
TJN200 | Edison fuse, TJN series, Class T, current-limiting, extremely fast-acting, 200A, 300 VAC, knife blade, feeder/branch, semiconductor protection applications. | Stock | 59
TJS200 | Edison fuse, TJS series, Class T, current-limiting, extremely fast-acting, 200A, 600 VAC, knife blade, feeder/branch, semiconductor protection applications. | Stock | 71
TJN225 | Edison fuse, TJN series, Class T, current-limiting, extremely fast-acting, 225A, 300 VAC, knife blade, feeder/branch, semiconductor protection applications. | Stock | 136
TJS225 | Edison fuse, TJS series, Class T, current-limiting, extremely fast-acting, 225A, 600 VAC, knife blade, feeder/branch, semiconductor protection applications. | Stock | 173
TJN250 | Edison fuse, TJN series, Class T, current-limiting, extremely fast-acting, 250A, 300 VAC, knife blade, feeder/branch, semiconductor protection applications. | Stock | 136
TJS250 | Edison fuse, TJS series, Class T, current-limiting, extremely fast-acting, 250A, 600 VAC, knife blade, feeder/branch, semiconductor protection applications. | Stock | 173
TJN300 | Edison fuse, TJN series, Class T, current-limiting, extremely fast-acting, 300A, 300 VAC, knife blade, feeder/branch, semiconductor protection applications. | Stock | 136
TJS300 | Edison fuse, TJS series, Class T, current-limiting, extremely fast-acting, 300A, 600 VAC, knife blade, feeder/branch, semiconductor protection applications. | Stock | 194
TJN350 | Edison fuse, TJN series, Class T, current-limiting, extremely fast-acting, 350A, 300 VAC, knife blade, feeder/branch, semiconductor protection applications. | Stock | 118
TJS350 | Edison fuse, TJS series, Class T, current-limiting, extremely fast-acting, 350A, 600 VAC, knife blade, feeder/branch, semiconductor protection applications. | Stock | 201
TJN400 | Edison fuse, TJN series, Class T, current-limiting, extremely fast-acting, 400A, 300 VAC, knife blade, feeder/branch, semiconductor protection applications. | Stock | 107
TJS400 | Edison fuse, TJS series, Class T, current-limiting, extremely fast-acting, 400A, 600 VAC, knife blade, feeder/branch, semiconductor protection applications. | Stock | 206
TJN450 | Edison fuse, TJN series, Class T, current-limiting, extremely fast-acting, 450A, 300 VAC, knife blade, feeder/branch, semiconductor protection applications. | Stock | 157
TJS450 | Edison fuse, TJS series, Class T, current-limiting, extremely fast-acting, 450A, 600 VAC, knife blade, feeder/branch, semiconductor protection applications. | Stock | 406
TJN500 | Edison fuse, TJN series, Class T, current-limiting, extremely fast-acting, 500A, 300 VAC, knife blade, feeder/branch, semiconductor protection applications. | Stock | 174
TJS500 | Edison fuse, TJS series, Class T, current-limiting, extremely fast-acting, 500A, 600 VAC, knife blade, feeder/branch, semiconductor protection applications. | Stock | 418
TJN600 | Edison fuse, TJN series, Class T, current-limiting, extremely fast-acting, 600A, 300 VAC, knife blade, feeder/branch, semiconductor protection applications. | Stock | 174
TJS600 | Edison fuse, TJS series, Class T, current-limiting, extremely fast-acting, 600A, 600 VAC, knife blade, feeder/branch, semiconductor protection applications. | Stock | 454
Class M (Midget) Fuses
MCL-5 | Edison fuse, MCL series, Class Midget, fast-acting, 0.5A, 600 VAC, ferrule. Package of 10. Supplemental protection applications. Manufacturer part number: MCL0.5. | Stock | 206
MCL1 | Edison fuse, MCL series, Class Midget, fast-acting, 1A, 600 VAC, ferrule. Package of 10. Supplemental protection applications. | Stock | 184
MCL1-5 | Edison fuse, MCL series, Class Midget, fast-acting, 1.5A, 600 VAC, ferrule. Package of 10. Supplemental protection applications. Manufacturer part number: MCL1.5. | Stock | 208
MCL2 | Edison fuse, MCL series, Class Midget, fast-acting, 2A, 600 VAC, ferrule. Package of 10. Supplemental protection applications. | Stock | 191
MCL2-5 | Edison fuse, MCL series, Class Midget, fast-acting, 2.5A, 600 VAC, ferrule. Package of 10. Supplemental protection applications. Manufacturer part number: MCL2.5. | Stock | 241
MCL3 | Edison fuse, MCL series, Class Midget, fast-acting, 3A, 600 VAC, ferrule. Package of 10. Supplemental protection applications. | Stock | 184
MCL3-5 | Edison fuse, MCL series, Class Midget, fast-acting, 3.5A, 600 VAC, ferrule. Package of 10. Supplemental protection applications. Manufacturer part number: MCL3.5. | Stock | 249
MCL4 | Edison fuse, MCL series, Class Midget, fast-acting, 4A, 600 VAC, ferrule. Package of 10. Supplemental protection applications. | Stock | 196
MCL5 | Edison fuse, MCL series, Class Midget, fast-acting, 5A, 600 VAC, ferrule. Package of 10. Supplemental protection applications. | Stock | 184
MCL6 | Edison fuse, MCL series, Class Midget, fast-acting, 6A, 600 VAC, ferrule. Package of 10. Supplemental protection applications. | Stock | 179
MCL8 | Edison fuse, MCL series, Class Midget, fast-acting, 8A, 600 VAC, ferrule. Package of 10. Supplemental protection applications. | Stock | 188
MCL10 | Edison fuse, MCL series, Class Midget, fast-acting, 10A, 600 VAC, ferrule. Package of 10. Supplemental protection applications. | Stock | 184
MCL12 | Edison fuse, MCL series, Class Midget, fast-acting, 12A, 600 VAC, ferrule. Package of 10. Supplemental protection applications. | Stock | 230
MCL15 | Edison fuse, MCL series, Class Midget, fast-acting, 15A, 600 VAC, ferrule. Package of 10. Supplemental protection applications. | Stock | 184
MCL20 | Edison fuse, MCL series, Class Midget, fast-acting, 20A, 600 VAC, ferrule. Package of 10. Supplemental protection applications. | Stock | 184
MCL25 | Edison fuse, MCL series, Class Midget, fast-acting, 25A, 600 VAC, ferrule. Package of 10. Supplemental protection applications. | Stock | 191
MCL30 | Edison fuse, MCL series, Class Midget, fast-acting, 30A, 600 VAC, ferrule. Package of 10. Supplemental protection applications. | Stock | 184
MCL35 | Edison fuse, MCL series, Class Midget, fast-acting, 35A, 600 VAC, ferrule. Package of 10. Supplemental protection applications. | Stock | 249
MCL40 | Edison fuse, MCL series, Class Midget, fast-acting, 40A, 600 VAC, ferrule. Package of 10. Supplemental protection applications. | Stock | 224
MCL50 | Edison fuse, MCL series, Class Midget, fast-acting, 50A, 600 VAC, ferrule. Package of 10. Supplemental protection applications. | Stock | 253
MOL-5 | Edison fuse, MOL series, Class Midget, fast-acting, 0.5A, 250 VAC, ferrule. Package of 10. Supplemental protection applications. Manufacturer part number: MOL0.5. | Stock | 61
MOL1 | Edison fuse, MOL series, Class Midget, fast-acting, 1A, 250 VAC, ferrule. Package of 10. Supplemental protection applications. | Stock | 39.5
MOL1-5 | Edison fuse, MOL series, Class Midget, fast-acting, 1.5A, 250 VAC, ferrule. Package of 10. Supplemental protection applications. Manufacturer part number: MOL1.5. | Stock | 61
MOL2 | Edison fuse, MOL series, Class Midget, fast-acting, 2A, 250 VAC, ferrule. Package of 10. Supplemental protection applications. | Stock | 39.5
MOL2-5 | Edison fuse, MOL series, Class Midget, fast-acting, 2.5A, 250 VAC, ferrule. Package of 10. Supplemental protection applications. Manufacturer part number: MOL2.5. | Stock | 61
MOL3 | Edison fuse, MOL series, Class Midget, fast-acting, 3A, 250 VAC, ferrule. Package of 10. Supplemental protection applications. | Stock | 39.5
MOL4 | Edison fuse, MOL series, Class Midget, fast-acting, 4A, 250 VAC, ferrule. Package of 10. Supplemental protection applications. | Stock | 51
MOL5 | Edison fuse, MOL series, Class Midget, fast-acting, 5A, 250 VAC, ferrule. Package of 10. Supplemental protection applications. | Stock | 39.5
MOL6 | Edison fuse, MOL series, Class Midget, fast-acting, 6A, 250 VAC, ferrule. Package of 10. Supplemental protection applications. | Stock | 39.5
MOL8 | Edison fuse, MOL series, Class Midget, fast-acting, 8A, 250 VAC, ferrule. Package of 10. Supplemental protection applications. | Stock | 44
MOL10 | Edison fuse, MOL series, Class Midget, fast-acting, 10A, 250 VAC, ferrule. Package of 10. Supplemental protection applications. | Stock | 32
MOL15 | Edison fuse, MOL series, Class Midget, fast-acting, 15A, 250 VAC, ferrule. Package of 10. Supplemental protection applications. | Stock | 36.5
MOL20 | Edison fuse, MOL series, Class Midget, fast-acting, 20A, 125 VAC, ferrule. Package of 10. Supplemental protection applications. | Stock | 49
MOL25 | Edison fuse, MOL series, Class Midget, fast-acting, 25A, 125 VAC, ferrule. Package of 10. Supplemental protection applications. | Stock | 49.5
MOL30 | Edison fuse, MOL series, Class Midget, fast-acting, 30A, 125 VAC, ferrule. Package of 10. Supplemental protection applications. | Stock | 45.5
MEQ-25 | Edison fuse, MEQ series, Class Midget, time-delay, 0.25A, 500 VAC, ferrule. Package of 10. Supplemental protection applications. Manufacturer part number: MEQ0.25. | Stock | 207
MEQ-5 | Edison fuse, MEQ series, Class Midget, time-delay, 0.5A, 500 VAC, ferrule. Package of 10. Supplemental protection applications. Manufacturer part number: MEQ0.5. | Stock | 202
MEQ1 | Edison fuse, MEQ series, Class Midget, time-delay, 1A, 500 VAC, ferrule. Package of 10. Supplemental protection applications. | Stock | 187
MEQ1-5 | Edison fuse, MEQ series, Class Midget, time-delay, 1.5A, 500 VAC, ferrule. Package of 10. Supplemental protection applications. Manufacturer part number: MEQ1.5. | Stock | 202
MEQ2 | Edison fuse, MEQ series, Class Midget, time-delay, 2A, 500 VAC, ferrule. Package of 10. Supplemental protection applications. | Stock | 187
MEQ2-5 | Edison fuse, MEQ series, Class Midget, time-delay, 2.5A, 500 VAC, ferrule. Package of 10. Supplemental protection applications. Manufacturer part number: MEQ2.5. | Stock | 202
MEQ3 | Edison fuse, MEQ series, Class Midget, time-delay, 3A, 500 VAC, ferrule. Package of 10. Supplemental protection applications. | Stock | 187
MEQ3-5 | Edison fuse, MEQ series, Class Midget, time-delay, 3.5A, 500 VAC, ferrule. Package of 10. Supplemental protection applications. Manufacturer part number: MEQ3.5. | Stock | 217
MEQ4 | Edison fuse, MEQ series, Class Midget, time-delay, 4A, 500 VAC, ferrule. Package of 10. Supplemental protection applications. | Stock | 187
MEQ4-5 | Edison fuse, MEQ series, Class Midget, time-delay, 4.5A, 500 VAC, ferrule. Package of 10. Supplemental protection applications. Manufacturer part number: MEQ4.5. | Stock | 234
MEQ5 | Edison fuse, MEQ series, Class Midget, time-delay, 5A, 500 VAC, ferrule. Package of 10. Supplemental protection applications. | Stock | 187
MEQ6 | Edison fuse, MEQ series, Class Midget, time-delay, 6A, 500 VAC, ferrule. Package of 10. Supplemental protection applications. | Stock | 187
MEQ7 | Edison fuse, MEQ series, Class Midget, time-delay, 7A, 500 VAC, ferrule. Package of 10. Supplemental protection applications. | Stock | 202
MEQ8 | Edison fuse, MEQ series, Class Midget, time-delay, 8A, 500 VAC, ferrule. Package of 10. Supplemental protection applications. | Stock | 187
MEQ10 | Edison fuse, MEQ series, Class Midget, time-delay, 10A, 500 VAC, ferrule. Package of 10. Supplemental protection applications. | Stock | 187
MEQ12 | Edison fuse, MEQ series, Class Midget, time-delay, 12A, 500 VAC, ferrule. Package of 10. Supplemental protection applications. | Stock | 195
MEQ15 | Edison fuse, MEQ series, Class Midget, time-delay, 15A, 500 VAC, ferrule. Package of 10. Supplemental protection applications. | Stock | 187
MEQ20 | Edison fuse, MEQ series, Class Midget, time-delay, 20A, 500 VAC, ferrule. Package of 10. Supplemental protection applications. | Stock | 187
MEQ25 | Edison fuse, MEQ series, Class Midget, time-delay, 25A, 500 VAC, ferrule. Package of 10. Supplemental protection applications. | Stock | 187
MEQ30 | Edison fuse, MEQ series, Class Midget, time-delay, 30A, 500 VAC, ferrule. Package of 10. Supplemental protection applications. | Stock | 187
MEN-5 | Edison fuse, MEN series, Class Midget, time-delay, 0.5A, 250 VAC, ferrule. Package of 10. Supplemental protection applications. Manufacturer part number: MEN0.5. | Stock | 94
MEN-6 | Edison fuse, MEN series, Class Midget, time-delay, 0.6A, 250 VAC, ferrule. Package of 10. Supplemental protection applications. Manufacturer part number: MEN0.6. | Stock | 94
MEN1 | Edison fuse, MEN series, Class Midget, time-delay, 1A, 250 VAC, ferrule. Package of 10. Supplemental protection applications. | Stock | 90
MEN1-4 | Edison fuse, MEN series, Class Midget, time-delay, 1.4A, 250 VAC, ferrule. Package of 10. Supplemental protection applications. Manufacturer part number: MEN1.4. | Stock | 116
MEN1-5 | Edison fuse, MEN series, Class Midget, time-delay, 1.5A, 250 VAC, ferrule. Package of 10. Supplemental protection applications. Manufacturer part number: MEN1.5. | Stock | 120
MEN2 | Edison fuse, MEN series, Class Midget, time-delay, 2A, 250 VAC, ferrule. Package of 10. Supplemental protection applications. | Stock | 79
MEN2-5 | Edison fuse, MEN series, Class Midget, time-delay, 2.5A, 250 VAC, ferrule. Package of 10. Supplemental protection applications. Manufacturer part number: MEN2.5. | Stock | 92
MEN3 | Edison fuse, MEN series, Class Midget, time-delay, 3A, 250 VAC, ferrule. Package of 10. Supplemental protection applications. | Stock | 86
MEN3-5 | Edison fuse, MEN series, Class Midget, time-delay, 3.5A, 250 VAC, ferrule. Package of 10. Supplemental protection applications. Manufacturer part number: MEN3.5. | Stock | 89
MEN4 | Edison fuse, MEN series, Class Midget, time-delay, 4A, 250 VAC, ferrule. Package of 10. Supplemental protection applications. | Stock | 86
MEN5 | Edison fuse, MEN series, Class Midget, time-delay, 5A, 250 VAC, ferrule. Package of 10. Supplemental protection applications. | Stock | 79
MEN6 | Edison fuse, MEN series, Class Midget, time-delay, 6A, 250 VAC, ferrule. Package of 10. Supplemental protection applications. | Stock | 92
MEN7 | Edison fuse, MEN series, Class Midget, time-delay, 7A, 250 VAC, ferrule. Package of 10. Supplemental protection applications. | Stock | 89
MEN8 | Edison fuse, MEN series, Class Midget, time-delay, 8A, 250 VAC, ferrule. Package of 10. Supplemental protection applications. | Stock | 88
MEN10 | Edison fuse, MEN series, Class Midget, time-delay, 10A, 250 VAC, ferrule. Package of 10. Supplemental protection applications. | Stock | 79
MEN12 | Edison fuse, MEN series, Class Midget, time-delay, 12A, 250 VAC, ferrule. Package of 10. Supplemental protection applications. | Stock | 93
MEN15 | Edison fuse, MEN series, Class Midget, time-delay, 15A, 250 VAC, ferrule. Package of 10. Supplemental protection applications. | Stock | 88
MEN20 | Edison fuse, MEN series, Class Midget, time-delay, 20A, 250 VAC, ferrule. Package of 10. Supplemental protection applications. | Stock | 88
MEN25 | Edison fuse, MEN series, Class Midget, time-delay, 25A, 250 VAC, ferrule. Package of 10. Supplemental protection applications. | Stock | 99
MEN30 | Edison fuse, MEN series, Class Midget, time-delay, 30A, 250 VAC, ferrule. Package of 10. Supplemental protection applications. | Stock | 88
Small Dimension Electronic Glass Fuses
AGC-1 | Bussmann fuse, AGC series, small dimension, fast-acting, 0.10A, 250 VAC, glass tube. Package of 5. Supplemental, electronic protection applications. Manufacturer part number: AGC-1/10-R. | Stock | 16
AGC-125 | Bussmann fuse, AGC series, small dimension, fast-acting, 0.125A, 250 VAC, glass tube. Package of 5. Supplemental, electronic protection applications. Manufacturer part number: AGC-1/8-R. | Stock | 16
AGC-25 | Bussmann fuse, AGC series, small dimension, fast-acting, 0.25A, 250 VAC, glass tube. Package of 5. Supplemental, electronic protection applications. Manufacturer part number: AGC-1/4-R. | Stock | 9
AGC-5 | Bussmann fuse, AGC series, small dimension, fast-acting, 0.5A, 250 VAC, glass tube. Package of 5. Supplemental, electronic protection applications. Manufacturer part number: AGC-1/2-R. | Stock | 6
AGC-75 | Bussmann fuse, AGC series, small dimension, fast-acting, 0.75A, 250 VAC, glass tube. Package of 5. Supplemental, electronic protection applications. Manufacturer part number: AGC-3/4-R. | Stock | 6
AGC1 | Bussmann fuse, AGC series, small dimension, fast-acting, 1A, 250 VAC, glass tube. Package of 5. Supplemental, electronic protection applications. Manufacturer part number: AGC-1-R. | Stock | 3.75
AGC1-5 | Bussmann fuse, AGC series, small dimension, fast-acting, 1.5A, 250 VAC, glass tube. Package of 5. Supplemental, electronic protection applications. Manufacturer part number: AGC-1-1/2-R. | Stock | 3.75
AGC2 | Bussmann fuse, AGC series, small dimension, fast-acting, 2A, 250 VAC, glass tube. Package of 5. Supplemental, electronic protection applications. Manufacturer part number: AGC-2-R. | Stock | 3.75
AGC2-5 | Bussmann fuse, AGC series, small dimension, fast-acting, 2.5A, 250 VAC, glass tube. Package of 5. Supplemental, electronic protection applications. Manufacturer part number: AGC-2-1/2-R. | Stock | 3.75
AGC3 | Bussmann fuse, AGC series, small dimension, fast-acting, 3A, 250 VAC, glass tube. Package of 5. Supplemental, electronic protection applications. Manufacturer part number: AGC-3-R. | Stock | 3.75
AGC4 | Bussmann fuse, AGC series, small dimension, fast-acting, 4A, 250 VAC, glass tube. Package of 5. Supplemental, electronic protection applications. Manufacturer part number: AGC-4-R. | Stock | 4.75
AGC5 | Bussmann fuse, AGC series, small dimension, fast-acting, 5A, 250 VAC, glass tube. Package of 5. Supplemental, electronic protection applications. Manufacturer part number: AGC-5-R. | Stock | 6
AGC6 | Bussmann fuse, AGC series, small dimension, fast-acting, 6A, 250 VAC, glass tube. Package of 5. Supplemental, electronic protection applications. Manufacturer part number: AGC-6-R. | Stock | 6.25
AGC7 | Bussmann fuse, AGC series, small dimension, fast-acting, 7A, 250 VAC, glass tube. Package of 5. Supplemental, electronic protection applications. Manufacturer part number: AGC-7-R. | Stock | 6.25
AGC7-5 | Bussmann fuse, AGC series, small dimension, fast-acting, 7.5A, 250 VAC, glass tube. Package of 5. Supplemental, electronic protection applications. Manufacturer part number: AGC-7-1/2-R. | Stock | 5.25
AGC8 | Bussmann fuse, AGC series, small dimension, fast-acting, 8A, 250 VAC, glass tube. Package of 5. Supplemental, electronic protection applications. Manufacturer part number: AGC-8-R. | Stock | 5.25
AGC10 | Bussmann fuse, AGC series, small dimension, fast-acting, 10A, 250 VAC, glass tube. Package of 5. Supplemental, electronic protection applications. Manufacturer part number: AGC-10-R. | Stock | 5.25
AGC15 | Bussmann fuse, AGC series, small dimension, fast-acting, 15A, 32 VAC, glass tube. Package of 5. Supplemental, electronic protection applications. Manufacturer part number: AGC-15-R. | Stock | 4.5
AGC20 | Bussmann fuse, AGC series, small dimension, fast-acting, 20A, 32 VAC, glass tube. Package of 5. Supplemental, electronic protection applications. Manufacturer part number: AGC-20-R. | Stock | 4.5
AGC25 | Bussmann fuse, AGC series, small dimension, fast-acting, 25A, 32 VAC, glass tube. Package of 5. Supplemental, electronic protection applications. Manufacturer part number: AGC-25-R. | Stock | 4.5
AGC30 | Bussmann fuse, AGC series, small dimension, fast-acting, 30A, 32 VAC, glass tube. Package of 5. Supplemental, electronic protection applications. Manufacturer part number: AGC-30-R. | Stock | 4.5
MDL-0625 | Bussmann fuse, MDL series, small dimension, time-delay, 0.0625A, 250 VAC, glass tube. Package of 5. Supplemental, electronic protection applications. Manufacturer part number: MDL-1/16-R. | Stock | 31.5
MDL-25 | Bussmann fuse, MDL series, small dimension, time-delay, 0.25A, 250 VAC, glass tube. Package of 5. Supplemental, electronic protection applications. Manufacturer part number: MDL-1/4-R. | Stock | 19.5
MDL-5 | Bussmann fuse, MDL series, small dimension, time-delay, 0.5A, 250 VAC, glass tube. Package of 5. Supplemental, electronic protection applications. Manufacturer part number: MDL-1/2-R. | Stock | 16
MDL1 | Bussmann fuse, MDL series, small dimension, time-delay, 1A, 250 VAC, glass tube. Package of 5. Supplemental, electronic protection applications. Manufacturer part number: MDL-1-R. | Stock | 17.5
MDL1-5 | Bussmann fuse, MDL series, small dimension, time-delay, 1.5A, 250 VAC, glass tube. Package of 5. Supplemental, electronic protection applications. Manufacturer part number: MDL-1-1/2-R. | Stock | 13.5
MDL2 | Bussmann fuse, MDL series, small dimension, time-delay, 2A, 250 VAC, glass tube. Package of 5. Supplemental, electronic protection applications. Manufacturer part number: MDL-2-R. | Stock | 13.5
MDL2-5 | Bussmann fuse, MDL series, small dimension, time-delay, 2.5A, 250 VAC, glass tube. Package of 5. Supplemental, electronic protection applications. Manufacturer part number: MDL-2-1/2-R. | Stock | 15
MDL3 | Bussmann fuse, MDL series, small dimension, time-delay, 3A, 250 VAC, glass tube. Package of 5. Supplemental, electronic protection applications. Manufacturer part number: MDL-3-R. | Stock | 13.5
MDL4 | Bussmann fuse, MDL series, small dimension, time-delay, 4A, 250 VAC, glass tube. Package of 5. Supplemental, electronic protection applications. Manufacturer part number: MDL-4-R. | Stock | 13.5
MDL5 | Bussmann fuse, MDL series, small dimension, time-delay, 5A, 250 VAC, glass tube. Package of 5. Supplemental, electronic protection applications. Manufacturer part number: MDL-5-R. | Stock | 13.5
MDL6 | Bussmann fuse, MDL series, small dimension, time-delay, 6A, 250 VAC, glass tube. Package of 5. Supplemental, electronic protection applications. Manufacturer part number: MDL-6-R. | Stock | 13.5
MDL6-25 | Bussmann fuse, MDL series, small dimension, time-delay, 6.25A, 250 VAC, glass tube. Package of 5. Supplemental, electronic protection applications. Manufacturer part number: MDL-6-1/4-R. | Stock | 15
MDL7 | Bussmann fuse, MDL series, small dimension, time-delay, 7A, 250 VAC, glass tube. Package of 5. Supplemental, electronic protection applications. Manufacturer part number: MDL-7-R. | Stock | 15
MDL8 | Bussmann fuse, MDL series, small dimension, time-delay, 8A, 250 VAC, glass tube. Package of 5. Supplemental, electronic protection applications. Manufacturer part number: MDL-8-R. | Stock | 13.5
MDL10 | Bussmann fuse, MDL series, small dimension, time-delay, 10A, 32 VAC, glass tube. Package of 5. Supplemental, electronic protection applications. Manufacturer part number: MDL-10-R. | Stock | 17.5
MDL15 | Bussmann fuse, MDL series, small dimension, time-delay, 15A, 32 VAC, glass tube. Package of 5. Supplemental, electronic protection applications. Manufacturer part number: MDL-15-R. | Stock | 20
MDL20 | Bussmann fuse, MDL series, small dimension, time-delay, 20A, 32 VAC, glass tube. Package of 5. Supplemental, electronic protection applications. Manufacturer part number: MDL-20-R. | Stock | 18
GMA-063 | Bussmann fuse, GMA series, small dimension, fast-acting, 0.063A, 250 VAC, glass tube. Package of 5. Supplemental, electronic protection applications. Manufacturer part number: GMA-63-R. | Stock | 13
GMA-1 | Bussmann fuse, GMA series, small dimension, fast-acting, 0.10A, 250 VAC, glass tube. Package of 5. Supplemental, electronic protection applications. Manufacturer part number: GMA-100-R. | Stock | 12
GMA-25 | Bussmann fuse, GMA series, small dimension, fast-acting, 0.25A, 250 VAC, glass tube. Package of 5. Supplemental, electronic protection applications. Manufacturer part number: GMA-250-R. | Stock | 9.25
GMA-5 | Bussmann fuse, GMA series, small dimension, fast-acting, 0.5A, 250 VAC, glass tube. Package of 5. Supplemental, electronic protection applications. Manufacturer part number: GMA-500-R. | Stock | 8
GMA1 | Bussmann fuse, GMA series, small dimension, fast-acting, 1A, 250 VAC, glass tube. Package of 5. Supplemental, electronic protection applications. Manufacturer part number: GMA-1A-R. | Stock | 8
GMA1-5 | Bussmann fuse, GMA series, small dimension, fast-acting, 1.5A, 250 VAC, glass tube. Package of 5. Supplemental, electronic protection applications. Manufacturer part number: GMA-1.5A-R. | Stock | 8
GMA1-6 | Bussmann fuse, GMA series, small dimension, fast-acting, 1.6A, 250 VAC, glass tube. Package of 5. Supplemental, electronic protection applications. Manufacturer part number: GMA-1.6A-R. | Stock | 8
GMA2 | Bussmann fuse, GMA series, small dimension, fast-acting, 2A, 250 VAC, glass tube. Package of 5. Supplemental, electronic protection applications. Manufacturer part number: GMA-2A-R. | Stock | 8
GMA2-5 | Bussmann fuse, GMA series, small dimension, fast-acting, 2.5A, 250 VAC, glass tube. Package of 5. Supplemental, electronic protection applications. Manufacturer part number: GMA-2.5A-R. | Stock | 8
GMA3 | Bussmann fuse, GMA series, small dimension, fast-acting, 3A, 250 VAC, glass tube. Package of 5. Supplemental, electronic protection applications. Manufacturer part number: GMA-3A-R. | Stock | 8
GMA4 | Bussmann fuse, GMA series, small dimension, fast-acting, 4A, 125 VAC, glass tube. Package of 5. Supplemental, electronic protection applications. Manufacturer part number: GMA-4A-R. | Stock | 8
GMA5 | Bussmann fuse, GMA series, small dimension, fast-acting, 5A, 125 VAC, glass tube. Package of 5. Supplemental, electronic protection applications. Manufacturer part number: GMA-5A-R. | Stock | 8
GMA6 | Bussmann fuse, GMA series, small dimension, fast-acting, 6A, 125 VAC, glass tube. Package of 5. Supplemental, electronic protection applications. Manufacturer part number: GMA-6A-R. | Stock | 8
GMA7 | Bussmann fuse, GMA series, small dimension, fast-acting, 7A, 125 VAC, glass tube. Package of 5. Supplemental, electronic protection applications. Manufacturer part number: GMA-7A-R. | Stock | 8.25
GMA8 | Bussmann fuse, GMA series, small dimension, fast-acting, 8A, 125 VAC, glass tube. Package of 5. Supplemental, electronic protection applications. Manufacturer part number: GMA-8A-R. | Stock | 8.25
GMA10 | Bussmann fuse, GMA series, small dimension, fast-acting, 10A, 125 VAC, glass tube. Package of 5. Supplemental, electronic protection applications. Manufacturer part number: GMA-10A-R. | Stock | 8.25
GMA15 | Bussmann fuse, GMA series, small dimension, fast-acting, 15A, 125 VAC, glass tube. Package of 5. Supplemental, electronic protection applications. Manufacturer part number: GMA-15A-R. | Stock | 8.25
GMC-5 | Bussmann fuse, GMC series, small dimension, medium time-delay, 0.5A, 250 VAC, glass tube. Package of 5. Supplemental, electronic protection applications. Manufacturer part number: GMC-500MA-R. | Stock | 13
GMC1 | Bussmann fuse, GMC series, small dimension, medium time-delay, 1A, 250 VAC, glass tube. Package of 5. Supplemental, electronic protection applications. Manufacturer part number: GMC-1A-R. | Stock | 13
GMC2 | Bussmann fuse, GMC series, small dimension, medium time-delay, 2A, 250 VAC, glass tube. Package of 5. Supplemental, electronic protection applications. Manufacturer part number: GMC-2A-R. | Stock | 13
GMC3 | Bussmann fuse, GMC series, small dimension, medium time-delay, 3A, 250 VAC, glass tube. Package of 5. Supplemental, electronic protection applications. Manufacturer part number: GMC-3A-R. | Stock | 13
GMC4 | Bussmann fuse, GMC series, small dimension, medium time-delay, 4A, 125 VAC, glass tube. Package of 5. Supplemental, electronic protection applications. Manufacturer part number: GMC-4A-R. | Stock | 13
GMC5 | Bussmann fuse, GMC series, small dimension, medium time-delay, 5A, 125 VAC, glass tube. Package of 5. Supplemental, electronic protection applications. Manufacturer part number: GMC-5A-R. | Stock | 13
GMC10 | Bussmann fuse, GMC series, small dimension, medium time-delay, 10A, 125 VAC, glass tube. Package of 5. Supplemental, electronic protection applications. Manufacturer part number: GMC-10A-R. | Stock | 13
S500-32-R | Bussmann fuse, S500 series, small dimension, fast-acting, 0.032A, 250 VAC, glass tube. Package of 5. Supplemental, electronic protection applications. Manufacturer part number: S500-32-R. | Stock | 26.5
S500-5-R | Bussmann fuse, S500 series, small dimension, fast-acting, 0.5A, 250 VAC, glass tube. Package of 5. Supplemental, electronic protection applications. Manufacturer part number: S500-500-R. | Stock | 16
S5001-R | Bussmann fuse, S500 series, small dimension, fast-acting, 1A, 250 VAC, glass tube. Package of 5. Supplemental, electronic protection applications. Manufacturer part number: S500-1-R. | Stock | 16
S5001-6-R | Bussmann fuse, S500 series, small dimension, fast-acting, 1.6A, 250 VAC, glass tube. Package of 5. Supplemental, electronic protection applications. Manufacturer part number: S500-1.6-R. | Stock | 16
S5002-R | Bussmann fuse, S500 series, small dimension, fast-acting, 2A, 250 VAC, glass tube. Package of 5. Supplemental, electronic protection applications. Manufacturer part number: S500-2-R. | Stock | 16
S5003-15-R | Bussmann fuse, S500 series, small dimension, fast-acting, 3.15A, 250 VAC, glass tube. Package of 5. Supplemental, electronic protection applications. Manufacturer part number: S500-3.15-R. | Stock | 16
S5004-R | Bussmann fuse, S500 series, small dimension, fast-acting, 4A, 250 VAC, glass tube. Package of 5. Supplemental, electronic protection applications. Manufacturer part number: S500-4-R. | Stock | 16
S5005-R | Bussmann fuse, S500 series, small dimension, fast-acting, 5A, 250 VAC, glass tube. Package of 5. Supplemental, electronic protection applications. Manufacturer part number: S500-5-R. | Stock | 16
S5006-3-R | Bussmann fuse, S500 series, small dimension, fast-acting, 6.3A, 250 VAC, glass tube. Package of 5. Supplemental, electronic protection applications. Manufacturer part number: S500-6.3-R. | Stock | 16
S5008-R | Bussmann fuse, S500 series, small dimension, fast-acting, 8A, 250 VAC, glass tube. Package of 5. Supplemental, electronic protection applications. Manufacturer part number: S500-8-R. | Stock | 17
S50010-R | Bussmann fuse, S500 series, small dimension, fast-acting, 10A, 250 VAC, glass tube. Package of 5. Supplemental, electronic protection applications. Manufacturer part number: S500-10-R. | Stock | 17
S506-25-R | Bussmann fuse, S506 series, small dimension, time-delay, 0.25A, 250 VAC, glass tube. Package of 5. Supplemental, electronic protection applications. Manufacturer part number: S506-250-R. | Stock | 20
S506-5-R | Bussmann fuse, S506 series, small dimension, time-delay, 0.5A, 250 VAC, glass tube. Package of 5. Supplemental, electronic protection applications. Manufacturer part number: S506-500-R. | Stock | 18.5
S5061-R | Bussmann fuse, S506 series, small dimension, time-delay, 1A, 250 VAC, glass tube. Package of 5. Supplemental, electronic protection applications. Manufacturer part number: S506-1-R. | Stock | 18.5
S5061-6-R | Bussmann fuse, S506 series, small dimension, time-delay, 1.6A, 250 VAC, glass tube. Package of 5. Supplemental, electronic protection applications. Manufacturer part number: S506-1.6-R. | Stock | 18.5
S5062-R | Bussmann fuse, S506 series, small dimension, time-delay, 2A, 250 VAC, glass tube. Package of 5. Supplemental, electronic protection applications. Manufacturer part number: S506-2-R. | Stock | 18.5
S5062-5-R | Bussmann fuse, S506 series, small dimension, time-delay, 2.5A, 250 VAC, glass tube. Package of 5. Supplemental, electronic protection applications. Manufacturer part number: S506-2.5-R. | Stock | 18.5
S5063-15-R | Bussmann fuse, S506 series, small dimension, time-delay, 3.15A, 250 VAC, glass tube. Package of 5. Supplemental, electronic protection applications. Manufacturer part number: S506-3.15-R. | Stock | 18.5
S5064-R | Bussmann fuse, S506 series, small dimension, time-delay, 4A, 250 VAC, glass tube. Package of 5. Supplemental, electronic protection applications. Manufacturer part number: S506-4-R. | Stock | 18.5
S5065-R | Bussmann fuse, S506 series, small dimension, time-delay, 5A, 250 VAC, glass tube. Package of 5. Supplemental, electronic protection applications. Manufacturer part number: S506-5-R. | Stock | 18.5
S5066-3-R | Bussmann fuse, S506 series, small dimension, time-delay, 6.3A, 250 VAC, glass tube. Package of 5. Supplemental, electronic protection applications. Manufacturer part number: S506-6.3-R. | Stock | 21.5
Small Dimension Electronic Ceramic Fuses
ABC-5 | Bussmann fuse, ABC series, small dimension, fast-acting, 0.5A, 250 VAC, ceramic tube. Package of 5. Supplemental, electronic protection applications. Manufacturer part number: ABC-1/2-R. | Stock | 12
ABC-75 | Bussmann fuse, ABC series, small dimension, fast-acting, 0.75A, 250 VAC, ceramic tube. Package of 5. Supplemental, electronic protection applications. Manufacturer part number: ABC-3/4-R. | Stock | 12
ABC1 | Bussmann fuse, ABC series, small dimension, fast-acting, 1A, 250 VAC, ceramic tube. Package of 5. Supplemental, electronic protection applications. Manufacturer part number: ABC-1-R. | Stock | 12
ABC2 | Bussmann fuse, ABC series, small dimension, fast-acting, 2A, 250 VAC, ceramic tube. Package of 5. Supplemental, electronic protection applications. Manufacturer part number: ABC-2-R. | Stock | 12
ABC3 | Bussmann fuse, ABC series, small dimension, fast-acting, 3A, 250 VAC, ceramic tube. Package of 5. Supplemental, electronic protection applications. Manufacturer part number: ABC-3-R. | Stock | 12
ABC4 | Bussmann fuse, ABC series, small dimension, fast-acting, 4A, 250 VAC, ceramic tube. Package of 5. Supplemental, electronic protection applications. Manufacturer part number: ABC-4-R. | Stock | 12
ABC5 | Bussmann fuse, ABC series, small dimension, fast-acting, 5A, 250 VAC, ceramic tube. Package of 5. Supplemental, electronic protection applications. Manufacturer part number: ABC-5-R. | Stock | 11.5
ABC6 | Bussmann fuse, ABC series, small dimension, fast-acting, 6A, 250 VAC, ceramic tube. Package of 5. Supplemental, electronic protection applications. Manufacturer part number: ABC-6-R. | Stock | 11.5
ABC7 | Bussmann fuse, ABC series, small dimension, fast-acting, 7A, 250 VAC, ceramic tube. Package of 5. Supplemental, electronic protection applications. Manufacturer part number: ABC-7-R. | Stock | 11.5
ABC8 | Bussmann fuse, ABC series, small dimension, fast-acting, 8A, 250 VAC, ceramic tube. Package of 5. Supplemental, electronic protection applications. Manufacturer part number: ABC-8-R. | Stock | 11.5
ABC10 | Bussmann fuse, ABC series, small dimension, fast-acting, 10A, 250 VAC, ceramic tube. Package of 5. Supplemental, electronic protection applications. Manufacturer part number: ABC-10-R. | Stock | 11.5
ABC12 | Bussmann fuse, ABC series, small dimension, fast-acting, 12A, 250 VAC, ceramic tube. Package of 5. Supplemental, electronic protection applications. Manufacturer part number: ABC-12-R. | Stock | 11.5
ABC15 | Bussmann fuse, ABC series, small dimension, fast-acting, 15A, 250 VAC, ceramic tube. Package of 5. Supplemental, electronic protection applications. Manufacturer part number: ABC-15-R. | Stock | 11.5
ABC20 | Bussmann fuse, ABC series, small dimension, fast-acting, 20A, 250 VAC, ceramic tube. Package of 5. Supplemental, electronic protection applications. Manufacturer part number: ABC-20-R. | Stock | 17
ABC25 | Bussmann fuse, ABC series, small dimension, fast-acting, 25A, 250 VAC, ceramic tube. Package of 5. Supplemental, electronic protection applications. Manufacturer part number: ABC-25-R. | Stock | 17
ABC30 | Bussmann fuse, ABC series, small dimension, fast-acting, 30A, 250 VAC, ceramic tube. Package of 5. Supplemental, electronic protection applications. Manufacturer part number: ABC-30-R. | Stock | 17
MDA-5 | Bussmann fuse, MDA series, small dimension, time-delay, 0.5A, 250 VAC, ceramic tube. Package of 5. Supplemental, electronic protection applications. Manufacturer part number: MDA-1/2-R. | Stock | 32.5
MDA1 | Bussmann fuse, MDA series, small dimension, time-delay, 1A, 250 VAC, ceramic tube. Package of 5. Supplemental, electronic protection applications. Manufacturer part number: MDA-1-R. | Stock | 32.5
MDA2 | Bussmann fuse, MDA series, small dimension, time-delay, 2A, 250 VAC, ceramic tube. Package of 5. Supplemental, electronic protection applications. Manufacturer part number: MDA-2-R. | Stock | 32
MDA3 | Bussmann fuse, MDA series, small dimension, time-delay, 3A, 250 VAC, ceramic tube. Package of 5. Supplemental, electronic protection applications. Manufacturer part number: MDA-3-R. | Stock | 21
MDA4 | Bussmann fuse, MDA series, small dimension, time-delay, 4A, 250 VAC, ceramic tube. Package of 5. Supplemental, electronic protection applications. Manufacturer part number: MDA-4-R. | Stock | 21
MDA5 | Bussmann fuse, MDA series, small dimension, time-delay, 5A, 250 VAC, ceramic tube. Package of 5. Supplemental, electronic protection applications. Manufacturer part number: MDA-5-R. | Stock | 21
MDA8 | Bussmann fuse, MDA series, small dimension, time-delay, 8A, 250 VAC, ceramic tube. Package of 5. Supplemental, electronic protection applications. Manufacturer part number: MDA-8-R. | Stock | 21
MDA10 | Bussmann fuse, MDA series, small dimension, time-delay, 10A, 250 VAC, ceramic tube. Package of 5. Supplemental, electronic protection applications. Manufacturer part number: MDA-10-R. | Stock | 21
MDA12 | Bussmann fuse, MDA series, small dimension, time-delay, 12A, 250 VAC, ceramic tube. Package of 5. Supplemental, electronic protection applications. Manufacturer part number: MDA-12-R. | Stock | 21
MDA15 | Bussmann fuse, MDA series, small dimension, time-delay, 15A, 250 VAC, ceramic tube. Package of 5. Supplemental, electronic protection applications. Manufacturer part number: MDA-15-R. | Stock | 21
MDA20 | Bussmann fuse, MDA series, small dimension, time-delay, 20A, 250 VAC, ceramic tube. Package of 5. Supplemental, electronic protection applications. Manufacturer part number: MDA-20-R. | Stock | 22
Blown Fuse Monitoring Relays
38993120 | Socomec blown fuse monitor/indicator, 3-pole, 120-260 VAC, (1) N.O. and (1) N.C. contact(s), 3A @ 230VAC/30VDC, (3) status LEDs, reset pushbutton and indicator test function controls. (3) removable terminal blocks included. | Stock | 243
38993380 | Socomec blown fuse monitor/indicator, 3-pole, 380-690 VAC, (1) N.O. and (1) N.C. contact(s), 3A @ 230VAC/30VDC, (3) status LEDs, reset pushbutton and indicator test function controls. (3) removable terminal blocks included. | Stock | 266
38199120 | Socomec connection hardware, for use with blown fuse monitors/indicators. Wire and ferrules included. | Stock | 40
38299120 | Socomec door mounting and connection hardware, for use with blown fuse monitors/indicators. Wire, ferrules and bezel included. | Stock | 75
Modular Fuse Holders
EHCC1DIU-12 | Edison modular fuse holder, with indicator, accepts Class CC fuses, 30A, 600V, 1-pole, 18-4 AWG copper only, integral pressure plate with separate spade connection, 35mm DIN rail mount. Package of 12. | Stock | 298
EHCC1DIU | Edison modular fuse holder, with indicator, accepts Class CC fuses, 30A, 600V, 1-pole, 18-4 AWG copper only, integral pressure plate with separate spade connection, 35mm DIN rail mount. | Stock | 29
EHCC1DU-12 | Edison modular fuse holder, accepts Class CC fuses, 30A, 600V, 1-pole, 18-4 AWG copper only, integral pressure plate with separate spade connection, 35mm DIN rail mount. Package of 12. | Stock | 230
EHCC1DU | Edison modular fuse holder, accepts Class CC fuses, 30A, 600V, 1-pole, 18-4 AWG copper only, integral pressure plate with separate spade connection, 35mm DIN rail mount. | Stock | 23
57050011 | Socomec modular fuse holder, with indicator, accepts Class CC fuses, 30A, 600 VAC, 1-pole, 18-8 AWG copper only, pressure plate, 35mm DIN rail mount. Package of 12. | Stock | 153
57050011-1PK | Socomec modular fuse holder, with indicator, accepts Class CC fuses, 30A, 600 VAC, 1-pole, 18-8 AWG copper only, pressure plate, 35mm DIN rail mount. | Stock | 13.5
57050001 | Socomec modular fuse holder, accepts Class CC fuses, 30A, 600 VAC, 1-pole, 18-8 AWG copper only, pressure plate, 35mm DIN rail mount. Package of 12. | Stock | 116
57050001-1PK | Socomec modular fuse holder, accepts Class CC fuses, 30A, 600 VAC, 1-pole, 18-8 AWG copper only, pressure plate, 35mm DIN rail mount. | Stock | 10.5
EHCC2DIU-6 | Edison modular fuse holder, with indicator, accepts Class CC fuses, 30A, 600V, 2-pole, 18-4 AWG copper only, integral pressure plate with separate spade connection, 35mm DIN rail mount. Package of 6. | Stock | 306
EHCC2DIU | Edison modular fuse holder, with indicator, accepts Class CC fuses, 30A, 600V, 2-pole, 18-4 AWG copper only, integral pressure plate with separate spade connection, 35mm DIN rail mount. | Stock | 60
EHCC2DU-6 | Edison modular fuse holder, accepts Class CC fuses, 30A, 600V, 2-pole, 18-4 AWG copper only, integral pressure plate with separate spade connection, 35mm DIN rail mount. Package of 6. | Stock | 234
EHCC2DU | Edison modular fuse holder, accepts Class CC fuses, 30A, 600V, 2-pole, 18-4 AWG copper only, integral pressure plate with separate spade connection, 35mm DIN rail mount. | Stock | 46.5
57050012 | Socomec modular fuse holder, with indicator, accepts Class CC fuses, 30A, 600 VAC, 2-pole, 18-8 AWG copper only, pressure plate, 35mm DIN rail mount. Package of 6. | Stock | 163
57050012-1PK | Socomec modular fuse holder, with indicator, accepts Class CC fuses, 30A, 600 VAC, 2-pole, 18-8 AWG copper only, pressure plate, 35mm DIN rail mount. | Stock | 32
57050002 | Socomec modular fuse holder, accepts Class CC fuses, 30A, 600 VAC, 2-pole, 18-8 AWG copper only, pressure plate, 35mm DIN rail mount. Package of 6. | Stock | 104
57050002-1PK | Socomec modular fuse holder, accepts Class CC fuses, 30A, 600 VAC, 2-pole, 18-8 AWG copper only, pressure plate, 35mm DIN rail mount. | Stock | 20
EHCC3DIU-4 | Edison modular fuse holder, with indicator, accepts Class CC fuses, 30A, 600V, 3-pole, 18-4 AWG copper only, integral pressure plate with separate spade connection, 35mm DIN rail mount. Package of 4. | Stock | 308
EHCC3DIU | Edison modular fuse holder, with indicator, accepts Class CC fuses, 30A, 600V, 3-pole, 18-4 AWG copper only, integral pressure plate with separate spade connection, 35mm DIN rail mount. | Stock | 91
EHCC3DU-4 | Edison modular fuse holder, accepts Class CC fuses, 30A, 600V, 3-pole, 18-4 AWG copper only, integral pressure plate with separate spade connection, 35mm DIN rail mount. Package of 4. | Stock | 238
EHCC3DU | Edison modular fuse holder, accepts Class CC fuses, 30A, 600V, 3-pole, 18-4 AWG copper only, integral pressure plate with separate spade connection, 35mm DIN rail mount. | Stock | 69
57050013 | Socomec modular fuse holder, with indicator, accepts Class CC fuses, 30A, 600 VAC, 3-pole, 18-8 AWG copper only, pressure plate, 35mm DIN rail mount. Package of 4. | Stock | 132
57050013-1PK | Socomec modular fuse holder, with indicator, accepts Class CC fuses, 30A, 600 VAC, 3-pole, 18-8 AWG copper only, pressure plate, 35mm DIN rail mount. | Stock | 37.5
57050003 | Socomec modular fuse holder, accepts Class CC fuses, 30A, 600 VAC, 3-pole, 18-8 AWG copper only, pressure plate, 35mm DIN rail mount. Package of 4. | Stock | 113
57050003-1PK | Socomec modular fuse holder, accepts Class CC fuses, 30A, 600 VAC, 3-pole, 18-8 AWG copper only, pressure plate, 35mm DIN rail mount. | Stock | 31.5
EHM1DIU-12 | Edison modular fuse holder, with indicator, accepts Class Midget fuses, 30A, 600V, 1-pole, 18-4 AWG copper only, integral pressure plate with separate spade connection, 35mm DIN rail mount. Package of 12. | Stock | 262
EHM1DIU | Edison modular fuse holder, with indicator, accepts Class Midget fuses, 30A, 600V, 1-pole, 18-4 AWG copper only, integral pressure plate with separate spade connection, 35mm DIN rail mount. | Stock | 26
EHM1DU-12 | Edison modular fuse holder, accepts Class Midget fuses, 30A, 600V, 1-pole, 18-4 AWG copper only, integral pressure plate with separate spade connection, 35mm DIN rail mount. Package of 12. | Stock | 197
EHM1DU | Edison modular fuse holder, accepts Class Midget fuses, 30A, 600V, 1-pole, 18-4 AWG copper only, integral pressure plate with separate spade connection, 35mm DIN rail mount. | Stock | 19.5
57010011 | Socomec modular fuse holder, with indicator, accepts Class Midget fuses, 30A, 750 VAC, 1-pole, 18-8 AWG copper only, pressure plate, 35mm DIN rail mount. Package of 12. | Stock | 153
57010011-1PK | Socomec modular fuse holder, with indicator, accepts Class Midget fuses, 30A, 750 VAC, 1-pole, 18-8 AWG copper only, pressure plate, 35mm DIN rail mount. | Stock | 13.5
57010015 | Socomec modular fuse holder, accepts Class Midget fuses, 30A, 750 VAC, 1-pole, 18-8 AWG copper only, pressure plate, 35mm DIN rail mount. Package of 12. | Stock | 68
57010015-1PK | Socomec modular fuse holder, accepts Class Midget fuses, 30A, 750 VAC, 1-pole, 18-8 AWG copper only, pressure plate, 35mm DIN rail mount. | Stock | 6.25
EHM2DIU-6 | Edison modular fuse holder, with indicator, accepts Class Midget fuses, 30A, 600V, 2-pole, 18-4 AWG copper only, integral pressure plate with separate spade connection, 35mm DIN rail mount. Package of 6. | Stock | 265
EHM2DIU | Edison modular fuse holder, with indicator, accepts Class Midget fuses, 30A, 600V, 2-pole, 18-4 AWG copper only, integral pressure plate with separate spade connection, 35mm DIN rail mount. | Stock | 52
EHM2DU-6 | Edison modular fuse holder, accepts Class Midget fuses, 30A, 600V, 2-pole, 18-4 AWG copper only, integral pressure plate with separate spade connection, 35mm DIN rail mount. Package of 6. | Stock | 205
EHM2DU | Edison modular fuse holder, accepts Class Midget fuses, 30A, 600V, 2-pole, 18-4 AWG copper only, integral pressure plate with separate spade connection, 35mm DIN rail mount. | Stock | 39.5
57010020 | Socomec modular fuse holder, accepts Class Midget fuses, 30A, 750 VAC, 2-pole, 18-8 AWG copper only, pressure plate, 35mm DIN rail mount. Package of 6. | Stock | 77
57010020-1PK | Socomec modular fuse holder, accepts Class Midget fuses, 30A, 750 VAC, 2-pole, 18-8 AWG copper only, pressure plate, 35mm DIN rail mount. | Stock | 13.5
EHM3DIU-4 | Edison modular fuse holder, with indicator, accepts Class Midget fuses, 30A, 600V, 3-pole, 18-4 AWG copper only, integral pressure plate with separate spade connection, 35mm DIN rail mount. Package of 4. | Stock | 273
EHM3DIU | Edison modular fuse holder, with indicator, accepts Class Midget fuses, 30A, 600V, 3-pole, 18-4 AWG copper only, integral pressure plate with separate spade connection, 35mm DIN rail mount. | Stock | 83
EHM3DU-4 | Edison modular fuse holder, accepts Class Midget fuses, 30A, 600V, 3-pole, 18-4 AWG copper only, integral pressure plate with separate spade connection, 35mm DIN rail mount. Package of 4. | Stock | 206
EHM3DU | Edison modular fuse holder, accepts Class Midget fuses, 30A, 600V, 3-pole, 18-4 AWG copper only, integral pressure plate with separate spade connection, 35mm DIN rail mount. | Stock | 60
57010018 | Socomec modular fuse holder, accepts Class Midget fuses, 30A, 750 VAC, 3-pole, 18-8 AWG copper only, pressure plate, 35mm DIN rail mount. Package of 4. | Stock | 76
57010018-1PK | Socomec modular fuse holder, accepts Class Midget fuses, 30A, 750 VAC, 3-pole, 18-8 AWG copper only, pressure plate, 35mm DIN rail mount. | Stock | 21.5
CH30J1I | Bussmann modular fuse holder, with indicator, accepts Class J fuses, 30A, 600 VAC/VDC or less, 1-pole, 18-1 AWG copper only, integral pressure plate with separate spade connection, 35mm DIN rail or panel mount. Package of 6. | Stock | 361
CH30J1 | Bussmann modular fuse holder, accepts Class J fuses, 30A, 600 VAC/VDC or less, 1-pole, 18-1 AWG copper only, integral pressure plate with separate spade connection, 35mm DIN rail or panel mount. Package of 6. | Stock | 312
CH30J2I | Bussmann modular fuse holder, with indicator, accepts Class J fuses, 30A, 600 VAC/VDC or less, 2-pole, 18-1 AWG copper only, integral pressure plate with separate spade connection, 35mm DIN rail or panel mount. Package of 3. | Stock | 495
CH30J2 | Bussmann modular fuse holder, accepts Class J fuses, 30A, 600 VAC/VDC or less, 2-pole, 18-1 AWG copper only, integral pressure plate with separate spade connection, 35mm DIN rail or panel mount. Package of 3. | Stock | 435
CH30J3I | Bussmann modular fuse holder, with indicator, accepts Class J fuses, 30A, 600 VAC/VDC or less, 3-pole, 18-1 AWG copper only, integral pressure plate with separate spade connection, 35mm DIN rail or panel mount. Package of 2. | Stock | 470
CH30J3 | Bussmann modular fuse holder, accepts Class J fuses, 30A, 600 VAC/VDC or less, 3-pole, 18-1 AWG copper only, integral pressure plate with separate spade connection, 35mm DIN rail or panel mount. Package of 2. | Stock | 429
CH60J1I | Bussmann modular fuse holder, with indicator, accepts Class J fuses, 60A, 600 VAC/VDC or less, 1-pole, 18-1 AWG copper only, integral pressure plate with separate spade connection, 35mm DIN rail or panel mount. Package of 6. | Stock | 465
CH60J1 | Bussmann modular fuse holder, accepts Class J fuses, 60A, 600 VAC/VDC or less, 1-pole, 18-1 AWG copper only, integral pressure plate with separate spade connection, 35mm DIN rail or panel mount. Package of 6. | Stock | 415
CH60J2I | Bussmann modular fuse holder, with indicator, accepts Class J fuses, 60A, 600 VAC/VDC or less, 2-pole, 18-1 AWG copper only, integral pressure plate with separate spade connection, 35mm DIN rail or panel mount. Package of 3. | Stock | 579
CH60J2 | Bussmann modular fuse holder, accepts Class J fuses, 60A, 600 VAC/VDC or less, 2-pole, 18-1 AWG copper only, integral pressure plate with separate spade connection, 35mm DIN rail or panel mount. Package of 3. | Stock | 487
CH60J3I | Bussmann modular fuse holder, with indicator, accepts Class J fuses, 60A, 600 VAC/VDC or less, 3-pole, 18-1 AWG copper only, integral pressure plate with separate spade connection, 35mm DIN rail or panel mount. Package of 2. | Stock | 529
CH60J3 | Bussmann modular fuse holder, accepts Class J fuses, 60A, 600 VAC/VDC or less, 3-pole, 18-1 AWG copper only, integral pressure plate with separate spade connection, 35mm DIN rail or panel mount. Package of 2. | Stock | 494
Busbars and Other Accessories for Fuse Holders
FP-2 | Edison fuse puller, for use with 13/32in to 13/16in diameter fuses. | Stock | 43
JV-L | Bussmann multi-pole connection kit, for use with up to (4) EHM, CHM, EHCC or CHCC series fuse holders. (6) body connectors and (3) handle pins included. Includes (6) body connectors and (3) handle pins. | Stock | 16.5
EB1P100M3 | Edison busbar, 100A, 600 VAC/1000 VDC, 3 -pin, cut to length permitted, connects up to (3) 1-pole Edison EHM or EHCC series fuse holders. (2) EECAP1P end caps included. | Stock | 16
EB1P100M6 | Edison busbar, 100A, 600 VAC/1000 VDC, 6 -pin, cut to length permitted, connects up to (6) 1-pole Edison EHM or EHCC series fuse holders. (2) EECAP1P end caps included. | Stock | 23.5
EB1P100M9 | Edison busbar, 100A, 600 VAC/1000 VDC, 9 -pin, cut to length permitted, connects up to (9) 1-pole Edison EHM or EHCC series fuse holders. (2) EECAP1P end caps included. | Stock | 29.5
EB1P100M12 | Edison busbar, 100A, 600 VAC/1000 VDC, 12 -pin, cut to length permitted, connects up to (12) 1-pole Edison EHM or EHCC series fuse holders. (2) EECAP1P end caps included. | Stock | 37
EB1P100M15 | Edison busbar, 100A, 600 VAC/1000 VDC, 15 -pin, cut to length permitted, connects up to (15) 1-pole Edison EHM or EHCC series fuse holders. (2) EECAP1P end caps included. | Stock | 44.5
EB1P100M57 | Edison busbar, 100A, 600 VAC/1000 VDC, 57 -pin, cut to length permitted, connects up to (57) 1-pole Edison EHM or EHCC series fuse holders. | Stock | 134
EB3P100M6 | Edison busbar, 100A, 600 VAC/VDC, 6 -pin, cut to length permitted, connects up to (2) 3-pole Edison EHM or EHCC series fuse holders. (2) EECAPMP end caps included. | Stock | 53
EB3P100M9 | Edison busbar, 100A, 600 VAC/VDC, 9 -pin, cut to length permitted, connects up to (3) 3-pole Edison EHM or EHCC series fuse holders. (2) EECAPMP end caps included. | Stock | 67
EB3P100M12 | Edison busbar, 100A, 600 VAC/VDC, 12 -pin, cut to length permitted, connects up to (4) 3-pole Edison EHM or EHCC series fuse holders. (2) EECAPMP end caps included. | Stock | 83
EB3P100M15 | Edison busbar, 100A, 600 VAC/VDC, 15 -pin, cut to length permitted, connects up to (5) 3-pole Edison EHM or EHCC series fuse holders. (2) EECAPMP end caps included. | Stock | 111
EB3P100M57 | Edison busbar, 100A, 600 VAC/VDC, 57 -pin, cut to length permitted, connects up to (19) 3-pole Edison EHM or EHCC series fuse holders. | Stock | 377
EECAP1P | Edison end cap, package of 50. For use with Edison EB1P series 1-phase busbars. | Stock | 82
EECAP1P-10 | Edison end cap, package of 10. For use with Edison EB1P series 1-phase busbars. | Stock | 23
EECAPMP | Edison end cap, package of 50. For use with Edison EB3P series 3-phase busbars. | Stock | 101
EECAPMP-10 | Edison end cap, package of 10. For use with Edison EB3P series 3-phase busbars. | Stock | 29
EPWR1PLP-1 | Edison box type wiring lug, 115A, 1000 VAC/VDC, 1 openings, #10 AWG-1/0 copper only. For use with EB1P series busbars. | Stock | 30
EPWR1PLP | Edison box type wiring lug, 115A, 1000 VAC/VDC, 1 openings, #10 AWG-1/0 copper only. Package of 10. For use with EB1P series busbars. | Stock | 201
EPWR35MM-1 | Edison box type wiring lug, 115A, 1000 VAC/VDC, 1 openings, #10 AWG-1/0 copper only. For use with EB3P series busbars. | Stock | 27.5
EPWR35MM | Edison box type wiring lug, 115A, 1000 VAC/VDC, 1 openings, #10 AWG-1/0 copper only. Package of 10. For use with EB3P series busbars. | Stock | 184
EPWR50MM-1 | Edison direct feed wiring lug, 115A, 1000 VAC/VDC, 1 openings, #14-1 AWG copper only. For use with EB1P or EB3P series busbars. | Stock | 32
EPWR50MM | Edison direct feed wiring lug, 115A, 1000 VAC/VDC, 1 openings, #14-1 AWG copper only. Package of 10. For use with EB1P or EB3P series busbars. | Stock | 223
EFSCVR-2 | Edison safety cover, package of 2. For use with up to (5) unused pins on Edison EB1P or EB3P series busbars. | Stock | 24
EFSCVR | Edison safety cover, package of 10. For use with up to (5) unused pins on Edison EB1P or EB3P series busbars. | Stock | 80
Combination Fuse and Power Distribution Blocks
JM60100-1MW14-1 | Bussmann modular power distribution fuse block, multi-wire, accepts J fuses, 100A, 600V, 1-pole, 1 line/4 load opening(s) per pole, box lug, panel mount. | Stock | 75
JM60100-1MW14-2 | Bussmann modular power distribution fuse block, multi-wire, accepts J fuses, 100A, 600V, 2-pole, 1 line/4 load opening(s) per pole, box lug, panel mount. | Stock | 146
JM60100-1MW14-3 | Bussmann modular power distribution fuse block, multi-wire, accepts J fuses, 100A, 600V, 3-pole, 1 line/4 load opening(s) per pole, box lug, panel mount. | Stock | 224
JM60200-1MW16-1 | Bussmann modular power distribution fuse block, multi-wire, accepts J fuses, 200A, 600V, 1-pole, 1 line/6 load opening(s) per pole, box lug, panel mount. | Stock | 253
JM60200-1MW16-2 | Bussmann modular power distribution fuse block, multi-wire, accepts J fuses, 200A, 600V, 2-pole, 1 line/6 load opening(s) per pole, box lug, panel mount. | Stock | 487
JM60200-1MW16-3 | Bussmann modular power distribution fuse block, multi-wire, accepts J fuses, 200A, 600V, 3-pole, 1 line/6 load opening(s) per pole, box lug, panel mount. | Stock | 733
JM60400-1MW16-1 | Bussmann modular power distribution fuse block, multi-wire, accepts J fuses, 400A, 600V, 1-pole, 1 line/6 load opening(s) per pole, box lug, panel mount. | Stock | 451
JM60400-1MW16-3 | Bussmann modular power distribution fuse block, multi-wire, accepts J fuses, 400A, 600V, 3-pole, 1 line/6 load opening(s) per pole, box lug, panel mount. | Stock | 1294
JM60400-1MW26-1 | Bussmann modular power distribution fuse block, multi-wire, accepts J fuses, 400A, 600V, 1-pole, 2 line/6 load opening(s) per pole, box lug, panel mount. | Stock | 567
JM60400-1MW26-3 | Bussmann modular power distribution fuse block, multi-wire, accepts J fuses, 400A, 600V, 3-pole, 2 line/6 load opening(s) per pole, box lug, panel mount. | Stock | 1619
Modular Fuse Blocks
BCCMM603-3PQ | Bussmann modular combination fuse block, accepts (1) Class Midget and (2) Class CC fuses, 30A, 600V, 3-pole, 18-10 AWG copper only, pressure plate with quick-connect terminals, 35mm DIN rail or panel mount. Package of 5. | Stock | 160
BCM603-1PQ-1 | Bussmann modular fuse block, accepts CC fuses, 30A, 600V, 1-pole, 18-10 AWG copper only, pressure plate with quick-connect terminals, 35mm DIN rail or panel mount. | Stock | 16.5
BCM603-1PQ | Bussmann modular fuse block, accepts CC fuses, 30A, 600V, 1-pole, 18-10 AWG copper only, pressure plate with quick-connect terminals, 35mm DIN rail or panel mount. Package of 15. | Stock | 229
BCM603-2PQ | Bussmann modular fuse block, accepts CC fuses, 30A, 600V, 2-pole, 18-10 AWG copper only, pressure plate with quick-connect terminals, 35mm DIN rail or panel mount. Package of 5. | Stock | 117
BCM603-3PQ | Bussmann modular fuse block, accepts CC fuses, 30A, 600V, 3-pole, 18-10 AWG copper only, pressure plate with quick-connect terminals, 35mm DIN rail or panel mount. Package of 5. | Stock | 147
BMM603-1PQ-1 | Bussmann modular fuse block, accepts Midget fuses, 30A, 600V, 1-pole, 18-10 AWG copper only, pressure plate with quick-connect terminals, 35mm DIN rail or panel mount. | Stock | 12
BMM603-1PQ | Bussmann modular fuse block, accepts Midget fuses, 30A, 600V, 1-pole, 18-10 AWG copper only, pressure plate with quick-connect terminals, 35mm DIN rail or panel mount. Package of 15. | Stock | 166
BMM603-2PQ | Bussmann modular fuse block, accepts Midget fuses, 30A, 600V, 2-pole, 18-10 AWG copper only, pressure plate with quick-connect terminals, 35mm DIN rail or panel mount. Package of 5. | Stock | 94
BMM603-3PQ | Bussmann modular fuse block, accepts Midget fuses, 30A, 600V, 3-pole, 18-10 AWG copper only, pressure plate with quick-connect terminals, 35mm DIN rail or panel mount. Package of 5. | Stock | 120
JM60030-1CR | Bussmann modular fuse block, accepts J fuses, 30A, 600V, 1-pole, 14-2 AWG copper or 8-2 AWG aluminum, box lug, 35mm DIN rail or panel mount. | Stock | 43
JM60030-2CR | Bussmann modular fuse block, accepts J fuses, 30A, 600V, 2-pole, 14-2 AWG copper or 8-2 AWG aluminum, box lug, 35mm DIN rail or panel mount. | Stock | 90
JM60030-3CR | Bussmann modular fuse block, accepts J fuses, 30A, 600V, 3-pole, 14-2 AWG copper or 8-2 AWG aluminum, box lug, 35mm DIN rail or panel mount. | Stock | 130
JM60030-1PR | Bussmann modular fuse block, accepts J fuses, 30A, 600V, 1-pole, 18-10 AWG copper only, screw with pressure plate, 35mm DIN rail or panel mount. | Stock | 38.5
JM60030-2PR | Bussmann modular fuse block, accepts J fuses, 30A, 600V, 2-pole, 18-10 AWG copper only, screw with pressure plate, 35mm DIN rail or panel mount. | Stock | 76
JM60030-3PR | Bussmann modular fuse block, accepts J fuses, 30A, 600V, 3-pole, 18-10 AWG copper only, screw with pressure plate, 35mm DIN rail or panel mount. | Stock | 117
JM60060-1CR | Bussmann modular fuse block, accepts J fuses, 60A, 600V, 1-pole, 14-2 AWG copper or 8-2 AWG aluminum, box lug, 35mm DIN rail or panel mount. | Stock | 52
JM60060-2CR | Bussmann modular fuse block, accepts J fuses, 60A, 600V, 2-pole, 14-2 AWG copper or 8-2 AWG aluminum, box lug, 35mm DIN rail or panel mount. | Stock | 104
JM60060-3CR | Bussmann modular fuse block, accepts J fuses, 60A, 600V, 3-pole, 14-2 AWG copper or 8-2 AWG aluminum, box lug, 35mm DIN rail or panel mount. | Stock | 157
JM60100-1CR-1 | Bussmann modular fuse block, accepts J fuses, 100A, 600V, 1-pole, 14-1/0 AWG copper or aluminum, box lug, panel mount. | Stock | 61
JM60100-1CR-2 | Bussmann modular fuse block, accepts J fuses, 100A, 600V, 2-pole, 14-1/0 AWG copper or aluminum, box lug, panel mount. | Stock | 122
JM60100-1CR-3 | Bussmann modular fuse block, accepts J fuses, 100A, 600V, 3-pole, 14-1/0 AWG copper or aluminum, box lug, panel mount. | Stock | 184
JM60200-1CR-1 | Bussmann modular fuse block, accepts J fuses, 200A, 600V, 1-pole, 6 AWG-250 MCM copper or aluminum, box lug, panel mount. | Stock | 250
JM60200-1CR-2 | Bussmann modular fuse block, accepts J fuses, 200A, 600V, 2-pole, 6 AWG-250 MCM copper or aluminum, box lug, panel mount. | Stock | 497
JM60200-1CR-3 | Bussmann modular fuse block, accepts J fuses, 200A, 600V, 3-pole, 6 AWG-250 MCM copper or aluminum, box lug, panel mount. | Stock | 752
JM60400-1MW22-1 | Bussmann modular fuse block, multi-wire, accepts J fuses, 400A, 600V, 1-pole, 2 line/2 load opening(s) per pole, box lug, panel mount. | Stock | 520
JM60400-1MW22-3 | Bussmann modular fuse block, multi-wire, accepts J fuses, 400A, 600V, 3-pole, 2 line/2 load opening(s) per pole, box lug, panel mount. | Stock | 1484
JM60400-1CR-1 | Bussmann modular fuse block, accepts J fuses, 400A, 600V, 1-pole, 4 AWG-600 MCM copper or aluminum, box lug, panel mount. | Stock | 484
JM60400-1CR-3 | Bussmann modular fuse block, accepts J fuses, 400A, 600V, 3-pole, 4 AWG-600 MCM copper or aluminum, box lug, panel mount. | Stock | 1446
JM60600-1CR-1 | Bussmann modular fuse block, accepts J fuses, 600A, 600V, 1-pole, 2 line/2 load opening(s) per pole, (2) 4 AWG-500 MCM copper or aluminum, box lug, panel mount. | Stock | 782
JM60600-1CR-3 | Bussmann modular fuse block, accepts J fuses, 600A, 600V, 3-pole, 2 line/2 load opening(s) per pole, (2) 4 AWG-500 MCM copper or aluminum, box lug, panel mount. | Stock | 2335
RM25030-1SR | Bussmann modular fuse block, accepts R fuses, 30A, 250V, 1-pole, 18-10 AWG copper only, screw with pressure plate, 35mm DIN rail or panel mount. | Stock | 20
RM25030-2SR | Bussmann modular fuse block, accepts R fuses, 30A, 250V, 2-pole, 18-10 AWG copper only, screw with pressure plate, 35mm DIN rail or panel mount. | Stock | 31.5
RM25030-3SR | Bussmann modular fuse block, accepts R fuses, 30A, 250V, 3-pole, 18-10 AWG copper only, screw with pressure plate, 35mm DIN rail or panel mount. | Stock | 48.5
RM25060-1CR | Bussmann modular fuse block, accepts R fuses, 60A, 250V, 1-pole, 14-2 AWG copper or 8-2 AWG aluminum, box lug, 35mm DIN rail or panel mount. | Stock | 37.5
RM25060-2CR | Bussmann modular fuse block, accepts R fuses, 60A, 250V, 2-pole, 14-2 AWG copper or 8-2 AWG aluminum, box lug, 35mm DIN rail or panel mount. | Stock | 67
RM25060-3CR | Bussmann modular fuse block, accepts R fuses, 60A, 250V, 3-pole, 14-2 AWG copper or 8-2 AWG aluminum, box lug, 35mm DIN rail or panel mount. | Stock | 90
RM60030-1SR | Bussmann modular fuse block, accepts R fuses, 30A, 600V, 1-pole, 18-10 AWG copper only, screw with pressure plate, 35mm DIN rail or panel mount. | Stock | 42
RM60030-2SR | Bussmann modular fuse block, accepts R fuses, 30A, 600V, 2-pole, 18-10 AWG copper only, screw with pressure plate, 35mm DIN rail or panel mount. | Stock | 64
RM60030-3SR | Bussmann modular fuse block, accepts R fuses, 30A, 600V, 3-pole, 18-10 AWG copper only, screw with pressure plate, 35mm DIN rail or panel mount. | Stock | 77
RM60060-1CR | Bussmann modular fuse block, accepts R fuses, 60A, 600V, 1-pole, 14-2 AWG copper or 8-2 AWG aluminum, box lug, 35mm DIN rail or panel mount. | Stock | 53
RM60060-2CR | Bussmann modular fuse block, accepts R fuses, 60A, 600V, 2-pole, 14-2 AWG copper or 8-2 AWG aluminum, box lug, 35mm DIN rail or panel mount. | Stock | 89
RM60060-3CR | Bussmann modular fuse block, accepts R fuses, 60A, 600V, 3-pole, 14-2 AWG copper or 8-2 AWG aluminum, box lug, 35mm DIN rail or panel mount. | Stock | 160
RM25100-1CR-1 | Bussmann modular fuse block, accepts R fuses, 100A, 250V, 1-pole, 14-1/0 AWG copper or aluminum, box lug, panel mount. | Stock | 55
RM25100-1CR-2 | Bussmann modular fuse block, accepts R fuses, 100A, 250V, 2-pole, 14-1/0 AWG copper or aluminum, box lug, panel mount. | Stock | 108
RM25100-1CR-3 | Bussmann modular fuse block, accepts R fuses, 100A, 250V, 3-pole, 14-1/0 AWG copper or aluminum, box lug, panel mount. | Stock | 164
RM25200-1CR-1 | Bussmann modular fuse block, accepts R fuses, 200A, 250V, 1-pole, 6 AWG-250 MCM copper or aluminum, box lug, panel mount. | Stock | 181
RM25200-1CR-2 | Bussmann modular fuse block, accepts R fuses, 200A, 250V, 2-pole, 6 AWG-250 MCM copper or aluminum, box lug, panel mount. | Stock | 356
RM25200-1CR-3 | Bussmann modular fuse block, accepts R fuses, 200A, 250V, 3-pole, 6 AWG-250 MCM copper or aluminum, box lug, panel mount. | Stock | 543
RM25400-1CR-1 | Bussmann modular fuse block, accepts R fuses, 400A, 250V, 1-pole, 4 AWG-600 MCM copper or aluminum, box lug, panel mount. | Stock | 625
RM25400-1CR-3 | Bussmann modular fuse block, accepts R fuses, 400A, 250V, 3-pole, 4 AWG-600 MCM copper or aluminum, box lug, panel mount. | Stock | 1878
RM25600-1CR-1 | Bussmann modular fuse block, accepts R fuses, 600A, 250V, 1-pole, 2 line/2 load opening(s) per pole, (2) 4 AWG-500 MCM copper or aluminum, box lug, panel mount. | Stock | 801
RM25600-1CR-3 | Bussmann modular fuse block, accepts R fuses, 600A, 250V, 3-pole, 2 line/2 load opening(s) per pole, (2) 4 AWG-500 MCM copper or aluminum, box lug, panel mount. | Stock | 2398
RM60100-1CR-1 | Bussmann modular fuse block, accepts R fuses, 100A, 600V, 1-pole, 14-1/0 AWG copper or aluminum, box lug, panel mount. | Stock | 65
RM60100-1CR-2 | Bussmann modular fuse block, accepts R fuses, 100A, 600V, 2-pole, 14-1/0 AWG copper or aluminum, box lug, panel mount. | Stock | 133
RM60100-1CR-3 | Bussmann modular fuse block, accepts R fuses, 100A, 600V, 3-pole, 14-1/0 AWG copper or aluminum, box lug, panel mount. | Stock | 199
RM60200-1CR-1 | Bussmann modular fuse block, accepts R fuses, 200A, 600V, 1-pole, 6 AWG-250 MCM copper or aluminum, box lug, panel mount. | Stock | 173
RM60200-1CR-2 | Bussmann modular fuse block, accepts R fuses, 200A, 600V, 2-pole, 6 AWG-250 MCM copper or aluminum, box lug, panel mount. | Stock | 341
RM60200-1CR-3 | Bussmann modular fuse block, accepts R fuses, 200A, 600V, 3-pole, 6 AWG-250 MCM copper or aluminum, box lug, panel mount. | Stock | 513
RM60400-1CR-1 | Bussmann modular fuse block, accepts R fuses, 400A, 600V, 1-pole, 4 AWG-600 MCM copper or aluminum, box lug, panel mount. | Stock | 510
RM60400-1CR-3 | Bussmann modular fuse block, accepts R fuses, 400A, 600V, 3-pole, 4 AWG-600 MCM copper or aluminum, box lug, panel mount. | Stock | 1527
RM60600-1CR-1 | Bussmann modular fuse block, accepts R fuses, 600A, 600V, 1-pole, 2 line/2 load opening(s) per pole, (2) 4 AWG-500 MCM copper or aluminum, box lug, panel mount. | Stock | 800
RM60600-1CR-3 | Bussmann modular fuse block, accepts R fuses, 600A, 600V, 3-pole, 2 line/2 load opening(s) per pole, (2) 4 AWG-500 MCM copper or aluminum, box lug, panel mount. | Stock | 2397
T30030-2SR | Bussmann fuse block, accepts T fuses, 30A, 300V, 2-pole, 18-10 AWG copper only, screw with pressure plate, panel mount. | Stock | 45
T30030-3SR | Bussmann fuse block, accepts T fuses, 30A, 300V, 3-pole, 18-10 AWG copper only, screw with pressure plate, panel mount. | Stock | 44.5
T30060-2CR | Bussmann fuse block, accepts T fuses, 60A, 300V, 2-pole, 14-2 AWG copper or aluminum, box lug, panel mount. | Stock | 57
T30060-3CR | Bussmann fuse block, accepts T fuses, 60A, 300V, 3-pole, 14-2 AWG copper or aluminum, box lug, panel mount. | Stock | 86
T60030-1SR | Bussmann fuse block, accepts T fuses, 30A, 600V, 1-pole, 18-10 AWG copper only, screw with pressure plate, panel mount. | Stock | 32.5
T60030-2SR | Bussmann fuse block, accepts T fuses, 30A, 600V, 2-pole, 18-10 AWG copper only, screw with pressure plate, panel mount. | Stock | 59
T60030-3SR | Bussmann fuse block, accepts T fuses, 30A, 600V, 3-pole, 18-10 AWG copper only, screw with pressure plate, panel mount. | Stock | 52
T60060-1CR | Bussmann fuse block, accepts T fuses, 60A, 600V, 1-pole, 14-2 AWG copper or aluminum, box lug, panel mount. | Stock | 32
T60060-2CR | Bussmann fuse block, accepts T fuses, 60A, 600V, 2-pole, 14-2 AWG copper or aluminum, box lug, panel mount. | Stock | 66
T60060-3CR | Bussmann fuse block, accepts T fuses, 60A, 600V, 3-pole, 14-2 AWG copper or aluminum, box lug, panel mount. | Stock | 97
Covers and Accessories for Modular Fuse Blocks
CVRI-CCM-QC | Bussmann fuse block cover, with indicator. Package of 3. For use with 30A Class Midget and Class CC modular fuse blocks. | Stock | 45
CVR-CCM-QC | Bussmann fuse block cover, package of 3. For use with 30A Class Midget and Class CC modular fuse blocks. | Stock | 34.5
CVRI-J-60030 | Bussmann fuse block cover, with indicator. For use with 600V 30A Class J modular fuse blocks. | Stock | 16.5
CVRI-RH-25030 | Bussmann fuse block cover, with indicator. For use with 250V 30A Class R modular fuse blocks. | Stock | 16.5
CVRI-RH-60030 | Bussmann fuse block cover, with indicator. For use with 600V 30A Class R modular fuse blocks. | Stock | 16.5
CVR-J-60030 | Bussmann fuse block cover, for use with 600V 30A Class J modular fuse blocks. | Stock | 12.5
CVR-RH-60030 | Bussmann fuse block cover, for use with 600V 30A Class R modular fuse blocks. | Stock | 13
CVRI-J-60060 | Bussmann fuse block cover, with indicator. For use with 600V 60A Class J modular fuse blocks. | Stock | 17
CVRI-RH-25060 | Bussmann fuse block cover, with indicator. For use with 250V 60A Class R modular fuse blocks. | Stock | 17
CVRI-RH-60060 | Bussmann fuse block cover, with indicator. For use with 600V 60A Class R modular fuse blocks. | Stock | 17
CVR-J-60060 | Bussmann fuse block cover, for use with 600V 60A Class J modular fuse blocks. | Stock | 15.5
CVR-RH-25060 | Bussmann fuse block cover, for use with 250V 60A Class R modular fuse blocks. | Stock | 15.5
CVR-RH-60060 | Bussmann fuse block cover, for use with 600V 60A Class R modular fuse blocks. | Stock | 15.5
CVRI-J-60100-M-1 | Bussmann fuse block cover, with indicator. For use with 600V 100A Class J modular fuse blocks. | Stock | 30.5
CVRI-J-60100-M-2 | Bussmann fuse block cover, with indicator. Package of 2. For use with 600V 100A Class J modular fuse blocks. | Stock | 59
CVRI-J-60100-M-3 | Bussmann fuse block cover, with indicator. Package of 3. For use with 600V 100A Class J modular fuse blocks. | Stock | 88
CVRI-RH-25100-1 | Bussmann fuse block cover, with indicator. For use with 250V 100A Class R modular fuse blocks. | Stock | 32
CVRI-RH-25100-2 | Bussmann fuse block cover, with indicator. Package of 3. For use with 250V 100A Class R modular fuse blocks. | Stock | 63
CVRI-RH-25100-3 | Bussmann fuse block cover, with indicator. Package of 2. For use with 250V 100A Class R modular fuse blocks. | Stock | 94
CVRI-RH-60100-1 | Bussmann fuse block cover, with indicator. For use with 600V 100A Class R modular fuse blocks. | Stock | 39.5
CVRI-RH-60100-2 | Bussmann fuse block cover, with indicator. Package of 2. For use with 600V 100A Class R modular fuse blocks. | Stock | 77
CVRI-RH-60100-3 | Bussmann fuse block cover, with indicator. Package of 3. For use with 600V 100A Class R modular fuse blocks. | Stock | 117
CVR-J-60100-M-1 | Bussmann fuse block cover, for use with 600V 100A Class J modular fuse blocks. | Stock | 16.5
CVR-J-60100-M-2 | Bussmann fuse block cover, package of 2. For use with 600V 100A Class J modular fuse blocks. | Stock | 34
CVR-J-60100-M-3 | Bussmann fuse block cover, package of 3. For use with 600V 100A Class J modular fuse blocks. | Stock | 49.5
CVR-RH-25100-1 | Bussmann fuse block cover, for use with 250V 100A Class R modular fuse blocks. | Stock | 19.5
CVR-RH-25100-2 | Bussmann fuse block cover, package of 2. For use with 250V 100A Class R modular fuse blocks. | Stock | 39.5
CVR-RH-25100-3 | Bussmann fuse block cover, package of 3. For use with 250V 100A Class R modular fuse blocks. | Stock | 59
CVR-RH-60100-1 | Bussmann fuse block cover, for use with 600V 100A Class R modular fuse blocks. | Stock | 25
CVR-RH-60100-2 | Bussmann fuse block cover, package of 2. For use with 600V 100A Class R modular fuse blocks. | Stock | 48.5
CVR-RH-60100-3 | Bussmann fuse block cover, package of 3. For use with 600V 100A Class R modular fuse blocks. | Stock | 68
CVRI-J-60200-M-1 | Bussmann fuse block cover, with indicator. For use with 600V 200A Class J modular fuse blocks. | Stock | 34
CVRI-J-60200-M-2 | Bussmann fuse block cover, with indicator. Package of 2. For use with 600V 200A Class J modular fuse blocks. | Stock | 64
CVRI-J-60200-M-3 | Bussmann fuse block cover, with indicator. Package of 3. For use with 600V 200A Class J modular fuse blocks. | Stock | 99
CVRI-RH-25200-1 | Bussmann fuse block cover, with indicator. For use with 250V 200A Class R modular fuse blocks. | Stock | 43
CVRI-RH-25200-2 | Bussmann fuse block cover, with indicator. Package of 2. For use with 250V 200A Class R modular fuse blocks. | Stock | 83
CVRI-RH-25200-3 | Bussmann fuse block cover, with indicator. Package of 3. For use with 250V 200A Class R modular fuse blocks. | Stock | 125
CVRI-RH-60200-1 | Bussmann fuse block cover, with indicator. For use with 600V 200A Class R modular fuse blocks. | Stock | 48.5
CVRI-RH-60200-2 | Bussmann fuse block cover, with indicator. Package of 2. For use with 600V 200A Class R modular fuse blocks. | Stock | 94
CVRI-RH-60200-3 | Bussmann fuse block cover, with indicator. Package of 3. For use with 600V 200A Class R modular fuse blocks. | Stock | 144
CVR-J-60200-M-1 | Bussmann fuse block cover, for use with 600V 200A Class J modular fuse blocks. | Stock | 20.5
CVR-J-60200-M-2 | Bussmann fuse block cover, package of 2. For use with 600V 200A Class J modular fuse blocks. | Stock | 43
CVR-J-60200-M-3 | Bussmann fuse block cover, package of 3. For use with 600V 200A Class J modular fuse blocks. | Stock | 61
CVR-RH-25200-1 | Bussmann fuse block cover, for use with 250V 200A Class R modular fuse blocks. | Stock | 28
CVR-RH-25200-2 | Bussmann fuse block cover, package of 2. For use with 250V 200A Class R modular fuse blocks. | Stock | 56
CVR-RH-25200-3 | Bussmann fuse block cover, package of 3. For use with 250V 200A Class R modular fuse blocks. | Stock | 80
CVR-RH-60200-1 | Bussmann fuse block cover, for use with 600V 200A Class R modular fuse blocks. | Stock | 32
CVR-RH-60200-2 | Bussmann fuse block cover, package of 2. For use with 600V 200A Class R modular fuse blocks. | Stock | 61
CVR-RH-60200-3 | Bussmann fuse block cover, package of 3. For use with 600V 200A Class R modular fuse blocks. | Stock | 93
CVR-RH-25030 | Bussmann fuse block cover, for use with 250V 30A Class R modular fuse blocks. | Stock | 12.5
CVRI-J-60400-M-1 | Bussmann fuse block cover, with indicator. For use with 600V 400A Class J modular fuse blocks. | Stock | 52
CVRI-J-60400-M-3 | Bussmann fuse block cover, with indicator. Package of 3. For use with 600V 400A Class J modular fuse blocks. | Stock | 155
CVRI-RH-25400-1 | Bussmann fuse block cover, with indicator. For use with 250V 400A Class R modular fuse blocks. | Stock | 60
CVRI-RH-25400-3 | Bussmann fuse block cover, with indicator. Package of 3. For use with 250V 400A Class R modular fuse blocks. | Stock | 184
CVRI-RH-60400-1 | Bussmann fuse block cover, with indicator. For use with 600V 400A Class R modular fuse blocks. | Stock | 76
CVRI-RH-60400-3 | Bussmann fuse block cover, with indicator. Package of 3. For use with 600V 400A Class R modular fuse blocks. | Stock | 231
CVR-J-60400-M-1 | Bussmann fuse block cover, for use with 600V 400A Class J modular fuse blocks. | Stock | 37
CVR-J-60400-M-3 | Bussmann fuse block cover, package of 3. For use with 600V 400A Class J modular fuse blocks. | Stock | 110
CVR-RH-25400-1 | Bussmann fuse block cover, for use with 250V 400A Class R modular fuse blocks. | Stock | 44.5
CVR-RH-25400-3 | Bussmann fuse block cover, package of 3. For use with 250V 400A Class R modular fuse blocks. | Stock | 127
CVR-RH-60400-1 | Bussmann fuse block cover, for use with 600V 400A Class R modular fuse blocks. | Stock | 57
CVR-RH-60400-3 | Bussmann fuse block cover, package of 3. For use with 600V 400A Class R modular fuse blocks. | Stock | 167
CVRI-J-60600-1 | Bussmann fuse block cover, with indicator. For use with 600V 600A Class J modular fuse blocks. | Stock | 76
CVRI-J-60600-3 | Bussmann fuse block cover, with indicator. Package of 3. For use with 600V 600A Class J modular fuse blocks. | Stock | 232
CVRI-RH-25600-1 | Bussmann fuse block cover, with indicator. For use with 250V 600A Class R modular fuse blocks. | Stock | 94
CVRI-RH-25600-3 | Bussmann fuse block cover, with indicator. Package of 3. For use with 250V 600A Class R modular fuse blocks. | Stock | 291
CVRI-RH-60600-1 | Bussmann fuse block cover, with indicator. For use with 600V 600A Class R modular fuse blocks. | Stock | 118
CVRI-RH-60600-3 | Bussmann fuse block cover, with indicator. Package of 3. For use with 600V 600A Class R modular fuse blocks. | Stock | 356
CVR-J-60600-1 | Bussmann fuse block cover, for use with 600V 600A Class J modular fuse blocks. | Stock | 61
CVR-J-60600-3 | Bussmann fuse block cover, package of 3. For use with 600V 600A Class J modular fuse blocks. | Stock | 185
CVR-RH-25600-1 | Bussmann fuse block cover, for use with 250V 600A Class R modular fuse blocks. | Stock | 77
CVR-RH-25600-3 | Bussmann fuse block cover, package of 3. For use with 250V 600A Class R modular fuse blocks. | Stock | 239
CVR-RH-60600-1 | Bussmann fuse block cover, for use with 600V 600A Class R modular fuse blocks. | Stock | 98
CVR-RH-60600-3 | Bussmann fuse block cover, package of 3. For use with 600V 600A Class R modular fuse blocks. | Stock | 297
Manual Transfer Switches
41502012 | Socomec SIRCOVER series rotary manual transfer switch, 2-pole, 240 VAC, 100A, 100kA SCCR, panel mount, UL1008 rated, front operated, accepts 10 x 10mm size shaft. | Stock | 549
41503012 | Socomec SIRCOVER series rotary manual transfer switch, 3-pole, 600 VAC, 100A, 100kA SCCR, panel mount, UL1008 rated, front operated, accepts 10 x 10mm size shaft. | Stock | 642
41504012 | Socomec SIRCOVER series rotary manual transfer switch, 4-pole, 600 VAC, 100A, 100kA SCCR, panel mount, UL1008 rated, front operated, accepts 10 x 10mm size shaft. | Stock | 898
41502026 | Socomec SIRCOVER series rotary manual transfer switch, 2-pole, 240 VAC, 260A, 65kA SCCR, panel mount, UL1008 rated, front operated, accepts 15 x 12mm size shaft. | Stock | 1056
41503026 | Socomec SIRCOVER series rotary manual transfer switch, 3-pole, 600 VAC, 260A, 65kA SCCR, panel mount, UL1008 rated, front operated, accepts 15 x 12mm size shaft. | Stock | 1294
41504026 | Socomec SIRCOVER series rotary manual transfer switch, 4-pole, 600 VAC, 260A, 65kA SCCR, panel mount, UL1008 rated, front operated, accepts 15 x 12mm size shaft. | Stock | 1718
41503042 | Socomec SIRCOVER series rotary manual transfer switch, 3-pole, 600 VAC, 400A, 65kA SCCR, panel mount, UL1008 rated, front operated, accepts 15 x 12mm size shaft. | Stock | 1511
41504042 | Socomec SIRCOVER series rotary manual transfer switch, 4-pole, 600 VAC, 400A, 65kA SCCR, panel mount, UL1008 rated, front operated, accepts 15 x 12mm size shaft. | Stock | 2064
Fused Disconnects
37103003 | Socomec FUSERBLOC Compact series rotary disconnect switch, fusible, Class CC, load break capable, 3-pole, 600 VAC, 30A, 100kA SCCR, DIN rail or panel mount, UL 489 rated, front operated, accepts 5 x 5mm size shaft. | Stock | 164
37103004 | Socomec FUSERBLOC Compact series rotary disconnect switch, fusible, Class J, load break capable, 3-pole, 600 VAC, 30A, 100kA SCCR, DIN rail or panel mount, UL 489 rated, front operated, accepts 5 x 5mm size shaft. | Stock | 164
37104003 | Socomec FUSERBLOC Compact series rotary disconnect switch, fusible, Class CC, load break capable, 3-pole, 600 VAC, 30A, 100kA SCCR, DIN rail or panel mount, UL 489 rated, front operated, accepts 5 x 5mm size shaft, switched neutral. | Stock | 211
37104004 | Socomec FUSERBLOC Compact series rotary disconnect switch, fusible, Class J, load break capable, 3-pole, 600 VAC, 30A, 100kA SCCR, DIN rail or panel mount, UL 489 rated, front operated, accepts 5 x 5mm size shaft, switched neutral. | Stock | 211
37105003 | Socomec FUSERBLOC Compact series rotary disconnect switch, fusible, Class CC, load break capable, 3-pole, 600 VAC, 30A, 100kA SCCR, DIN rail or panel mount, UL 489 rated, front operated, accepts 5 x 5mm size shaft, unswitched neutral. | Stock | 200
37105004 | Socomec FUSERBLOC Compact series rotary disconnect switch, fusible, Class J, load break capable, 3-pole, 600 VAC, 30A, 100kA SCCR, DIN rail or panel mount, UL 489 rated, front operated, accepts 5 x 5mm size shaft, unswitched neutral. | Stock | 202
38612004 | Socomec FUSERBLOC series rotary disconnect switch, fusible, Class J, load break capable, 2-pole, 600 VAC/250 VDC, 30A, 200kA SCCR, DIN rail or panel mount, UL 98 rated, front or side operated, accepts 10 x 10mm size shaft. | Stock | 154
38612005 | Socomec FUSERBLOC series rotary disconnect switch, fusible, Class J, load break capable, 2-pole, 600 VAC/250 VDC, 60A, 100kA SCCR, DIN rail or panel mount, UL 98 rated, front or side operated, accepts 10 x 10mm size shaft. | Stock | 197
38612010 | Socomec FUSERBLOC series rotary disconnect switch, fusible, Class J, load break capable, 2-pole, 600 VAC/250 VDC, 100A, 200kA SCCR, panel mount, UL 98 rated, front or side operated, accepts 10 x 10mm size shaft. | Stock | 266
38612020 | Socomec FUSERBLOC series rotary disconnect switch, fusible, Class J, load break capable, 2-pole, 600 VAC/250 VDC, 200A, 200kA SCCR, panel mount, UL 98 rated, front or side operated, accepts 10 x 10mm size shaft. | Stock | 728
38613004 | Socomec FUSERBLOC series rotary disconnect switch, fusible, Class J, load break capable, 3-pole, 600 VAC/250 VDC, 30A, 200kA SCCR, DIN rail or panel mount, UL 98 rated, front or side operated, accepts 10 x 10mm size shaft. | Stock | 195
38613005 | Socomec FUSERBLOC series rotary disconnect switch, fusible, Class J, load break capable, 3-pole, 600 VAC/250 VDC, 60A, 100kA SCCR, DIN rail or panel mount, UL 98 rated, front or side operated, accepts 10 x 10mm size shaft. | Stock | 268
38613010 | Socomec FUSERBLOC series rotary disconnect switch, fusible, Class J, load break capable, 3-pole, 600 VAC/250 VDC, 100A, 200kA SCCR, panel mount, UL 98 rated, front or side operated, accepts 10 x 10mm size shaft. | Stock | 364
38613020 | Socomec FUSERBLOC series rotary disconnect switch, fusible, Class J, load break capable, 3-pole, 600 VAC/250 VDC, 200A, 200kA SCCR, panel mount, UL 98 rated, front or side operated, accepts 10 x 10mm size shaft. | Stock | 981
38513038 | Socomec FUSERBLOC series rotary disconnect switch, fusible, Class J, load break capable, 3-pole, 600 VAC/250 VDC, 400A, 200kA SCCR, panel mount, UL 98 rated, front or side operated, accepts 10 x 10mm size shaft. | Stock | 1232
38503060 | Socomec FUSERBLOC series rotary disconnect switch, fusible, Class J, load break capable, 3-pole, 600 VAC/250 VDC, 600A, 200kA SCCR, panel mount, UL 98 rated, front or side operated, accepts 12 x 12mm size shaft. | Stock | 2146
38616004 | Socomec FUSERBLOC series rotary disconnect switch, fusible, Class J, load break capable, 4-pole, 600 VAC/250 VDC, 30A, 200kA SCCR, DIN rail or panel mount, UL 98 rated, front or side operated, accepts 10 x 10mm size shaft. | Stock | 233
38616005 | Socomec FUSERBLOC series rotary disconnect switch, fusible, Class J, load break capable, 4-pole, 600 VAC/250 VDC, 60A, 100kA SCCR, DIN rail or panel mount, UL 98 rated, front or side operated, accepts 10 x 10mm size shaft. | Stock | 308
38616010 | Socomec FUSERBLOC series rotary disconnect switch, fusible, Class J, load break capable, 4-pole, 600 VAC/250 VDC, 100A, 200kA SCCR, panel mount, UL 98 rated, front or side operated, accepts 10 x 10mm size shaft. | Stock | 423
38616020 | Socomec FUSERBLOC series rotary disconnect switch, fusible, Class J, load break capable, 4-pole, 600 VAC/250 VDC, 200A, 200kA SCCR, panel mount, UL 98 rated, front or side operated, accepts 10 x 10mm size shaft. | Stock | 1135
Non-Fused Disconnects
22013003 | Socomec SIRCO M Compact series rotary disconnect switch, load break capable, 3-pole, 600 VAC, 30A, 100kA SCCR, DIN rail or panel mount, UL 98 rated, front or side operated, accepts 5 x 5mm size shaft. | Stock | 75
22013006 | Socomec SIRCO M Compact series rotary disconnect switch, load break capable, 3-pole, 600 VAC, 60A, 100kA SCCR, DIN rail or panel mount, UL 98 rated, front or side operated, accepts 5 x 5mm size shaft. | Stock | 87
22003010 | Socomec SIRCO M Compact series rotary disconnect switch, load break capable, 3-pole, 600 VAC, 100A, 100kA SCCR, DIN rail or panel mount, UL 98 rated, front or side operated, accepts 5 x 5mm size shaft. | Stock | 106
27003011 | Socomec SIRCO series rotary disconnect switch, load break capable, 3-pole, 600 VAC, 100A, 200kA SCCR, panel mount, UL 98 rated, front operated, accepts 10 x 10mm size shaft. | Stock | 258
27004011 | Socomec SIRCO series rotary disconnect switch, load break capable, 4-pole, 600 VAC, 100A, 200kA SCCR, panel mount, UL 98 rated, front operated, accepts 10 x 10mm size shaft. | Stock | 276
27003021 | Socomec SIRCO series rotary disconnect switch, load break capable, 3-pole, 600 VAC, 200A, 200kA SCCR, panel mount, UL 98 rated, front operated, accepts 10 x 10mm size shaft. | Stock | 366
27004021 | Socomec SIRCO series rotary disconnect switch, load break capable, 4-pole, 600 VAC, 200A, 200kA SCCR, panel mount, UL 98 rated, front operated, accepts 10 x 10mm size shaft. | Stock | 404
27003041 | Socomec SIRCO series rotary disconnect switch, load break capable, 3-pole, 600 VAC, 400A, 200kA SCCR, panel mount, UL 98 rated, front operated, accepts 10 x 10mm size shaft. | Stock | 878
27003060 | Socomec SIRCO series rotary disconnect switch, load break capable, 3-pole, 600 VAC, 600A, 200kA SCCR, panel mount, UL 98 rated, front operated, accepts 15 x 12mm size shaft. | Stock | 1518
Non-Fused DC-Rated Disconnects
27DC4011 | Socomec SIRCO DC series rotary disconnect switch, load break capable, 4-pole, 1000 VDC, 100A, 10kA SCCR, panel mount, UL 98B rated, front operated, accepts 10 x 10mm size shaft. | Stock | 501
27DC4021 | Socomec SIRCO DC series rotary disconnect switch, load break capable, 4-pole, 1000 VDC, 250A, 10kA SCCR, panel mount, UL 98B rated, front operated, accepts 10 x 10mm size shaft. | Stock | 606
Motor Disconnects and Controllers
22003000 | Socomec SIRCO M series rotary disconnect switch, load break capable, 3-pole, 600 VAC, 16A, 65kA SCCR, DIN rail or panel mount, UL 508 rated, front or side operated, accepts 5 x 5mm size shaft. | Stock | 29
22003001 | Socomec SIRCO M series rotary disconnect switch, load break capable, 3-pole, 600 VAC, 20A, 65kA SCCR, DIN rail or panel mount, UL 508 rated, front or side operated, accepts 5 x 5mm size shaft. | Stock | 30
22003002 | Socomec SIRCO M series rotary disconnect switch, load break capable, 3-pole, 600 VAC, 25A, 65kA SCCR, DIN rail or panel mount, UL 508 rated, front or side operated, accepts 5 x 5mm size shaft. | Stock | 33
22003003 | Socomec SIRCO M series rotary disconnect switch, load break capable, 3-pole, 600 VAC, 32A, 65kA SCCR, DIN rail or panel mount, UL 508 rated, front or side operated, accepts 5 x 5mm size shaft. | Stock | 34
22003004 | Socomec SIRCO M series rotary disconnect switch, load break capable, 3-pole, 600 VAC, 40A, 65kA SCCR, DIN rail or panel mount, UL 508 rated, front or side operated, accepts 5 x 5mm size shaft. | Stock | 35
22003006 | Socomec SIRCO M series rotary disconnect switch, load break capable, 3-pole, 600 VAC, 63A, 65kA SCCR, DIN rail or panel mount, UL 508 rated, front or side operated, accepts 5 x 5mm size shaft. | Stock | 47
22003008 | Socomec SIRCO M series rotary disconnect switch, load break capable, 3-pole, 600 VAC, 80A, 65kA SCCR, DIN rail or panel mount, UL 508 rated, front or side operated, accepts 5 x 5mm size shaft. | Stock | 53
22003009 | Socomec SIRCO M series rotary disconnect switch, load break capable, 3-pole, 600 VAC, 100A, 65kA SCCR, DIN rail or panel mount, UL 508 rated, front or side operated, accepts 5 x 5mm size shaft. | Stock | 68
ML1-016-V-A01 | Merz manual motor controller, open, 16A, 600 VAC, 3-pole, 10hp, 35mm DIN rail or panel mount, UL 508 rated. | Stock | 23
ML1-016-E-H03R | Merz rotary disconnect switch, load break capable, 3-pole, 600 VAC, 16A, 5kA SCCR, door mount, UL 508 rated, front operated. Hardware for 4-hole door mounting & lockable red/yellow handle for use with NEMA 4/4X enclosures included. | Stock | 35
ML1-016-E-H03B | Merz rotary disconnect switch, load break capable, 3-pole, 600 VAC, 16A, 5kA SCCR, door mount, UL 508 rated, front operated. Hardware for 4-hole door mounting & lockable black/gray handle for use with NEMA 4/4X enclosures included. | Stock | 35
ML1-025-V-A01 | Merz manual motor controller, open, 25A, 600 VAC, 3-pole, 10hp, 35mm DIN rail or panel mount, UL 508 rated. | Stock | 25
ML1-025-E-H03R | Merz rotary disconnect switch, load break capable, 3-pole, 600 VAC, 25A, 5kA SCCR, door mount, UL 508 rated, front operated. Hardware for 4-hole door mounting & lockable red/yellow handle for use with NEMA 4/4X enclosures included. | Stock | 39
ML1-025-E-H03B | Merz rotary disconnect switch, load break capable, 3-pole, 600 VAC, 25A, 5kA SCCR, door mount, UL 508 rated, front operated. Hardware for 4-hole door mounting & lockable black/gray handle for use with NEMA 4/4X enclosures included. | Stock | 39
ML1-032-V-A01 | Merz manual motor controller, open, 32A, 600 VAC, 3-pole, 20hp, 35mm DIN rail or panel mount, UL 508 rated. | Stock | 27
ML1-032-E-H03R | Merz rotary disconnect switch, load break capable, 3-pole, 600 VAC, 32A, 5kA SCCR, door mount, UL 508 rated, front operated. Hardware for 4-hole door mounting & lockable red/yellow handle for use with NEMA 4/4X enclosures included. | Stock | 39.5
ML1-032-E-H03B | Merz rotary disconnect switch, load break capable, 3-pole, 600 VAC, 32A, 5kA SCCR, door mount, UL 508 rated, front operated. Hardware for 4-hole door mounting & lockable black/gray handle for use with NEMA 4/4X enclosures included. | Stock | 39.5
ML1-040-V-A01 | Merz manual motor controller, open, 40A, 600 VAC, 3-pole, 20hp, 35mm DIN rail or panel mount, UL 508 rated. | Stock | 29
ML1-040-E-H03R | Merz rotary disconnect switch, load break capable, 3-pole, 600 VAC, 40A, 5kA SCCR, door mount, UL 508 rated, front operated. Hardware for 4-hole door mounting & lockable red/yellow handle for use with NEMA 4/4X enclosures included. | Stock | 41
ML1-040-E-H03B | Merz rotary disconnect switch, load break capable, 3-pole, 600 VAC, 40A, 5kA SCCR, door mount, UL 508 rated, front operated. Hardware for 4-hole door mounting & lockable black/gray handle for use with NEMA 4/4X enclosures included. | Stock | 41
ML2-063-E-H04R | Merz rotary disconnect switch, load break capable, 3-pole, 600 VAC, 63A, 5kA SCCR, door mount, UL 508 rated, front operated. Hardware for 4-hole door mounting & lockable red/yellow handle for use with NEMA 4/4X enclosures included. | Stock | 57
ML2-063-E-H04B | Merz rotary disconnect switch, load break capable, 3-pole, 600 VAC, 63A, 5kA SCCR, door mount, UL 508 rated, front operated. Hardware for 4-hole door mounting & lockable black/gray handle for use with NEMA 4/4X enclosures included. | Stock | 57
ML2-063-V-A02 | Merz manual motor controller, open, 63A, 600 VAC, 3-pole, 30hp, 35mm DIN rail or panel mount, UL 508 rated. | Stock | 40
ML2-080-V-A02 | Merz manual motor controller, open, 80A, 600 VAC, 3-pole, 40hp, 35mm DIN rail or panel mount, UL 508 rated. | Stock | 45
ML3-125-V-A02 | Merz manual motor controller, open, 125A, 600 VAC, 3-pole, 50hp, 35mm DIN rail or panel mount, UL 508 rated. | Stock | 52
30002D | Bryant manual motor controller, open, 30A, 600 VAC, 2-pole, 15hp, UL 508 rated. | Stock | 40.5
30003D | Bryant manual motor controller, open, 30A, 600 VAC, 3-pole, 20hp, UL 508 rated. | Stock | 85
4002 | Bryant manual motor controller, open, 40A, 600 VAC, 2-pole, 5hp. | Stock | 46.5
40002D | Bryant manual motor controller, open, 40A, 600 VAC, 2-pole, 15hp, UL 508 rated. | Stock | 71
40003D | Bryant manual motor controller, open, 40A, 600 VAC, 3-pole, 20hp, UL 508 rated. | Stock | 115
60002D | Bryant manual motor controller, open, 60A, 600 VAC, 2-pole, 20hp, UL 508 rated. | Stock | 124
60003D | Bryant manual motor controller, open, 60A, 600 VAC, 3-pole, 30hp, UL 508 rated. | Stock | 152
Enclosed Motor Disconnects
22143503 | Socomec SIRCO M series rotary enclosed disconnect switch, load break capable, 3-pole, 600 VAC, 30A, 65kA SCCR, wall mount, UL 508 rated, 3.9 x 6.38 x 4.37in housing. | Stock | 146
22243503 | Socomec SIRCO M series rotary enclosed disconnect switch, load break capable, 3-pole, 600 VAC, 30A, 65kA SCCR, wall mount, UL 508 rated, 4.94 x 8.27 x 4.37in housing. | Stock | 170
22243506 | Socomec SIRCO M series rotary enclosed disconnect switch, load break capable, 3-pole, 600 VAC, 60A, 50kA SCCR, wall mount, UL 508 rated, 4.94 x 8.27 x 4.37in housing. | Stock | 202
ML1-025-V-E01R | Merz rotary enclosed disconnect switch, load break capable, 3-pole, 600 VAC, 25A, 5kA SCCR, wall mount, UL 508 rated, 4.7 x 4.8 x 4.5in housing. | Stock | 78
ML1-032-V-E01R | Merz rotary enclosed disconnect switch, load break capable, 3-pole, 600 VAC, 32A, 5kA SCCR, wall mount, UL 508 rated, 4.7 x 4.8 x 4.5in housing. | Stock | 81
ML1-040-V-E02R | Merz rotary enclosed disconnect switch, load break capable, 3-pole, 600 VAC, 40A, 5kA SCCR, wall mount, UL 508 rated, 7.8 x 7.8 x 6.4in housing. | Stock | 115
ML1-040-V-E04R | Merz rotary enclosed disconnect switch, load break capable, 3-pole, 600 VAC, 40A, 5kA SCCR, wall mount, UL 508 rated, 7.8 x 7.8 x 6.4in housing, switched neutral. | Stock | 133
ML2-063-V-E03R | Merz rotary enclosed disconnect switch, load break capable, 3-pole, 600 VAC, 63A, 5kA SCCR, wall mount, UL 508 rated, 7.8 x 7.8 x 6.4in housing. | Stock | 108
ML2-063-V-E05R | Merz rotary enclosed disconnect switch, load break capable, 3-pole, 600 VAC, 63A, 5kA SCCR, wall mount, UL 508 rated, 7.8 x 7.8 x 6.4in housing, switched neutral. | Stock | 120
ML2-080-V-E03R | Merz rotary enclosed disconnect switch, load break capable, 3-pole, 600 VAC, 80A, 5kA SCCR, wall mount, UL 508 rated, 7.8 x 7.8 x 6.4in housing. | Stock | 167
ML3-125-V-E03R | Merz rotary enclosed disconnect switch, load break capable, 3-pole, 600 VAC, 125A, 5kA SCCR, wall mount, UL 508 rated, 7.8 x 7.8 x 6.4in housing. | Stock | 191
30102D | Bryant manual motor controller, enclosed, 30A, 600 VAC, 2-pole, 15hp, wall mount, aluminum housing, NEMA 1, UL 508 rated. | Stock | 52
30103D | Bryant manual motor controller, enclosed, 30A, 600 VAC, 3-pole, 20hp, wall mount, aluminum housing, NEMA 1, UL 508 rated. | Stock | 114
30322D | Bryant manual motor controller, enclosed, 30A, 600 VAC, 2-pole, 15hp, wall mount, thermoplastic housing, NEMA 3R, UL 508 rated. | Stock | 90
30323D | Bryant manual motor controller, enclosed, 30A, 600 VAC, 3-pole, 20hp, wall mount, thermoplastic housing, NEMA 3R, UL 508 rated. | Stock | 96
30302D | Bryant manual motor controller, enclosed, 30A, 600 VAC, 2-pole, 15hp, wall mount, die-cast aluminum housing, NEMA 3R, UL 508 rated. | Stock | 78
30303D | Bryant manual motor controller, enclosed, 30A, 600 VAC, 3-pole, 20hp, wall mount, die-cast aluminum housing, NEMA 3R, UL 508 rated. | Stock | 139
60302D | Bryant manual motor controller, enclosed, 60A, 600 VAC, 2-pole, 20hp, wall mount, die-cast aluminum housing, NEMA 3R, UL 508 rated. | Stock | 181
60303D | Bryant manual motor controller, enclosed, 60A, 600 VAC, 3-pole, 30hp, wall mount, die-cast aluminum housing, NEMA 3R, UL 508 rated. | Stock | 211
664X33D | Bryant manual motor controller, enclosed, 30A, 600 VAC, 3-pole, 20hp, wall mount, thermoplastic housing, NEMA 4X, UL 508 rated. | Stock | 189
664X63D | Bryant manual motor controller, enclosed, 60A, 600 VAC, 3-pole, 30hp, wall mount, thermoplastic housing, NEMA 4X, UL 508 rated. | Stock | 237
Mechanical Interlocks
BRY420MI9W | Bryant pin and sleeve mechanical interlock, rotary, enclosed, load break capable, 240 VAC, 20A, 3-phase, 3-pole, 4-wire, 9 hour pin and sleeve receptacle, 10kA SCCR, 10.1in x6.9in x7.8in housing. | Stock | 513
BRY420MI7W | Bryant pin and sleeve mechanical interlock, rotary, enclosed, load break capable, 480 VAC, 20A, 3-phase, 3-pole, 4-wire, 7 hour pin and sleeve receptacle, 10kA SCCR, 10.1in x6.9in x7.8in housing. | Stock | 513
BRY330MI4W | Bryant pin and sleeve mechanical interlock, rotary, enclosed, load break capable, 120 VAC, 30A, 1-phase, 2-pole, 3-wire, 4 hour pin and sleeve receptacle, 10kA SCCR, 10.1in x6.9in x7.8in housing. | Stock | 518
BRY330MI6W | Bryant pin and sleeve mechanical interlock, rotary, enclosed, load break capable, 240 VAC, 30A, 1-phase, 2-pole, 3-wire, 6 hour pin and sleeve receptacle, 10kA SCCR, 10.1in x6.9in x7.8in housing. | Stock | 518
BRY330MI7W | Bryant pin and sleeve mechanical interlock, rotary, enclosed, load break capable, 480 VAC, 30A, 1-phase, 2-pole, 3-wire, 7 hour pin and sleeve receptacle, 10kA SCCR, 10.1in x6.9in x7.8in housing. | Stock | 518
BRY430MI12W | Bryant pin and sleeve mechanical interlock, rotary, enclosed, load break capable, 120/240 VAC, 30A, 1-phase, 3-pole, 4-wire, 12 hour pin and sleeve receptacle, 10kA SCCR, 10.1in x6.9in x7.8in housing. | Stock | 588
BRY430MI9W | Bryant pin and sleeve mechanical interlock, rotary, enclosed, load break capable, 240 VAC, 30A, 3-phase, 3-pole, 4-wire, 9 hour pin and sleeve receptacle, 10kA SCCR, 10.1in x6.9in x7.8in housing. | Stock | 588
BRY430MI7W | Bryant pin and sleeve mechanical interlock, rotary, enclosed, load break capable, 480 VAC, 30A, 3-phase, 3-pole, 4-wire, 7 hour pin and sleeve receptacle, 10kA SCCR, 10.1in x6.9in x7.8in housing. | Stock | 578
BRY430MI5W | Bryant pin and sleeve mechanical interlock, rotary, enclosed, load break capable, 600 VAC, 30A, 3-phase, 3-pole, 4-wire, 5 hour pin and sleeve receptacle, 10kA SCCR, 10.1in x6.9in x7.8in housing. | Stock | 588
BRY530MI7W | Bryant pin and sleeve mechanical interlock, rotary, enclosed, load break capable, 480Y/277 VAC, 30A, 3-phase, 4-pole, 5-wire, 7 hour pin and sleeve receptacle, 10kA SCCR, 10.1in x6.9in x7.8in housing. | Stock | 650
BRY360MI6W | Bryant pin and sleeve mechanical interlock, rotary, enclosed, load break capable, 240 VAC, 60A, 1-phase, 2-pole, 3-wire, 6 hour pin and sleeve receptacle, 10kA SCCR, 11.9in x6.9in x8.6in housing. | Stock | 773
BRY460MI12W | Bryant pin and sleeve mechanical interlock, rotary, enclosed, load break capable, 120/240 VAC, 60A, 1-phase, 3-pole, 4-wire, 12 hour pin and sleeve receptacle, 10kA SCCR, 11.9in x6.9in x8.6in housing. | Stock | 879
BRY460MI9W | Bryant pin and sleeve mechanical interlock, rotary, enclosed, load break capable, 240 VAC, 60A, 3-phase, 3-pole, 4-wire, 9 hour pin and sleeve receptacle, 10kA SCCR, 11.9in x6.9in x8.6in housing. | Stock | 879
BRY460MI7W | Bryant pin and sleeve mechanical interlock, rotary, enclosed, load break capable, 480 VAC, 60A, 3-phase, 3-pole, 4-wire, 7 hour pin and sleeve receptacle, 10kA SCCR, 11.9in x6.9in x8.6in housing. | Stock | 879
BRY460MI5W | Bryant pin and sleeve mechanical interlock, rotary, enclosed, load break capable, 600 VAC, 60A, 3-phase, 3-pole, 4-wire, 5 hour pin and sleeve receptacle, 10kA SCCR, 11.9in x6.9in x8.6in housing. | Stock | 879
BRY560MI9W | Bryant pin and sleeve mechanical interlock, rotary, enclosed, load break capable, 208Y/120 VAC, 60A, 3-phase, 4-pole, 5-wire, 9 hour pin and sleeve receptacle, 10kA SCCR, 11.9in x6.9in x8.6in housing. | Stock | 879
BRY560MI7W | Bryant pin and sleeve mechanical interlock, rotary, enclosed, load break capable, 480Y/277 VAC, 60A, 3-phase, 4-pole, 5-wire, 7 hour pin and sleeve receptacle, 10kA SCCR, 11.9in x6.9in x8.6in housing. | Stock | 879
BRY4100MI12W | Bryant pin and sleeve mechanical interlock, rotary, enclosed, load break capable, 120/240 VAC, 100A, 1-phase, 3-pole, 4-wire, 12 hour pin and sleeve receptacle, 10kA SCCR, 11.9in x6.9in x9.3in housing. | Stock | 994
BRY4100MI9W | Bryant pin and sleeve mechanical interlock, rotary, enclosed, load break capable, 240 VAC, 100A, 3-phase, 3-pole, 4-wire, 9 hour pin and sleeve receptacle, 10kA SCCR, 11.9in x6.9in x9.3in housing. | Stock | 994
BRY4100MI7W | Bryant pin and sleeve mechanical interlock, rotary, enclosed, load break capable, 480 VAC, 100A, 3-phase, 3-pole, 4-wire, 7 hour pin and sleeve receptacle, 10kA SCCR, 11.9in x6.9in x9.3in housing. | Stock | 994
BRY4100MI5W | Bryant pin and sleeve mechanical interlock, rotary, enclosed, load break capable, 600 VAC, 100A, 3-phase, 3-pole, 4-wire, 5 hour pin and sleeve receptacle, 10kA SCCR, 11.9in x6.9in x9.3in housing. | Stock | 994
BRY5100MI9W | Bryant pin and sleeve mechanical interlock, rotary, enclosed, load break capable, 208Y/120 VAC, 100A, 3-phase, 4-pole, 5-wire, 9 hour pin and sleeve receptacle, 10kA SCCR, 11.9in x6.9in x9.3in housing. | Stock | 994
Rotary Cam Switches
W251-2.H08B | Merz rotary motor reversing cam switch, 2-pole, 600 VAC, 25A, 5kA SCCR, door mount, front operated. Hardware for 4-hole door mounting & black operating handle included. | Stock | 36
W251-3.H08B | Merz rotary motor reversing cam switch, 3-pole, 600 VAC, 25A, 5kA SCCR, door mount, front operated. Hardware for 4-hole door mounting & black operating handle included. | Stock | 41.5
W451-2.H08B | Merz rotary motor reversing cam switch, 2-pole, 600 VAC, 32A, 5kA SCCR, door mount, front operated. Hardware for 4-hole door mounting & black operating handle included. | Stock | 60
W451-3.H08B | Merz rotary motor reversing cam switch, 3-pole, 600 VAC, 32A, 5kA SCCR, door mount, front operated. Hardware for 4-hole door mounting & black operating handle included. | Stock | 63
Z251-2.H08B | Merz rotary transfer cam switch, 2-pole, 600 VAC, 25A, 5kA SCCR, door mount, front operated. Hardware for 4-hole door mounting & black operating handle included. | Stock | 33
Z251-3.H08B | Merz rotary transfer cam switch, 3-pole, 600 VAC, 25A, 5kA SCCR, door mount, front operated. Hardware for 4-hole door mounting & black operating handle included. | Stock | 40.5
Z451-2.H08B | Merz rotary transfer cam switch, 2-pole, 600 VAC, 32A, 5kA SCCR, door mount, front operated. Hardware for 4-hole door mounting & black operating handle included. | Stock | 46.5
Z451-3.H08B | Merz rotary transfer cam switch, 3-pole, 600 VAC, 32A, 5kA SCCR, door mount, front operated. Hardware for 4-hole door mounting & black operating handle included. | Stock | 60
Z656-3.H09B | Merz rotary transfer cam switch, 3-pole, 600 VAC, 80A, 5kA SCCR, door mount, front operated. Hardware for 4-hole door mounting & black operating handle included. | Stock | 109
External Handles and Components for Disconnects
6610MK | Bryant rotary handle kit, selector, red/yellow, 2-position, lockable in OFF only, NEMA 1. For use with 664X33D and 664X63D rotary manual motor controllers. Handle, shaft, mounting brackets, required screws, and instruction sheet included. | Stock | 22
664XWP | Bryant gasket repair kit, NEMA 4X. For use with 664X33D and 664X63D rotary manual motor controllers. Includes 1 sealing gasket, 3 O-rings and instruction sheet. | Stock | 14
22696009 | Socomec multi-pole conversion adapter, front mount. For use with SIRCO M 16A-100A switch bodies. Manual operating handle, interlocking module, operating faceplate, hardware and instruction sheet included. | Stock | 28
22096009 | Socomec transfer switch conversion adapter, front mount. For use with SIRCO M 16A-100A switch bodies. Manual operating handle, interlocking module, operating faceplate, hardware and instruction sheet included. | Stock | 32
37299002 | Socomec flange handle, lever, gray, external front mount, 2-position, lockable in OFF only, defeatable, NEMA 1/3/3R/4/12. | Stock | 175
37299003 | Socomec flange handle, lever, chrome, external front mount, 2-position, lockable in OFF only, defeatable, NEMA 1/3/3R/4/4X/12. | Stock | 470
37299903 | Socomec cable operating mechanism, for use with disconnect flange handles; FUSERBLOC 30-200A switch bodies. | Stock | 181
37299992 | Socomec cable, 3ft length. For use with operating mechanism 37299903. | Stock | 197
37299993 | Socomec cable, 5ft length. For use with operating mechanism 37299903. | Stock | 230
22995012 | Socomec rotary handle, round, M00, blue, direct mount, 2-position. For use with SIRCO M 16-100A switch bodies. | Stock | 3
22995032 | Socomec rotary handle, round, M01, blue, direct mount, 2-position. For use with SIRCO M Compact 30-100A switch bodies. | Stock | 5
26995052 | Socomec rotary handle, pistol, black, direct mount, 2-position, lockable in OFF only. For use with SIRCO 100 - 400A switch bodies. | Stock | 27
36297910 | Socomec rotary handle, pistol, black, direct mount, 2-position, lockable in OFF only. For use with FUSERBLOC 30-400A Class J switch bodies. | Stock | 41
37294012 | Socomec rotary handle, pistol, black, direct mount, 2-position, lockable in OFF only. For use with FUSERBLOC Compact 30A Class CC switch bodies. | Stock | 29
37294014 | Socomec rotary handle, pistol, black, direct mount, 2-position, lockable in OFF only. For use with FUSERBLOC Compact 30A Class J switch bodies. | Stock | 29
37996012 | Socomec rotary handle, pistol, black, direct mount, 2-position, lockable in OFF only. For use with SIRCO 600A switch bodies. | Stock | 49
38596011 | Socomec rotary handle, pistol, black, direct mount, 2-position, lockable in OFF only. For use with FUSERBLOC 600A switch bodies. | Stock | 67
41994012 | Socomec rotary handle, pistol, B3, black, direct mount, 3-position, lockable in I-off-II. For use with SIRCOVER 100-400A transfer switch bodies. | Stock | 52
37294532 | Socomec rotary handle, pistol, red, internal mount, 2-position, lockable in OFF only. For use with FUSERBLOC Compact Class J and CC 30A switch bodies. Shaft and hardware assembly included. | Stock | 64
37297540 | Socomec rotary handle, pistol, red, internal mount, 2-position, lockable in OFF only. For use with FUSERBLOC 30-200A switch bodies. Shaft and hardware assembly included. | Stock | 78
37297544 | Socomec rotary handle, pistol, red, internal mount, 2-position, lockable in OFF only. For use with FUSERBLOC 400A switch bodies. Shaft and hardware assembly included. | Stock | 116
37297552 | Socomec rotary handle, pistol, red, internal mount, 2-position, lockable in OFF only. For use with FUSERBLOC 600A switch bodies. Shaft and hardware assembly included. | Stock | 240
14841111 | Socomec rotary handle, round, S0, red/yellow, external front or right side mount, 2-position, lockable in OFF only, defeatable, NEMA 1/3R/12. | Stock | 29
14731111 | Socomec rotary handle, round, S00, black/blue, external front or right side mount, 2-position, lockable in OFF only, defeatable, NEMA 1/3R/12. | Stock | 17
14741111 | Socomec rotary handle, round, S00, red/yellow, external front or right side mount, 2-position, lockable in OFF only, defeatable, NEMA 1/3R/12. | Stock | 17
147D1111 | Socomec rotary handle, round, S00, black/blue, external front or right side mount, 2-position, lockable in OFF only, defeatable, NEMA 4/4X. | Stock | 27
147E1111 | Socomec rotary handle, round, S00, red/yellow, external front or right side mount, 2-position, lockable in OFF only, defeatable, NEMA 4/4X. | Stock | 27
14831111 | Socomec rotary handle, round, S0, black/blue, external front or right side mount, 2-position, lockable in OFF only, defeatable, NEMA 1/3R/12. | Stock | 28
14940111 | Socomec rotary handle, round, S0, red/yellow, external front mount, 2-position, lockable in OFF only, defeatable, NEMA 1/3R/12. | Stock | 28
149D0111 | Socomec rotary handle, round, S0, black/blue, external front mount, 2-position, lockable in OFF only, defeatable, NEMA 4/4X. | Stock | 34
149E0111 | Socomec rotary handle, round, S0, red/yellow, external front mount, 2-position, lockable in OFF only, defeatable, NEMA 4/4X. | Stock | 34
148D1111 | Socomec rotary handle, round, S0, black/blue, external front or right side mount, 2-position, lockable in OFF only, defeatable, NEMA 4/4X. | Stock | 46.5
148E1111 | Socomec rotary handle, round, S0, red/yellow, external front or right side mount, 2-position, lockable in OFF only, defeatable, NEMA 4/4X. | Stock | 46.5
14930111 | Socomec rotary handle, round, S0, black/blue, external front mount, 2-position, lockable in OFF only, defeatable, NEMA 1/3R/12. | Stock | 28
140D2111 | Socomec rotary handle, round, S01, black/blue, external front or right side mount, 2-position, lockable in OFF only, defeatable, NEMA 4/4X. | Stock | 68
140E2111 | Socomec rotary handle, round, S01, red/yellow, external front or right side mount, 2-position, lockable in OFF only, defeatable, NEMA 4/4X. | Stock | 68
140F2111 | Socomec rotary handle, round, S01, black/blue, external front or right side mount, 2-position, lockable in OFF only, defeatable, NEMA 1/3R/12. | Stock | 46.5
140G2111 | Socomec rotary handle, round, S01, red/yellow, external front or right side mount, 2-position, lockable in OFF only, defeatable, NEMA 1/3R/12. | Stock | 46.5
141D2111 | Socomec rotary handle, pistol, S1, black/blue, external front mount, 2-position, lockable in OFF only, defeatable, NEMA 4/4X. | Stock | 57
141D2115 | Socomec rotary handle, pistol, S1, black/blue, external front mount, 3-position, lockable in OFF only, defeatable, NEMA 4/4X, test function. | Stock | 63
141D2911 | Socomec rotary handle, pistol, S1, heavy duty metallic hasp, black/blue, external front mount, 2-position, lockable in OFF only, defeatable, NEMA 4/4X. | Stock | 67
141E2111 | Socomec rotary handle, pistol, S1, red/yellow, external front mount, 2-position, lockable in OFF only, defeatable, NEMA 4/4X. | Stock | 57
141E2115 | Socomec rotary handle, pistol, S1, red/yellow, external front mount, 3-position, lockable in OFF only, defeatable, NEMA 4/4X, test function. | Stock | 63
141E2911 | Socomec rotary handle, pistol, S1, heavy duty metallic hasp, red/yellow, external front mount, 2-position, lockable in OFF only, defeatable, NEMA 4/4X. | Stock | 67
141F2111 | Socomec rotary handle, pistol, S1, black/blue, external front mount, 2-position, lockable in OFF only, defeatable, NEMA 1/3R/12. | Stock | 50
141G2111 | Socomec rotary handle, pistol, S1, red/yellow, external front mount, 2-position, lockable in OFF only, defeatable, NEMA 1/3R/12. | Stock | 45.5
141H6111 | Socomec rotary handle, pistol, S1, black/blue, external right side mount, 2-position, lockable in OFF only, NEMA 4/4X. | Stock | 58
141H6911 | Socomec rotary handle, pistol, S1, heavy duty metallic hasp, black/blue, external right side mount, 2-position, lockable in OFF only, NEMA 4/4X. | Stock | 117
141I6111 | Socomec rotary handle, pistol, S1, red/yellow, external right side mount, 2-position, lockable in OFF only, NEMA 4/4X. | Stock | 58
141I6911 | Socomec rotary handle, pistol, S1, heavy duty metallic hasp, red/yellow, external right side mount, 2-position, lockable in OFF only, NEMA 4/4X. | Stock | 117
142D2111 | Socomec rotary handle, pistol, S2, black/blue, external front mount, 2-position, lockable in OFF only, defeatable, NEMA 4/4X. | Stock | 101
142D2113 | Socomec rotary handle, pistol, S2, black/blue, external front mount, 3-position, lockable in OFF only, defeatable, NEMA 4/4X. For use with SIRCOVER transfer switch bodies. | Stock | 92
142D2115 | Socomec rotary handle, pistol, S2, black/blue, external front mount, 3-position, lockable in OFF only, defeatable, NEMA 4/4X, test function. | Stock | 115
142D2813 | Socomec rotary handle, pistol, S2, black/blue, external front mount, 3-position, lockable in I-off-II, defeatable, NEMA 4/4X. For use with SIRCOVER transfer switch bodies. | Stock | 93
142D2911 | Socomec rotary handle, pistol, S2, heavy duty metallic hasp, black/blue, external front mount, 2-position, lockable in OFF only, defeatable, NEMA 4/4X. | Stock | 115
142E2111 | Socomec rotary handle, pistol, S2, red/yellow, external front mount, 2-position, lockable in OFF only, defeatable, NEMA 4/4X. | Stock | 91
142E2113 | Socomec rotary handle, pistol, S2, red/yellow, external front mount, 3-position, lockable in OFF only, defeatable, NEMA 4/4X. For use with SIRCOVER transfer switch bodies. | Stock | 92
142E2115 | Socomec rotary handle, pistol, S2, red/yellow, external front mount, 3-position, lockable in OFF only, defeatable, NEMA 4/4X, test function. | Stock | 115
142E2813 | Socomec rotary handle, pistol, S2, red/yellow, external front mount, 3-position, lockable in I-off-II, defeatable, NEMA 4/4X. For use with SIRCOVER transfer switch bodies. | Stock | 93
142E2911 | Socomec rotary handle, pistol, S2, heavy duty metallic hasp, red/yellow, external front mount, 2-position, lockable in OFF only, defeatable, NEMA 4/4X. | Stock | 115
142F2111 | Socomec rotary handle, pistol, S2, black/blue, external front mount, 2-position, lockable in OFF only, defeatable, NEMA 1/3R/12. | Stock | 66
142F2113 | Socomec rotary handle, pistol, S2, black/blue, external front mount, 3-position, lockable in OFF only, defeatable, NEMA 1/3R/12. For use with SIRCOVER transfer switch bodies. | Stock | 85
142F2813 | Socomec rotary handle, pistol, S2, black/blue, external front mount, 3-position, lockable in I-off-II, defeatable, NEMA 1/3R/12. For use with SIRCOVER transfer switch bodies. | Stock | 85
142G2111 | Socomec rotary handle, pistol, S2, red/yellow, external front mount, 2-position, lockable in OFF only, defeatable, NEMA 1/3R/12. | Stock | 66
142G2113 | Socomec rotary handle, pistol, S2, red/yellow, external front mount, 3-position, lockable in OFF only, defeatable, NEMA 1/3R/12. For use with SIRCOVER transfer switch bodies. | Stock | 85
142G2813 | Socomec rotary handle, pistol, S2, red/yellow, external front mount, 3-position, lockable in I-off-II, defeatable, NEMA 1/3R/12. For use with SIRCOVER transfer switch bodies. | Stock | 85
142H6111 | Socomec rotary handle, pistol, S2, black/blue, external right side mount, 2-position, lockable in OFF only, NEMA 4/4X. | Stock | 85
142H6911 | Socomec rotary handle, pistol, S2, heavy duty metallic hasp, black/blue, external right side mount, 2-position, lockable in OFF only, NEMA 4/4X. | Stock | 143
142I6111 | Socomec rotary handle, pistol, S2, red/yellow, external right side mount, 2-position, lockable in OFF only, NEMA 4/4X. | Stock | 85
142I6911 | Socomec rotary handle, pistol, S2, heavy duty metallic hasp, red/yellow, external right side mount, 2-position, lockable in OFF only, NEMA 4/4X. | Stock | 143
143D3111 | Socomec rotary handle, pistol, S3, black/blue, external front mount, 2-position, lockable in OFF only, defeatable, NEMA 4/4X. | Stock | 108
143D3113 | Socomec rotary handle, pistol, S3, black/blue, external front mount, 3-position, lockable in OFF only, defeatable, NEMA 4/4X. For use with SIRCOVER transfer switch bodies. | Stock | 107
143D3813 | Socomec rotary handle, pistol, S3, black/blue, external front mount, 3-position, lockable in I-off-II, defeatable, NEMA 4/4X. For use with SIRCOVER transfer switch bodies. | Stock | 99
143D3911 | Socomec rotary handle, pistol, S3, heavy duty metallic hasp, black/blue, external front mount, 2-position, lockable in OFF only, defeatable, NEMA 4/4X. | Stock | 150
143E3111 | Socomec rotary handle, pistol, S3, red/yellow, external front mount, 2-position, lockable in OFF only, defeatable, NEMA 4/4X. | Stock | 108
143E3113 | Socomec rotary handle, pistol, S3, red/yellow, external front mount, 3-position, lockable in OFF only, defeatable, NEMA 4/4X. For use with SIRCOVER transfer switch bodies. | Stock | 99
143E3813 | Socomec rotary handle, pistol, S3, red/yellow, external front mount, 3-position, lockable in I-off-II, defeatable, NEMA 4/4X. For use with SIRCOVER transfer switch bodies. | Stock | 99
143E3911 | Socomec rotary handle, pistol, S3, heavy duty metallic hasp, red/yellow, external front mount, 2-position, lockable in OFF only, defeatable, NEMA 4/4X. | Stock | 150
143F3111 | Socomec rotary handle, pistol, S3, black/blue, external front mount, 2-position, lockable in OFF only, defeatable, NEMA 1/3R/12. | Stock | 85
143F3113 | Socomec rotary handle, pistol, S3, black/blue, external front mount, 3-position, lockable in OFF only, defeatable, NEMA 1/3R/12. For use with SIRCOVER transfer switch bodies. | Stock | 103
143F3813 | Socomec rotary handle, pistol, S3, black/blue, external front mount, 3-position, lockable in I-off-II, defeatable, NEMA 1/3R/12. For use with SIRCOVER transfer switch bodies. | Stock | 99
143G3111 | Socomec rotary handle, pistol, S3, red/yellow, external front mount, 2-position, lockable in OFF only, defeatable, NEMA 1/3R/12. | Stock | 85
143G3113 | Socomec rotary handle, pistol, S3, red/yellow, external front mount, 3-position, lockable in OFF only, defeatable, NEMA 1/3R/12. For use with SIRCOVER transfer switch bodies. | Stock | 103
143G3813 | Socomec rotary handle, pistol, S3, red/yellow, external front mount, 3-position, lockable in I-off-II, defeatable, NEMA 1/3R/12. For use with SIRCOVER transfer switch bodies. | Stock | 99
H05R | Merz rotary handle, round, red/yellow, external front mount, 2-position, lockable in OFF only, NEMA 4/4X. For use with Merz ML1 switch bodies in DIN rail applications with hinged doors. Shaft adapter and mounting screws included. | Stock | 13
H05B | Merz rotary handle, round, black/gray, external front mount, 2-position, lockable in OFF only, NEMA 4/4X. For use with Merz ML1 switch bodies in DIN rail applications with hinged doors. Shaft adapter and mounting screws included. | Stock | 13
H06R | Merz rotary handle, round, red/yellow, external front mount, 2-position, lockable in OFF only, NEMA 4/4X. For use with Merz ML2 & ML3 switch bodies in DIN rail applications with hinged doors. Shaft adapter and mounting screws included. | Stock | 15.5
H06B | Merz rotary handle, round, black/gray, external front mount, 2-position, lockable in OFF only, NEMA 4/4X. For use with Merz ML2 & ML3 switch bodies in DIN rail applications with hinged doors. Shaft adapter and mounting screws included. | Stock | 15.5
H01R | Merz rotary handle, round, red/yellow, external front mount, 2-position, lockable in OFF only, NEMA 4/4X. For use with Merz ML1 switch bodies in DIN rail applications with non-hinged doors. Shaft adapter and mounting screws included. | Stock | 13
H01B | Merz rotary handle, round, black/gray, external front mount, 2-position, lockable in OFF only, NEMA 4/4X. For use with Merz ML1 switch bodies in DIN rail applications with non-hinged doors. Shaft adapter and mounting screws included. | Stock | 13
H02R | Merz rotary handle, round, red/yellow, external front mount, 2-position, lockable in OFF only, NEMA 4/4X. For use with Merz ML2 & ML3 switch bodies in DIN rail applications with non-hinged doors. Shaft adapter and mounting screws included. | Stock | 15.5
H02B | Merz rotary handle, round, black/gray, external front mount, 2-position, lockable in OFF only, NEMA 4/4X. For use with Merz ML2 & ML3 switch bodies in DIN rail applications with non-hinged doors. Shaft adapter and mounting screws included. | Stock | 15.5
H10B | Merz rotary handle, pistol, black/gray, direct mount, 2-position, lockable in OFF only, NEMA 1. For use with Merz ML1 switch bodies in DIN rail applications. On-off faceplate included. | Stock | 7.75
H10R | Merz rotary handle, pistol, red/yellow, direct mount, 2-position, lockable in OFF only, NEMA 1. For use with Merz ML1 switch bodies in DIN rail applications. On-off faceplate included. | Stock | 7.75
H11B | Merz rotary handle, pistol, black/gray, direct mount, 2-position, lockable in OFF only, NEMA 1. For use with Merz ML2 switch bodies in DIN rail applications. On-off faceplate included. | Stock | 9.5
H11R | Merz rotary handle, pistol, red/yellow, direct mount, 2-position, lockable in OFF only, NEMA 1. For use with Merz ML2 switch bodies in DIN rail applications. On-off faceplate included. | Stock | 9.5
H12B | Merz rotary handle, pistol, black/gray, direct mount, 2-position, lockable in OFF only, NEMA 1. For use with Merz ML3 switch bodies in DIN rail applications. On-off faceplate included. | Stock | 12.5
H12R | Merz rotary handle, pistol, red/yellow, direct mount, 2-position, lockable in OFF only, NEMA 1. For use with Merz ML3 switch bodies in DIN rail applications. On-off faceplate included. | Stock | 12.5
ASB-AL265-365 | Merz shaft support, for use with Merz AL-265 and AL-365 shafts. | Stock | 11.5
AL-165 | Merz shaft, adjustable, 178-238mm. For use with Merz handles -H01R(B), -H02R(B), -H05R(B), -H06R(B). | Stock | 5.75
AL-265 | Merz shaft, adjustable, 278-338mm. For use with Merz handles -H01R(B), -H02R(B), -H05R(B), -H06R(B). | Stock | 6.75
AL-365 | Merz shaft, adjustable, 378-438mm. For use with Merz handles -H01R(B), -H02R(B), -H05R(B), -H06R(B). | Stock | 8.5
14011520 | Socomec shaft, 200mm length, 12 x 12mm. For use with S3 type handles. 15mm shaft adapter included. | Stock | 22
14011532 | Socomec shaft, 320mm length, 12 x 12mm. For use with S3 type handles. 15mm shaft adapter and shaft alignment guide 14290000 included. | Stock | 28
14011540 | Socomec shaft, 400mm length, 12 x 12mm. For use with S3 type handles. 15mm shaft adapter and shaft alignment guide 14290000 included. | Stock | 33
14001220 | Socomec shaft, 200mm length, 12 x 12mm. For use with S3 type handles. | Stock | 22
14001232 | Socomec shaft, 320mm length, 12 x 12mm. For use with S3 type handles. Shaft alignment guide 14290000 included. | Stock | 26
14001240 | Socomec shaft, 400mm length, 12 x 12mm. For use with S3 type handles. Shaft alignment guide 14290000 included. | Stock | 29
14010520 | Socomec shaft, 200mm length, 5 x 5mm. For use with S1 type handles. | Stock | 13
14010532 | Socomec shaft, 320mm length, 5 x 5mm. For use with S1 type handles. Shaft alignment guide 14290000 included. | Stock | 15
14010540 | Socomec shaft, 400mm length, 5 x 5mm. For use with S1 type handles. Shaft alignment guide 14290000 included. | Stock | 19
14050620 | Socomec shaft, 200mm length, 5 x 5mm. For use with S0 type handles. 6mm shaft adapter included. | Stock | 14
14050632 | Socomec shaft, 320mm length, 5 x 5mm. For use with S0 type handles. 6mm shaft adapter and shaft alignment guide 14190000 included. | Stock | 19
14050640 | Socomec shaft, 400mm length, 5 x 5mm. For use with S0 type handles. 6mm shaft adapter and shaft alignment guide 14190000 included. | Stock | 19
14001020 | Socomec shaft, 200mm length, 10 x 10mm. For use with S1 and S2 type handles. | Stock | 17
14001032 | Socomec shaft, 320mm length, 10 x 10mm. For use with S1 and S2 type handles. Shaft alignment guide 14290000 included. | Stock | 19
14001040 | Socomec shaft, 400mm length, 10 x 10mm. For use with S1 and S2 type handles. Shaft alignment guide 14290000 included. | Stock | 20
14190000 | Socomec shaft alignment guide, for use with shafts longer than 300mm and S00-S0 handles. | Stock | 3
14290000 | Socomec shaft alignment guide, for use with shafts longer than 300mm and Handles S01 and larger. | Stock | 9
14040520 | Socomec shaft, 200mm length, 5 x 5mm. For use with S01 type handles. | Stock | 14
14040532 | Socomec shaft, 320mm length, 5 x 5mm. For use with S01 type handles. Shaft alignment guide 14290000 included. | Stock | 19
14040540 | Socomec shaft, 400mm length, 5 x 5mm. For use with S01 type handles. Shaft alignment guide 14290000 included. | Stock | 29
14070515 | Socomec shaft, 150mm length, 5 x 5mm. For use with S0 and S00 type handles. | Stock | 7
14070520 | Socomec shaft, 200mm length, 5 x 5mm. For use with S0 and S00 type handles. | Stock | 8
14070532 | Socomec shaft, 320mm length, 5 x 5mm. For use with S0 and S00 type handles. Shaft alignment guide 14190000 included. | Stock | 9
Accessories for Disconnects and Switches
6603N | Bryant neutral bus connector, for use with 664X33D and 664X63D rotary manual motor controllers. | Stock | 63
660AC | Bryant field installable auxiliary contact, SPDT contact(s), 15A @ 250 VAC/0.1A @ 125 VDC. For use with 664X33D and 664X63D rotary manual motor controllers. | Stock | 27
BRYAUX1 | Bryant field installable auxiliary contact, side mount, (1) N.O./(1) N.C. contact(s), 6A @ 120 VAC/0.55A @ 120 VDC, screw terminal. For use with 20-100A Bryant pin and sleeve mechanical interlocks. | Stock | 31.5
BRYAUX2 | Bryant field installable auxiliary contact, side mount, (1) N.O. contact(s), 6A @ 120 VAC/0.55A @ 120 VDC, screw terminal. For use with 20-100A Bryant pin and sleeve mechanical interlocks. | Stock | 31.5
BRYMIRS20 | Bryant disconnect switch, replacement, 3-pole, 20A. For use with 20A Bryant pin and sleeve mechanical interlocks. | Stock | 65
BRYMIRS30 | Bryant disconnect switch, replacement, 3-pole, 30A. For use with 30A Bryant pin and sleeve mechanical interlocks. | Stock | 148
BRYMIRS60100 | Bryant disconnect switch, replacement, 3-pole, 100A. For use with 60 & 100A Bryant pin and sleeve mechanical interlocks. | Stock | 214
BRYRPLCFT | Bryant mounting feet, replacement. Package of 10. For use with 20-100A Bryant pin and sleeve mechanical interlocks. Hardware included. | Stock | 19
22001000 | Socomec fourth pole module, 600 VAC, 16A, load break capable, 65kA SCCR, UL 508 rated. For use with SIRCO M 16A switch body. | Stock | 17
22001001 | Socomec fourth pole module, 600 VAC, 20A, load break capable, 65kA SCCR, UL 508 rated. For use with SIRCO M 20A switch body. | Stock | 18
22001002 | Socomec fourth pole module, 600 VAC, 25A, load break capable, 65kA SCCR, UL 508 rated. For use with SIRCO M 25A switch body. | Stock | 18
22001003 | Socomec fourth pole module, 600 VAC, 32A, load break capable, 65kA SCCR, UL 508 rated. For use with SIRCO M 32A switch body. | Stock | 20
22001004 | Socomec fourth pole module, 600 VAC, 40A, load break capable, 65kA SCCR, UL 508 rated. For use with SIRCO M 40A switch body. | Stock | 22
22001010 | Socomec fourth pole module, 600 VAC, 100A, load break capable, 100kA SCCR, UL 98 rated. For use with SIRCO M Compact 30-100A switch bodies. | Stock | 33
22990001 | Socomec auxiliary contact, left or right side mount, (1) N.O. pre-break/(1) N.C. contact(s), 6A @ 120 VAC. For use with SIRCO M and SIRCO M Compact 16-100A switch bodies. | Stock | 21
22990011 | Socomec auxiliary contact, left or right side mount, (2) N.O. contact(s), 6A @ 120 VAC. For use with SIRCO M and SIRCO M Compact 16-100A switch bodies. | Stock | 24
22005011 | Socomec solid neutral pole module, 600 VAC, UL 98 rated. For use with SIRCO M Compact 30-100A switch bodies. | Stock | 27
22009011 | Socomec ground pole module, 600 VAC, UL 98 rated. For use with SIRCO M Compact 30-100A switch bodies. | Stock | 27
22011003 | Socomec fourth pole module, 600 VAC, 30A, load break capable, 100kA SCCR, UL 98 rated. For use with SIRCO M Compact 30A switch body. | Stock | 23
22011006 | Socomec fourth pole module, 600 VAC, 60A, load break capable, 100kA SCCR, UL 98 rated. For use with SIRCO M Compact 60A switch body. | Stock | 26
27990021 | Socomec auxiliary contact, front mount, (1) N.O./(1) N.C. contact(s), 10A @ 125 VAC. For use with SIRCO 100 - 600A switch bodies. | Stock | 19
27990022 | Socomec auxiliary contact, front mount, (1) N.O./(1) N.C. contact(s), 10A @ 125 VAC. Package of 2. For use with SIRCO 100 - 600A switch bodies. | Stock | 25
27990121 | Socomec auxiliary contact, front mount, (1) N.O./(1) N.C. contact(s), 1A @ 125 VAC, low impedance. For use with SIRCO 100 - 600A switch bodies. | Stock | 21
27990122 | Socomec auxiliary contact, front mount, (1) N.O./(1) N.C. contact(s), 1A @ 125 VAC, low impedance. Package of 2. For use with SIRCO 100 - 600A switch bodies. | Stock | 34
39990701 | Socomec auxiliary contact, front mount, (1) N.O. contact(s), 6A @ 120 VAC/0.55A @ 120 VDC. For use with FUSERBLOC and FUSERBLOC Compact 30-600A Switch bodies. | Stock | 12
39990702 | Socomec auxiliary contact, front mount, (1) N.C. contact(s), 6A @ 120 VAC/0.55A @ 120 VDC. For use with FUSERBLOC and FUSERBLOC Compact 30-600A Switch bodies. | Stock | 12
39990710 | Socomec auxiliary contact holder, side mount. For use with FUSERBLOC Compact Class J and CC 30A switch bodies. | Stock | 20
3999U041 | Socomec auxiliary contact, left or right side mount, (1) N.O./(1) N.C. contact(s), 6A @ 120 VAC/2.2A @ 120 VDC. For use with FUSERBLOC 30-200A switch bodies. | Stock | 41
3999U042 | Socomec auxiliary contact, left or right side mount, (1) N.O./(1) N.C. contact(s), 6A @ 120 VAC/2.2A @ 120 VDC. Package of 2. For use with FUSERBLOC 30-200A switch bodies. | Stock | 80
41590021 | Socomec auxiliary contact, side mount, (1) N.O./(1) N.C. contact(s), 16A @ 125 VAC/250 VAC. Package of 2. For use with SIRCOVER 100-400A transfer switch bodies. | Stock | 21
41590022 | Socomec auxiliary contact, side mount, (1) N.O./(1) N.C. contact(s), 1A @ 125 VAC, low impedance. Package of 2. For use with SIRCOVER 100-400A transfer switch bodies. | Stock | 33
AUX11-V | Merz auxiliary contact, left or right side mount, (1) N.O./(1) N.C. contact(s), 6A @ 120 VAC. For use with Merz ML1, ML2, ML3 Din Rail mount switch bodies -A01, -A02, -E01R, -E02R, -E03R, -E04R, -E05R. | Stock | 11
AUX11-E | Merz auxiliary contact, left or right side mount, (1) N.O./(1) N.C. contact(s), 6A @ 120 VAC. For use with Merz ML1, ML2, ML3 door mount switch bodies -H03R(B), -H04R(B). | Stock | 11
SK1-V | Merz fourth pole module, 600 VAC, 40A, load break capable, 5kA SCCR, UL 508 rated. For use with Merz ML1 switch bodies in DIN rail applications. | Stock | 9
SK2-V | Merz fourth pole module, 600 VAC, 80A, load break capable, 5kA SCCR, UL 508 rated. For use with Merz ML2 switch bodies in DIN rail applications. | Stock | 18.5
SK3-V | Merz fourth pole module, 600 VAC, 125A, load break capable, 5kA SCCR, UL 508 rated. For use with Merz ML3 switch bodies in DIN rail applications. | Stock | 22
PE1-V | Merz ground pole module, 600 VAC, 40A, UL 508 rated. For use with Merz ML1 switch bodies in DIN rail applications. | Stock | 9
PE2-V | Merz ground pole module, 600 VAC, 80A, UL 508 rated. For use with Merz ML2 switch bodies in DIN rail applications. | Stock | 13.5
PE3-V | Merz ground pole module, 600 VAC, 125A, UL 508 rated. For use with Merz ML3 switch bodies in DIN rail applications. | Stock | 17
N1-V | Merz solid neutral pole module, 600 VAC, 40A, UL 508 rated. For use with Merz ML1 switch bodies in DIN rail applications. | Stock | 7.75
N2-V | Merz solid neutral pole module, 600 VAC, 80A, UL 508 rated. For use with Merz ML2 switch bodies in DIN rail applications. | Stock | 13.5
N3-V | Merz solid neutral pole module, 600 VAC, 125A, UL 508 rated. For use with Merz ML3 switch bodies in DIN rail applications. | Stock | 17
2KL-V | Merz terminal, left or right side mount, 10A @ 600 VAC. For use with Merz ML1, ML2, ML3 Din Rail mount switch bodies -A01, -A02, -E01R, -E02R, -E03R, -E04R, -E05R. | Stock | 27.5
2KL-E | Merz terminal, left or right side mount, 10A @ 600 VAC. For use with Merz ML1, ML2, ML3 door mount switch bodies -H03R(B), -H04R(B). | Stock | 13.5
30003FG | Bryant finger guard, package of 2. For use with 30A or 40A manual motor controller switch (except model 4002). | Stock | 11
22941005 | Socomec terminal shroud, line or load side, 1-pole. Package of 2. For use with SIRCO M 16-40A switch bodies. | Stock | 3
22941009 | Socomec terminal shroud, line or load side, 1-pole. Package of 2. For use with SIRCO M 63A-100A switch bodies. | Stock | 4
22941011 | Socomec terminal shroud, line or load side, 1-pole. Package of 2. For use with SIRCO M Compact 30-100A switch bodies. | Stock | 6
22943005 | Socomec terminal shroud, line or load side, 3-pole. Package of 2. For use with SIRCO M 16-40A switch bodies. | Stock | 5
22943009 | Socomec terminal shroud, line or load side, 3-pole. Package of 2. For use with SIRCO M 63A-100A switch bodies. | Stock | 7
22943016 | Socomec terminal shroud, line or load side, 3-pole. Package of 2. For use with SIRCO M Compact 30-100A switch bodies. | Stock | 11
27983021 | Socomec terminal screen, line side, 3-pole. For use with SIRCO & SIRCO DC 100-250A switch bodies. | Stock | 28
27983041 | Socomec terminal screen, line side, 3-pole. For use with SIRCO 400A switch bodies. | Stock | 43
27983060 | Socomec terminal screen, line or load side, 3-pole. For use with SIRCO 600A switch bodies. | Stock | 95
27984021 | Socomec terminal screen, line or load side, 4-pole. For use with SIRCO & SIRCO DC 100-250A switch bodies. | Stock | 34
27988021 | Socomec terminal screen, load side, 3-pole. For use with SIRCO & SIRCO DC 100-250A switch bodies. | Stock | 28
27988041 | Socomec terminal screen, load side, 3-pole. For use with SIRCO 400A switch bodies. | Stock | 43
38982020 | Socomec terminal shroud, line or load side, 1-pole. Package of 2. For use with FUSERBLOC 200A switch bodies. | Stock | 25
38983020 | Socomec terminal shroud, line or load side, 1-pole. Package of 3. For use with FUSERBLOC 200A switch bodies. | Stock | 36
38983040 | Socomec terminal shroud, line or load side, 1-pole. Package of 3. For use with FUSERBLOC 400A switch bodies. | Stock | 46
38983080 | Socomec terminal shroud, line or load side, 1-pole. Package of 3. For use with FUSERBLOC 600A switch bodies. | Stock | 80
38984020 | Socomec terminal shroud, line or load side, 1-pole. Package of 4. For use with FUSERBLOC 200A switch bodies. | Stock | 46
41583021 | Socomec terminal screen, line and load. For use with SIRCOVER 100-200A 2 and 3 pole transfer switch bodies. | Stock | 28
41583041 | Socomec terminal screen, line or load. For use with SIRCOVER 260-400A 2 and 3 pole transfer switch bodies. | Stock | 40
41584021 | Socomec terminal screen, line and load. For use with SIRCOVER 100-200A 4 pole transfer switch bodies. | Stock | 44
41584041 | Socomec terminal screen, line or load. For use with SIRCOVER 260-400A 4 pole transfer switch bodies. | Stock | 46
HS1-ML1 | Merz terminal shroud, line or load side, 1-pole. For use with SK1-V, PE1-V, N1-V. | Stock | 3.25
HS3-ML1 | Merz terminal shroud, line or load side, 3-pole. For use with Merz ML1 switch bodies. | Stock | 9.5
HS1-ML2 | Merz terminal shroud, line or load side, 1-pole. For use with SK2-V, PE2-V, N2-V. | Stock | 5.75
HS3-ML2 | Merz terminal shroud, line or load side, 3-pole. For use with Merz ML2 switch bodies. | Stock | 15.5
HS1-ML3 | Merz terminal shroud, line or load side, 1-pole. For use with SK3-V, PE3-V, N3-V. | Stock | 6.75
HS3-ML3 | Merz terminal shroud, line or load side, 3-pole. For use with Merz ML3 switch bodies. | Stock | 19
39542020 | Socomec box type wiring lug, line or load mount, 1 openings, #6 AWG-300 MCM wire(s). Package of 2. For use with SIRCO and SIRCO DC 100-250A switch bodies. | Stock | 24
39542040 | Socomec box type wiring lug, line or load mount, 1 openings, #4 AWG-600 MCM wire(s). Package of 2. For use with SIRCOVER 260-400A transfer switch bodies. | Stock | 77
39543020 | Socomec box type wiring lug, line or load mount, 1 openings, #6 AWG-300 MCM wire(s). Package of 3. For use with SIRCO and SIRCO DC 100-250A switch bodies. | Stock | 35
39543040 | Socomec box type wiring lug, line or load mount, 1 openings, #4 AWG-600 MCM wire(s). Package of 3. For use with SIRCO and FUSERBLOC SERIES 400A switch bodies; SIRCOVER 260-400A transfer switch bodies. | Stock | 90
39543041 | Socomec box type wiring lug, line or load mount, 2 openings, #6 AWG-350 MCM wire(s). Package of 3. For use with SIRCO and FUSERBLOC SERIES 400A switch bodies. | Stock | 125
39543060 | Socomec box type wiring lug, line or load mount, 2 openings, #2 AWG-600 MCM wire(s). Package of 3. For use with SIRCO and FUSERBLOC SERIES 600A switch bodies. | Stock | 186
39544020 | Socomec box type wiring lug, line or load mount, 1 openings, #6 AWG-300 MCM wire(s). Package of 4. For use with SIRCO and FUSERBLOC SERIES 200A switch bodies; SIRCOVER 100-200A transfer switch bodies. | Stock | 46
39544040 | Socomec box type wiring lug, line or load mount, 1 openings, #4 AWG-600 MCM wire(s). Package of 4. For use with SIRCOVER 260-400A transfer switch bodies. | Stock | 147
664XFT | Bryant mounting feet kit, for use with 664X33D and 664X63D rotary manual motor controllers, includes 4 mounting feet, 4 mounting screws and instruction sheet. | Stock | 13
22993409 | Socomec door mounting hardware, for use with SIRCO M 16-100A switch bodies; use S0 and S00 handles only. | Stock | 7
41592021 | Socomec bridging bar assembly, line or load mount. Package of 2. For use with SIRCOVER 100A-200A transfer switch bodies. 2 connection bars and hardware included. | Stock | 123
41593021 | Socomec bridging bar assembly, line or load mount. Package of 3. For use with SIRCOVER 100A-200A transfer switch bodies. 3 connection bars and hardware included. | Stock | 164
41594021 | Socomec bridging bar assembly, line or load mount. Package of 4. For use with SIRCOVER 100A-200A transfer switch bodies. 4 connection bars and hardware included. | Stock | 205
41592041 | Socomec bridging bar assembly, line or load mount. Package of 2. For use with SIRCOVER 260A-400A transfer switch bodies. 2 connection bars and hardware included. | Stock | 128
41593041 | Socomec bridging bar assembly, line or load mount. Package of 3. For use with SIRCOVER 260A-400A transfer switch bodies. 3 connection bars and hardware included. | Stock | 192
41594041 | Socomec bridging bar assembly, line or load mount. Package of 4. For use with SIRCOVER 260A-400A transfer switch bodies. 4 connection bars and hardware included. | Stock | 280
ML-SKT-1 | Merz cover mounting screws, replacement. For use with Merz small size enclosed disconnects -E01R. | Stock | 6.5
ML-SKT-2 | Merz cover mounting screws, replacement. For use with Merz large size enclosed disconnects -E02R, -E03R, -E04R, -E05R. | Stock | 8
ML-SKT-3 | Merz screw kit, replacement. Mounting and hardware screws for shafts AL-165, AL-265, AL-365; shaft support ASB-AL265-365 and terminal shrouds HS3-ML1, HS3-ML2, HS3-ML3 included. | Stock | 6.5
ML-SKT-4 | Merz handle mounting screws, replacement. For use with Merz handles -H01R(B), -H02R(B), -H03R(B), -H04R(B), -H05R(B), -H06R(B), -H08R(B), -H09R(B) -H10R(B), -H11R(B), -H12R(B), -E01R, -E02R, -E03R, -E04R, -E05R. | Stock | 7.75
Electrical Meters and Testers
ARD-MM410 | ARDENT multimeter, AC/DC voltage, AC/DC current, resistance, continuity, capacitance, frequency and temperature, 10A, CAT III 600V/CAT II 1000V. | Stock | 59
16020N | Southwire autoranging digital multimeter, AC/DC voltage, AC/DC current, resistance, continuity, capacitance, frequency and non-contact AC voltage detection, CAT I VAC 600V. Built-in test leads included. | Stock | 46.5
ARD-MM612 | ARDENT multimeter, AC/DC voltage, AC/DC current, resistance, continuity and temperature, 660A, CAT IV 600V/CAT lll 1000V. | Stock | 87
10031S | Southwire digital multimeter, AC/DC voltage, DC current, resistance, continuity and battery tester, CAT III 600V. Test leads included. | Stock | 38
ARD-MM613 | ARDENT multimeter, AC/DC voltage, AC/DC current, resistance, continuity and temperature, 16A, CAT IV 600V/CAT lll 1000V. | Stock | 92
10041N | Southwire autoranging digital multimeter, AC/DC voltage, AC/DC current, resistance, continuity, capacitance, frequency, non-contact AC voltage detection, battery tester and temperature, CAT III 600V. Test leads included. | Stock | 61
ARD-MM615 | ARDENT multimeter, AC/DC voltage, AC/DC current, resistance, continuity, capacitance, frequency and temperature, 10A, CAT IV 600V/CAT lll 1000V. | Stock | 102
ARD-MM616 | ARDENT multimeter, AC/DC voltage, AC/DC current, resistance, continuity, capacitance, frequency and temperature, 10A, CAT IV 600V/CAT lll 1000V, True RMS. | Stock | 148
14060S | Southwire TechnicianPRO autoranging digital multimeter, AC/DC voltage, AC/DC current, resistance, continuity, capacitance, frequency and temperature, CAT IV 600V/CAT lll 1000V. Test leads included. | Stock | 130
10037K | Southwire electrical test kit, includes 10031S manual-ranging multimeter, a non-contact AC voltage detector and receptacle tester. | Stock | 42.5
ARD-CM300ACDC | ARDENT clamp meter, AC/DC voltage, AC/DC current, resistance, capacitance, frequency and temperature, 300A, CAT IV 600V/CAT lll 1000V, True RMS. | Stock | 163
ARD-CM1000ACDC | ARDENT clamp meter, AC/DC voltage, AC/DC current, resistance, capacitance, frequency and temperature, 1000A, CAT IV 600V/CAT lll 1000V, True RMS. | Stock | 183
23070T | Southwire MaintenancePRO autoranging clamp meter, True RMS AC/DC voltage, AC/DC current, resistance, continuity, capacitance and frequency, CAT IV 600V/CAT lll 1000V. Test leads included. | Stock | 218
ARD-CMP400ACDC | ARDENT clamp meter, AC/DC voltage, AC/DC current, power, resistance and temperature, 400A, CAT IV 600V/CAT lll 1000V. | Stock | 209
ARD-CMP1000ACDC | ARDENT clamp meter, AC/DC voltage, AC/DC current, power, resistance and temperature, 1000A, CAT IV 600V/CAT lll 1000V. | Stock | 255
ARD-CM300AC | ARDENT clamp meter, AC/DC voltage, AC current, resistance, capacitance, frequency and temperature, 300A, CAT IV 600V/CAT lll 1000V. | Stock | 92
ARD-CM1000AC | ARDENT clamp meter, AC/DC voltage, AC current, resistance, capacitance, frequency and temperature, 1000A, CAT IV 600V/CAT lll 1000V. | Stock | 127
ARD-IT30 | ARDENT insulation tester, AC/DC voltage, AC/DC current, resistance, continuity, capacitance, frequency and temperature, 300A, CAT III 600V/CAT II 1000V, True RMS. | Stock | 219
WT25505 | Wiha voltage tester, non-contact AC voltage detection, CAT IV 1000V. | Stock | 28
40126N | Southwire voltage tester, non-contact AC voltage detection, CAT IV 600V. | Stock | 21.5
40040S | Southwire continuity tester, remote included. For use with individual wires and multiconductor cables. | Stock | 31.5
M550 | Southwire data/video cable tester, for use with Cat 7, Cat 7a, Cat 6a, Cat 6, Cat 5e, Cat 5, Cat 4, Cat 3 and Coax. | Stock | 47.5
Accessories for Electrical Test Equipment
ARD-PRB-STD | ARDENT test lead set, replacement, CAT IV 600V/CAT lll 1000V, 48in length. For use with all ARDENT multimeters and clamp meters. Standard tip CATIV 600V probe covers included. | Stock | 16.5
ARD-PRB-FPT | ARDENT test lead set, replacement, CAT IV 600V/CAT lll 1000V, 48in length. For use with all ARDENT multimeters and clamp meters. Fine tip CATIV 600V probe covers included. | Stock | 16.5
ARD-MM-CASE-1 | ARDENT carrying case, polyester canvas, 9.50 x 4.50 x 4.50in, 2 compartments. | Stock | 16.5
ARD-AG-CLP-1 | ARDENT alligator clip set, CAT IV 600V/CAT lll 1000V. For use with ARD-PRB-STD. | Stock | 16.5
ARD-CM-CLCT-1 | ARDENT clamp-on current probe, CAT III 600V, 1-1000A. For use with ARD-MM612, ARD-IT30. Instruction manual included. | Stock | 87
ARD-CM-CLCT-5 | ARDENT clamp-on current probe, CAT III 600V, 10-1000A. For use with ARD-MM612, ARD-IT30. Instruction manual included. | Stock | 92
ARD-FS1P6A | ARDENT fuse, replacement, 1.6A. For use with ARD-MM410, ARD-MM612, ARD-MM613, ARD-MM615, ARD-MM616 and ARD-IT30. | Stock | 12
ARD-FS16A | ARDENT fuse, replacement, 16A. For use with ARD-MM410, ARD-MM612, ARD-MM613, ARD-MM615 and ARD-MM616. | Stock | 12
ARD-CM-CASE-1 | ARDENT carrying case, polyester canvas, 10.50 x 3.50 x 3.50in, 3 compartments. | Stock | 16.5
ARD-MM-BT-1 | ARDENT rubber holster, replacement. For use with ARD-MM410, ARD-MM612, ARD-MM613, ARD-MM615 and ARD-MM616. | Stock | 8.25
ARD-TPA1 | ARDENT temperature adapter, for use with ARD-MM410, ARD-MM612, ARD-MM613, ARD-MM615, ARD-MM616 and ARD-IT30. | Stock | 8.25
60010S | Southwire test lead set, CAT IV 600V/CAT lll 1000V, 48in length. For use with all Southwire meters except for the 10010S Analog Multimeter. Alligator clip adapters included. | Stock | 16
Tool Sets
WT92100 | Wiha contractor set, 194 pieces. | Stock | 1400
WT32800 | Wiha electricians set, 80 pieces, imperial and metric, hard case. | Stock | 1960
WT91872 | Wiha electricians set, 59 pieces, imperial, tool backpack. | Stock | 881
WT32874 | Wiha electricians set, 50 pieces, imperial, canvas tool bag. | Stock | 798
WT32934 | Wiha electricians set, 16 pieces, imperial, belt pouch. | Stock | 300
05135871001 | Wera maintenance set, 35 pieces, imperial. | Stock | 277
05135870001 | Wera maintenance set, 35 pieces, metric. | Stock | 277
05134025001 | Wera electricians set, 73 pieces, metric, 3 piece tool carrying case. | Stock | 1685
WT66979 | Wiha L-key hex key set, external hex and Torx, 3 pieces, steel, imperial and metric, ball-end tip and ErgoStar auto open key case, foam tray. | Stock | 185
05150150001 | Wera socket and driver bit set, ratcheting, Phillips, Pozidriv, tamperproof torx, external hex, slotted and square, 57 pieces, 1/4in drive, metric, foam tray. | Stock | 298
05150110001 | Wera Zyklop Speed standard ratchet, driver bit and socket set, Torx, external hex and internal hex, 37 pieces, steel, 1in and 4in bit length, 1/4in drive, imperial and metric, ballpoint holding function, foam tray. | Stock | 468
05150120001 | Wera Joker combination wrench set, ratcheting, 11 pieces, steel, metric, foam tray. | Stock | 502
05150122001 | Wera Joker adjustable wrench set, ratcheting, 5 pieces, steel, automatic and continuous self-setting and 30 degree low return angle, foam tray. | Stock | 383
05150124001 | Wera Joker adjustable wrench set, ratcheting, 4 pieces, 1000V insulation rating, foam tray. | Stock | 355
05150140001 | Wera L-key external hex and torx key set, Torx and external hex, 20 pieces, BlackLaser steel, metric, foam tray. | Stock | 196
TW-SD-SET-1 | Wera Kraftform Plus standard screwdriver set, Phillips and slotted, 6 pieces. | Stock | 46
WT30277 | Wiha SoftFinish standard screwdriver set, slotted and Phillips, 5 pieces. | Stock | 37
WT30278 | Wiha standard screwdriver set, Phillips and slotted, 7 pieces. | Stock | 48
WT30284 | Wiha standard stubby screwdriver set, Phillips and slotted, 14 pieces. | Stock | 104
TW-SD-SET-2 | Wera Kraftform Plus insulated screwdriver set, Phillips and slotted, 6 pieces, 1000V insulation rating. | Stock | 52
WT32091 | Wiha SoftFinish insulated screwdriver set, slotted and Phillips, 5 pieces, 1000V insulation rating. | Stock | 45
WT32099 | Wiha SoftFinish insulated screwdriver set, slotted and Phillips, 7 pieces, 1000V insulation rating. | Stock | 66
WT32059 | Wiha insulated screwdriver set, Phillips, slotted and square, 5 pieces, 1000V insulation rating. | Stock | 41.5
WT32090 | Wiha insulated screwdriver set, Phillips and slotted, 4 pieces, 1000V insulation rating. | Stock | 33.5
WT32092 | Wiha insulated screwdriver set, Phillips and slotted, 6 pieces, 1000V insulation rating. | Stock | 59
WT35890 | Wiha insulated screwdriver set, Phillips, slotted and square, 6 pieces, 1000V insulation rating. | Stock | 57
WT32093 | Wiha insulated screwdriver set, Phillips and slotted, 10 pieces, 1000V insulation rating. | Stock | 86
WT32094 | Wiha insulated screwdriver set, Phillips and slotted, 13 pieces, 1000V insulation rating. | Stock | 127
WT32097 | Wiha insulated screwdriver set, Phillips, slotted and square, 7 pieces, 1000V insulation rating. | Stock | 54
WT32188 | Wiha insulated screwdriver set, Phillips and slotted, 7 pieces, 1000V insulation rating. | Stock | 62
WT32190 | Wiha insulated screwdriver and nutdriver set, Phillips, slotted and internal hex, 15 pieces, 1000V insulation rating, imperial. | Stock | 212
WT32590 | Wiha insulated screwdriver set, Torx, 6 pieces, 1000V insulation rating. | Stock | 47
WT32196 | Wiha SlimLine insulated screwdriver set, Phillips, slotted and square, 6 pieces, 1000V insulation rating. | Stock | 61
WT32197 | Wiha SlimLine insulated screwdriver set, Phillips, slotted and square, 8 pieces, 1000V insulation rating. | Stock | 131
WT32198 | Wiha SlimLine insulated screwdriver set, Phillips, PlusMinus, slotted and square, 11 pieces, 1000V insulation rating. | Stock | 111
05018283055 | Wera Kraftform Plus heavy duty screwdriver set, Phillips and slotted, 6 pieces. | Stock | 65
WT53082 | Wiha heavy duty screwdriver set, Phillips and slotted, 2 pieces, hexagon bolster and impact cap in handle. | Stock | 43.5
TW-SD-SET-3 | Wera Kraftform Micro precision screwdriver set, Phillips and slotted, 6 pieces. | Stock | 38
05073675001 | Wera Kraftform Micro precision screwdriver set, Phillips, Torx, slotted and external hex, 12 pieces. | Stock | 67
05134000001 | Wera Kraftform Micro precision screwdriver set, Phillips, Torx, Torx Plus IPR, external hex, slotted, internal hex, Microstix and lifting fork, 25 pieces, metric. | Stock | 214
05073671055 | Wera Kraftform Micro precision and 2 screwdriver set, Phillips, Torx, Torx Plus, external hex, slotted and Torx Plus IPR, 20 pieces, 44mm bit length, 4mm Halfmoon/HIOS drive, metric. | Stock | 280
WT26090 | Wiha precision screwdriver set, slotted, 6 pieces, free-spinning cap. | Stock | 33
WT26092 | Wiha precision screwdriver set, Phillips and slotted, 7 pieces, free-spinning cap. | Stock | 40
WT26098 | Wiha precision screwdriver set, slotted, 8 pieces, free-spinning cap. | Stock | 47.5
WT26192 | Wiha precision screwdriver set, Phillips and slotted, 5 pieces, free-spinning cap. | Stock | 35.5
WT26194 | Wiha precision screwdriver set, Phillips, 4 pieces, free-spinning cap. | Stock | 24.5
WT26197 | Wiha precision screwdriver set, Phillips and slotted, 7 pieces, free-spinning cap. | Stock | 36.5
WT26199 | Wiha precision screwdriver set, Phillips and slotted, 8 pieces, free-spinning cap. | Stock | 49.5
WT26390 | Wiha precision screwdriver set, external hex, 7 pieces, metric, free-spinning cap. | Stock | 35.5
WT26391 | Wiha precision screwdriver set, external hex, 8 pieces, imperial, free-spinning cap. | Stock | 39.5
WT26491 | Wiha precision screwdriver set, external hex, 5 pieces, metric, ball-end tip and free-spinning cap. | Stock | 29.5
WT26590 | Wiha precision nutdriver set, internal hex, 8 pieces, metric, free-spinning cap. | Stock | 58
WT26591 | Wiha precision nutdriver set, internal hex, 8 pieces, imperial, free-spinning cap. | Stock | 58
WT26791 | Wiha precision screwdriver set, Torx, 8 pieces, free-spinning cap. | Stock | 52
WT26799 | Wiha precision screwdriver set, Torx, 8 pieces, free-spinning cap. | Stock | 59
05345230055 | Wera nutdriver set, internal hex, 7 pieces, imperial. | Stock | 55
05029510055 | Wera nutdriver set, internal hex, 7 pieces, metric. | Stock | 55
RT-3 | CHANNELLOCK Classic pliers set, convertible snap ring, 3 pieces, convertible snap rings, plastic carrying case. | Stock | 127
TOOLROLL-5E | CHANNELLOCK E SERIES pliers and cutters set, combination, long nose, diagonal, end cutting and tongue and groove, 5 pieces, roll-out canvas pouch. | Stock | 151
GS-25 | CHANNELLOCK Classic adjustable wrench, pliers, and cutters set, linemans, slip joint, diagonal and tongue and groove, 5 pieces. | Stock | 125
WT32601 | Wiha pliers set, combination, long nose, tongue and groove and diagonal, 4 pieces. | Stock | 95
WT32608 | Wiha pliers set, combination, long nose, long flat nose, long round nose, diagonal and high leverage diagonal, 8 pieces. | Stock | 180
WT32626 | Wiha pliers set, internal snap ring, 5 pieces. | Stock | 144
WT32634 | Wiha pliers and cutters set, long nose, high leverage diagonal and linemans, 3 pieces. | Stock | 73
WT32647 | Wiha pliers and cutters set, combination, long nose, tongue and groove and diagonal, 4 pieces. | Stock | 121
WT32653 | Wiha pliers and cutters set, combination, long nose and high leverage diagonal, 3 pieces. | Stock | 82
WT32669 | Wiha pliers set, adjustable push button, 3 pieces. | Stock | 109
WT32670 | Wiha pliers set, tongue and groove, 3 pieces. | Stock | 98
WT32698 | Wiha pliers and cutters set, combination, long nose and diagonal, 3 pieces. | Stock | 64
WT32699 | Wiha pliers set, long nose and linemans, 2 pieces. | Stock | 64
WT32968 | Wiha pliers and cutters set, long nose, linemans and high leverage diagonal, 3 pieces, 1000V insulation rating. | Stock | 112
WT57830 | Wiha pliers set, wire stripping, crimping and wire cutting, 3 pieces. | Stock | 74
WT26190 | Wiha precision screwdriver and pliers set, slotted and Phillips, long nose, 8 pieces. | Stock | 54
WT26191 | Wiha precision screwdriver and cutters set, slotted and Phillips, classic diagonal, 8 pieces. | Stock | 55
WT32872 | Wiha SoftFinish insulated screwdriver, pliers, and cutters set, slotted and Phillips, long nose and diagonal, 5 pieces, 1000V insulation rating. | Stock | 111
WT32875 | Wiha SoftFinish insulated screwdriver and pliers set, slotted and Phillips, linemans and long nose, 5 pieces, 1000V insulation rating. | Stock | 166
WT32984 | Wiha SoftFinish insulated screwdriver and pliers set, slotted, Phillips and square, combination and long nose, 6 pieces, 1000V insulation rating. | Stock | 111
WT32985 | Wiha SoftFinish insulated screwdriver and pliers set, slotted and Phillips, combination, long nose and diagonal, 7 pieces, 1000V insulation rating. | Stock | 145
WT32986 | Wiha SoftFinish insulated screwdriver and pliers set, slotted, Phillips and square, long nose, combination, diagonal and wire stripping, 11 pieces, 1000V insulation rating. | Stock | 219
05006612001 | Wera Kraftform Kompakt insulated screwdriver and pliers set, Phillips, Pozidriv, PlusMinus, Torx and slotted, combination, 17 pieces, 1000V insulation rating. | Stock | 222
05020110001 | Wera Joker adjustable wrench set, ratcheting, 4 pieces, steel, automatic and continuous self-setting and 30 degree low return angle. | Stock | 267
05020170001 | Wera Joker adjustable wrench set, ratcheting, 4 pieces, 1000V insulation rating. | Stock | 327
05073295055 | Wera Joker combination wrench set, ratcheting, 4 pieces, steel, imperial. | Stock | 157
05020012055 | Wera Joker combination wrench set, ratcheting, 8 pieces, steel, imperial. | Stock | 273
05073290055 | Wera Joker combination wrench set, ratcheting, 4 pieces, steel, metric. | Stock | 136
05020013055 | Wera Joker combination wrench set, ratcheting, 11 pieces, steel, metric. | Stock | 422
BH00017 | Bondhus HEX-PRO pivot head wrench set, external hex, 8 pieces, heat-treated steel, imperial, 270 degree rotating arm. | Stock | 70.5
BH00010 | Bondhus HEX-PRO pivot head wrench set, external hex, 6 pieces, heat-treated steel, metric, 270 degree rotating arm. | Stock | 58.5
BH00015 | Bondhus HEX-PRO pivot head wrench set, Torx, 6 pieces, heat-treated steel, 270 degree rotating arm. | Stock | 66
BH00019 | Bondhus HEX-PRO pivot head wrench set, Torx, 5 pieces, heat-treated steel, 270 degree rotating arm. | Stock | 55
05004018055 | Wera Zyklop Metal standard ratchet, driver bit, and socket set, Phillips, Pozidriv, internal hex, Torx and external hex, 28 pieces, 1in bit length, 1/4in drive, metric. | Stock | 146
05004021055 | Wera Zyklop Metal standard ratchet, driver bit, and socket set, Phillips, Pozidriv, internal hex, Torx and external hex, 28 pieces, 1in bit length, 1/4in drive, imperial. | Stock | 146
05051045055 | Wera Zyklop Speed standard ratchet, driver bit, and socket set, Phillips, Pozidriv, Torx, internal hex, slotted and external hex, 26 pieces, 2in bit length, 1/4in drive, metric. | Stock | 169
05004048055 | Wera Zyklop Metal standard ratchet, driver bit, and socket set, Phillips, Pozidriv, internal hex, Torx and external hex, 29 pieces, 1in bit length, 3/8in drive, metric. | Stock | 186
05004051055 | Wera Zyklop Metal standard ratchet, driver bit, and socket set, Phillips, Pozidriv, internal hex, Torx and external hex, 29 pieces, 1in bit length, 3/8in drive, imperial. | Stock | 186
05004970001 | Wera Zyklop VDE ratchet and socket set, internal hex, 17 pieces, steel with plastic coating, 1000V insulation rating, 3/8in drive, metric, textile box. | Stock | 707
05004078055 | Wera Zyklop Metal standard ratchet, driver bit, and socket set, Phillips, internal hex, Torx and external hex, 28 pieces, 1in bit length, 1/2in drive, metric. | Stock | 271
05004081055 | Wera Zyklop Metal standard ratchet, driver bit, and socket set, Phillips, internal hex, Torx and external hex, 28 pieces, 1in bit length, 1/2in drive, imperial. | Stock | 227
05049020001 | Wera Tool-Check Modular screwdriver, hex key, socket and driver bit set, ratcheting, Phillips, Pozidriv, Torx, external hex, internal hex, slotted and square, 50 pieces, 1/4in drive, metric, ball-end tip and hex-plus tip, modular Tool-Check storage system. | Stock | 198
05049025001 | Wera Tool-Check Modular screwdriver, hex key, socket and driver bit set, ratcheting, Phillips, Torx, external hex, internal hex, slotted and square, 50 pieces, 1/4in drive, imperial, ball-end tip and hex-plus tip, modular Tool-Check storage system. | Stock | 198
05049000001 | Wera Tool-Check Modular standard socket and driver bit set, ratcheting, Phillips, Pozidriv, Torx, external hex, internal hex, slotted and square, 21 pieces, 1in bit length, 1/4in drive, metric, modular Tool-Check storage system. | Stock | 101
05049001001 | Wera Tool-Check Modular standard socket and driver bit set, ratcheting, Phillips, Torx, external hex, internal hex, slotted and square, 21 pieces, 1in bit length, 1/4in drive, imperial, modular Tool-Check storage system. | Stock | 101
05049060001 | Wera Tool-Check PLUS standard socket and driver bit set, ratcheting, Phillips, Torx, tamperproof torx, internal hex, external hex, slotted and square, 39 pieces, 1in bit length, 1/4in drive, imperial, compact Tool-Check storage system. | Stock | 150
05049055001 | Wera Tool-Check PLUS standard socket and driver bit set, ratcheting, Phillips, Pozidriv, Torx, tamperproof torx, internal hex, external hex, slotted and square, 39 pieces, 1in bit length, 1/4in drive, metric, compact Tool-Check storage system. | Stock | 150
05049050001 | Wera Tool-Check standard socket and driver bit set, ratcheting, Phillips, Pozidriv, Torx, tamperproof torx, external hex, internal hex, slotted and square, 38 pieces, 1in bit length, 1/4in drive, metric, compact Tool-Check storage system. | Stock | 143
TW-DB-SET-28R | Wera Bit-Check standard driver bit set, ratcheting, Phillips, Torx, tamperproof torx, external hex, slotted and square, 31 pieces, 1in bit length, 1/4in drive, imperial. | Stock | 87
05057460055 | Wera Kraftform Kompakt standard and impact driver bit set, Phillips, Pozidriv, Torx, slotted and external hex, 52 pieces, 1in and 2in bit length, 1/4in drive, metric. | Stock | 163
05073220055 | Wera Tool-Check standard driver bit and socket set, Phillips, Pozidriv, slotted, Torx, tamperproof torx, internal hex and external hex, 38 pieces, 1in bit length, 1/4in drive, metric. | Stock | 112
WT33478 | Wiha T-handle hex key set, external hex, 5 pieces, 1000V insulation rating, metric. | Stock | 63
WT33490 | Wiha T-handle hex key set, external hex, 6 pieces, 1000V insulation rating, imperial. | Stock | 80
WT33492 | Wiha T-handle hex key set, external hex, 10 pieces, imperial. | Stock | 61
WT33493 | Wiha T-handle hex key set, external hex, 8 pieces, metric. | Stock | 53
WT33494 | Wiha T-handle hex key set, external hex, 11 pieces, imperial, ball-end tip and dual-drive handle. | Stock | 82
WT33496 | Wiha T-handle hex key set, external hex, 8 pieces, metric, ball-end tip and dual-drive handle. | Stock | 69
WT36590 | Wiha wing handle torx key set, Torx, 7 pieces. | Stock | 23.5
WT36592 | Wiha wing handle torx key set, Torx Plus, 7 pieces. | Stock | 23.5
WT37090 | Wiha flag handle torx key set, Torx, 7 pieces. | Stock | 24
WT54095 | Wiha T-handle hex key set, external hex, 8 pieces, metric, ball-end tip and dual-drive handle. | Stock | 90
WT54097 | Wiha T-handle hex key set, external hex, 10 pieces, imperial, ball-end tip and dual-drive handle. | Stock | 108
Screwdriver Sets
05008100001 | Wera Kraftform Plus standard terminal block tool kit, slotted, 2 pieces, 6.4in (162mm) overall length. | Stock | 27.5
05150101001 | Wera assorted style screwdriver set, Phillips, Pozidriv and slotted, 18 pieces, 1000V insulation rating, foam tray. | Stock | 213
WT30280 | Wiha standard screwdriver set, Phillips and slotted, 10 pieces, foam tray. | Stock | 90
WT52690 | Wiha standard heavy duty screwdriver set, Phillips, slotted, Torx, square and external hex, 25 pieces, 1in bit length, 1/4in drive, impact cap in handle, foam tray. | Stock | 100
05133355001 | Wera Kraftform Plus 100 VDE insulated screwdriver set, Phillips, Pozidriv, Pozidriv/slotted, Torx and slotted, 9 pieces, 1000V insulation rating. | Stock | 89
05135961001 | Wera Kraftform Plus 100 VDE insulated screwdriver set, Phillips, Pozidriv/slotted and slotted, 7 pieces, 1000V insulation rating. | Stock | 77
05006470001 | Wera Kraftform Plus 100 VDE insulated screwdriver set, Pozidriv/slotted, 2 pieces, 1000V insulation rating. | Stock | 30
05150102001 | Wera Kraftform Plus 100 VDE insulated screwdriver set, Phillips, Pozidriv, Pozidriv/slotted, Torx and slotted, 16 pieces, 1000V insulation rating, foam tray. | Stock | 187
WT32080 | Wiha insulated screwdriver set, Phillips, slotted and square, 10 pieces, 1000V insulation rating, foam tray. | Stock | 105
WT32081 | Wiha insulated screwdriver set, Phillips and slotted, 5 pieces, 1000V insulation rating, foam tray. | Stock | 55
05150106001 | Wera Kraftform Micro precision screwdriver set, Phillips, Torx, external hex, slotted, Microstix, Torx Plus IPR and lifting fork, 24 pieces, foam tray. | Stock | 245
DN-TOOL2 | DINnector terminal block tool kit, for use with DN series terminal blocks, includes (1) spring opening tool for DN-Q series screwless terminal blocks and (1) jumper removal tool for J2, J4, J6, and JL14 jumpers. | Stock | 13
Multi-bit Screwdrivers
WT32490 | Wiha SlimLine SpeedE II insulated multi-bit electric screwdriver, 1000V insulation rating, 13 pieces, SoftFinish cushion grip handle, 2.1in (53mm) shaft length, slotted, Phillips, square and PlusMinus. | Stock | 254
WT28345 | Wiha SlimLine PocketMax insulated multi-bit screwdriver, 1000V insulation rating, 6 pieces, SoftFinish cushion grip handle with bit storage, 2.0in (50mm) shaft length, slotted, Phillips and square. | Stock | 57
05006617001 | Wera Kraftform Kompakt VDE insulated multi-bit screwdriver, 1000V insulation rating, 26 pieces, Kraftform ergonomic handle, 4.0in (102mm) shaft length, Phillips, Pozidriv, Pozidriv/slotted, PlusMinus, Torx, external hex and slotted. | Stock | 177
05006604001 | Wera Kraftform Kompakt VDE insulated multi-bit screwdriver, 1000V insulation rating, 7 pieces, Kraftform ergonomic handle, 4.0in (102mm) shaft length, Phillips, slotted and square. | Stock | 55
05006600001 | Wera Kraftform Kompakt insulated multi-bit screwdriver, 1000V insulation rating, 7 pieces, Kraftform ergonomic handle, 4.0in (102mm) shaft length, Phillips and slotted. | Stock | 56
05006616001 | Wera Kraftform Kompakt insulated multi-bit screwdriver, 1000V insulation rating, 18 pieces, Kraftform ergonomic handle, 4.0in (102mm) shaft length, Phillips, Pozidriv, PlusMinus, slotted and square. | Stock | 104
05006618001 | Wera Kraftform Kompakt VDE insulated multi-bit screwdriver, 1000V insulation rating, 17 pieces, ratcheting, Kraftform ergonomic handle, 4.0in (102mm) shaft length, Phillips, Pozidriv/slotted, Pozidriv, Torx and slotted. | Stock | 126
05006619001 | Wera Kraftform Kompakt VDE insulated multi-bit screwdriver, 1000V insulation rating, 17 pieces, ratcheting, imperial, Kraftform ergonomic handle, 4.0in (102mm) shaft length, Phillips, Pozidriv/slotted, Torx, slotted and square. | Stock | 126
05006611001 | Wera Kraftform Kompakt VDE insulated multi-bit screwdriver, 1000V insulation rating, 17 pieces, Kraftform ergonomic handle, 4.0in (102mm) shaft length, Phillips, Pozidriv, Pozidriv/slotted, Torx and slotted. | Stock | 120
05150151001 | Wera Kraftform Kompakt VDE insulated multi-bit screwdriver set, Phillips, Pozidriv, Pozidriv/slotted, PlusMinus, Torx, external hex and slotted, 28 pieces, 1000V insulation rating, foam tray. | Stock | 328
05006641001 | Wera Kraftform Kompakt VDE Turbo insulated multi-bit screwdriver, 1000V insulation rating, 16 pieces, imperial, Kraftform ergonomic handle, 4.0in (102mm) shaft length, Phillips, PlusMinus, Torx, slotted and square. | Stock | 231
05006640001 | Wera Kraftform Kompakt VDE Turbo insulated multi-bit screwdriver, 1000V insulation rating, 16 pieces, Kraftform ergonomic handle, 4.0in (102mm) shaft length, Phillips, Pozidriv/slotted, Pozidriv, Torx and slotted. | Stock | 231
05059295001 | Wera Kraftform Kompakt multi-bit screwdriver, 17 pieces, metric, Kraftform ergonomic handle, Phillips, Pozidriv, tamperproof torx, external hex and slotted. | Stock | 91
05059297001 | Wera Kraftform Kompakt multi-bit screwdriver, 33 pieces, metric, Kraftform ergonomic handle, Phillips, Pozidriv, tamperproof torx, tamperproof hex, Torq-set, Tri-wing and slotted. | Stock | 139
TW-DB-SET-SD1 | Wera Kraftform Kompakt multi-bit screwdriver, 8 pieces, Kraftform ergonomic handle with bit storage, 4.0in (102mm) shaft length, Phillips and slotted. | Stock | 57
05051021001 | Wera Kraftform Kompakt multi-bit screwdriver, 7 pieces, Kraftform ergonomic handle with bit storage, 2.8in (70mm) shaft length, Phillips, Pozidriv and slotted. | Stock | 57
05051025001 | Wera Kraftform Kompakt multi-bit screwdriver, 7 pieces, Kraftform ergonomic handle with bit storage, 2.8in (70mm) shaft length, Phillips, square and slotted. | Stock | 57
05008873001 | Wera Kraftform Kompakt stubby multi-bit screwdriver, 6 pieces, Kraftform ergonomic handle with bit storage, Phillips, Torx and slotted. | Stock | 30.5
05008874001 | Wera Kraftform Kompakt stubby multi-bit screwdriver, 6 pieces, Kraftform ergonomic handle with bit storage, Phillips, Pozidriv and slotted. | Stock | 24.5
WT28188 | Wiha Drive-Loc VI multi-bit adjustable shaft screwdriver, 32 pieces, imperial and metric, SoftFinish cushion grip blade lock handle, adjustable shaft length, slotted, Phillips, tamperproof torx, square, external hex and internal hex. | Stock | 326
WT28189 | Wiha Drive-Loc VI multi-bit adjustable shaft screwdriver, 15 pieces, imperial and metric, SoftFinish cushion grip blade lock handle, adjustable shaft length, slotted, Phillips, tamperproof torx, external hex and square. | Stock | 170
211R2C36RD | Megapro RATCHETING multi-bit screwdriver, 7 pieces, cushion grip with bit storage, 3.0in (75mm) shaft length, Phillips, Torx, square and slotted. | Stock | 34.5
151NAS | Megapro ORIGINAL multi-bit screwdriver, 8 pieces, palm-saver with bit storage, 2.6in (66mm) shaft length, Phillips, Torx, square and slotted. | Stock | 22
151ELEC | Megapro ELECTRONIC multi-bit screwdriver, 8 pieces, palm-saver with bit storage, 2.6in (66mm) shaft length, Phillips, Torx, square, slotted and spanner. | Stock | 30
151HX | Megapro HEX multi-bit screwdriver, 8 pieces, palm-saver with bit storage, 2.6in (66mm) shaft length, external hex. | Stock | 25
151AUTO | Megapro AUTOMOTIVE multi-bit screwdriver, 8 pieces, palm-saver with bit storage, 2.6in (66mm) shaft length, slotted, Phillips and Torx. | Stock | 25
251PRECISION | Megapro PRECISION multi-bit screwdriver, 13 pieces, rubberized handle with bit storage, 1.8in (46mm) shaft length, Phillips, Torx, external hex, slotted, tamperproof torx, spanner, Pentalobe and tri-angle. | Stock | 30.5
151SL44 | Megapro SHAFTLOK multi-bit screwdriver, 8 pieces, palm-saver with bit storage, 2.6in (66mm) shaft length, Phillips, Torx, square and slotted. | Stock | 27
6EXT-SL6 | Megapro SHAFTLOK series extension, 6in shaft length. For use with SHAFTLOK handle 151SL44. | Stock | 12
05051060001 | Wera Kraftform Kompakt multi-bit screwdriver, 14 pieces, ratcheting, metric, Kraftform ergonomic handle, Phillips, Pozidriv, Torx, external hex and slotted. | Stock | 63
05051065001 | Wera Kraftform Kompakt multi-bit screwdriver, 14 pieces, ratcheting, imperial, Kraftform ergonomic handle, Phillips, square, Torx, external hex and slotted. | Stock | 63
05051061001 | Wera Kraftform Kompakt multi-bit screwdriver, 15 pieces, ratcheting, metric, Kraftform ergonomic handle, Phillips, Pozidriv, Torx, external hex and slotted. | Stock | 113
05051066001 | Wera Kraftform Kompakt multi-bit screwdriver, 15 pieces, ratcheting, imperial, Kraftform ergonomic handle, Phillips, Torx, external hex, square and slotted. | Stock | 97
05051530001 | Wera Kraftform Kompakt multi-bit screwdriver, 17 pieces, ratcheting, metric, Kraftform ergonomic handle, 3.5in (89mm) shaft length, Phillips, Pozidriv, tamperproof torx, external hex and slotted. | Stock | 142
05051531001 | Wera Kraftform Kompakt multi-bit screwdriver, 17 pieces, ratcheting, imperial, Kraftform ergonomic handle, 3.5in (89mm) shaft length, Phillips, tamperproof torx, external hex, square and slotted. | Stock | 142
05051041001 | Wera Kraftform Kompakt multi-bit screwdriver, 17 pieces, ratcheting, imperial, Kraftform ergonomic handle, Phillips, Pozidriv, tamperproof torx, external hex and slotted. | Stock | 112
05051040001 | Wera Kraftform Kompakt multi-bit screwdriver, 17 pieces, ratcheting, metric, Kraftform ergonomic handle, Phillips, Pozidriv, tamperproof torx, external hex and slotted. | Stock | 108
05150152001 | Wera Kraftform Kompakt multi-bit screwdriver set, ratcheting, Phillips, Pozidriv, Torx, external hex, slotted and square, 24 pieces, foam tray. | Stock | 427
05051517001 | Wera Kraftform Kompakt multi-bit screwdriver, 6 pieces, ratcheting, Kraftform ergonomic handle with bit storage, 4.0in (102mm) shaft length, Phillips, Pozidriv and slotted. | Stock | 78
05051518001 | Wera Kraftform Kompakt multi-bit screwdriver, 6 pieces, ratcheting, Kraftform ergonomic handle with bit storage, 4.0in (102mm) shaft length, Phillips, slotted and square. | Stock | 78
05073660001 | Wera Kraftform Kompakt multi-bit screwdriver, 6 pieces, ratcheting, Kraftform ergonomic handle with bit storage, 3.9in (100mm) shaft length, Phillips, Pozidriv and slotted. | Stock | 66
05073661002 | Wera Kraftform Kompakt multi-bit screwdriver, 6 pieces, ratcheting, Kraftform ergonomic handle with bit storage, 3.9in (100mm) shaft length, Phillips, square and slotted. | Stock | 57
05051492001 | Wera Kraftform Kompakt multi-bit screwdriver handle, 4.0in (102mm) overall length, 1/4in drive, 10 degrees degree return angle, magnetic bit holder locking mechanism, Kraftform ergonomic handle. | Stock | 29.5
05051493001 | Wera Kraftform Kompakt multi-bit screwdriver handle, 4.8in (122mm) overall length, 1/4in drive, 10 degrees degree return angle, Rapidaptor quick-release bit holder locking mechanism, Kraftform ergonomic handle. | Stock | 46
05051494001 | Wera Kraftform Kompakt multi-bit screwdriver handle, 5.5in (140mm) overall length, 1/4in drive, 9 degrees return angle, Rapidaptor quick-release bit holder locking mechanism, Kraftform ergonomic handle. | Stock | 61
05004281001 | Wera Zyklop Pocket standard multi-bit ratchet screwdriver and socket set, Phillips, Pozidriv, Torx, external hex and internal hex, 18 pieces, 5.2in (133mm) overall length, 1in bit length, 3/8in drive, metric. | Stock | 187
05004283001 | Wera Zyklop Pocket standard multi-bit ratchet screwdriver and socket set, Phillips, Torx, external hex, square and internal hex, 18 pieces, 5.2in (133mm) overall length, 1in bit length, 3/8in drive, imperial. | Stock | 187
05049002001 | Wera Tool-Check Modular standard precision multi-bit screwdriver set, Phillips, Pozidriv, Torx, external hex and slotted, 21 pieces, 1in bit length, 4mm hex drive, metric, modular Tool-Check storage system. | Stock | 66
05023471001 | Wera Kraftform Kompakt standard T-handle bit holder set, ratcheting, Phillips, Pozidriv, Torx, external hex and slotted, 17 pieces, 3.5in bit length, 1/4in drive, metric. | Stock | 170
05057473001 | Wera Kraftform Kompakt standard T-handle bit holder set, ratcheting, Phillips, Torx, external hex, square and slotted, 17 pieces, 3.5in bit length, 1/4in drive, imperial. | Stock | 170
WT77890 | Wiha SoftFinish multi-bit reversible shaft screwdriver, 4 pieces, SoftFinish cushion grip handle, 3.0in (75mm) shaft length, slotted and Phillips. | Stock | 15
WT77891 | Wiha SoftFinish multi-bit reversible shaft screwdriver, 8 pieces, SoftFinish cushion grip handle, 3.0in (75mm) shaft length, slotted, Phillips, square and Torx. | Stock | 19
WT77892 | Wiha SoftFinish multi-bit reversible shaft screwdriver, 5 pieces, SoftFinish cushion grip handle, 2.4in (60mm) shaft length, slotted and Phillips. | Stock | 30
WT28103 | Wiha multi-bit stubby bit holder, 2.25in (57mm) overall length, 1/4in drive, magnetic bit holder locking mechanism, SoftFinish cushion grip handle with bit storage. | Stock | 17.5
05350451055 | Wera multi-bit adjustable torque screwdriver set, Torx, Torx Plus and external hex, 27 pieces, 1in bit length, 1/4in drive. | Stock | 434
05075851001 | Wera Kraftform Safe-Torque multi-bit adjustable torque screwdriver, 16 pieces, Kraftform ergonomic handle, Phillips, Torx Plus, tamperproof torx and external hex. | Stock | 213
WT28310 | Wiha SlimLine 3.5mm slotted insulated blade, 1000V insulation rating, 3.0in (76mm) shaft length, reduced shank. | Stock | 8.75
WT28315 | Wiha SlimLine 6.5mm slotted insulated blade, 1000V insulation rating, 3.0in (76mm) shaft length, reduced shank. | Stock | 8.75
WT28317 | Wiha SlimLine #1 Phillips insulated blade, 1000V insulation rating, 3.0in (76mm) shaft length, reduced shank. | Stock | 8.75
WT28319 | Wiha SlimLine #2 Phillips insulated blade, 1000V insulation rating, 3.0in (76mm) shaft length, reduced shank. | Stock | 8.5
WT28347 | Wiha SlimLine #2 square insulated blade, 1000V insulation rating, 3.0in (76mm) shaft length, reduced shank. | Stock | 8.5
Single Screwdrivers
TW-SD-SL-1 | Wera Kraftform Plus 3.0mm slotted standard screwdriver, 3.1in (80mm) shaft length, Kraftform ergonomic handle. | Stock | 3
TW-SD-SL-2 | Wera Kraftform Plus 4.0mm slotted standard screwdriver, 3.9in (100mm) shaft length, Kraftform ergonomic handle. | Stock | 4
TW-SD-SL-3 | Wera Kraftform Plus 5.5mm slotted standard screwdriver, 4.9in (125mm) shaft length, Kraftform ergonomic handle. | Stock | 8.25
TW-SD-SL-4 | Wera Kraftform Plus 6.5mm slotted standard screwdriver, 5.9in (150mm) shaft length, Kraftform ergonomic handle. | Stock | 11
05008027055 | Wera Kraftform Plus 4.0mm slotted standard screwdriver, 11.8in (300mm) shaft length, Kraftform ergonomic handle. | Stock | 9.25
05008060055 | Wera Kraftform Plus 5.5mm slotted standard screwdriver, 11.8in (300mm) shaft length, Kraftform ergonomic handle. | Stock | 10
TW-SD-PH-3 | Wera Kraftform Plus #0 Phillips standard screwdriver, 2.4in (60mm) shaft length, Kraftform ergonomic handle. | Stock | 5
TW-SD-PH-1 | Wera Kraftform Plus #1 Phillips standard screwdriver, 3.1in (80mm) shaft length, Kraftform ergonomic handle. | Stock | 8.25
TW-SD-PH-2 | Wera Kraftform Plus #2 Phillips standard screwdriver, 3.9in (100mm) shaft length, Kraftform ergonomic handle. | Stock | 10
05008715055 | Wera Kraftform Plus #1 Phillips standard screwdriver, 11.8in (300mm) shaft length, Kraftform ergonomic handle. | Stock | 9.25
05008730055 | Wera Kraftform Plus #2 Phillips standard screwdriver, 11.8in (300mm) shaft length, Kraftform ergonomic handle. | Stock | 11
05138262055 | Wera Kraftform Plus TX20 tamperproof torx standard screwdriver, 3.9in (100mm) shaft length, Kraftform ergonomic handle. | Stock | 9.25
05023105001 | Wera Kraftform Plus 2.0mm external hex standard screwdriver, 3.0in (75mm) shaft length, Kraftform ergonomic handle. | Stock | 3
05023107001 | Wera Kraftform Plus 2.5mm external hex standard screwdriver, 3.0in (75mm) shaft length, Kraftform ergonomic handle. | Stock | 4
05023110001 | Wera Kraftform Plus 3.0mm external hex standard screwdriver, 3.0in (75mm) shaft length, Kraftform ergonomic handle. | Stock | 4
05008101001 | Wera Kraftform Plus 2.5mm slotted standard terminal block tool, 3.2in (81mm) shaft length, Kraftform ergonomic handle. | Stock | 11
05008102001 | Wera Kraftform Plus 3.5mm slotted standard terminal block tool, 3.2in (81mm) shaft length, Kraftform ergonomic handle. | Stock | 11
9006060000 | Weidmuller SWIFTY CS 3.5mm slotted standard cutting and stripping screwdriver, 3.9in (100mm) shaft length, cushion grip handle. | Stock | 37.5
2749570000 | Weidmuller 2.5mm slotted standard terminal block tool, 3.0in (76mm) shaft length, cushion grip handle. | Stock | 16
2749560000 | Weidmuller 3.0mm slotted standard terminal block tool, 3.0in (76mm) shaft length, cushion grip handle. | Stock | 16
WT30204 | Wiha 3mm slotted standard screwdriver, 3.1in (80mm) shaft length, SoftFinish cushion grip handle. | Stock | 8.5
WT30205 | Wiha 3mm slotted standard screwdriver, 3.9in (100mm) shaft length, SoftFinish cushion grip handle. | Stock | 8.5
WT30210 | Wiha 3.5mm slotted standard screwdriver, 3.9in (100mm) shaft length, SoftFinish cushion grip handle. | Stock | 8.5
WT30211 | Wiha 4.5mm slotted standard screwdriver, 4.9in (125mm) shaft length, SoftFinish cushion grip handle. | Stock | 8.5
WT30215 | Wiha 4mm slotted standard screwdriver, 3.9in (100mm) shaft length, SoftFinish cushion grip handle. | Stock | 7.5
WT30218 | Wiha 4.5mm slotted standard screwdriver, 3.1in (80mm) shaft length, SoftFinish cushion grip handle. | Stock | 7.5
WT30220 | Wiha 5.5mm slotted standard screwdriver, 4.9in (125mm) shaft length, SoftFinish cushion grip handle. | Stock | 8.5
WT30223 | Wiha 6.5mm slotted standard screwdriver, 3.9in (100mm) shaft length, SoftFinish cushion grip handle. | Stock | 9.25
WT30225 | Wiha 6.5mm slotted standard screwdriver, 5.9in (150mm) shaft length, SoftFinish cushion grip handle. | Stock | 10.5
WT30265 | Wiha 6.5mm slotted standard screwdriver, 3.0in (76mm) shaft length, SoftFinish cushion grip handle. | Stock | 9.75
WT30268 | Wiha 8mm slotted standard screwdriver, 5.9in (150mm) shaft length, SoftFinish cushion grip handle. | Stock | 18
WT31105 | Wiha #0 Phillips standard screwdriver, 2.4in (60mm) shaft length, SoftFinish cushion grip handle. | Stock | 5
WT31110 | Wiha SoftFinish #1 Phillips standard screwdriver, 3.1in (80mm) shaft length, SoftFinish cushion grip handle. | Stock | 8.75
WT31115 | Wiha SoftFinish #2 Phillips standard screwdriver, 3.9in (100mm) shaft length, SoftFinish cushion grip handle. | Stock | 10
WT31117 | Wiha #2 Phillips standard screwdriver, 7.8in (200mm) shaft length, SoftFinish cushion grip handle. | Stock | 10
WT31118 | Wiha #2 Phillips standard screwdriver, 11.8in (300mm) shaft length, SoftFinish cushion grip handle. | Stock | 15
WT31120 | Wiha #3 Phillips standard screwdriver, 5.9in (150mm) shaft length, SoftFinish cushion grip handle. | Stock | 13
TW-SD-VSL-1 | Wera Kraftform Plus 2.5mm slotted insulated screwdriver, 1000V insulation rating, 3.1in (80mm) shaft length, Kraftform ergonomic handle. | Stock | 7.25
TW-SD-VSL-2 | Wera Kraftform Plus 3.0mm slotted insulated screwdriver, 1000V insulation rating, 3.9in (100mm) shaft length, Kraftform ergonomic handle. | Stock | 7.25
05006440055 | Wera Kraftform Plus 3.5mm slotted insulated screwdriver, 1000V insulation rating, 3.9in (100mm) shaft length, reduced shank, Kraftform ergonomic handle. | Stock | 10
05006441055 | Wera Kraftform Plus 4.0mm slotted insulated screwdriver, 1000V insulation rating, 3.9in (100mm) shaft length, reduced shank, Kraftform ergonomic handle. | Stock | 11
TW-SD-VSL-3 | Wera Kraftform Plus 4.0mm slotted insulated screwdriver, 1000V insulation rating, 3.9in (100mm) shaft length, Kraftform ergonomic handle. | Stock | 8.25
TW-SD-VSL-4 | Wera Kraftform Plus 5.5mm slotted insulated screwdriver, 1000V insulation rating, 4.9in (125mm) shaft length, Kraftform ergonomic handle. | Stock | 10
05006442055 | Wera Kraftform Plus 5.5mm slotted insulated screwdriver, 1000V insulation rating, 4.9in (125mm) shaft length, reduced shank, Kraftform ergonomic handle. | Stock | 12
05006450055 | Wera Kraftform Plus #1 Phillips insulated screwdriver, 1000V insulation rating, 3.1in (80mm) shaft length, reduced shank, Kraftform ergonomic handle. | Stock | 11
TW-SD-VPH-1 | Wera Kraftform Plus #1 Phillips insulated screwdriver, 1000V insulation rating, 3.1in (80mm) shaft length, Kraftform ergonomic handle. | Stock | 9.25
05006451055 | Wera Kraftform Plus #2 Phillips insulated screwdriver, 1000V insulation rating, 3.9in (100mm) shaft length, reduced shank, Kraftform ergonomic handle. | Stock | 14.5
TW-SD-VPH-2 | Wera Kraftform Plus #2 Phillips insulated screwdriver, 1000V insulation rating, 3.9in (100mm) shaft length, Kraftform ergonomic handle. | Stock | 11
05006460001 | Wera Kraftform Plus #1 Pozidriv insulated screwdriver, 1000V insulation rating, 3.1in (80mm) shaft length, reduced shank, Kraftform ergonomic handle. | Stock | 14
05006461001 | Wera Kraftform Plus #2 Pozidriv insulated screwdriver, 1000V insulation rating, 3.9in (100mm) shaft length, reduced shank, Kraftform ergonomic handle. | Stock | 17
05100015001 | Wera Kraftform Plus #1 Pozidriv insulated screwdriver, 1000V insulation rating, 3.1in (80mm) shaft length, Kraftform ergonomic handle. | Stock | 12
05100016001 | Wera Kraftform Plus #2 Pozidriv insulated screwdriver, 1000V insulation rating, 3.9in (100mm) shaft length, Kraftform ergonomic handle. | Stock | 16
05006455001 | Wera Kraftform Plus #1 PlusMinus insulated screwdriver, 1000V insulation rating, 3.1in (80mm) shaft length, reduced shank, Kraftform ergonomic handle. | Stock | 16
05006456001 | Wera Kraftform Plus #2 PlusMinus insulated screwdriver, 1000V insulation rating, 3.9in (100mm) shaft length, reduced shank, Kraftform ergonomic handle. | Stock | 19
05100019001 | Wera Kraftform Plus #1 PlusMinus insulated screwdriver, 1000V insulation rating, 3.1in (80mm) shaft length, Kraftform ergonomic handle. | Stock | 14
05100020001 | Wera Kraftform Plus #2 PlusMinus insulated screwdriver, 1000V insulation rating, 3.9in (100mm) shaft length, Kraftform ergonomic handle. | Stock | 17
05100024001 | Wera Kraftform Plus #1 square insulated screwdriver, 1000V insulation rating, 3.1in (80mm) shaft length, Kraftform ergonomic handle. | Stock | 12
05100025001 | Wera Kraftform Plus #2 square insulated screwdriver, 1000V insulation rating, 3.9in (100mm) shaft length, Kraftform ergonomic handle. | Stock | 16
05100026001 | Wera Kraftform Plus #3 square insulated screwdriver, 1000V insulation rating, 5.9in (150mm) shaft length, Kraftform ergonomic handle. | Stock | 22
WT32005 | Wiha SoftFinish 2.0mm slotted insulated screwdriver, 1000V insulation rating, 2.4in (60mm) shaft length, SoftFinish cushion grip handle. | Stock | 8
WT32010 | Wiha SoftFinish 2.5mm slotted insulated screwdriver, 1000V insulation rating, 3.0in (75mm) shaft length, SoftFinish cushion grip handle. | Stock | 10
WT32012 | Wiha SoftFinish 3.0mm slotted insulated screwdriver, 1000V insulation rating, 3.9in (100mm) shaft length, SoftFinish cushion grip handle. | Stock | 7.25
WT32015 | Wiha SoftFinish 3.5mm slotted insulated screwdriver, 1000V insulation rating, 3.9in (100mm) shaft length, SoftFinish cushion grip handle. | Stock | 7.25
WT32023 | Wiha 4.5mm slotted insulated screwdriver, 1000V insulation rating, 3.9in (100mm) shaft length, SoftFinish cushion grip handle. | Stock | 8.5
WT32017 | Wiha SoftFinish 4.0mm slotted insulated screwdriver, 1000V insulation rating, 3.9in (100mm) shaft length, SoftFinish cushion grip handle. | Stock | 8.5
WT32024 | Wiha SoftFinish 4.5mm slotted insulated screwdriver, 1000V insulation rating, 4.9in (125mm) shaft length, SoftFinish cushion grip handle. | Stock | 9.5
WT32031 | Wiha 5.5mm slotted insulated screwdriver, 1000V insulation rating, 4.9in (125mm) shaft length, SoftFinish cushion grip handle. | Stock | 9.5
WT32026 | Wiha 5.5mm slotted insulated screwdriver, 1000V insulation rating, 6.9in (175mm) shaft length, SoftFinish cushion grip handle. | Stock | 9.25
WT32034 | Wiha 6mm slotted insulated screwdriver, 1000V insulation rating, 5.9in (150mm) shaft length, SoftFinish cushion grip handle. | Stock | 11
WT32039 | Wiha SoftFinish 6.5mm slotted insulated screwdriver, 1000V insulation rating, 5.9in (150mm) shaft length, SoftFinish cushion grip handle. | Stock | 12
WT32100 | Wiha SoftFinish #0 Phillips insulated screwdriver, 1000V insulation rating, 2.4in (60mm) shaft length, SoftFinish cushion grip handle. | Stock | 7.25
WT32101 | Wiha SoftFinish #1 Phillips insulated screwdriver, 1000V insulation rating, 3.1in (80mm) shaft length, SoftFinish cushion grip handle. | Stock | 10.5
WT32102 | Wiha SoftFinish #2 Phillips insulated screwdriver, 1000V insulation rating, 3.9in (100mm) shaft length, SoftFinish cushion grip handle. | Stock | 10
WT32103 | Wiha SoftFinish #3 Phillips insulated screwdriver, 1000V insulation rating, 6.0in (150mm) shaft length, SoftFinish cushion grip handle. | Stock | 18
WT32505 | Wiha SoftFinish T5 Torx insulated screwdriver, 1000V insulation rating, 2.4in (60mm) shaft length, SoftFinish cushion grip handle. | Stock | 8.5
WT32531 | Wiha SoftFinish T10 Torx insulated screwdriver, 1000V insulation rating, 2.4in (60mm) shaft length, SoftFinish cushion grip handle. | Stock | 7.25
WT32521 | Wiha T8 Torx insulated screwdriver, 1000V insulation rating, 2.4in (60mm) shaft length, SoftFinish cushion grip handle. | Stock | 8.75
WT32526 | Wiha T9 Torx insulated screwdriver, 1000V insulation rating, 2.4in (60mm) shaft length, SoftFinish cushion grip handle. | Stock | 9.5
WT32536 | Wiha T15 Torx insulated screwdriver, 1000V insulation rating, 3.1in (80mm) shaft length, SoftFinish cushion grip handle. | Stock | 9.25
WT32541 | Wiha T20 Torx insulated screwdriver, 1000V insulation rating, 3.1in (80mm) shaft length, SoftFinish cushion grip handle. | Stock | 9.25
WT32546 | Wiha T25 Torx insulated screwdriver, 1000V insulation rating, 3.1in (80mm) shaft length, SoftFinish cushion grip handle. | Stock | 9.25
WT32551 | Wiha T27 Torx insulated screwdriver, 1000V insulation rating, 3.9in (100mm) shaft length, SoftFinish cushion grip handle. | Stock | 11
WT32556 | Wiha T30 Torx insulated screwdriver, 1000V insulation rating, 3.9in (100mm) shaft length, SoftFinish cushion grip handle. | Stock | 11
WT35811 | Wiha #1 square insulated screwdriver, 1000V insulation rating, 3.9in (100mm) shaft length, SoftFinish cushion grip handle. | Stock | 10
WT35812 | Wiha #2 square insulated screwdriver, 1000V insulation rating, 5.9in (150mm) shaft length, SoftFinish cushion grip handle. | Stock | 11
WT30702 | Wiha #1 PlusMinus insulated screwdriver, 1000V insulation rating, 3.1in (80mm) shaft length, SoftFinish cushion grip handle. | Stock | 11.5
WT30704 | Wiha #2 PlusMinus insulated screwdriver, 1000V insulation rating, 3.9in (100mm) shaft length, SoftFinish cushion grip handle. | Stock | 11
WT32046 | Wiha SlimLine 3.5mm slotted insulated screwdriver, 1000V insulation rating, 3.9in (100mm) shaft length, reduced shank, SoftFinish cushion grip handle. | Stock | 13
WT32049 | Wiha SlimLine 4mm slotted insulated screwdriver, 1000V insulation rating, 3.9in (100mm) shaft length, reduced shank, SoftFinish cushion grip handle. | Stock | 15.5
WT32052 | Wiha SlimLine 4.5mm slotted insulated screwdriver, 1000V insulation rating, 4.9in (125mm) shaft length, reduced shank, SoftFinish cushion grip handle. | Stock | 15.5
WT32055 | Wiha SlimLine 5.5mm slotted insulated screwdriver, 1000V insulation rating, 4.9in (125mm) shaft length, reduced shank, SoftFinish cushion grip handle. | Stock | 16.5
WT32058 | Wiha SlimLine 6.5mm slotted insulated screwdriver, 1000V insulation rating, 5.9in (150mm) shaft length, reduced shank, SoftFinish cushion grip handle. | Stock | 19.5
WT32145 | Wiha SlimLine #1 Phillips insulated screwdriver, 1000V insulation rating, 3.1in (80mm) shaft length, reduced shank, SoftFinish cushion grip handle. | Stock | 16.5
WT32146 | Wiha SlimLine #2 Phillips insulated screwdriver, 1000V insulation rating, 3.9in (100mm) shaft length, reduced shank, SoftFinish cushion grip handle. | Stock | 21
WT30746 | Wiha SlimLine #1 PlusMinus insulated screwdriver, 1000V insulation rating, 3.1in (80mm) shaft length, reduced shank, SoftFinish cushion grip handle. | Stock | 16.5
WT30747 | Wiha SlimLine #2 PlusMinus insulated screwdriver, 1000V insulation rating, 3.9in (100mm) shaft length, reduced shank, SoftFinish cushion grip handle. | Stock | 21
05018300055 | Wera Kraftform Plus 4.5mm slotted heavy duty screwdriver, 3.9in (100mm) shaft length, Kraftform ergonomic handle. | Stock | 12
05018301055 | Wera Kraftform Plus 5.5mm slotted heavy duty screwdriver, 4.1in (103mm) shaft length, Kraftform ergonomic handle. | Stock | 17.5
05018302055 | Wera Kraftform Plus 7.0mm slotted heavy duty screwdriver, 3.9in (100mm) shaft length, Kraftform ergonomic handle. | Stock | 20.5
05017040055 | Wera Kraftform Plus #1 Phillips heavy duty screwdriver, 3.5in (90mm) shaft length, Kraftform ergonomic handle. | Stock | 14.5
05017041055 | Wera Kraftform Plus #2 Phillips heavy duty screwdriver, 4.5in (113mm) shaft length, Kraftform ergonomic handle. | Stock | 20.5
WT53027 | Wiha 8mm slotted heavy duty screwdriver, 5.9in (150mm) shaft length, SoftFinish cushion grip handle. | Stock | 27
WT53035 | Wiha 10mm slotted heavy duty screwdriver, 6.9in (175mm) shaft length, SoftFinish cushion grip handle. | Stock | 28
TW-SD-MSL-1 | Wera Kraftform Micro 2.0mm slotted precision screwdriver, 2.4in (60mm) shaft length, Kraftform ergonomic handle with rotating cap. | Stock | 4
TW-SD-MSL-2 | Wera Kraftform Micro 2.5mm slotted precision screwdriver, 3.1in (80mm) shaft length, Kraftform ergonomic handle with rotating cap. | Stock | 4
TW-SD-MSL-3 | Wera Kraftform Micro 3.0mm slotted precision screwdriver, 3.1in (80mm) shaft length, Kraftform ergonomic handle with rotating cap. | Stock | 4
TW-SD-MPH-1 | Wera Kraftform Micro #0 Phillips precision screwdriver, 2.4in (60mm) shaft length, Kraftform ergonomic handle with rotating cap. | Stock | 4
05118064001 | Wera Kraftform Micro 1.3mm (.050in) external hex precision screwdriver, 1.6in (40mm) shaft length, Kraftform ergonomic handle with rotating cap. | Stock | 4
05118066001 | Wera Kraftform Micro 1.5mm external hex precision screwdriver, 2.4in (60mm) shaft length, Kraftform ergonomic handle with rotating cap. | Stock | 4
05118068001 | Wera Kraftform Micro 2.0mm external hex precision screwdriver, 2.4in (60mm) shaft length, Kraftform ergonomic handle with rotating cap. | Stock | 3
WT26008 | Wiha 0.8mm slotted precision screwdriver, 1.6in (40mm) shaft length, cushion grip handle with rotating cap. | Stock | 7.5
WT26010 | Wiha 1.0mm slotted precision screwdriver, 1.6in (40mm) shaft length, cushion grip handle with rotating cap. | Stock | 7.5
WT26012 | Wiha 1.2mm slotted precision screwdriver, 1.6in (40mm) shaft length, cushion grip handle with rotating cap. | Stock | 6
WT26015 | Wiha 1.5mm slotted precision screwdriver, 1.6in (40mm) shaft length, cushion grip handle with rotating cap. | Stock | 5
WT26018 | Wiha 1.8mm slotted precision screwdriver, 1.6in (40mm) shaft length, cushion grip handle with rotating cap. | Stock | 5
WT26020 | Wiha 2.0mm slotted precision screwdriver, 1.6in (40mm) shaft length, cushion grip handle with rotating cap. | Stock | 5
WT26022 | Wiha 2.0mm slotted precision screwdriver, 2.0in (50mm) shaft length, cushion grip handle with rotating cap. | Stock | 5
WT26025 | Wiha 2.5mm slotted precision screwdriver, 2.0in (50mm) shaft length, cushion grip handle with rotating cap. | Stock | 5
WT26027 | Wiha 2.5mm slotted precision screwdriver, 3.9in (100mm) shaft length, cushion grip handle with rotating cap. | Stock | 5
WT26028 | Wiha 2.5mm slotted precision screwdriver, 5.9in (150mm) shaft length, cushion grip handle with rotating cap. | Stock | 6
WT26030 | Wiha 3.0mm slotted precision screwdriver, 2.0in (50mm) shaft length, cushion grip handle with rotating cap. | Stock | 4
WT26032 | Wiha 3.0mm slotted precision screwdriver, 2.4in (60mm) shaft length, cushion grip handle with rotating cap. | Stock | 5
WT26033 | Wiha 3.0mm slotted precision screwdriver, 3.9in (100mm) shaft length, cushion grip handle with rotating cap. | Stock | 5
WT26034 | Wiha 3.0mm slotted precision screwdriver, 5.9in (150mm) shaft length, cushion grip handle with rotating cap. | Stock | 6
WT26035 | Wiha 3.5mm slotted precision screwdriver, 2.4in (60mm) shaft length, cushion grip handle with rotating cap. | Stock | 5
WT26041 | Wiha 4mm slotted precision screwdriver, 3.9in (100mm) shaft length, cushion grip handle with rotating cap. | Stock | 5
WT26042 | Wiha 4mm slotted precision screwdriver, 5.9in (150mm) shaft length, cushion grip handle with rotating cap. | Stock | 6
WT26074 | Wiha PicoFinish 3.5mm slotted precision screwdriver, 2.4in (60mm) shaft length, cushion grip handle with rotating cap. | Stock | 7.75
WT26040 | Wiha 4.0mm slotted precision screwdriver, 2.4in (60mm) shaft length, cushion grip handle with rotating cap. | Stock | 6
WT26102 | Wiha #000 Phillips precision screwdriver, 1.6in (40mm) shaft length, cushion grip handle with rotating cap. | Stock | 10.5
WT26100 | Wiha #00 Phillips precision screwdriver, 1.6in (40mm) shaft length, cushion grip handle with rotating cap. | Stock | 6
WT26105 | Wiha #0 Phillips precision screwdriver, 2.0in (50mm) shaft length, cushion grip handle with rotating cap. | Stock | 5
WT26108 | Wiha #0 Phillips precision screwdriver, 3.0in (75mm) shaft length, cushion grip handle with rotating cap. | Stock | 5
WT26109 | Wiha #0 Phillips precision screwdriver, 5.9in (150mm) shaft length, cushion grip handle with rotating cap. | Stock | 6
WT26110 | Wiha #1 Phillips precision screwdriver, 2.4in (60mm) shaft length, cushion grip handle with rotating cap. | Stock | 5
WT26115 | Wiha #1 Phillips precision screwdriver, 5.9in (150mm) shaft length, cushion grip handle with rotating cap. | Stock | 10.5
WT26307 | Wiha 0.7mm (.028in) external hex precision screwdriver, 1.6in (40mm) shaft length, cushion grip handle with rotating cap. | Stock | 5
WT26309 | Wiha 0.9mm (.035in) external hex precision screwdriver, 1.6in (40mm) shaft length, cushion grip handle with rotating cap. | Stock | 5
WT26313 | Wiha 1.3mm (.050in) external hex precision screwdriver, 1.6in (40mm) shaft length, cushion grip handle with rotating cap. | Stock | 5
WT26315 | Wiha 1.5mm external hex precision screwdriver, 2.0in (50mm) shaft length, cushion grip handle with rotating cap. | Stock | 5
WT26320 | Wiha 2.0mm (5/64in) external hex precision screwdriver, 2.0in (50mm) shaft length, cushion grip handle with rotating cap. | Stock | 4
WT26023 | Wiha 2.0mm slotted precision screwdriver, 3.9in (100mm) shaft length, cushion grip handle with rotating cap. | Stock | 5
WT26325 | Wiha 2.5mm external hex precision screwdriver, 2.4in (60mm) shaft length, cushion grip handle with rotating cap. | Stock | 4
WT26334 | Wiha 3mm external hex precision screwdriver, 2.4in (60mm) shaft length, cushion grip handle with rotating cap. | Stock | 4
WT26316 | Wiha 1/16in external hex precision screwdriver, 2.0in (50mm) shaft length, cushion grip handle with rotating cap. | Stock | 4.25
WT26323 | Wiha 3/32in external hex precision screwdriver, 2.4in (60mm) shaft length, cushion grip handle with rotating cap. | Stock | 4
WT26326 | Wiha 7/64in external hex precision screwdriver, 2.4in (60mm) shaft length, cushion grip handle with rotating cap. | Stock | 4
WT26335 | Wiha 1/8in external hex precision screwdriver, 2.4in (60mm) shaft length, cushion grip handle with rotating cap. | Stock | 4
05075815001 | Wera Kraftform Safe-Torque screwdriver, 2.0-6.0 Nm set point, +/-10% accuracy, numerical torque value, audible excess load signal, 1/4in drive. | Stock | 121
05075810001 | Wera Kraftform Safe-Torque screwdriver, 1.0-3.0 Nm set point, +/-10% accuracy, numerical torque value, audible excess load signal, 1/4in drive. | Stock | 121
05074702001 | Wera Kraftform 7400 screwdriver, 3.0-6.0 Nm set point, +/-6% (DIN EN ISO 6789) accuracy, numerical torque value, audible excess load signal, 1/4in drive. | Stock | 178
TW-TD-2-11 | Wera Kraftform 7400 screwdriver, 2.5-11.5 in-lb set point, +/-6% (DIN EN ISO 6789) accuracy, numerical torque value, audible excess load signal, 1/4in drive. | Stock | 119
TW-TD-11-29 | Wera Kraftform 7400 screwdriver, 11-29 in-lb set point, +/-6% (DIN EN ISO 6789) accuracy, numerical torque value, audible excess load signal, 1/4in drive. | Stock | 119
05074712055 | Wera Kraftform 7400 screwdriver, 25-55 in-lb set point, +/-6% (DIN EN ISO 6789) accuracy, numerical torque value, audible excess load signal, 1/4in drive. | Stock | 178
Nutdriver Sets
WT28196 | Wiha Drive-Loc VI multi-bit adjustable shaft nutdriver, 8 pieces, imperial, SoftFinish cushion grip blade lock handle, adjustable shaft length, internal hex. | Stock | 82
WT28198 | Wiha Drive-Loc VI multi-bit adjustable shaft nutdriver, 8 pieces, metric, SoftFinish cushion grip blade lock handle, adjustable shaft length, internal hex. | Stock | 77
WT32294 | Wiha insulated nutdriver set, internal hex, 7 pieces, 1000V insulation rating, imperial. | Stock | 97
WT32293 | Wiha insulated nutdriver set, internal hex, 7 pieces, 1000V insulation rating, metric. | Stock | 100
ND6N1HD | Southwire multi-bit reversible shaft nutdriver, 4 pieces, imperial, cushion grip handle, 1.4in (36mm) shaft length, internal hex. | Stock | 25.5
Wire and Cable Stripping Tools
9005000000 | Weidmuller STRIPAX automatic cutting and stripping tool, compatible with round wire, special steel hardened cutting edges, self-adjusting, 28-8 AWG wire stripping capacity, 10 AWG cutting capacity. | Stock | 112
9001280000 | Weidmuller STRIPAX automatic cutting and stripping tool, compatible with round wire, special steel hardened cutting edges, self-adjusting, 28-18 AWG wire stripping capacity, 17 AWG cutting capacity. | Stock | 140
1468880000 | Weidmuller STRIPAX automatic cutting and stripping tool, compatible with round wire, special steel hardened cutting edges, self-adjusting, 24-10 AWG wire stripping capacity, 10 AWG cutting capacity. | Stock | 135
1512780000 | Weidmuller STRIPAX automatic cutting and stripping tool, compatible with round wire, special steel hardened cutting edges, self-adjusting, 14-8 AWG wire stripping capacity, 10 AWG cutting capacity. | Stock | 184
9005610000 | Weidmuller STRIPAX automatic cutting and stripping tool, compatible with round wire, special steel hardened cutting edges, self-adjusting, 10-6 AWG wire stripping capacity, 10 AWG cutting capacity. | Stock | 220
9003500000 | Weidmuller STRIPAX automatic cutting and stripping tool, compatible with round wire, special steel hardened cutting edges, self-adjusting, 32-18 AWG wire stripping capacity, 17 AWG cutting capacity. (6) blade inserts included. | Stock | 264
9006020000 | Weidmuller SWIFTY CS multi-purpose cutting and stripping tool, compatible with round wire, special steel hardened cutting edges, 14 AWG flexible and 16 AWG solid wire stripping capacity, 14 AWG cutting capacity. | Stock | 34
958 | CHANNELLOCK multi-purpose wiring tool, compatible with data & communications cable and round wire, precision machined hardened cutting edges, 20-12 AWG stranded and 18-10 AWG solid wire stripping capacity, 10 AWG cutting capacity. | Stock | 16
908 | CHANNELLOCK multi-purpose wiring tool, compatible with data & communications cable and round wire, precision machined hardened cutting edges, 22-12 AWG stranded and 20-10 AWG solid wire stripping capacity, 10 AWG cutting capacity. | Stock | 22
968 | CHANNELLOCK multi-purpose wiring tool, compatible with data & communications cable and round wire, comfort grip, curved shear cutting edges, 20-12 AWG stranded and 18-10 AWG solid wire stripping capacity, 10 AWG cutting capacity. | Stock | 51
MP61 | Southwire multi-purpose crimping pliers, multiple profile, 22-10 AWG capacity, compatible with insulated and non-insulated terminals and connectors. | Stock | 25
2625720000 | Weidmuller heavy duty cable stripping tool, compatible with round cable, 25.0-999.0mm cable stripping capacity. | Stock | 248
9030060000 | Weidmuller precision cable stripping tool, compatible with data & communications cable, 0.5-12.5mm cable stripping capacity. | Stock | 59
9204190000 | Weidmuller precision cable stripping tool, compatible with round cable, 5.0-17.0mm cable stripping capacity. | Stock | 101
9030500000 | Weidmuller precision cable stripping tool, compatible with round cable, 2.5-8.0mm cable stripping capacity. | Stock | 100
DN-CS-1 | AutomationDirect heavy duty cable stripping tool, 11/64-1-9/16in capacity. | Stock | 65
DN-CST | AutomationDirect precision cable stripping tool, 0.1-0.43in capacity. | Stock | 36.5
JT10160 | JOKARI heavy duty stripping tool, compatible with round cable, non-slip grip, adjustable depth blade, 0.16-0.63in cable stripping capacity. Replacement blade included. | Stock | 25.5
JT10272 | JOKARI heavy duty stripping tool, compatible with round cable, adjustable depth blade, 0.32-1.10in cable stripping capacity. Replacement blade included. | Stock | 20.5
JT10270 | JOKARI heavy duty stripping tool, compatible with round cable, non-slip grip, adjustable depth blade, 0.32-1.10in cable stripping capacity. Replacement blade included. | Stock | 25.5
JT30120 | JOKARI precision stripping tool, compatible with round cable, 0.31-0.50in cable stripping capacity. | Stock | 29.5
JT30155 | JOKARI multi-purpose cutting and stripping tool, compatible with round cable and round wire, non-slip grip, slide-out blade, 0.31-0.50in cable stripping capacity, 24-12 AWG wire stripping capacity. | Stock | 48
JT30161 | JOKARI multi-purpose cutting and stripping tool, compatible with data & communications cable and round wire, slide-out blade, 0.19-0.38in cable stripping capacity, 24-18 AWG wire stripping capacity. | Stock | 45
JT30500 | JOKARI precision stripping tool, compatible with data & communications cable, 0.19-0.38in cable stripping capacity. | Stock | 55
JT70000 | JOKARI heavy duty stripping tool, compatible with round cable, non-slip grip, adjustable depth hook blade, 0.31-1.38in cable stripping capacity. Replaceable large diameter cable bracket and replacement blade included. | Stock | 61
JT71000 | JOKARI heavy duty stripping tool set, compatible with round cable, non-slip grip, adjustable depth hook blade, 0.16-2.75in cable stripping capacity. 5 replaceable cable brackets, replacement blade and storage case included. | Stock | 176
JT79016 | JOKARI cable bracket, replacement, 0.16-0.63in cable stripping capacity. For use with JT70000 cable stripping tool. | Stock | 18.5
JT79028 | JOKARI cable bracket, replacement, 0.31-1.10in cable stripping capacity. For use with JT70000 cable stripping tool. | Stock | 18
JT79035 | JOKARI cable bracket, replacement, 1.06-1.38in cable stripping capacity. For use with JT70000 cable stripping tool. | Stock | 21.5
JT79050 | JOKARI cable bracket, replacement, 1.38-1.97in cable stripping capacity. For use with JT70000 cable stripping tool. | Stock | 21.5
JT79070 | JOKARI cable bracket, replacement, 1.97-2.75in cable stripping capacity. For use with JT70000 cable stripping tool. | Stock | 21.5
DN-CST-BLADE | AutomationDirect blade, replacement, 0.1-0.43in capacity. For use with DN-CST cable stripping tool. | Stock | 11.5
DN-WS | AutomationDirect automatic cutting and stripping tool, self-adjusting, 34-8 AWG capacity. DN-WSJ insert blade included. | Stock | 87
DN-WS-PG | AutomationDirect automatic cutting and stripping tool, pistol grip, self-adjusting, 34-8 AWG capacity. DN-WSJ blade insert included. | Stock | 136
JT20050 | JOKARI automatic cutting and stripping tool, compatible with round wire, pistol grip, special steel hardened cutting edges, self-adjusting, 24-10 AWG wire stripping capacity, 14 AWG cutting capacity. | Stock | 38.5
JT20100 | JOKARI automatic cutting and stripping tool, compatible with round wire, non-slip pistol grip, special steel hardened cutting edges, self-adjusting, 24-10 AWG wire stripping capacity, 14 AWG cutting capacity. | Stock | 69
JT20090 | JOKARI automatic stripping tool, compatible with round wire, non-slip grip, self-adjusting, 10-5 AWG wire stripping capacity. | Stock | 122
JT20300 | JOKARI automatic stripping tool, compatible with sensor/actuator cable and round cable, non-slip grip, self-adjusting, 0.17-0.27 in cable stripping capacity. | Stock | 137
JT20310 | JOKARI automatic stripping tool, compatible with sensor/actuator cable and round cable, non-slip grip, self-adjusting, 0.13-0.17in cable stripping capacity. | Stock | 137
JT20030 | JOKARI automatic stripping tool, compatible with flat cable, non-slip grip, self-adjusting, 0-0.50in cable stripping capacity. | Stock | 86
JT20075 | JOKARI automatic stripping tool, compatible with flat sensor/actuator cable, non-slip grip, self-adjusting, 1.5-2.5mm2 cable stripping capacity. | Stock | 110
WT32947 | Wiha wire stripping pliers, 6.3in (160mm) overall length, insulated, 1000V insulation rating, induction hardened beveled cutting edges, insulated cushion grip handles. | Stock | 32.5
957 | CHANNELLOCK multi-purpose wiring tool, compatible with data & communications cable and round wire, precision machined hardened cutting edges, 20-12 AWG stranded and 18-10 AWG solid wire stripping capacity, 10 AWG cutting capacity. | Stock | 21.5
S1020SOLUS | Southwire multi-purpose cutting and stripping tool, beveled cutting edges, 22-10 AWG capacity. | Stock | 12.5
DN-WSJ | AutomationDirect blade insert, 34-8 AWG capacity. For use with DN-WS cutting and stripping tool. | Stock | 32
DN-WSVBC | AutomationDirect blade insert, 28-12 AWG capacity. For use with DN-WS cutting and stripping tool. | Stock | 44
DN-WSMMC | AutomationDirect blade insert, 10-5 AWG cable stripping capacity. For use with DN-WS cutting and stripping tool. | Stock | 67
DN-WSRJ | AutomationDirect jaw inserts, replacement. For use with DN-WS cutting and stripping tool. (1) upper jaw insert and (1) lower jaw insert included. | Stock | 9.25
Crimping Pliers and Dies
9005990000 | Weidmuller wire crimping tool, self-adjusting, trapezoidal profile, 26-16 AWG capacity, compatible with insulated and non-insulated wire ferrules. | Stock | 165
9012500000 | Weidmuller wire crimping tool, self-adjusting, trapezoidal profile, 20-12 AWG capacity, compatible with insulated and non-insulated wire ferrules. | Stock | 196
9011460000 | Weidmuller wire crimping tool, self-adjusting, trapezoidal profile, 24-10 AWG capacity, compatible with insulated and non-insulated wire ferrules. | Stock | 250
1444050000 | Weidmuller wire crimping tool, self-adjusting, rotatable die, trapezoidal profile, 26-10 AWG capacity, compatible with insulated and non-insulated wire ferrules, locking die position. | Stock | 250
9014350000 | Weidmuller wire crimping tool, self-adjusting, rotatable die, trapezoidal profile, 26-10 AWG capacity, compatible with insulated and non-insulated wire ferrules. | Stock | 245
2831380000 | Weidmuller wire crimping tool, self-adjusting, rotatable die, trapezoidal profile, 26-10 AWG capacity, compatible with insulated and non-insulated wire ferrules, locking die position and adjustable ergonomic handle. | Stock | 269
1445070000 | Weidmuller wire crimping tool, self-adjusting, hexagonal profile, 24-8 AWG capacity, compatible with insulated and non-insulated wire ferrules. | Stock | 295
1445080000 | Weidmuller wire crimping tool, self-adjusting, square profile, 26-8 AWG capacity, compatible with insulated and non-insulated wire ferrules. | Stock | 303
0567300000 | Weidmuller wire crimping tool, self-adjusting, square profile, 20-10 AWG capacity, compatible with insulated and non-insulated wire ferrules. | Stock | 330
9013600000 | Weidmuller wire crimping tool, indent profile, 10-6 AWG capacity, compatible with insulated and non-insulated wire ferrules. | Stock | 400
9020000000 | Weidmuller cutting, stripping, and crimping tool, self-adjusting, trapezoidal profile, 20-14 AWG capacity, compatible with insulated and non-insulated wire ferrules. For use with 9004320000, 9004270000, 9004290000, 9004360000, and 9004340000 wire ferrule strips. | Stock | 309
909 | CHANNELLOCK crimping pliers, multiple profile, 22-10 AWG capacity, compatible with insulated and non-insulated terminals and connectors. | Stock | 31
DN-FE-16H | AutomationDirect wire crimping tool, self-adjusting, hexagonal profile, 26-8 AWG capacity, compatible with insulated and non-insulated wire ferrules. | Stock | 295
DN-FE-16S | AutomationDirect wire crimping tool, self-adjusting, square profile, 26-8 AWG capacity, compatible with insulated and non-insulated wire ferrules. | Stock | 295
DN-FE-16T | AutomationDirect wire crimping tool, self-adjusting, rotatable die, trapezoidal profile, 26-8 AWG capacity, compatible with insulated and non-insulated wire ferrules. | Stock | 295
DN-CT-SQ1 | AutomationDirect wire crimping tool, self-adjusting, rotatable die, square profile, 26-6 AWG capacity, compatible with insulated and non-insulated wire ferrules. | Stock | 248
DN-CT-RBY | AutomationDirect wire crimping tool, oval profile, 20-10 AWG capacity, compatible with insulated connectors. | Stock | 241
DN-CT-TC1 | AutomationDirect wire crimping tool, trapezoidal profile, 24-10 AWG capacity, compatible with insulated and non-insulated wire ferrules. | Stock | 276
DN-CT-TC2 | AutomationDirect wire crimping tool, trapezoidal profile, 6-4 AWG capacity, compatible with insulated and non-insulated wire ferrules. | Stock | 276
DN-CT-TC3 | AutomationDirect wire crimping tool, trapezoidal profile, 2-0 AWG capacity, compatible with insulated and non-insulated wire ferrules. | Stock | 276
DN-CT-ID1 | AutomationDirect wire crimping tool, indent profile, 8-4 AWG capacity, compatible with non-insulated connectors. | Stock | 321
K70ZA000130 | Z+F wire crimping tool, oval profile, 22-10 AWG capacity, compatible with ring, fork, and disconnect terminals. | Stock | 143
K70ZA000113 | Z+F wire crimping tool, trapezoidal profile, 20-10 AWG capacity, compatible with insulated and non-insulated wire ferrules. | Stock | 143
K70ZA000117 | Z+F wire crimping tool, trapezoidal profile, 10-4 AWG capacity, compatible with insulated and non-insulated wire ferrules. | Stock | 153
TCC9D-US | Southwire crimping pliers, multiple profile, 22-10 AWG capacity, compatible with insulated and non-insulated terminals and connectors. | Stock | 37
DN-CT-SET | AutomationDirect wire crimping tool set, 24-4 AWG capacity, compatible with insulated terminals and splices and insulated and non-insulated wire ferrules, includes (1) DN-CT-HDL handle and (3) die sets: DN-CT-D2, DN-CT-D4 and DN-CT-D5. | Stock | 214
DN-CT-HDL | AutomationDirect wire crimping tool, for use with DN-CT-Dx die sets. | Stock | 72
DN-CT-D1 | AutomationDirect die set, 26-22 AWG or 12-10 AWG capacity, compatible with insulated terminals and splices. For use with DN-CT series wire crimping tool. Purchase DN-CT-HDL handle separately. | Stock | 87
DN-CT-D2 | AutomationDirect die set, 22-14 AWG capacity, compatible with insulated terminals and splices. For use with DN-CT series wire crimping tool. Purchase DN-CT-HDL handle separately. | Stock | 87
DN-CT-D3 | AutomationDirect die set, 22-10 AWG capacity, compatible with non-insulated terminals and splices. For use with DN-CT series wire crimping tool. Purchase DN-CT-HDL handle separately. | Stock | 75
DN-CT-D4 | AutomationDirect die set, 24-8 AWG capacity, compatible with insulated and non-insulated wire ferrules. For use with DN-CT series wire crimping tool. Purchase DN-CT-HDL handle separately. | Stock | 71
DN-CT-D5 | AutomationDirect die set, 6-4 AWG capacity, compatible with insulated and non-insulated wire ferrules. For use with DN-CT series wire crimping tool. Purchase DN-CT-HDL handle separately. | Stock | 71
DN-CT-D6 | AutomationDirect die set, 2-0 AWG capacity, compatible with insulated and non-insulated wire ferrules. For use with DN-CT series wire crimping tool. Purchase DN-CT-HDL handle separately. | Stock | 71
DN-CT-D7 | AutomationDirect die set, 22-10 AWG capacity, compatible with open-barrel non-insulated terminals and lugs. For use with DN-CT series wire crimping tool. Purchase DN-CT-HDL handle separately. | Stock | 112
DN-CT-D8 | AutomationDirect die set, compatible with 8-pin RJ45 modular connector. For use with DN-CT series wire crimping tool. Purchase DN-CT-HDL handle separately. | Stock | 71
DN-CT-D9 | AutomationDirect die set, compatible with 6-pin RJ12 modular connector. For use with DN-CT series wire crimping tool. Purchase DN-CT-HDL handle separately. | Stock | 71
General Purpose Pliers
420 | CHANNELLOCK Classic tongue and groove pliers, 9.5in (241mm) overall length, classic grip vinyl handles. | Stock | 18
426 | CHANNELLOCK Classic tongue and groove pliers, 6.5in (165mm) overall length, classic grip vinyl handles. | Stock | 15
430 | CHANNELLOCK Classic tongue and groove pliers, 10.0in (254mm) overall length, classic grip vinyl handles. | Stock | 19
440 | CHANNELLOCK Classic tongue and groove pliers, 12.0in (305mm) overall length, classic grip vinyl handles. | Stock | 21
460 | CHANNELLOCK Classic tongue and groove pliers, 16.5in (418mm) overall length, classic grip vinyl handles. | Stock | 36
412 | CHANNELLOCK Classic tongue and groove pliers, 6.5in (165mm) overall length, classic grip vinyl handles, V-jaw design. | Stock | 15.5
422 | CHANNELLOCK Classic tongue and groove pliers, 9.5in (241mm) overall length, classic grip vinyl handles, V-jaw design. | Stock | 18.5
432 | CHANNELLOCK Classic tongue and groove pliers, 10.0in (254mm) overall length, classic grip vinyl handles, V-jaw design. | Stock | 20
442 | CHANNELLOCK Classic tongue and groove pliers, 12.0in (305mm) overall length, classic grip vinyl handles, V-jaw design. | Stock | 21.5
102-5 | CHANNELLOCK Classic curved jaw locking pliers, 5.6in (141mm) overall length, integrated wire cutter, lock nut feature and extended release lever. | Stock | 19.5
102-7 | CHANNELLOCK Classic curved jaw locking pliers, 7.5in (191mm) overall length, integrated wire cutter, lock nut feature and extended release lever. | Stock | 23.5
102-10 | CHANNELLOCK Classic curved jaw locking pliers, 9.4in (240mm) overall length, integrated wire cutter, lock nut feature and extended release lever. | Stock | 28
103-6 | CHANNELLOCK Classic long nose locking pliers, 7.0in (177mm) overall length, lock nut feature and extended release lever. | Stock | 21
103-10 | CHANNELLOCK Classic long nose locking pliers, 9.1in (232mm) overall length, lock nut feature and extended release lever. | Stock | 26
317 | CHANNELLOCK long nose pliers, 8.0in (203mm) overall length, precision knife & anvil cutting edges, classic grip vinyl handles. | Stock | 26
718 | CHANNELLOCK Classic long nose pliers, 7.9in (200mm) overall length, classic grip vinyl handles, long reach design and flat nose. | Stock | 25.5
738 | CHANNELLOCK Classic long nose pliers, 7.9in (200mm) overall length, classic grip vinyl handles, long reach design. | Stock | 26.5
526 | CHANNELLOCK slip joint pliers, 6.5in (165mm) overall length, classic grip vinyl handles. | Stock | 14
GL10 | CHANNELLOCK GRIPLOCK tongue and groove pliers, 9.5in (241mm) overall length, classic grip vinyl handles. | Stock | 16
GL12 | CHANNELLOCK GRIPLOCK tongue and groove pliers, 12.5in (318mm) overall length, classic grip vinyl handles. | Stock | 21
GL6 | CHANNELLOCK GRIPLOCK tongue and groove pliers, 6.5in (165mm) overall length, classic grip vinyl handles. | Stock | 15
GLS-3 | CHANNELLOCK GRIPLOCK pliers set, tongue and groove, 3 pieces. | Stock | 52
GS-6 | CHANNELLOCK Classic pliers and cutters set, diagonal, long nose and tongue and groove, 3 pieces. | Stock | 64
TOOLROLL-1 | CHANNELLOCK Classic pliers and cutters set, crimping, diagonal, long nose, slip joint and tongue and groove, 5 pieces. | Stock | 126
TOOLROLL-2 | CHANNELLOCK Classic pliers and cutters set, crimping, diagonal, long nose and tongue and groove, 5 pieces. | Stock | 126
WT32621 | Wiha long nose pliers, 8.0in (203mm) overall length, induction hardened beveled cutting edges, classic grip vinyl handles. | Stock | 24
WT32954 | Wiha tongue and groove pliers, 10.0in (254mm) overall length, insulated, 1000V insulation rating, induction hardened beveled cutting edges, insulated cushion grip handles. | Stock | 41
WT30905 | Wiha combination pliers, 8.0in (203mm) overall length, induction hardened beveled cutting edges, industrial SoftGrip handles. | Stock | 32
WT56801 | Wiha pointed short nose pliers, 5.5in (140mm) overall length, precision machined hardened cutting edges, electronic cushion grip handles. | Stock | 36.5
WT32930 | Wiha combination pliers, 8.0in (203mm) overall length, insulated, 1000V insulation rating, induction hardened beveled cutting edges, insulated cushion grip handles. | Stock | 37
WT32926 | Wiha long nose pliers, 6.3in (160mm) overall length, insulated, 1000V insulation rating, induction hardened beveled cutting edges, insulated cushion grip handles. | Stock | 30
WT32941 | Wiha long flat nose pliers, 6.3in (160mm) overall length, insulated, 1000V insulation rating, induction hardened beveled cutting edges, insulated cushion grip handles. | Stock | 29
WT32661 | Wiha tongue and groove pliers, 10.0in (254mm) overall length, classic grip vinyl handles. 10 different opening sizes for optimal adjustments. | Stock | 30
WT32923 | Wiha long nose pliers, 8.0in (203mm) overall length, insulated, 1000V insulation rating, induction hardened beveled cutting edges, insulated cushion grip handles. | Stock | 37
WT34691 | Wiha pliers and pliers wrench set, tongue and groove, 5 pieces, steel, foam tray. | Stock | 180
WT34682 | Wiha pliers and cutters set, combination, long nose and diagonal, 8 pieces, steel, foam tray. | Stock | 190
WT32635 | Wiha tongue and groove pliers wrench, 10.3in (262mm) overall length, classic grip vinyl handles. | Stock | 54
Lineman's Pliers
368 | CHANNELLOCK Classic linemans pliers, 8.4in (213mm) overall length, precision knife & anvil cutting edges, classic grip vinyl handles, round nose. | Stock | 37
369 | CHANNELLOCK Classic linemans pliers, 9.5in (241mm) overall length, precision knife & anvil cutting edges, classic grip vinyl handles, round nose. | Stock | 33.5
369CR | CHANNELLOCK Classic linemans pliers, 9.5in (241mm) overall length, precision knife & anvil cutting edges, classic grip vinyl handles, round nose and integrated crimp profile. | Stock | 42
348 | CHANNELLOCK E SERIES linemans pliers, 8.0in (203mm) overall length, precision knife & anvil cutting edges, classic grip vinyl handles, pipe grip. | Stock | 37.5
WT32616 | Wiha linemans pliers, 9.0in (229mm) overall length, induction hardened beveled cutting edges, classic grip vinyl handles. | Stock | 44
WT32624 | Wiha linemans pliers, 9.5in (241mm) overall length, induction hardened beveled cutting edges, classic grip vinyl handles. | Stock | 31
SCP9TPCD-US | Southwire linemans pliers, 9.0in (229mm) overall length, induction hardened beveled cutting edges, comfort grip handles. | Stock | 45
Precision Pliers
WT56813 | Wiha precision diagonal full flush cutters, 5.0in (127mm) overall length, ultra full flush cutting edge, 21 degrees angled head, electronic cushion grip handles. | Stock | 39.5
WT56812 | Wiha precision diagonal cutters, 4.5in (114mm) overall length, ultra full flush cutting edge, 21 degrees angled head, electronic cushion grip handles. | Stock | 36.5
Cutting Pliers and Cable Shears
2876460000 | Weidmuller KT MINI cable shears, 4.7in (120mm) overall length, induction hardened shear cutting edges, classic grip vinyl handles, spring handle release. | Stock | 38
9002650000 | Weidmuller cable shears, 7.3in (185mm) overall length, insulated, 1000V insulation rating, curved shear cutting edges, insulated cushion grip handles. | Stock | 55
9002660000 | Weidmuller cable shears, 8.8in (225mm) overall length, insulated, 1000V insulation rating, pinch free shear cutting edges, insulated cushion grip handles. | Stock | 62
1157820000 | Weidmuller cable shears, 8.8in (225mm) overall length, insulated, 1000V insulation rating, straight shear cutting edges, insulated cushion grip handles. | Stock | 72
1157830000 | Weidmuller cable shears, 9.8in (249mm) overall length, insulated, 1000V insulation rating, curved shear cutting edges, insulated cushion grip handles. | Stock | 82
9918230000 | Weidmuller electricians scissors, 5.5in (140mm) overall length, serrated cutting blades, rubberized non-slip handle. | Stock | 32
9205150000 | Weidmuller SUPER CUT precision diagonal cutters, 5.0in (128mm) overall length, ultra full flush cutting edge, comfort grip handles. | Stock | 47.5
337 | CHANNELLOCK E SERIES diagonal cutters, 7.2in (184mm) overall length, precision knife & anvil cutting edges, classic grip vinyl handles. | Stock | 25
447 | CHANNELLOCK curved diagonal cutters, 7.7in (196mm) overall length, laser heat-treated curved cutting edges, classic grip vinyl handles, curved diagonal head. | Stock | 33
449 | CHANNELLOCK curved diagonal cutters, 9.5in (241mm) overall length, laser heat-treated curved cutting edges, classic grip vinyl handles, curved diagonal head. | Stock | 34
728 | CHANNELLOCK Classic diagonal cutters, 7.5in (190mm) overall length, precision knife & anvil cutting edges, classic grip vinyl handles, long reach design. | Stock | 38.5
758 | CHANNELLOCK Classic diagonal cutters, 7.5in (190mm) overall length, flush cutting edges, classic grip vinyl handles, long reach design. | Stock | 38
911 | CHANNELLOCK Classic cable shears, 9.5in (241mm) overall length, curved shear cutting edges, classic grip vinyl handles. | Stock | 36
357 | CHANNELLOCK Classic end cutting nipper, 7.4in (188mm) overall length, precision knife & anvil cutting edges, classic grip vinyl handles. | Stock | 28
358 | CHANNELLOCK E SERIES end cutting nipper, 8.2in (210mm) overall length, precision knife & anvil cutting edges, classic grip vinyl handles. | Stock | 34
WT32636 | Wiha diagonal cutters, 8.0in (203mm) overall length, induction hardened beveled cutting edges, 15 degrees angled head, classic grip vinyl handles. Power button for increasing cutting capacity. | Stock | 34.5
DCPA8D-US | Southwire diagonal cutters, 8.0in (203mm) overall length, induction hardened beveled cutting edges, 15-degree angled head, comfort grip handles. | Stock | 40.5
CCP9D-US | Southwire cable shears, 9.0in (229mm) overall length, induction hardened shear cutting edges, comfort grip handles. | Stock | 41
Knives
9918160000 | Weidmuller folding knife, folding blade with round and triangular edge blade, 2.70in blade length, 4.3in (109mm) overall length, plastic body. | Stock | 30.5
9041600000 | Weidmuller folding knife, hawkbill and folding blade with round and triangular edge blade, 3.10in blade length, 4.3in (109mm) overall length, plastic body. | Stock | 59
UTILQO | Southwire EDGEFORCE folding knife, common replaceable 2 point utility blade, 6.01in overall length, metal body with comfort grip and pocket clip. | Stock | 16.5
HBKND2 | Southwire EDGEFORCE folding knife, hawkbill blade, 2.60in blade length, 7.24in overall length, metal body with comfort grip and pocket clip. | Stock | 33.5
Jumper Cutting Tools
DN-J2CUT | DINnector jumper cutting tool, for use with DN-2J2Y, DN-3J2Y and DN-24J2Y jumpers. | Stock | 102
DN-J4CUT | DINnector jumper cutting tool, for use with DN-2J4Y, DN-3J4Y and DN-24J4Y jumpers. | Stock | 102
DN-J6CUT | DINnector jumper cutting tool, for use with DN-12J6Y jumpers. | Stock | 153
DN-JL14CUT | DINnector jumper cutting tool, for use with DN-12JL14-A and DN-12JL14B-A jumpers. | Stock | 145
DN-JFECUT | DINnector jumper cutting tool, for use with DN-12JFE jumpers. | Stock | 118
DN-JXCUT | DINnector jumper cutting tool, for use with DN-J2DIE, DN-J4DIE, DN-J6DIE, DN-JL14DIE and DN-JFEDIE dies. | Stock | 99
DN-J2DIE | DINnector die set, replacement. Package of 2. For use with jumper cutting tools DN-J2CUT or DN-JXCUT. | Stock | 159
DN-J4DIE | DINnector die set, replacement. Package of 2. For use with jumper cutting tools DN-J4CUT or DN-JXCUT. | Stock | 159
DN-J6DIE | DINnector die set, replacement. Package of 2. For use with jumper cutting tools DN-J6CUT or DN-JXCUT. | Stock | 159
DN-JL14DIE | DINnector die set, replacement. Package of 2. For use with jumper cutting tools DN-JL14CUT or DN-JXCUT. | Stock | 159
DN-JFEDIE | DINnector die set, replacement. Package of 2. For use with jumper cutting tools DN-JFECUT or DN-JXCUT. | Stock | 123
DN-JKIT | DINnector jumper cutting tool kit, for use with DN series jumpers, includes (1) DN-JXCUT cutting tool, (5) dies (DN-J2DIE, DN-J4DIE, DN-J6DIE, DN-JL14DIE, and DN-JFEDIE). | Stock | 385
Pipe and Tube Cutters
TC-12 | NITRA pneumatic tubing cutter, for use with 1/8 to 1/2in (4 to 12mm) outside diameter polyurethane, nylon and other flexible tubing. | Stock | 5.75
Hose Clamp Pliers
HCT-ES | NITRA hose clamp crimping tool, single action, straight jaw. For use with NITRA hose clamps. | Stock | 44
HCT-SC | NITRA hose clamp crimping tool, compound action, straight jaw. For use with NITRA hose clamps. | Stock | 78
Bit Drivers, Bits and Adapters
05073230055 | Wera Zyklop bit ratchet, switch lever, 1/4in drive, 5 degrees return angle, all-metal construction, ballpoint socket and retaining ring bit holder locking mechanism. Adapter for 1/4in sockets included. | Stock | 48.5
TW-DB-PH-1 | Wera #1 Phillips general purpose driver bit, 2.75in bit length, 1/4in drive, hexagonal. Package of 10. | Stock | 11
TW-DB-PH-2 | Wera #2 Phillips general purpose driver bit, 2.75in bit length, 1/4in drive, hexagonal. Package of 10. | Stock | 11
TW-DB-SL-1 | Wera 3.0mm slotted general purpose driver bit, 2in bit length, 1/4in drive, hexagonal. Package of 10. | Stock | 34.5
WT74984 | Wiha standard driver bit set, ratcheting, Phillips, Torx, slotted, external hex and square, 32 pieces, 1in bit length, 1/4in drive, imperial and metric. | Stock | 33
WT76868 | Wiha TerminatorBlue impact driver bit set, Phillips, Torx, slotted, external hex and square, 61 pieces, 1in bit length, 1/4in drive, imperial and metric. | Stock | 35
WT70297 | Wiha TerminatorBlue impact driver bit set, Phillips, Torx and square, 40 pieces, 1in, 2in and 3.5in bit length, 1/4in drive, imperial. | Stock | 35.5
WT76889 | Wiha TerminatorBlue impact driver bit set, Phillips, Torx, external hex and Pozidriv, 32 pieces, 1in bit length, 1/4in drive, imperial and metric. | Stock | 35
WT70098 | Wiha TerminatorBlue impact driver bit set, Phillips, Torx and square, 8 pieces, 1in bit length, 1/4in drive. | Stock | 10
WT70298 | Wiha TerminatorBlue impact driver bit set, Phillips, Torx and square, 7 pieces, 2in bit length, 1/4in drive. | Stock | 10
WT70201 | Wiha TerminatorBlue #1 Phillips impact driver bit, 2in bit length, 1/4in drive, hexagonal. Package of 2. | Stock | 5
WT70002 | Wiha TerminatorBlue #2 Phillips impact driver bit, 1in bit length, 1/4in drive, hexagonal. Package of 2. | Stock | 4
WT70042 | Wiha TerminatorBlue #2 Phillips impact driver bit, 1in bit length, 1/4in drive, hexagonal. Package of 20. | Stock | 17.5
WT70202 | Wiha TerminatorBlue #2 Phillips impact driver bit, 2in bit length, 1/4in drive, hexagonal. Package of 2. | Stock | 5
WT70269 | Wiha TerminatorBlue #2 Phillips impact driver bit, 2in bit length, 1/4in drive, hexagonal. Package of 5. | Stock | 11
WT70302 | Wiha TerminatorBlue #2 Phillips impact driver bit, 3.5in bit length, 1/4in drive, hexagonal. Package of 2. | Stock | 7.25
WT70203 | Wiha TerminatorBlue #3 Phillips impact driver bit, 2in bit length, 1/4in drive, hexagonal. Package of 2. | Stock | 5
WT70020 | Wiha TerminatorBlue T25 Torx impact driver bit, 1in bit length, 1/4in drive, hexagonal. Package of 2. | Stock | 4
WT70220 | Wiha TerminatorBlue T25 Torx impact driver bit, 2in bit length, 1/4in drive, hexagonal. Package of 2. | Stock | 5
WT70222 | Wiha TerminatorBlue T30 Torx impact driver bit, 2in bit length, 1/4in drive, hexagonal. Package of 2. | Stock | 5
WT70223 | Wiha TerminatorBlue T40 Torx impact driver bit, 2in bit length, 1/4in drive, hexagonal. Package of 2. | Stock | 5
WT70486 | Wiha nut setter set, internal hex, 6 pieces, 6in (152.4mm) overall length, 1/4in drive, imperial. | Stock | 35.5
WT70487 | Wiha nut setter set, internal hex, 6 pieces, 6in (152.4mm) overall length, 1/4in drive, metric. | Stock | 35.5
WT70489 | Wiha nut setter set, internal hex, 3 pieces, 3.0in (76mm) overall length, chromium-molybdenum alloy steel, 1/4in drive, imperial, high visibility color coding and magnetic tip. | Stock | 16
05023461001 | Wera T-handle bit holder, 1/4in drive, 4.5 degrees return angle, Rapidaptor quick-release bit holder locking mechanism, ergonomic t-handle. | Stock | 83
WT38800 | Wiha T-handle bit holder, 7.3in (184mm) overall length, 1/4in drive, magnetic bit holder locking mechanism, classic grip t-handle. | Stock | 13
TW-DB-ADT-MAG | Wera Rapidaptor magnetic driver bit adapter, 1/4in drive, 2.25in (57mm) overall length. Rapidaptor technology for rapid bit change. | Stock | 22.5
WT70096 | Wiha TerminatorBlue quick-release driver bit adapter, 1/4in drive, 2.4in (61mm) overall length. Impact-rated for power tool applications. | Stock | 9.25
05049004001 | Wera Tool-Check Modular hinge, for use with Tool-Check modular tool sets. | Stock | 11
05049005001 | Wera Tool-Check Modular adapter, for use with Tool-Check modular tool sets. | Stock | 6
Hex, Torx, and Service Keys
05022640001 | Wera Hex-Plus L-key hex key set, external hex, 9 pieces, 9.4in (240mm) overall length, BlackLaser steel with multicolor grips, imperial, ball-end tip and hex-plus tip. | Stock | 54
05022089055 | Wera Hex-Plus L-key hex key set, external hex, 9 pieces, 9.2in (234mm) overall length, BlackLaser steel with multicolor grips, metric, ball-end tip and hex-plus tip. | Stock | 54
05022210001 | Wera Hex-Plus L-key hex key set, external hex, 9 pieces, 9.2in (234mm) overall length, BlackLaser steel with multicolor grips, metric, ballpoint holding function, ball-end tip and hex-plus tip. | Stock | 69
05133164001 | Wera Hex-Plus L-key hex key set, external hex, 9 pieces, 5.5in (140mm) overall length, BlackLaser steel with multicolor grips, metric, ball-end tip and hex-plus tip. | Stock | 53
05022641001 | Wera Hex-Plus L-key hex key set, external hex, 9 pieces, 5.5in (140mm) overall length, BlackLaser steel with multicolor grips, imperial, ball-end tip and hex-plus tip. | Stock | 53
TW-HK-SET-STD | Wera Hex-Plus L-key hex key set, external hex, 13 pieces, 8.7in (220mm) overall length, BlackLaser steel, imperial, ball-end tip and hex-plus tip. | Stock | 26.5
TW-HK-SET-MM | Wera Hex-Plus L-key hex key set, external hex, 9 pieces, 9.0in (229mm) overall length, BlackLaser steel, metric, ball-end tip and hex-plus tip. | Stock | 17.5
05133180001 | Wera Hex-Plus L-key hex key set, external hex, 9 pieces, 8.7in (220mm) overall length, BlackLaser steel, imperial, ball-end tip and hex-plus tip. | Stock | 17.5
05021737001 | Wera Hex-Plus L-key hex key set, external hex, 9 pieces, 5.5in (140mm) overall length, BlackLaser steel, metric, hex-plus tip. | Stock | 4
05049003001 | Wera Tool-Check Modular L-key hex key set, external hex, 7 pieces, steel, metric, ball-end tip and hex-plus tip, modular Tool-Check storage system. | Stock | 22
BH20199 | Bondhus ProGuard L-key hex key set, external hex, 22 pieces, 6.8in (173mm) overall length, protanium high torque steel, metric and imperial, ball-end tip. | Stock | 32
BH10937 | Bondhus ProGuard L-key hex key set, external hex, 13 pieces, 6.8in (173mm) overall length, protanium high torque steel, imperial, ball-end tip. | Stock | 18.5
BH10999 | Bondhus ProGuard L-key hex key set, external hex, 9 pieces, 6.7in (170mm) overall length, protanium high torque steel, metric, ball-end tip. | Stock | 15
BH20599 | Bondhus ProGuard L-key hex key set, external hex, 22 pieces, 6.8in (173mm) overall length, protanium high torque steel, metric and imperial, stubby and ball-end tip. | Stock | 39.5
BH16537 | Bondhus ProGuard L-key hex key set, external hex, 13 pieces, 6.8in (173mm) overall length, protanium high torque steel, imperial, stubby and ball-end tip. | Stock | 22.5
BH16599 | Bondhus ProGuard L-key hex key set, external hex, 9 pieces, 6.7in (170mm) overall length, protanium high torque steel, metric, stubby and ball-end tip. | Stock | 18.5
BH67037 | Bondhus ProGuard L-key hex key set, external hex, 13 pieces, 7.8in (198mm) overall length, protanium high torque steel, imperial, stubby and double ball-end tip. | Stock | 28.5
BH67099 | Bondhus ProGuard L-key hex key set, external hex, 9 pieces, 8.4in (213mm) overall length, protanium high torque steel, metric, stubby and double ball-end tip. | Stock | 23
BH22199 | Bondhus ProGuard L-key hex key set, external hex, 22 pieces, 6.8in (173mm) overall length, protanium high torque steel, metric and imperial. | Stock | 20
BH12137 | Bondhus ProGuard L-key hex key set, external hex, 13 pieces, 6.8in (173mm) overall length, protanium high torque steel, imperial. | Stock | 10.5
BH12199 | Bondhus ProGuard L-key hex key set, external hex, 9 pieces, 6.7in (170mm) overall length, protanium high torque steel, metric. | Stock | 10
BH12237 | Bondhus ProGuard L-key hex key set, external hex, 13 pieces, 4.3in (109mm) overall length, protanium high torque steel, imperial. | Stock | 7
BH12299 | Bondhus ProGuard L-key hex key set, external hex, 9 pieces, 4.3in (109mm) overall length, protanium high torque steel, metric. | Stock | 7.5
05022639055 | Wera Hex-Plus L-key hex key set, external hex, 9 pieces, 9.4in (240mm) overall length, BlackLaser steel with multicolor grips, imperial, ball-end tip and hex-plus tip. | Stock | 61
05073391001 | Wera Hex-Plus L-key hex key set, external hex, 9 pieces, 9.0in (229mm) overall length, chrome-plated steel, imperial, ball-end tip and hex-plus tip. | Stock | 25
05133163001 | Wera Hex-Plus L-key hex key set, external hex, 9 pieces, 5.5in (140mm) overall length, chrome-plated steel, metric, ball-end tip and hex-plus tip. | Stock | 24.5
05022130001 | Wera Hex-Plus L-key hex key set, external hex, 9 pieces, 9.0in (229mm) overall length, chrome-plated steel, metric, ballpoint holding function and hex-plus tip. | Stock | 40.5
05022669001 | Wera Hex-Plus L-key hex key set, external hex, 9 pieces, 9.2in (234mm) overall length, stainless steel with multicolor grips, metric, ball-end tip and hex-plus tip. | Stock | 78
05022860001 | Wera Hex-Plus L-key hex key set, external hex, 9 pieces, 9.4in (240mm) overall length, stainless steel with multicolor grips, imperial, ball-end tip and hex-plus tip. | Stock | 78
05022699001 | Wera Hex-Plus L-key hex key set, external hex, 9 pieces, 9.2in (234mm) overall length, stainless steel with multicolor grips, metric, ballpoint holding function, ball-end tip and hex-plus tip. | Stock | 93
05073544001 | Wera Hex-Plus L-key hex key set, external hex, 9 pieces, 9.2in (234mm) overall length, stainless steel, metric, ball-end tip and hex-plus tip. | Stock | 52
05024480001 | Wera L-key torx key set, Torx, 9 pieces, 9.6in (243mm) overall length, BlackLaser steel with multicolor grips, ball-end tip. | Stock | 60
05024179001 | Wera L-key torx key set, Torx, 9 pieces, 5.5in (140mm) overall length, BlackLaser steel with multicolor grips, ballpoint holding function. | Stock | 60
05024460001 | Wera L-key torx key set, Torx, 9 pieces, 9.6in (243mm) overall length, BlackLaser steel, ball-end tip. | Stock | 54
05073598001 | Wera L-key torx key set, Torx, 9 pieces, 5.5in (140mm) overall length, BlackLaser steel, ball-end tip. | Stock | 33.5
05073599001 | Wera L-key torx key set, Torx and tamperproof torx, 9 pieces, 5.5in (140mm) overall length, BlackLaser steel with multicolor grips, demagnetizer and ball-end tip. | Stock | 60
BH31834 | Bondhus ProGuard L-key torx key set, Torx, 8 pieces, 4.9in (124mm) overall length, protanium high torque steel. | Stock | 16
05022689001 | Wera L-key torx key set, Torx, 9 pieces, 9.2in (234mm) overall length, stainless steel, holding function. | Stock | 90
BH12522 | Bondhus GorillaGrip fold-out hex key set, external hex, 16 pieces, 4.5in (114mm) overall length, protanium high torque steel, imperial and metric. | Stock | 14.5
BH12533 | Bondhus GorillaGrip fold-out hex and torx key set, external hex and Torx, 24 pieces, 4.5in (114mm) overall length, protanium high torque steel, imperial and metric. | Stock | 28
BH12589 | Bondhus GorillaGrip fold-out hex key set, external hex, 9 pieces, 4.5in (114mm) overall length, protanium high torque steel, imperial. | Stock | 8.5
BH12587 | Bondhus GorillaGrip fold-out hex key set, external hex, 7 pieces, 4.5in (114mm) overall length, protanium high torque steel, metric. | Stock | 9
BH12634 | Bondhus GorillaGrip fold-out torx key set, Torx, 8 pieces, 4.3in (109mm) overall length, protanium high torque steel. | Stock | 17
WT35195 | Wiha PocketStar fold-out hex key set, external hex, 7 pieces, 6.0in (152mm) overall length, metric. | Stock | 29.5
WT35197 | Wiha PocketStar fold-out hex key set, external hex, 9 pieces, 6.0in (152mm) overall length, imperial. | Stock | 29.5
WT21103 | Wiha cross wrench enclosure key, 3 pieces, 5mm double-bit, 5mm square, 6mm square, 8mm square, 9mm triangular. Ideal for all common switch cabinets and locking systems for gas, water and electricity supplies. | Stock | 41
WT21105 | Wiha 8-in-1 pen style enclosure key, 3 pieces, 5mm double-bit, 5mm square, 6mm square, 8mm square, 9mm triangular. Ideal for all common switch cabinets and locking systems for gas, water and electricity supplies. | Stock | 54
1480190000 | Weidmuller CROSS-KEY-DUO universal enclosure key, 1 piece, 3-5mm double-bit, 5mm square, 6-7mm square, 8-9mm square, 5-6mm triangular, 6-7mm triangular, 8-9mm triangular 1/4in square, 2x1/4in hex. | Stock | 36
1480180000 | Weidmuller CROSS-KEY-QUADRO cross wrench enclosure key, 1 piece, 3-5mm double-bit, 5mm square, 6mm square, 7-8mm square, 9-10mm square, 7mm triangular, 8-9mm triangular, 10-11mm triangular, 1/4in hex, 6mm half-moon. | Stock | 59
Combination Wrenches
WT30392 | Wiha combination wrench set, ratcheting, 31 pieces, steel, imperial and metric, foam tray. | Stock | 475
WT30492 | Wiha combination wrench set, 31 pieces, steel, imperial and metric, foam tray. | Stock | 250
05073280055 | Wera Joker combination wrench, ratcheting, 5/16in, 5.7in (144mm) overall length, holding function and 30 degree low return angle. | Stock | 23.5
05073281055 | Wera Joker combination wrench, ratcheting, 3/8in, 7.9in (200mm) overall length, holding function and 30 degree low return angle. | Stock | 24.5
05073282055 | Wera Joker combination wrench, ratcheting, 7/16in, 5.7in (144mm) overall length, holding function and 30 degree low return angle. | Stock | 26.5
05073283055 | Wera Joker combination wrench, ratcheting, 1/2in, 4.7in (119mm) overall length, holding function and 30 degree low return angle. | Stock | 26.5
05073284055 | Wera Joker combination wrench, ratcheting, 9/16in, 9.3in (235mm) overall length, holding function and 30 degree low return angle. | Stock | 28.5
05073285055 | Wera Joker combination wrench, ratcheting, 5/8in, 7.0in (177mm) overall length, holding function and 30 degree low return angle. | Stock | 31.5
05073286055 | Wera Joker combination wrench, ratcheting, 11/16in, 9.7in (246mm) overall length, holding function and 30 degree low return angle. | Stock | 35.5
05073287055 | Wera Joker combination wrench, ratcheting, 3/4in, 8.3in (212mm) overall length, holding function and 30 degree low return angle. | Stock | 39.5
05073268055 | Wera Joker combination wrench, ratcheting, 8mm, 9.3in (235mm) overall length, holding function and 30 degree low return angle. | Stock | 23.5
05073270055 | Wera Joker combination wrench, ratcheting, 10mm, 6.7in (171mm) overall length, holding function and 30 degree low return angle. | Stock | 24.5
05073271055 | Wera Joker combination wrench, ratcheting, 11mm, 6.3in (159mm) overall length, holding function and 30 degree low return angle. | Stock | 25.5
05073272055 | Wera Joker combination wrench, ratcheting, 12mm, 7.4in (188mm) overall length, holding function and 30 degree low return angle. | Stock | 26.5
05073273055 | Wera Joker combination wrench, ratcheting, 13mm, 6.5in (165mm) overall length, holding function and 30 degree low return angle. | Stock | 26.5
05073274055 | Wera Joker combination wrench, ratcheting, 14mm, 9.7in (246mm) overall length, holding function and 30 degree low return angle. | Stock | 28.5
05073275055 | Wera Joker combination wrench, ratcheting, 15mm, 8.3in (212mm) overall length, holding function and 30 degree low return angle. | Stock | 30.5
05073276055 | Wera Joker combination wrench, ratcheting, 16mm, 7.0in (177mm) overall length, holding function and 30 degree low return angle. | Stock | 31.5
05073277055 | Wera Joker combination wrench, ratcheting, 17mm, 6.5in (165mm) overall length, holding function and 30 degree low return angle. | Stock | 34.5
05073278055 | Wera Joker combination wrench, ratcheting, 18mm, 6.3in (159mm) overall length, holding function and 30 degree low return angle. | Stock | 35.5
05073279055 | Wera Joker combination wrench, ratcheting, 19mm, 7.4in (188mm) overall length, holding function and 30 degree low return angle. | Stock | 39.5
Adjustable Wrenches
804 | CHANNELLOCK adjustable wrench, 0-1/2in, 4.5in (114mm) overall length, 4-thread knurl adjuster and laser engraved measurement scales. | Stock | 18
806W | CHANNELLOCK adjustable wrench, 0-15/16in, 6.2in (157mm) overall length, extra wide jaws, 4-thread knurl adjuster and laser engraved measurement scales. | Stock | 19.5
808W | CHANNELLOCK adjustable wrench, 0-1 1/16in, 8.0in (203mm) overall length, extra wide jaws, 4-thread knurl adjuster and laser engraved measurement scales. | Stock | 21.5
810W | CHANNELLOCK adjustable wrench, 0-1 5/16in, 10.0in (254mm) overall length, extra wide jaws, 4-thread knurl adjuster and laser engraved measurement scales. | Stock | 26.5
WS-2 | CHANNELLOCK adjustable wrench set, 2 pieces, extra wide jaws, 4-thread knurl adjuster and laser engraved measurement scales. | Stock | 46
05020099001 | Wera Joker adjustable wrench, ratcheting, 1/4-3/8in, 4.7in (119mm) overall length, automatic and continuous self-setting and 30 degree low return angle. | Stock | 50
05020100001 | Wera Joker adjustable wrench, ratcheting, 7/16-1/2in, 6.1in (155mm) overall length, automatic and continuous self-setting and 30 degree low return angle. | Stock | 57
05020103001 | Wera Joker adjustable wrench, ratcheting, 1/2-5/8in, 7.5in (190mm) overall length, automatic and continuous self-setting and 30 degree low return angle. | Stock | 66
05020101001 | Wera Joker adjustable wrench, ratcheting, 5/8-3/4in, 8.9in (226mm) overall length, automatic and continuous self-setting and 30 degree low return angle. | Stock | 80
05020104001 | Wera Joker adjustable wrench, ratcheting, 3/4-15/16in, 10.0in (255mm) overall length, automatic and continuous self-setting and 30 degree low return angle. | Stock | 90
05020102001 | Wera Joker adjustable wrench, ratcheting, 15/16-1 1/4in, 12.7in (322mm) overall length, automatic and continuous self-setting and 30 degree low return angle. | Stock | 101
05020150001 | Wera Joker adjustable wrench, ratcheting, 1/4-3/8in, 4.7in (119mm) overall length, insulated, automatic and continuous self-setting, 30 degree low return angle, and contactless jaw opening feature. | Stock | 66
05020151001 | Wera Joker adjustable wrench, ratcheting, 7/16-1/2in, 6.1in (155mm) overall length, insulated, automatic and continuous self-setting, 30 degree low return angle, and contactless jaw opening feature. | Stock | 72
05020152001 | Wera Joker adjustable wrench, ratcheting, 1/2-5/8in, 7.5in (190mm) overall length, insulated, automatic and continuous self-setting, 30 degree low return angle, and contactless jaw opening feature. | Stock | 80
05020153001 | Wera Joker adjustable wrench, ratcheting, 5/8-3/4in, 8.9in (226mm) overall length, insulated, automatic and continuous self-setting, 30 degree low return angle, and contactless jaw opening feature. | Stock | 102
T-handle Wrenches
WT38802 | Wiha T-handle bit holder, 7.0in (177mm) overall length, 1/4in drive, magnetic bit holder locking mechanism, SoftGrip t-handle. | Stock | 22
WT54079 | Wiha T-handle hex key set, external hex, 8 pieces, chrome vanadium steel, metric, ball-end tip and dual-drive handle, foam tray. | Stock | 105
WT54081 | Wiha T-handle hex key set, external hex, 10 pieces, chrome vanadium steel, imperial, ball-end tip and dual-drive handle, foam tray. | Stock | 125
WT36489 | Wiha T-handle torx key set, Torx, 7 pieces, chrome vanadium steel, foam tray. | Stock | 93
Ratchets and Socket Sets
WT33388 | Wiha ratchet set, 9 pieces, steel, 1/4in, 3/8in and 1/2in drive, foam tray. | Stock | 110
WT33396 | Wiha ratchet and socket set, 25 pieces, steel, 1/4in drive, imperial, foam tray. | Stock | 90
WT33395 | Wiha ratchet and socket set, 27 pieces, steel, 1/4in drive, metric, foam tray. | Stock | 90
WT33796 | Wiha ratchet and socket set, 22 pieces, steel, 3/8in drive, imperial, foam tray. | Stock | 115
WT33795 | Wiha ratchet and socket set, 24 pieces, steel, 3/8in drive, metric, foam tray. | Stock | 115
WT33896 | Wiha ratchet and socket set, 28 pieces, steel, 1/2in drive, imperial, foam tray. | Stock | 135
WT33895 | Wiha ratchet and socket set, 29 pieces, steel, 1/2in drive, metric, foam tray. | Stock | 135
BH43645 | Bondhus ProHold impact socket bit set, external hex, 5 pieces, protanium high torque steel, 6in bit length, 1/4in drive, imperial. | Stock | 125
BH43646 | Bondhus ProHold impact socket bit set, external hex, 6 pieces, protanium high torque steel, 6in bit length, 1/4in drive, metric. | Stock | 106
BH43845 | Bondhus ProHold impact socket bit set, external hex, 7 pieces, protanium high torque steel, 6in bit length, 1/4in drive, imperial, ball-end tip. | Stock | 123.5
BH43887 | Bondhus ProHold impact socket bit set, external hex, 8 pieces, protanium high torque steel, 6in bit length, 1/4in drive, metric, ball-end tip. | Stock | 138.5
05023460001 | Wera t-handle ratchet, 1/4in, 4.5 degrees return angle, ballpoint socket locking mechanism, ergonomic t-handle. | Stock | 83
05004004055 | Wera Zyklop Metal ratchet, switch lever, 1/4in drive, 5 degrees return angle, all-metal construction, ballpoint socket locking mechanism. | Stock | 61
05003500055 | Wera Zyklop Speed ratchet, dial switch, 1/4in drive, 5 degrees return angle, Kraftform ergonomic handle, locking swivel head, free-turning sleeve, ballpoint socket locking mechanism. | Stock | 102
05004034055 | Wera Zyklop Metal ratchet, switch lever, 3/8in drive, 5 degrees return angle, all-metal construction, ballpoint socket locking mechanism. | Stock | 71
05003550055 | Wera Zyklop Speed ratchet, dial switch, 3/8in drive, 5 degrees return angle, Kraftform ergonomic handle, locking swivel head, free-turning sleeve, ballpoint socket locking mechanism. | Stock | 113
05004966001 | Wera Zyklop VDE ratchet, insulated, switch lever, 3/8in drive, 4.5 degrees return angle, Kraftform ergonomic handle, 90-degree fixed head, metal with plastic coating construction, ballpoint socket with button release mechanism locking mechanism. | Stock | 150
05004064055 | Wera Zyklop Metal ratchet, switch lever, 1/2in drive, 5 degrees return angle, all-metal construction, ballpoint socket locking mechanism. | Stock | 81
05003600055 | Wera Zyklop Speed ratchet, dial switch, 1/2in drive, 5 degrees return angle, Kraftform ergonomic handle, locking swivel head, free-turning sleeve, ballpoint socket locking mechanism. | Stock | 124
Tool Storage and Organization
MONOLITHLT35 | GT Line backpack, polyester canvas, 16.90 x 10.60 x 22.40in, 43 compartments. Tilt-resistant, waterproof, hard-wearing base tray, rear compartment with padded laptop sleeve. | Stock | 225
WT91869 | Wiha RedStripe backpack, composite, 21.00 x 15.25 x 10.25in, 103 compartments. | Stock | 240
TOP07XLR | GT Line backpack, polyester canvas, 14.60 x 7.88 x 19.70in, 24 compartments. Removable tool pallet included. Hard-wearing base tray. | Stock | 140
TOP07R | GT Line backpack, polyester canvas, 11.80 x 5.51 x 15.70in, 22 compartments. | Stock | 120
TOOLTROLLEY01R | GT Line rolling backpack, polyester canvas, 14.17 x 7.87 x 18.90in, 38 compartments. Two removable and reversible pallets included. | Stock | 220
SOFTTROLLEY01R | GT Line rolling backpack, polyester canvas, 12.20 x 7.48 x 18.90in, 30 compartments. Removable tool pallet included. | Stock | 179
PSSCOMPACTBAGR | GT Line tool bag, polyester canvas, 9.00 x 4.40 x 12.60in, 3 compartments. Two small component boxes included. | Stock | 101
TOPPILOTR | GT Line tool and laptop bag, polyester canvas, 18.50 x 6.30 x 13.00in, 3 compartments. Allows for vertical access to storage, accommodates up to 18in laptop. | Stock | 180
TOP10R | GT Line tool and laptop bag, polyester canvas, 15.75 x 5.12 x 12.20in, 4 compartments. Phone holder and charge pocket included. | Stock | 85
WT91459 | Wiha tool pouch, polyester canvas, 14.00 x 7.50in, 10 compartments. | Stock | 20.5
TOOLROLL.12TR | GT Line tool pouch, polyester canvas, 19.70 x 12.50in, 12 compartments. Rolls up for convenient storage. | Stock | 14
TOOLROLL.15TR | GT Line tool pouch, polyester canvas, 26.75 x 12.50in, 15 compartments. Rolls up for convenient storage. | Stock | 16
TOOLROLL.20TR | GT Line tool pouch, polyester canvas, 31.10 x 12.50in, 20 compartments. Rolls up for convenient storage. | Stock | 18
WT91473 | Wiha zipper bag, Cordura canvas, 9.75 x 7.25 x 3.00in, 1 compartments. | Stock | 15
WT91482 | Wiha belt pouch, Cordura canvas, 10.50 x 9.00 x 3.00in, 8 compartments. | Stock | 50
TOPTOOLBELTR | GT Line tool belt set, polyester canvas, 6 compartments, includes screwdriver pouch, tape measure pouch, and general purpose pouch. Accommodates waists up to 51in. | Stock | 36
TOPBELTR | GT Line tool belt, polyester canvas. Accommodates waists up to 51in, can be customized with different tool pouches. | Stock | 10
TOPELECTRAR | GT Line tool belt pouch, polyester canvas, 11.00 x 2.75 x 11.80in, 2 compartments. For use with TOPBELTR. | Stock | 35
TOPTAPEPLUSR | GT Line tool belt pouch, polyester canvas, 4.72 x 1.97 x 8.27in, 1 compartments. For use with TOPBELTR. | Stock | 21
TOPNAILR | GT Line nail pouch, polyester canvas, 6.30 x 2.36 x 6.30in, 1 compartments. For use with TOPBELTR. | Stock | 20
WT91486 | Wiha tool bag, Cordura canvas, 12.00 x 8.00 x 10.00in, 7 compartments. | Stock | 46
WT91487 | Wiha tool bag, Cordura canvas, 16.00 x 8.50 x 11.00in, 23 compartments. | Stock | 70
WT91488 | Wiha tool bag, Cordura canvas, 23.00 x 8.00 x 11.00in, 23 compartments. | Stock | 81
TOP04R | GT Line tool bag, polyester canvas, 16.20 x 9.10 x 11.80in, 40 compartments. Injection molded rigid base. | Stock | 70
TOP06R | GT Line tool bag, polyester canvas, 20.30 x 8.30 x 11.80in, 46 compartments. Injection molded rigid base. | Stock | 90
BAG04R | GT Line tool bag, polyester canvas, 12.60 x 8.26 x 9.45in, 7 compartments. | Stock | 38
BAG06R | GT Line tool bag, polyester canvas, 20.00 x 7.88 x 10.63in, 7 compartments. | Stock | 52
CH958570 | CH Ellis tool case, high-impact plastic, 18.0 x 13.5 x 6.5in, 50 compartments. | Stock | 227
CH958583 | CH Ellis tool case, high-impact plastic, 19.0 x 16.0 x 10.5in, 50 compartments. | Stock | 288
CH037071D | CH Ellis tool bag, nylon cloth, 12.0 x 6.0 x 6.0in, 14 compartments. | Stock | 41
BAGESP | Southwire tool bag, 2400 denier ballistic weave nylon, 16 compartments. | Stock | 45
Soldering Irons and Guns
WLL25 | Wall Lenk soldering iron, 25W, 900 deg F, 6ft cord. Pointed tip and tool stand included. | Stock | 16.5
WLL25K | Wall Lenk soldering iron, 25W, 900 deg F, 6ft cord. Pointed tip, chisel tip, fine pointed tip, 1/2 ounce lead free solder and tool stand included. | Stock | 21.5
WLL40 | Wall Lenk soldering iron, 40W, 975 deg F, 8ft cord. Pointed tip and tool stand included. | Stock | 23
WLL40K | Wall Lenk soldering iron, 40W, 975 deg F, 8ft cord. Pointed tip, chisel tip, fine pointed tip, 1/2 ounce lead free solder and tool stand included. | Stock | 29
WLL80 | Wall Lenk soldering iron, 80W, 995 deg F, 8ft cord. Screwdriver tip and tool stand included. | Stock | 48
WLQ30SI | Wall Lenk cordless soldering iron, 30W, 1100 deg F. Pointed tip, tool cap, safety stand and usb charging cable included. | Stock | 27
WLQ30HS | Wall Lenk cordless soldering iron, 30W, 600 deg F. Heat shrink tip, tool cap, safety stand and usb charging cable included. | Stock | 27
WLLG2500K | Wall Lenk soldering gun, 100W, 850 deg F, 6ft cord. (2) conical tips and 6 grams of lead free rosin core solder included. | Stock | 43
WLLG400C | Wall Lenk soldering gun, 400W and 150W, 1000 deg F, 5ft cord. Pyramid tip, tool stand and blow molded storage case included. | Stock | 130
WLWG991KCS | Wall Lenk soldering gun, 150W and 100W, 800 deg F, 8ft cord. Conical tip, bevel smoothing tip, knife cutting tip and 1/2 ounce lead free solder included. | Stock | 72
WLWG992K | Wall Lenk soldering gun, 200W and 110W, 1130 deg F, 8ft cord. Conical tip, bevel smoothing tip, knife cutting tip and 1/2 ounce lead free solder included. | Stock | 99
WLL25PT | Wall Lenk pointed soldering tip, replacement, 900 deg F. Package of 2. For use with Wall Lenk soldering iron WLL25 and WLL25K. | Stock | 4.75
WLL25CT | Wall Lenk chisel soldering tip, replacement, 900 deg F. Package of 2. For use with Wall Lenk soldering iron WLL25 and WLL25K. | Stock | 4.75
WLL25FT | Wall Lenk fine point soldering tip, replacement, 900 deg F. Package of 2. For use with Wall Lenk soldering iron WLL25 and WLL25K. | Stock | 4.75
WLL40PT | Wall Lenk pointed soldering tip, replacement, 975 deg F. For use with Wall Lenk soldering iron WLL40 and WLL40K. | Stock | 4.75
WLL40CT | Wall Lenk chisel soldering tip, replacement, 975 deg F. For use with Wall Lenk soldering iron WLL40 and WLL40K. | Stock | 4.75
WLL40FT | Wall Lenk fine point soldering tip, replacement, 975 deg F. For use with Wall Lenk soldering iron WLL40 and WLL40K. | Stock | 4.75
WLL80T | Wall Lenk screwdriver soldering tip, replacement, 995 deg F. For use with Wall Lenk soldering iron WLL80. | Stock | 12.25
WLQ30HST | Wall Lenk heat shrink soldering tip, replacement, 600 deg F. For use with Wall Lenk soldering iron WLQ30SI and WLQ30HS. | Stock | 6.5
WLQ30CT | Wall Lenk chisel soldering tip, replacement, 1100 deg F. For use with Wall Lenk soldering iron WLQ30SI and WLQ30HS. | Stock | 6.5
WLQ30FT | Wall Lenk fine point soldering tip, replacement, 1100 deg F. For use with Wall Lenk soldering iron WLQ30SI and WLQ30HS. | Stock | 6.5
WLQ30PT | Wall Lenk pointed soldering tip, replacement, 1100 deg F. For use with Wall Lenk soldering iron WLQ30SI and WLQ30HS. | Stock | 6.5
WLLG2500ST | Wall Lenk conical soldering tip, replacement, 850 deg F. Package of 2. For use with Wall Lenk soldering iron WLLG2500K. | Stock | 9
WLWG991ST | Wall Lenk conical soldering tip, replacement, 1130 deg F. For use with Wall Lenk soldering iron WLWG991KCS and WLWG992K. | Stock | 4.75
WLWG991SMT | Wall Lenk bevel soldering tip, replacement, 1130 deg F. For use with Wall Lenk soldering iron WLWG991KCS and WLWG992K. | Stock | 4.75
WLWG991CT | Wall Lenk knife soldering tip, replacement, 1130 deg F. For use with Wall Lenk soldering iron WLWG991KCS and WLWG992K. | Stock | 4.75
WLLG400TE | Wall Lenk pyramid soldering tip, replacement, 1000 deg F. For use with Wall Lenk soldering iron WLLG400C. | Stock | 79
Heat Guns
HG-201D | Master Appliance D-Series heat gun, 400 deg F, 120 VAC operating voltage, 600W. Non-slip reinforced stand included. | Stock | 220
HG-301D | Master Appliance D-Series heat gun, 800 deg F, 120 VAC operating voltage, 1440W. Non-slip reinforced stand included. | Stock | 210
HG-501D | Master Appliance D-Series heat gun, 1200 deg F, 120 VAC operating voltage, 1740W. Non-slip reinforced stand included. | Stock | 210
HG-201D-00-K | Master Appliance D-Series heat gun, 400 deg F, 120 VAC operating voltage, 600W. Non-slip reinforced stand, (3) attachments (heat shrink, spreader, reducer), plastic carrying case included. | Stock | 267
HG-301D-00-K | Master Appliance D-Series heat gun, 800 deg F, 120 VAC operating voltage, 1440W. Non-slip reinforced stand, (3) attachments (heat shrink, spreader, reducer), plastic carrying case included. | Stock | 255
HG-501D-00-K | Master Appliance D-Series heat gun, 1200 deg F, 120 VAC operating voltage, 1740W. Non-slip reinforced stand, (3) attachments (heat shrink, spreader, reducer), plastic carrying case included. | Stock | 255
VT-751D | Master Appliance Varitemp heat gun, 1200 deg F, 120 VAC operating voltage, 1740W. Non-slip reinforced stand included. | Stock | 278
VT-751D-00-K | Master Appliance Varitemp heat gun, 1200 deg F, 120 VAC operating voltage, 1740W. Non-slip reinforced stand, (3) attachments (heat shrink, spreader, reducer), plastic carrying case included. | Stock | 320
EC-MINI | Master Appliance EC-Mini heat gun, 650 deg F, 120 VAC operating voltage, 350W. Wire stand and heat shrink attachment included. | Stock | 36.5
MA10008 | Master Appliance Master-Mite heat gun, 650 deg F, 120 VAC operating voltage, 475W. Adjustable stand and heat shrink attachment included. | Stock | 158
A-160-HG | Master Appliance attachment, heat shrink, chrome-plated steel, up to 3/4in diameter. For use with HG-201D, HG-301D, HG-501D & VT-751D heat guns. | Stock | 18
A-170-HG | Master Appliance attachment, heat shrink, chrome-plated steel, 3/4 to 2in diameter. For use with HG-201D, HG-301D, HG-501D & VT-751D heat guns. | Stock | 18.5
MA35245 | Master Appliance attachment set, heat shrink, spreader and reducer, chrome-plated steel, up to 3/4in diameter. For use with HG-201D, HG-301D, HG-501D & VT-751D heat guns. Includes (1) heat shrink attachment, (1) spreader attachment, and (1) reducer attachment. | Stock | 40.5
MA51543 | Master Appliance attachment, spreader, chrome-plated steel. For use with HG-201D, HG-301D, HG-501D & VT-751D heat guns. | Stock | 17.5
MA51544 | Master Appliance attachment, reducer, chrome-plated steel. For use with HG-201D, HG-301D, HG-501D & VT-751D heat guns. | Stock | 17.5
MA40060 | Master Appliance attachment, heat shrink, chrome-plated steel, up to 1in diameter. For use with MA10008 heat gun. | Stock | 15.5
MA40061 | Master Appliance attachment, pin point, chrome-plated steel. For use with MA10008 heat gun. | Stock | 24.5
Fish Tapes
FTSP45-75FML | Southwire SIMpull fish tape, 75ft length, spiral extruded polymer, swiveling flexible metal leader, 580lb tensile strength. | Stock | 67
Cable Tie Tools
PIN.009 | SapiSelco cable tie cutting pliers, 5.7in (145mm) overall length, angled cutting edges with hawkbill tip, 0.098 - 0.5in cable tie width size range, red comfort grip handles. | Stock | 17.5
PIN.003 | SapiSelco cable tie hand tool, 5.5-26lb adjustable tension range, 0-0.2in cable tie width size range, metal, red. | Stock | 23.5
PIN.005 | SapiSelco cable tie tensioning tool, 0-0.35in cable tie width size range, metal. | Stock | 16.5
Step Drills
00741 | Viking step drill bit set, 3 pieces, high-speed steel (HSS), 3-flat shank, size #1, #3 and #4, imperial, gold oxide finish, plastic index case. | Stock | 107
00721 | Viking step drill bit set, 3 pieces, high-speed steel (HSS), 3-flat shank, size #1, #4 and #8, imperial, gold oxide finish, plastic index case. | Stock | 119
00731 | Viking step drill bit set, 3 pieces, high-speed steel (HSS), 3-flat shank, size #1, #2 and #4, imperial, gold oxide finish, plastic index case. | Stock | 112
00781 | Viking step drill bit set, 4 pieces, high-speed steel (HSS), 3-flat shank, size #1, #3, #7 and #11, imperial, gold oxide finish, plastic index case. | Stock | 200
69250 | Viking step drill bit set, 3 pieces, high-speed steel (HSS), 3-flat shank, size #1, #3 and #4, imperial, Titanium-Nitride (TiN) coated finish, metal index case. | Stock | 118
69230 | Viking step drill bit set, 3 pieces, high-speed steel (HSS), 3-flat shank, size #1, #4 and #8, imperial, Titanium-Nitride (TiN) coated finish, metal index case. | Stock | 131
69240 | Viking step drill bit set, 3 pieces, high-speed steel (HSS), 3-flat shank, size #1, #2 and #4, imperial, Titanium-Nitride (TiN) coated finish, metal index case. | Stock | 124
68781 | Viking step drill bit set, 4 pieces, high-speed steel (HSS), 3-flat shank, size #1, #3, #7 and #11, imperial, Titanium-Nitride (TiN) coated finish, plastic case. | Stock | 214
01451 | Viking step drill bit set, 3 pieces, high-speed steel (HSS), 1/4in hex shank, size #1, #3 and #4, imperial, gold oxide finish, plastic index case. | Stock | 98
01441 | Viking step drill bit set, 3 pieces, high-speed steel (HSS), 1/4in hex shank, size #1, #4 and #8, imperial, gold oxide finish, plastic index case. | Stock | 111
01461 | Viking step drill bit set, 3 pieces, high-speed steel (HSS), 1/4in hex shank, size #1, #8 and #11, imperial, gold oxide finish, plastic index case. | Stock | 133
68571 | Viking step drill bit set, 3 pieces, high-speed steel (HSS), 1/4in hex shank, size #1, #3 and #4, imperial, Titanium-Nitride (TiN) coated finish, plastic case. | Stock | 100
68561 | Viking step drill bit set, 3 pieces, high-speed steel (HSS), 1/4in hex shank, size #1, #4 and #8, imperial, Titanium-Nitride (TiN) coated finish, plastic case. | Stock | 113
68581 | Viking step drill bit set, 3 pieces, high-speed steel (HSS), 1/4in hex shank, size #1, #8 and #11, imperial, Titanium-Nitride (TiN) coated finish, plastic case. | Stock | 135
00700 | Viking step drill bit, 1/8in to 1/2in, size #1, 13 steps, split point, high-speed steel (HSS), gold oxide finish, 1/4in diameter 3-flat shank, 2.8in (71mm) overall length. | Stock | 29
00704 | Viking step drill bit, 1/4in to 1in, size #2, 8 steps, split point, high-speed steel (HSS), gold oxide finish, 3/8in diameter 3-flat shank, 3.0in (76mm) overall length. | Stock | 43.5
00703 | Viking step drill bit, 1/4in to 3/4in, size #3, 9 steps, split point, high-speed steel (HSS), gold oxide finish, 3/8in diameter 3-flat shank, 2.5in (64mm) overall length. | Stock | 37.5
00701 | Viking step drill bit, 3/16in to 1/2in, size #4, 6 steps, split point, high-speed steel (HSS), gold oxide finish, 1/4in diameter 3-flat shank, 2.5in (64mm) overall length. | Stock | 24
00714 | Viking step drill bit, 1/4in to 7/8in, size #7, 11 steps, split point, high-speed steel (HSS), gold oxide finish, 3/8in diameter 3-flat shank, 2.3in (58mm) overall length. | Stock | 57
00702 | Viking step drill bit, 3/16in to 7/8in, size #8, 12 steps, split point, high-speed steel (HSS), gold oxide finish, 3/8in diameter 3-flat shank, 2.8in (71mm) overall length. | Stock | 51
00713 | Viking step drill bit, 7/8in to 1-1/8in, size #11, 2 steps, split point, high-speed steel (HSS), gold oxide finish, 3/8in diameter 3-flat shank, 2.8in (71mm) overall length. | Stock | 73
00711 | Viking step drill bit, 7/8in to 1-3/8in, size #12, 5 steps, split point, high-speed steel (HSS), gold oxide finish, 3/8in diameter 3-flat shank, 2.8in (71mm) overall length. | Stock | 94
00719 | Viking step drill bit, 1/4in to 1-1/8in, size 1/4A, 16 steps, split point, high-speed steel (HSS), gold oxide finish, 3/8in diameter 3-flat shank, 3.0in (76mm) overall length. | Stock | 73
69130 | Viking step drill bit, 1/8in to 1/2in, size #1, 13 steps, split point, high-speed steel (HSS), Titanium-Nitride (TiN) coated finish, 1/4in diameter 3-flat shank, 2.8in (71mm) overall length. | Stock | 31
69180 | Viking step drill bit, 1/4in to 1in, size #2, 8 steps, split point, high-speed steel (HSS), Titanium-Nitride (TiN) coated finish, 3/8in diameter 3-flat shank, 3.0in (76mm) overall length. | Stock | 47.5
69160 | Viking step drill bit, 1/4in to 3/4in, size #3, 9 steps, split point, high-speed steel (HSS), Titanium-Nitride (TiN) coated finish, 3/8in diameter 3-flat shank, 2.5in (64mm) overall length. | Stock | 42
69140 | Viking step drill bit, 3/16in to 1/2in, size #4, 6 steps, split point, high-speed steel (HSS), Titanium-Nitride (TiN) coated finish, 1/4in diameter 3-flat shank, 2.5in (64mm) overall length. | Stock | 25.5
69170 | Viking step drill bit, 1/4in to 7/8in, size #7, 11 steps, split point, high-speed steel (HSS), Titanium-Nitride (TiN) coated finish, 3/8in diameter 3-flat shank, 2.3in (58mm) overall length. | Stock | 61
69150 | Viking step drill bit, 3/16in to 7/8in, size #8, 12 steps, split point, high-speed steel (HSS), Titanium-Nitride (TiN) coated finish, 3/8in diameter 3-flat shank, 2.8in (71mm) overall length. | Stock | 55
69200 | Viking step drill bit, 7/8in to 1-1/8in, size #11, 2 steps, split point, high-speed steel (HSS), Titanium-Nitride (TiN) coated finish, 3/8in diameter 3-flat shank, 2.8in (71mm) overall length. | Stock | 77
69220 | Viking step drill bit, 7/8in to 1-3/8in, size #12, 5 steps, split point, high-speed steel (HSS), Titanium-Nitride (TiN) coated finish, 3/8in diameter 3-flat shank, 2.8in (71mm) overall length. | Stock | 98
69210 | Viking step drill bit, 1/4in to 1-1/8in, size 1/4A, 16 steps, split point, high-speed steel (HSS), Titanium-Nitride (TiN) coated finish, 3/8in diameter 3-flat shank, 3.0in (76mm) overall length. | Stock | 77
01401 | Viking step drill bit, 1/8in to 1/2in, size #1, 13 steps, split point, high-speed steel (HSS), gold oxide finish, 1/4in hex shank, 2.8in (71mm) overall length. | Stock | 29.5
01411 | Viking step drill bit, 1/4in to 1in, size #2, 8 steps, split point, high-speed steel (HSS), gold oxide finish, 1/4in hex shank, 3.0in (76mm) overall length. | Stock | 44
01404 | Viking step drill bit, 1/4in to 3/4in, size #3, 9 steps, split point, high-speed steel (HSS), gold oxide finish, 1/4in hex shank, 2.5in (64mm) overall length. | Stock | 38.5
01402 | Viking step drill bit, 3/16in to 1/2in, size #4, 6 steps, split point, high-speed steel (HSS), gold oxide finish, 1/4in hex shank, 2.5in (64mm) overall length. | Stock | 24.5
01412 | Viking step drill bit, 1/4in to 7/8in, size #7, 11 steps, split point, high-speed steel (HSS), gold oxide finish, 1/4in hex shank, 2.3in (58mm) overall length. | Stock | 58
01403 | Viking step drill bit, 3/16in to 7/8in, size #8, 12 steps, split point, high-speed steel (HSS), gold oxide finish, 1/4in hex shank, 2.8in (71mm) overall length. | Stock | 51
01409 | Viking step drill bit, 7/8in to 1-1/8in, size #11, 2 steps, split point, high-speed steel (HSS), gold oxide finish, 1/4in hex shank, 2.8in (71mm) overall length. | Stock | 73
01414 | Viking step drill bit, 7/8in to 1-3/8in, size #12, 5 steps, split point, high-speed steel (HSS), gold oxide finish, 1/4in hex shank, 2.8in (71mm) overall length. | Stock | 95
01413 | Viking step drill bit, 1/4in to 1-1/8in, size 1/4A, 16 steps, split point, high-speed steel (HSS), gold oxide finish, 1/4in hex shank, 3.0in (76mm) overall length. | Stock | 73
68491 | Viking step drill bit, 1/8in to 1/2in, size #1, 13 steps, split point, high-speed steel (HSS), Titanium-Nitride (TiN) coated finish, 1/4in hex shank, 2.8in (71mm) overall length. | Stock | 31.5
68534 | Viking step drill bit, 1/4in to 1in, size #2, 8 steps, split point, high-speed steel (HSS), Titanium-Nitride (TiN) coated finish, 1/4in hex shank, 3in (76mm) overall length. | Stock | 48.5
68521 | Viking step drill bit, 1/4in to 3/4in, size #3, 9 steps, split point, high-speed steel (HSS), Titanium-Nitride (TiN) coated finish, 1/4in hex shank, 2.5in (64mm) overall length. | Stock | 42.5
68501 | Viking step drill bit, 3/16in to 1/2in, size #4, 6 steps, split point, high-speed steel (HSS), Titanium-Nitride (TiN) coated finish, 1/4in hex shank, 2.5in (64mm) overall length. | Stock | 26.5
68541 | Viking step drill bit, 1/4in to 7/8in, size #7, 11 steps, split point, high-speed steel (HSS), Titanium-Nitride (TiN) coated finish, 1/4in hex shank, 2.3in (58mm) overall length. | Stock | 62
68511 | Viking step drill bit, 3/16in to 7/8in, size #8, 12 steps, split point, high-speed steel (HSS), Titanium-Nitride (TiN) coated finish, 1/4in hex shank, 2.8in (71mm) overall length. | Stock | 55
68531 | Viking step drill bit, 7/8in to 1-1/8in, size #11, 2 steps, split point, high-speed steel (HSS), Titanium-Nitride (TiN) coated finish, 1/4in hex shank, 2.8in (71mm) overall length. | Stock | 77
68524 | Viking step drill bit, 7/8in to 1-3/8in, size #12, 5 steps, split point, high-speed steel (HSS), Titanium-Nitride (TiN) coated finish, 1/4in hex shank, 2.8in (71mm) overall length. | Stock | 99
68551 | Viking step drill bit, 1/4in to 1-1/8in, size 1/4A, 16 steps, split point, high-speed steel (HSS), Titanium-Nitride (TiN) coated finish, 1/4in hex shank, 3in (76mm) overall length. | Stock | 77
101026USRO | RUKO step drill bit set, 3 pieces, high-speed steel (HSS), 1/4in diameter 3-flat and 3/8in diameter 3-flat shank, size #1, #2 and #3, imperial, bright finish. | Stock | 97
101026USTRO | RUKO step drill bit set, 3 pieces, high-speed steel (HSS), 1/4in diameter 3-flat and 3/8in diameter 3-flat shank, size #1, #2 and #3, imperial, Titanium-Nitride (TiN) coated finish. | Stock | 128
101026USERO | RUKO step drill bit set, 3 pieces, 5% cobalt high-speed steel (HSSE-Co5), 1/4in diameter 3-flat and 3/8in diameter 3-flat shank, size #1, #2 and #3, imperial, bright finish. | Stock | 164
101701 | RUKO step drill bit, 6 steps, 3/16in, 1/4in, 5/16in, 3/8in, 7/16in and 1/2in, split point, high-speed steel (HSS), bright finish, 1/4in diameter 3-surface shank. | Stock | 20.5
101701E | RUKO step drill bit, 6 steps, 3/16in, 1/4in, 5/16in, 3/8in, 7/16in and 1/2in, split point, 5% cobalt high-speed steel (HSSE-Co5), bright finish, 1/4in diameter 3-surface shank. | Stock | 35.5
101701T | RUKO step drill bit, 6 steps, 3/16in, 1/4in, 5/16in, 3/8in, 7/16in and 1/2in, split point, high-speed steel (HSS), Titanium-Nitride (TiN) coated finish, 1/4in diameter 3-surface shank. | Stock | 39.5
101702E | RUKO step drill bit, 13 steps, 1/8in, 5/32in, 3/16in, 7/32in, 1/4in, 9/32in, 5/16in, 11/32in, 3/8in, 13/32in, 7/16in, 15/32in and 1/2in, split point, 5% cobalt high-speed steel (HSSE-Co5), bright finish, 1/4in diameter 3-surface shank. | Stock | 56
101702T | RUKO step drill bit, 13 steps, 1/8in, 5/32in, 3/16in, 7/32in, 1/4in, 9/32in, 5/16in, 11/32in, 3/8in, 13/32in, 7/16in, 15/32in and 1/2in, split point, high-speed steel (HSS), Titanium-Nitride (TiN) coated finish, 1/4in diameter 3-surface shank. | Stock | 39.5
101703T | RUKO step drill bit, 9 steps, 1/4in, 5/16in, 3/8in, 7/16in, 1/2in, 9/16in, 5/8in, 11/16in and 3/4in, split point, high-speed steel (HSS), Titanium-Nitride (TiN) coated finish, 3/8in diameter 3-surface shank. | Stock | 49
101704 | RUKO step drill bit, 12 steps, 3/16in, 1/4in, 5/16in, 3/8in, 7/16in, 1/2in, 9/16in, 5/8in, 11/16in, 3/4in, 13/16in and 7/8in, split point, high-speed steel (HSS), bright finish, 3/8in diameter 3-surface shank. | Stock | 40
101704E | RUKO step drill bit, 12 steps, 3/16in, 1/4in, 5/16in, 3/8in, 7/16in, 1/2in, 9/16in, 5/8in, 11/16in, 3/4in, 13/16in and 7/8in, split point, 5% cobalt high-speed steel (HSSE-Co5), bright finish, 3/8in diameter 3-surface shank. | Stock | 61
101704T | RUKO step drill bit, 12 steps, 3/16in, 1/4in, 5/16in, 3/8in, 7/16in, 1/2in, 9/16in, 5/8in, 11/16in, 3/4in, 13/16in and 7/8in, split point, high-speed steel (HSS), Titanium-Nitride (TiN) coated finish, 3/8in diameter 3-surface shank. | Stock | 66
101705 | RUKO step drill bit, 9 steps, 13/32in, 9/16in, 5/8in, 11/16in, 3/4in, 13/16in, 7/8in, 15/16in and 1in, split point, high-speed steel (HSS), bright finish, 3/8in diameter 3-surface shank. | Stock | 40.5
101705E | RUKO step drill bit, 9 steps, 13/32in, 9/16in, 5/8in, 11/16in, 3/4in, 13/16in, 7/8in, 15/16in and 1in, split point, 5% cobalt high-speed steel (HSSE-Co5), bright finish, 3/8in diameter 3-surface shank. | Stock | 93
101705T | RUKO step drill bit, 9 steps, 13/32in, 9/16in, 5/8in, 11/16in, 3/4in, 13/16in, 7/8in, 15/16in and 1in, split point, high-speed steel (HSS), Titanium-Nitride (TiN) coated finish, 3/8in diameter 3-surface shank. | Stock | 63
101709T | RUKO step drill bit, 2 steps, 7/8in and 1-1/8in, split point, high-speed steel (HSS), Titanium-Nitride (TiN) coated finish, 3/8in diameter 3-surface shank. | Stock | 78
101708 | RUKO step drill bit, 1 steps, 7/8in, split point, high-speed steel (HSS), bright finish, 3/8in diameter 3-surface shank. | Stock | 35.5
101708T | RUKO step drill bit, 1 steps, 7/8in, split point, high-speed steel (HSS), Titanium-Nitride (TiN) coated finish, 3/8in diameter 3-surface shank. | Stock | 89
Combination Drill Bit / Machine Taps
21324 | Viking combination drill bit and machine tap set, 5 pieces, high-speed steel (HSS), 1/4in hex shank, UNC thread type, imperial, gold oxide finish, pouch. | Stock | 74
21330 | Viking combination drill bit and machine tap set, 6 pieces, high-speed steel (HSS), 3-flat shank, UNC thread type, imperial, gold oxide finish, pouch. | Stock | 98
73991 | Viking combination drill bit and machine tap set, 7 pieces, high-speed steel (HSS), 3-flat shank, UNF thread type, imperial, gold oxide finish, pouch. | Stock | 144
73990 | Viking combination drill bit and machine tap set, 7 pieces, high-speed steel (HSS), 3-flat shank, UNC thread type, imperial, gold oxide finish, pouch. | Stock | 141
73814 | Viking combination drill bit and machine tap, #6-32 UNC, 1/4in hex, high-speed steel (HSS), gold oxide finish. | Stock | 15.5
73834 | Viking combination drill bit and machine tap, #8-32 UNC, 1/4in hex, high-speed steel (HSS), gold oxide finish. | Stock | 15.5
73854 | Viking combination drill bit and machine tap, #10-24 UNC, 1/4in hex, high-speed steel (HSS), gold oxide finish. | Stock | 15.5
73864 | Viking combination drill bit and machine tap, #10-32 UNF, 1/4in hex, high-speed steel (HSS), gold oxide finish. | Stock | 15.5
73874 | Viking combination drill bit and machine tap, #12-24 UNC, 1/4in hex, high-speed steel (HSS), gold oxide finish. | Stock | 15.5
73894 | Viking combination drill bit and machine tap, 1/4-20 UNC, 1/4in hex, high-speed steel (HSS), gold oxide finish. | Stock | 16
73914 | Viking combination drill bit and machine tap, 5/16-18 UNC, 1/4in hex, high-speed steel (HSS), gold oxide finish. | Stock | 17.5
73934 | Viking combination drill bit and machine tap, 3/8-16 UNC, 1/4in hex, high-speed steel (HSS), gold oxide finish. | Stock | 21
85934 | Viking combination drill bit and machine tap, M4 X 0.70 UNC, 1/4in hex, high-speed steel (HSS), gold oxide finish. | Stock | 16
85944 | Viking combination drill bit and machine tap, M5 X 0.80 UNC, 1/4in hex, high-speed steel (HSS), gold oxide finish. | Stock | 16
85954 | Viking combination drill bit and machine tap, M6 X 1.00 UNC, 1/4in hex, high-speed steel (HSS), gold oxide finish. | Stock | 16
85974 | Viking combination drill bit and machine tap, M8 X 1.25 UNC, 1/4in hex, high-speed steel (HSS), gold oxide finish. | Stock | 17.5
85994 | Viking combination drill bit and machine tap, M10 X 1.50 UNC, 1/4in hex, high-speed steel (HSS), gold oxide finish. | Stock | 21
73770 | Viking combination drill bit and machine tap, #4-40 UNC, high-speed steel (HSS), gold oxide finish. | Stock | 15.5
73810 | Viking combination drill bit and machine tap, #6-32 UNC, high-speed steel (HSS), gold oxide finish. | Stock | 15.5
73820 | Viking combination drill bit and machine tap, #6-40 UNF, high-speed steel (HSS), gold oxide finish. | Stock | 16.5
73830 | Viking combination drill bit and machine tap, #8-32 UNC, high-speed steel (HSS), gold oxide finish. | Stock | 15.5
73840 | Viking combination drill bit and machine tap, #8-36 UNF, high-speed steel (HSS), gold oxide finish. | Stock | 15.5
73850 | Viking combination drill bit and machine tap, #10-24 UNC, high-speed steel (HSS), gold oxide finish. | Stock | 15.5
73860 | Viking combination drill bit and machine tap, #10-32 UNF, high-speed steel (HSS), gold oxide finish. | Stock | 15.5
73870 | Viking combination drill bit and machine tap, #12-24 UNC, high-speed steel (HSS), gold oxide finish. | Stock | 15.5
73890 | Viking combination drill bit and machine tap, 1/4-20 UNC, high-speed steel (HSS), gold oxide finish. | Stock | 16
85931 | Viking combination drill bit and machine tap, M4 X 0.70 UNC, high-speed steel (HSS), gold oxide finish. | Stock | 16
85941 | Viking combination drill bit and machine tap, M5 X 0.80 UNC, high-speed steel (HSS), gold oxide finish. | Stock | 16
85951 | Viking combination drill bit and machine tap, M6 X 1.00 UNC, high-speed steel (HSS), gold oxide finish. | Stock | 16
85971 | Viking combination drill bit and machine tap, M8 X 1.25 UNC, high-speed steel (HSS), gold oxide finish. | Stock | 22
85991 | Viking combination drill bit and machine tap, M10 X 1.50 UNC, high-speed steel (HSS), gold oxide finish. | Stock | 26.5
86001 | Viking combination drill bit and machine tap, M12 X 1.75 UNC, high-speed steel (HSS), gold oxide finish. | Stock | 37
Drill Bits
06072 | Viking jobber-length drill bit set, 13 pieces, high-speed steel (HSS), round shank, imperial, black oxide finish, metal index case. | Stock | 22.5
06082 | Viking jobber-length drill bit set, 12 pieces, high-speed steel (HSS), round shank, imperial, black oxide finish, metal index case. | Stock | 63
06092 | Viking jobber-length drill bit set, 21 pieces, high-speed steel (HSS), round shank, imperial, black oxide finish, metal index case. | Stock | 57
06102 | Viking jobber-length drill bit set, 29 pieces, high-speed steel (HSS), round shank, imperial, black oxide finish, metal index case. | Stock | 115
40614 | Viking jobber-length drill bit set, 29 pieces, high-speed steel (HSS), 3-flat shank, imperial, gold oxide finish, ultra-dex carrying case. | Stock | 154
44180 | Viking jobber-length drill bit set, 13 pieces, high-speed steel (HSS), round shank, metric, black oxide finish, metal index case. | Stock | 29
44060 | Viking jobber-length drill bit set, 25 pieces, high-speed steel (HSS), round shank, metric, black oxide finish, metal index case. | Stock | 103
68360 | Viking jobber-length drill bit set, 21 pieces, 8% cobalt high-speed steel (HSSE-Co8), round shank, imperial, gold oxide finish, metal index case. | Stock | 98
68400 | Viking jobber-length drill bit set, 29 pieces, 8% cobalt high-speed steel (HSSE-Co8), round shank, imperial, gold oxide finish, metal index case. | Stock | 209
68410 | Viking jobber-length drill bit set, 29 pieces, 8% cobalt high-speed steel (HSSE-Co8), round shank, imperial, gold oxide finish, ultra-dex carrying case. | Stock | 215
34811 | Viking mechanic-length drill bit set, 12 pieces, high-speed steel (HSS), 1/4in hex shank, imperial, gold oxide finish, plastic case. | Stock | 101
22873 | Viking mechanic-length drill bit set, 15 pieces, high-speed steel (HSS), 3-flat shank, imperial, gold oxide finish, metal index case. | Stock | 112
22903 | Viking mechanic-length drill bit set, 29 pieces, high-speed steel (HSS), 3-flat shank, imperial, gold oxide finish, ultra-dex carrying case. | Stock | 215
22603 | Viking mechanic-length drill bit, 7/64in, step point point, high-speed steel (HSS), black and gold oxide finish, round shank, 2.4in (61mm) overall length. Package of 5. | Stock | 26.5
22613 | Viking mechanic-length drill bit, 1/8in, step point point, high-speed steel (HSS), black and gold oxide finish, round shank, 2.5in (64mm) overall length. Package of 5. | Stock | 28
22633 | Viking mechanic-length drill bit, 5/32in, step point point, high-speed steel (HSS), black and gold oxide finish, round shank, 2.8in (71mm) overall length. Package of 5. | Stock | 29
22653 | Viking mechanic-length drill bit, 3/16in, step point point, high-speed steel (HSS), black and gold oxide finish, 3-flat shank, 3in (76mm) overall length. Package of 5. | Stock | 33
22673 | Viking mechanic-length drill bit, 7/32in, step point point, high-speed steel (HSS), black and gold oxide finish, 3-flat shank, 3.3in (84mm) overall length. Package of 5. | Stock | 35
22693 | Viking mechanic-length drill bit, 1/4in, step point point, high-speed steel (HSS), black and gold oxide finish, 3-flat shank, 3.5in (89mm) overall length. Package of 5. | Stock | 39
22713 | Viking mechanic-length drill bit, 9/32in, step point point, high-speed steel (HSS), black and gold oxide finish, 3-flat shank, 3.8in (97mm) overall length. Package of 5. | Stock | 44.5
22733 | Viking mechanic-length drill bit, 5/16in, step point point, high-speed steel (HSS), black and gold oxide finish, 3-flat shank, 4in (102mm) overall length. Package of 2. | Stock | 24.5
22753 | Viking mechanic-length drill bit, 11/32in, step point point, high-speed steel (HSS), black and gold oxide finish, 3-flat shank, 4.1in (104mm) overall length. Package of 2. | Stock | 30
22773 | Viking mechanic-length drill bit, 3/8in, step point point, high-speed steel (HSS), black and gold oxide finish, 3-flat shank, 4.3in (109mm) overall length. Package of 2. | Stock | 33.5
02792 | Viking jobber-length drill bit, 5/64in, split point, high-speed steel (HSS), black oxide finish, round shank, 2.0in (51mm) overall length. Package of 10. | Stock | 14
02802 | Viking jobber-length drill bit, 3/32in, split point, high-speed steel (HSS), black oxide finish, round shank, 2.3in (58mm) overall length. Package of 10. | Stock | 13.5
02812 | Viking jobber-length drill bit, 7/64in, split point, high-speed steel (HSS), black oxide finish, round shank, 2.6in (66mm) overall length. Package of 10. | Stock | 13.5
02822 | Viking jobber-length drill bit, 1/8in, split point, high-speed steel (HSS), black oxide finish, round shank, 2.8in (71mm) overall length. Package of 10. | Stock | 15.5
02832 | Viking jobber-length drill bit, 9/64in, split point, high-speed steel (HSS), black oxide finish, round shank, 2.9in (74mm) overall length. Package of 10. | Stock | 16
02842 | Viking jobber-length drill bit, 5/32in, split point, high-speed steel (HSS), black oxide finish, round shank, 3.1in (79mm) overall length. Package of 10. | Stock | 17
02852 | Viking jobber-length drill bit, 11/64in, split point, high-speed steel (HSS), black oxide finish, round shank, 3.3in (84mm) overall length. Package of 10. | Stock | 17.5
02862 | Viking jobber-length drill bit, 3/16in, split point, high-speed steel (HSS), black oxide finish, round shank, 3.5in (89mm) overall length. Package of 10. | Stock | 21.5
02872 | Viking jobber-length drill bit, 13/64in, split point, high-speed steel (HSS), black oxide finish, round shank, 3.6in (91mm) overall length. Package of 10. | Stock | 23
02882 | Viking jobber-length drill bit, 7/32in, split point, high-speed steel (HSS), black oxide finish, round shank, 3.8in (97mm) overall length. Package of 10. | Stock | 24
02902 | Viking jobber-length drill bit, 1/4in, split point, high-speed steel (HSS), black oxide finish, round shank, 4.0in (102mm) overall length. Package of 10. | Stock | 28.5
02912 | Viking jobber-length drill bit, 17/64in, split point, high-speed steel (HSS), black oxide finish, round shank, 4.1in (104mm) overall length. Package of 10. | Stock | 33.5
02922 | Viking jobber-length drill bit, 9/32in, split point, high-speed steel (HSS), black oxide finish, round shank, 4.3in (109mm) overall length. Package of 10. | Stock | 35.5
02942 | Viking jobber-length drill bit, 5/16in, split point, high-speed steel (HSS), black oxide finish, round shank, 4.5in (114mm) overall length. Package of 5. | Stock | 21.5
02962 | Viking jobber-length drill bit, 11/32in, split point, high-speed steel (HSS), black oxide finish, round shank, 4.8in (122mm) overall length. Package of 5. | Stock | 26.5
02982 | Viking jobber-length drill bit, 3/8in, split point, high-speed steel (HSS), black oxide finish, round shank, 5.0in (127mm) overall length. Package of 5. | Stock | 30.5
02992 | Viking jobber-length drill bit, 25/64in, split point, high-speed steel (HSS), black oxide finish, round shank, 5.1in (130mm) overall length. Package of 5. | Stock | 33
03022 | Viking jobber-length drill bit, 7/16in, split point, high-speed steel (HSS), black oxide finish, round shank, 5.5in (140mm) overall length. Package of 5. | Stock | 41.5
03062 | Viking jobber-length drill bit, 1/2in, split point, high-speed steel (HSS), black oxide finish, round shank, 6.0in (152mm) overall length. Package of 5. | Stock | 51
02460 | Viking jobber-length drill bit, letter size F, split point, high-speed steel (HSS), black oxide finish, round shank, 4.1in (104mm) overall length. Package of 10. | Stock | 36
01500 | Viking jobber-length drill bit, wire number size 7, split point, high-speed steel (HSS), black oxide finish, round shank, 3.6in (91mm) overall length. Package of 10. | Stock | 25
01640 | Viking jobber-length drill bit, wire number size 21, split point, high-speed steel (HSS), black oxide finish, round shank, 3.3in (84mm) overall length. Package of 10. | Stock | 17.5
01680 | Viking jobber-length drill bit, wire number size 25, split point, high-speed steel (HSS), black oxide finish, round shank, 3.0in (76mm) overall length. Package of 10. | Stock | 16.5
01720 | Viking jobber-length drill bit, wire number size 29, split point, high-speed steel (HSS), black oxide finish, round shank, 2.9in (74mm) overall length. Package of 10. | Stock | 15.5
01790 | Viking jobber-length drill bit, wire number size 36, split point, high-speed steel (HSS), black oxide finish, round shank, 2.5in (64mm) overall length. Package of 10. | Stock | 15
34541 | Viking mechanic-length drill bit, 1/8in, split point, high-speed steel (HSS), black and gold oxide finish, 1/4in hex shank, 3.3in (84mm) overall length. Package of 5. | Stock | 28
34581 | Viking mechanic-length drill bit, 3/16in, split point, high-speed steel (HSS), black and gold oxide finish, 1/4in hex shank, 3.8in (97mm) overall length. Package of 5. | Stock | 35.5
34631 | Viking mechanic-length drill bit, 1/4in, split point, high-speed steel (HSS), black and gold oxide finish, 1/4in hex shank, 4.3in (109mm) overall length. Package of 5. | Stock | 48
34671 | Viking mechanic-length drill bit, 5/16in, split point, high-speed steel (HSS), black and gold oxide finish, 1/4in hex shank, 4in (102mm) overall length. Package of 2. | Stock | 24
34711 | Viking mechanic-length drill bit, 3/8in, split point, high-speed steel (HSS), black and gold oxide finish, 1/4in hex shank, 4.3in (109mm) overall length. Package of 2. | Stock | 27.5
25600 | Viking screw-machine-length drill bit, 1/8in, split point, high-speed steel (HSS), black oxide finish, round shank, 1.9in (48mm) overall length. Package of 10. | Stock | 16.5
25620 | Viking screw-machine-length drill bit, 5/32in, split point, high-speed steel (HSS), black oxide finish, round shank, 2.1in (53mm) overall length. Package of 10. | Stock | 19
25640 | Viking screw-machine-length drill bit, 3/16in, split point, high-speed steel (HSS), black oxide finish, round shank, 2.2in (56mm) overall length. Package of 10. | Stock | 21.5
06200 | Viking screw-machine-length drill bit, 7/32in, split point, high-speed steel (HSS), black oxide finish, round shank, 2.4in (61mm) overall length. Package of 10. | Stock | 28
06220 | Viking screw-machine-length drill bit, 1/4in, split point, high-speed steel (HSS), black oxide finish, round shank, 2.5in (64mm) overall length. Package of 10. | Stock | 29.5
06240 | Viking screw-machine-length drill bit, 9/32in, split point, high-speed steel (HSS), black oxide finish, round shank, 2.7in (69mm) overall length. Package of 10. | Stock | 37
06260 | Viking screw-machine-length drill bit, 5/16in, split point, high-speed steel (HSS), black oxide finish, round shank, 2.8in (71mm) overall length. Package of 5. | Stock | 21.5
06280 | Viking screw-machine-length drill bit, 11/32in, split point, high-speed steel (HSS), black oxide finish, round shank, 3.0in (76mm) overall length. Package of 5. | Stock | 26.5
06300 | Viking screw-machine-length drill bit, 3/8in, split point, high-speed steel (HSS), black oxide finish, round shank, 3.1in (79mm) overall length. Package of 5. | Stock | 32
28480 | Viking double-ended drill bit, 7/64in, split point, high-speed steel (HSS), black oxide finish, round shank, 1.9in (48mm) overall length. Package of 10. | Stock | 22
28490 | Viking double-ended drill bit, 1/8in, split point, high-speed steel (HSS), black oxide finish, round shank, 1.9in (48mm) overall length. Package of 10. | Stock | 23
28500 | Viking double-ended drill bit, 9/64in, split point, high-speed steel (HSS), black oxide finish, round shank, 2in (51mm) overall length. Package of 10. | Stock | 27
28510 | Viking double-ended drill bit, 5/32in, split point, high-speed steel (HSS), black oxide finish, round shank, 2.1in (53mm) overall length. Package of 10. | Stock | 28
28530 | Viking double-ended drill bit, 3/16in, split point, high-speed steel (HSS), black oxide finish, round shank, 2.3in (58mm) overall length. Package of 10. | Stock | 31.5
28550 | Viking double-ended drill bit, 7/32in, split point, high-speed steel (HSS), black oxide finish, round shank, 2.6in (66mm) overall length. Package of 10. | Stock | 39.5
28570 | Viking double-ended drill bit, 1/4in, split point, high-speed steel (HSS), black oxide finish, round shank, 2.7in (69mm) overall length. Package of 10. | Stock | 44.5
214850RO | RUKO jobber-length drill bit set, 21 pieces, high-speed steel (HSS), imperial, bright finish. | Stock | 77
214802 | RUKO jobber-length drill bit, 5/64in, split point, high-speed steel (HSS), bright finish, round shank. Package of 10. | Stock | 5.5
214803 | RUKO jobber-length drill bit, 3/32in, split point, high-speed steel (HSS), bright finish, round shank. Package of 10. | Stock | 6
214804 | RUKO jobber-length drill bit, 7/64in, split point, high-speed steel (HSS), bright finish, round shank. Package of 10. | Stock | 6.75
214806 | RUKO jobber-length drill bit, 9/64in, split point, high-speed steel (HSS), bright finish, round shank. Package of 10. | Stock | 8.25
214807 | RUKO jobber-length drill bit, 5/32in, split point, high-speed steel (HSS), bright finish, round shank. Package of 10. | Stock | 8.25
214810 | RUKO jobber-length drill bit, 13/64in, split point, high-speed steel (HSS), bright finish, round shank. Package of 10. | Stock | 12
214813 | RUKO jobber-length drill bit, 1/4in, split point, high-speed steel (HSS), bright finish, round shank. Package of 10. | Stock | 14
214814 | RUKO jobber-length drill bit, 17/64in, split point, high-speed steel (HSS), bright finish, round shank. Package of 10. | Stock | 17
214819 | RUKO jobber-length drill bit, 11/32in, split point, high-speed steel (HSS), bright finish, round shank. Package of 10. | Stock | 26
2149025 | RUKO jobber-length drill bit, wire number size 25, split point, high-speed steel (HSS), bright finish, round shank. Package of 10. | Stock | 8.25
2149036 | RUKO jobber-length drill bit, wire number size 36, split point, high-speed steel (HSS), bright finish, round shank. Package of 10. | Stock | 8.25
214900R | RUKO jobber-length drill bit, letter size R, split point, high-speed steel (HSS), bright finish, round shank. Package of 10. | Stock | 39
Machine Taps
57990 | Viking jobber-length drill bit and machine tap set, 18 pieces, high-speed steel (HSS), round and square shank, UNF thread type, metric, gold oxide finish, metal index case. | Stock | 154
58010 | Viking jobber-length drill bit and machine tap set, 18 pieces, high-speed steel (HSS), round and square shank, UNF thread type, imperial, number and letter, gold oxide finish, metal index case. | Stock | 136
58501 | Viking jobber-length drill bit and machine tap set, 12 pieces, high-speed steel (HSS), round and square shank, UNC thread type, imperial, number and letter, gold oxide finish, metal index case. | Stock | 68
60171 | Viking machine tap, #4-40 UNC, high-speed steel (HSS), bright finish. | Stock | 7.5
60221 | Viking machine tap, #6-32 UNC, high-speed steel (HSS), bright finish. | Stock | 5.5
60241 | Viking machine tap, #8-32 UNC, high-speed steel (HSS), bright finish. | Stock | 5.5
60261 | Viking machine tap, #10-24 UNC, high-speed steel (HSS), bright finish. | Stock | 5.75
60271 | Viking machine tap, #10-32 UNF, high-speed steel (HSS), bright finish. | Stock | 5.75
60281 | Viking machine tap, #12-24 UNC, high-speed steel (HSS), bright finish. | Stock | 7
60321 | Viking machine tap, 1/4-20 UNF, high-speed steel (HSS), bright finish. | Stock | 6
60331 | Viking machine tap, 1/4-28 UNF, high-speed steel (HSS), bright finish. | Stock | 6
60341 | Viking machine tap, 5/16-18 UNC, high-speed steel (HSS), bright finish. | Stock | 7.25
60351 | Viking machine tap, 5/16-24 UNF, high-speed steel (HSS), bright finish. | Stock | 7.25
60361 | Viking machine tap, 3/8-16 UNC, high-speed steel (HSS), bright finish. | Stock | 8.25
60371 | Viking machine tap, 3/8-24 UNF, high-speed steel (HSS), bright finish. | Stock | 8.75
60381 | Viking machine tap, 7/16-14 UNC, high-speed steel (HSS), bright finish. | Stock | 14
60401 | Viking machine tap, 1/2-13 UNC, high-speed steel (HSS), bright finish. | Stock | 17
60461 | Viking machine tap, 9/16-12 UNC, high-speed steel (HSS), bright finish. | Stock | 29
60421 | Viking machine tap, 5/8-11 UNC, high-speed steel (HSS), bright finish. | Stock | 31
60441 | Viking machine tap, 3/4-10 UNC, high-speed steel (HSS), bright finish. | Stock | 45.5
60102 | Viking machine tap, M3 X 0.50 UNC, high-speed steel (HSS), bright finish. | Stock | 9.25
60104 | Viking machine tap, M4 X 0.70 UNC, high-speed steel (HSS), bright finish. | Stock | 9.25
60114 | Viking machine tap, M5 X 0.80 UNC, high-speed steel (HSS), bright finish. | Stock | 9.25
60124 | Viking machine tap, M6 X 1.00 UNC, high-speed steel (HSS), bright finish. | Stock | 9.25
68671 | Viking machine tap, M8 X 1.00 UNF, high-speed steel (HSS), bright finish. | Stock | 10.5
60234 | Viking machine tap, M8 X 1.25 UNC, high-speed steel (HSS), bright finish. | Stock | 10.5
68681 | Viking machine tap, M10 X 1.25 UNF, high-speed steel (HSS), bright finish. | Stock | 17.5
60152 | Viking machine tap, M10 X 1.50 UNC, high-speed steel (HSS), bright finish. | Stock | 17.5
68691 | Viking machine tap, M12 X 1.25 UNF, high-speed steel (HSS), bright finish. | Stock | 21
60162 | Viking machine tap, M12 X 1.75 UNC, high-speed steel (HSS), bright finish. | Stock | 21
68701 | Viking machine tap, M14 X 1.50 UNF, high-speed steel (HSS), bright finish. | Stock | 31.5
60164 | Viking machine tap, M14 X 2.00 UNC, high-speed steel (HSS), bright finish. | Stock | 31.5
68711 | Viking machine tap, M16 X 1.50 UNF, high-speed steel (HSS), bright finish. | Stock | 37.5
60173 | Viking machine tap, M16 X 2.00 UNC, high-speed steel (HSS), bright finish. | Stock | 37.5
60174 | Viking machine tap, M18 X 2.50 UNC, high-speed steel (HSS), bright finish. | Stock | 54
68721 | Viking machine tap, M20 X 2.50 UNC, high-speed steel (HSS), bright finish. | Stock | 52
265060UNC | RUKO machine tap, #6-32 UNC, square shank per DIN 10, reinforced for through threads, 5% cobalt high-speed steel (HSSE-Co5), bright finish. | Stock | 17
265080UNC | RUKO machine tap, #8-32 UNC, square shank per DIN 10, reinforced for through threads, 5% cobalt high-speed steel (HSSE-Co5), bright finish. | Stock | 17
265100UNC | RUKO machine tap, #10-24 UNC, square shank per DIN 10, reinforced for through threads, 5% cobalt high-speed steel (HSSE-Co5), bright finish. | Stock | 17
265014UNF | RUKO machine tap, 1/4-28 UNF, square shank per DIN 10, reinforced for through threads, 5% cobalt high-speed steel (HSSE-Co5), bright finish. | Stock | 11
Hand taps
60930 | Viking jobber-length drill bit and hand tap set, 18 pieces, high-speed steel (HSS), round and square shank, UNC thread type, imperial, number and letter, gold oxide finish, metal index case. | Stock | 137
60940 | Viking jobber-length drill bit and hand tap set, 18 pieces, high-speed steel (HSS), round and square shank, UNF thread type, imperial, number and letter, gold oxide finish, metal index case. | Stock | 143
61001 | Viking hand tap, #4-40 UNC, high-speed steel (HSS), bright finish. | Stock | 6.75
61041 | Viking hand tap, #6-32 UNC, high-speed steel (HSS), bright finish. | Stock | 5.25
61061 | Viking hand tap, #8-32 UNC, high-speed steel (HSS), bright finish. | Stock | 5.25
61071 | Viking hand tap, #8-36 UNF, high-speed steel (HSS), bright finish. | Stock | 6
61081 | Viking hand tap, #10-24 UNC, high-speed steel (HSS), bright finish. | Stock | 5.75
61091 | Viking hand tap, #10-32 UNF, high-speed steel (HSS), bright finish. | Stock | 5.75
61101 | Viking hand tap, #12-24 UNC, high-speed steel (HSS), bright finish. | Stock | 6
61121 | Viking hand tap, 1/4-20 UNF, high-speed steel (HSS), bright finish. | Stock | 6
61131 | Viking hand tap, 1/4-28 UNF, high-speed steel (HSS), bright finish. | Stock | 6
61141 | Viking hand tap, 5/16-18 UNC, high-speed steel (HSS), bright finish. | Stock | 7.25
61151 | Viking hand tap, 5/16-24 UNF, high-speed steel (HSS), bright finish. | Stock | 7.25
61161 | Viking hand tap, 3/8-16 UNC, high-speed steel (HSS), bright finish. | Stock | 8.25
61171 | Viking hand tap, 3/8-24 UNF, high-speed steel (HSS), bright finish. | Stock | 8.25
61201 | Viking hand tap, 1/2-13 UNC, high-speed steel (HSS), bright finish. | Stock | 17
61211 | Viking hand tap, 1/2-20 UNF, high-speed steel (HSS), bright finish. | Stock | 17
54741 | Viking hand tap, M3 X 0.50 UNC, high-speed steel (HSS), bright finish. | Stock | 7.75
54761 | Viking hand tap, M4 X 0.70 UNC, high-speed steel (HSS), bright finish. | Stock | 7.25
54781 | Viking hand tap, M5 X 0.80 UNC, high-speed steel (HSS), bright finish. | Stock | 6.25
54791 | Viking hand tap, M6 X 1.00 UNC, high-speed steel (HSS), bright finish. | Stock | 7.75
54811 | Viking hand tap, M8 X 1.00 UNF, high-speed steel (HSS), bright finish. | Stock | 8.25
54821 | Viking hand tap, M8 X 1.25 UNC, high-speed steel (HSS), bright finish. | Stock | 8.75
54831 | Viking hand tap, M10 X 1.25 UNF, high-speed steel (HSS), bright finish. | Stock | 14
54841 | Viking hand tap, M10 X 1.50 UNC, high-speed steel (HSS), bright finish. | Stock | 14
54851 | Viking hand tap, M12 X 1.25 UNF, high-speed steel (HSS), bright finish. | Stock | 23.5
54861 | Viking hand tap, M12 X 1.75 UNC, high-speed steel (HSS), bright finish. | Stock | 16
54871 | Viking hand tap, M14 X 1.50 UNF, high-speed steel (HSS), bright finish. | Stock | 24.5
54881 | Viking hand tap, M14 X 2.00 UNC, high-speed steel (HSS), bright finish. | Stock | 24.5
54891 | Viking hand tap, M16 X 1.50 UNF, high-speed steel (HSS), bright finish. | Stock | 30
54901 | Viking hand tap, M16 X 2.00 UNC, high-speed steel (HSS), bright finish. | Stock | 30
54911 | Viking hand tap, M18 X 1.50 UNF, high-speed steel (HSS), bright finish. | Stock | 40.5
54921 | Viking hand tap, M18 X 2.50 UNC, high-speed steel (HSS), bright finish. | Stock | 40.5
55251 | Viking hand tap, M20 X 1.50 UNF, high-speed steel (HSS), bright finish. | Stock | 55
54931 | Viking hand tap, M20 X 2.50 UNC, high-speed steel (HSS), bright finish. | Stock | 55
59361 | Viking pipe tap, 1/8-27 NPT, high-speed steel (HSS), bright finish. | Stock | 23
59371 | Viking pipe tap, 1/4-18 NPT, high-speed steel (HSS), bright finish. | Stock | 25.5
59381 | Viking pipe tap, 3/8-18 NPT, high-speed steel (HSS), bright finish. | Stock | 33.5
59391 | Viking pipe tap, 1/2-14 NPT, high-speed steel (HSS), bright finish. | Stock | 53
50190 | Viking adjustable tap wrench, ratcheting, steel, T-handle. For use with 0 to 1/4in tap sizes. | Stock | 12.5
50200 | Viking adjustable tap wrench, ratcheting, steel, T-handle. For use with 1/4 to 1/2in tap sizes. | Stock | 18
245004USRO | RUKO hand tap set, 15 pieces, high-speed steel (HSS), UNC and UNF thread type, bright finish. | Stock | 93
245004RO | RUKO hand tap set, 15 pieces, high-speed steel (HSS), metric coarse thread type, metric, bright finish. | Stock | 84
246080UNC3 | RUKO hand tap, #8-32 UNC, square shank per DIN 10, high-speed steel (HSS), bright finish. | Stock | 12.5
246100UNF2 | RUKO hand tap, #10-32 UNF, square shank per DIN 10, high-speed steel (HSS), bright finish. | Stock | 12.5
246014UNC3 | RUKO hand tap, 1/4-20 UNC, square shank per DIN 10, high-speed steel (HSS), bright finish. | Stock | 11.5
246516UNC3 | RUKO hand tap, 5/16-18 UNC, square shank per DIN 10, high-speed steel (HSS), bright finish. | Stock | 11.5
231116NPT | RUKO hand tap, 1/16-27 NPT, square shank per DIN 10, high-speed steel (HSS), bright finish. | Stock | 16
231018NPT | RUKO hand tap, 1/8-27 NPT, square shank per DIN 10, high-speed steel (HSS), bright finish. | Stock | 14.5
231014NPT | RUKO hand tap, 1/4-18 NPT, square shank per DIN 10, high-speed steel (HSS), bright finish. | Stock | 15.5
231038NPT | RUKO hand tap, 3/8-18 NPT, square shank per DIN 10, high-speed steel (HSS), bright finish. | Stock | 22
231012NPT | RUKO hand tap, 1/2-14 NPT, square shank per DIN 10, high-speed steel (HSS), bright finish. | Stock | 27
231040 | RUKO hand tap, M4 x 0.7 coarse, square shank per DIN 10, high-speed steel (HSS), bright finish. | Stock | 4.25
231050 | RUKO hand tap, M5 x 0.8 coarse, square shank per DIN 10, high-speed steel (HSS), bright finish. | Stock | 4.25
231060 | RUKO hand tap, M6 x 1.0 coarse, square shank per DIN 10, high-speed steel (HSS), bright finish. | Stock | 4.5
231080 | RUKO hand tap, M8 x 1.25 coarse, square shank per DIN 10, high-speed steel (HSS), bright finish. | Stock | 5
231100 | RUKO hand tap, M10 x 1.50 coarse, square shank per DIN 10, high-speed steel (HSS), bright finish. | Stock | 7
231120 | RUKO hand tap, M12 x 1.75 coarse, square shank per DIN 10, high-speed steel (HSS), bright finish. | Stock | 8.5
264029 | RUKO hand tap, PG-29 x 16, square shank per DIN 10, high-speed steel (HSS), bright finish. | Stock | 97
235081-2 | RUKO hand tap, M8 x 1.0 fine, square shank per DIN 10, high-speed steel (HSS), bright finish. | Stock | 11
235181-2 | RUKO hand tap, M18 x 1.0 fine, square shank per DIN 10, high-speed steel (HSS), bright finish. | Stock | 28
Knockout Punches
109220 | RUKO knockout punch, 22.0mm. Punch, die and draw bolt included. | Stock | 29
109225 | RUKO knockout punch, 22.5mm. Punch, die and draw bolt included. | Stock | 27.5
109300 | RUKO knockout punch, 30.0mm. Punch, die and draw bolt included. | Stock | 37.5
109305 | RUKO knockout punch, 30.5mm. Punch, die and draw bolt included. | Stock | 35
1097012 | RUKO knockout punch, 1/2in conduit. Punch, die and draw bolt included. | Stock | 29
1097034 | RUKO knockout punch, 3/4in conduit. Punch, die and draw bolt included. | Stock | 32
1097010 | RUKO knockout punch, 1in conduit. Punch, die and draw bolt included. | Stock | 39.5
1097114 | RUKO knockout punch, 1-1/4in conduit. Punch, die and draw bolt included. | Stock | 47
1097112 | RUKO knockout punch, 1-1/2in conduit. Punch, die and draw bolt included. | Stock | 57
1097020 | RUKO knockout punch, 2in conduit. Punch, die and draw bolt included. | Stock | 60
103110K | RUKO draw bolt, replacement. For use with punches having MF 10 x 1.0 threads. Ball bearing included. | Stock | 24.5
103112K | RUKO draw bolt, replacement. For use with punches having MF 12 x 1.5 threads. Ball bearing included. | Stock | 27
Hole Saws
IHSKITIMP | MK Morse hole saw set, 3 pieces, bi-metal cobalt, imperial, hardened steel backer, straight pitch. | Stock | 46.5
MHSELE01 | MK Morse hole saw set, 29 pieces, carbide tipped steel and bi-metal cobalt, imperial, hardened steel backer, varied tooth. | Stock | 352
MHS08E | MK Morse hole saw set, 13 pieces, bi-metal cobalt, imperial, hardened steel backer, varied tooth. | Stock | 151
MHS02E | MK Morse hole saw set, 8 pieces, bi-metal cobalt, imperial, hardened steel backer, varied tooth. | Stock | 75
MHS23M | MK Morse hole saw set, 25 pieces, bi-metal cobalt, imperial, hardened steel backer, varied tooth. | Stock | 216
MHS06I | MK Morse hole saw set, 19 pieces, bi-metal cobalt, imperial, hardened steel backer, varied tooth. | Stock | 201
MHS08I | MK Morse hole saw set, 15 pieces, bi-metal cobalt, imperial, hardened steel backer, varied tooth. | Stock | 151
MHS100 | MK Morse hole saw set, 11 pieces, bi-metal cobalt, imperial, hardened steel backer, varied tooth. | Stock | 108
CTS02 | MK Morse hole cutter set, 9 pieces, carbide tipped steel, imperial, varied tooth. | Stock | 331
CTS01 | MK Morse hole cutter set, 6 pieces, carbide tipped steel, imperial, varied tooth. | Stock | 138
CUTLUBE | MK Morse cutting lubricant, for use with hole cutting applications. | Stock | 16
106302 | RUKO bi-metal hole saw set, 9 pieces, high-speed steel (HSS), hardened steel backer, varied tooth. | Stock | 90
126302 | RUKO bi-metal hole saw set, 9 pieces, 8% cobalt high-speed steel (HSSE-Co8), hardened steel backer, fine tooth. | Stock | 92
126304 | RUKO bi-metal hole saw set, 13 pieces, 8% cobalt high-speed steel (HSSE-Co8), hardened steel backer, fine tooth. | Stock | 137
126318 | RUKO bi-metal hole saw set, 20 pieces, 8% cobalt high-speed steel (HSSE-Co8), hardened steel backer, fine tooth. | Stock | 277
IHS12 | MK Morse hole saw, 3/4in (19mm), bi-metal cobalt, hardened steel backer, straight pitch, 1/8in (3.2mm) maximum cutting depth. | Stock | 18.5
IHS14 | MK Morse hole saw, 7/8in (22mm), bi-metal cobalt, hardened steel backer, straight pitch, 1/8in (3.2mm) maximum cutting depth. | Stock | 19
IHS16 | MK Morse hole saw, 1in (25mm), bi-metal cobalt, hardened steel backer, straight pitch, 1/8in (3.2mm) maximum cutting depth. | Stock | 19.5
IHS18 | MK Morse hole saw, 1-1/8in (29mm), bi-metal cobalt, hardened steel backer, straight pitch, 1/8in (3.2mm) maximum cutting depth. | Stock | 20
IHS22 | MK Morse hole saw, 1-3/8in (35mm), bi-metal cobalt, hardened steel backer, straight pitch, 1/8in (3.2mm) maximum cutting depth. | Stock | 20.5
MHS12 | MK Morse hole saw, 3/4in (19mm), bi-metal cobalt, hardened steel backer, varied tooth, 1-15/16in (50mm) maximum cutting depth. | Stock | 7
MHS14 | MK Morse hole saw, 7/8in (22mm), bi-metal cobalt, hardened steel backer, varied tooth, 1-15/16in (50mm) maximum cutting depth. | Stock | 7
MHS16 | MK Morse hole saw, 1in (25mm), bi-metal cobalt, hardened steel backer, varied tooth, 1-15/16in (50mm) maximum cutting depth. | Stock | 7.5
MHS18 | MK Morse hole saw, 1-1/8in (29mm), bi-metal cobalt, hardened steel backer, varied tooth, 1-15/16in (50mm) maximum cutting depth. | Stock | 7.5
MHS22 | MK Morse hole saw, 1-3/8in (35mm), bi-metal cobalt, hardened steel backer, varied tooth, 1-15/16in (50mm) maximum cutting depth. | Stock | 8.25
MHS24 | MK Morse hole saw, 1-1/2in (38mm), bi-metal cobalt, hardened steel backer, varied tooth, 1-15/16in (50mm) maximum cutting depth. | Stock | 8.25
MHS28 | MK Morse hole saw, 1-3/4in (44mm), bi-metal cobalt, hardened steel backer, varied tooth, 1-15/16in (50mm) maximum cutting depth. | Stock | 9.75
MHS32 | MK Morse hole saw, 2in (51mm), bi-metal cobalt, hardened steel backer, varied tooth, 1-15/16in (50mm) maximum cutting depth. | Stock | 9.75
MHS40 | MK Morse hole saw, 2-1/2in (64mm), bi-metal cobalt, hardened steel backer, varied tooth, 1-15/16in (50mm) maximum cutting depth. | Stock | 13
MHS42 | MK Morse hole saw, 2-5/8in (67mm), bi-metal cobalt, hardened steel backer, varied tooth, 1-15/16in (50mm) maximum cutting depth. | Stock | 14
MHS48 | MK Morse hole saw, 3in (76mm), bi-metal cobalt, hardened steel backer, varied tooth, 1-15/16in (50mm) maximum cutting depth. | Stock | 15
MHS58 | MK Morse hole saw, 3-5/8in (92mm), bi-metal cobalt, hardened steel backer, varied tooth, 1-15/16in (50mm) maximum cutting depth. | Stock | 18
MHS64 | MK Morse hole saw, 4in (102mm), bi-metal cobalt, hardened steel backer, varied tooth, 1-15/16in (50mm) maximum cutting depth. | Stock | 21.5
MHS66 | MK Morse hole saw, 4-1/8in (105mm), bi-metal cobalt, hardened steel backer, varied tooth, 1-15/16in (50mm) maximum cutting depth. | Stock | 23
MHS72 | MK Morse hole saw, 4-1/2in (114mm), bi-metal cobalt, hardened steel backer, varied tooth, 1-15/16in (50mm) maximum cutting depth. | Stock | 42
MHS76 | MK Morse hole saw, 4-3/4in (121mm), bi-metal cobalt, hardened steel backer, varied tooth, 1-15/16in (50mm) maximum cutting depth. | Stock | 46.5
CTS12 | MK Morse hole cutter, 3/4in (19mm), carbide tipped steel, straight pitch, 3/16in (4.5mm) maximum cutting depth. | Stock | 42
CTS14 | MK Morse hole cutter, 7/8in (22mm), carbide tipped steel, straight pitch, 3/16in (4.5mm) maximum cutting depth. | Stock | 42
CTS16 | MK Morse hole cutter, 1in (25mm), carbide tipped steel, straight pitch, 3/16in (4.5mm) maximum cutting depth. | Stock | 49
CTS18 | MK Morse hole cutter, 1-1/8in (29mm), carbide tipped steel, straight pitch, 3/16in (4.5mm) maximum cutting depth. | Stock | 49
CTS22 | MK Morse hole cutter, 1-3/8in (35mm), carbide tipped steel, straight pitch, 3/16in (4.5mm) maximum cutting depth. | Stock | 54
CTS24 | MK Morse hole cutter, 1-1/2in (38mm), carbide tipped steel, straight pitch, 3/16in (4.5mm) maximum cutting depth. | Stock | 63
CTS28 | MK Morse hole cutter, 1-3/4in (44mm), carbide tipped steel, straight pitch, 3/16in (4.5mm) maximum cutting depth. | Stock | 68
CTS32 | MK Morse hole cutter, 2in (51mm), carbide tipped steel, straight pitch, 3/16in (4.5mm) maximum cutting depth. | Stock | 84
CTS40 | MK Morse hole cutter, 2-1/2in (64mm), carbide tipped steel, straight pitch, 3/16in (4.5mm) maximum cutting depth. | Stock | 105
CTS44 | MK Morse hole cutter, 2-3/4in (70mm), carbide tipped steel, straight pitch, 3/16in (4.5mm) maximum cutting depth. | Stock | 116
CTS48 | MK Morse hole cutter, 3in (76mm), carbide tipped steel, straight pitch, 3/16in (4.5mm) maximum cutting depth. | Stock | 121
CTS72 | MK Morse hole cutter, 4-1/2in (114mm), carbide tipped steel, straight pitch, 3/16in (4.5mm) maximum cutting depth. | Stock | 248
126022 | RUKO bi-metal hole saw, 7/8in (22mm), 8% cobalt high-speed steel (HSSE-Co8), hardened steel backer, fine tooth, 1.5in (38mm) maximum cutting depth. | Stock | 7.5
126121 | RUKO bi-metal hole saw, 4-3/4in (121mm), 8% cobalt high-speed steel (HSSE-Co8), hardened steel backer, fine tooth, 1.5in (38mm) maximum cutting depth. | Stock | 32
MA24 | MK Morse arbor assembly, 1/2-20 UNF, 1/4in hex shank. For use with 9/16in to 1-13/16in hole saws. Standard arbor and 1/4in high-speed steel (HSS) pilot bit included. | Stock | 7.5
MA34 | MK Morse arbor assembly, 1/2-20 UNF, 3/8in hex shank. For use with 9/16in to 1-13/16in hole saws. Standard arbor and 1/4in high-speed steel (HSS) pilot bit included. | Stock | 10
MA34CT | MK Morse arbor assembly, 1/2-20 UNF, 3/8in hex shank. For use with 9/16in to 1-13/16in hole saws. Standard arbor and 1/4in carbide-tipped pilot bit included. | Stock | 12.5
MA35 | MK Morse arbor assembly, 5/8-18 UNF, 3/8in hex shank. For use with 1-1/4in and above hole saws. Standard arbor and 1/4in high-speed steel (HSS) pilot bit included. | Stock | 11
MA35PSN | MK Morse arbor assembly, 5/8-18 UNF, 3/8in hex shank. For use with 1-1/4in and above hole saws. Spring loaded pin drive arbor and 1/4in high-speed steel (HSS) pilot bit included. | Stock | 19
MA35PSNCT | MK Morse arbor assembly, 5/8-18 UNF, 3/8in hex shank. For use with 1-1/4in and above hole saws. Spring loaded pin drive arbor and 1/4in carbide-tipped pilot bit included. | Stock | 20.5
MAPD301 | MK Morse pilot drill bit, replacement, 1/4in, split point, high-speed steel (HSS), black oxide finish, round shank, 3-3/32in overall length. For use with all MK Morse arbors. | Stock | 4.25
MPD401 | MK Morse pilot drill bit, replacement, 1/4in, split point, high-speed steel (HSS), bright finish, round shank, 5-5/16in overall length. For use with all MK Morse arbors. | Stock | 4.25
M44NH01 | MK Morse arbor adaptor nut, replacement. For use with 5/8-18 thread hole saws to fit 1/2-20 arbor. | Stock | 4.25
MES101 | MK Morse ejector spring, replacement. For use with all 1/4in pilot bits. | Stock | 4.25
106201 | RUKO arbor assembly, type A6, 5/8-18 UNF, 3/8in hex shank. For use with 1-1/4 to 8-1/4in diameter bi-metal hole saws. Type A6 arbor, HSS 1/4in pilot bit, hex key and ejector spring included. | Stock | 7.5
106202 | RUKO arbor assembly, type A5, 1/2-20 UNF, 3/8in hex shank. For use with 9/16 to 1-3/16in diameter bi-metal hole saws. Type A5 arbor, HSS 1/4in pilot bit, hex key and ejector spring included. | Stock | 14
106206 | RUKO pilot drill bit, replacement, 1/4in, split point, high-speed steel (HSS), bright finish, 1/4in diameter 3-surface shank. For use with RUKO 106210, 106209, 106202 and 106201 arbor assemblies. | Stock | 4.5
106209 | RUKO arbor assembly, type A2, 5/8-18 UNF, 7/16in hex shank. For use with 1-1/4 to 8-1/4in diameter bi-metal hole saws. Type A2 arbor, HSS 1/4in pilot bit, hex key and ejector spring included. | Stock | 14
106210 | RUKO arbor assembly, type A1, 1/2-20 UNF, 7/16in hex shank. For use with 9/16 to 1-3/16in diameter bi-metal hole saws. Type A1 arbor, HSS 1/4in pilot bit, hex key and ejector spring included. | Stock | 10
126206 | RUKO pilot drill bit, replacement, 1/4in, split point, 5% cobalt high-speed steel (HSSE-Co5), golden brown finish, 1/4in diameter 3-surface shank. For use with RUKO 106210, 106209, 106202 and 106201 arbor assemblies. | Stock | 8.25
Deburring Tools
154-90085 | Shaviv Mango II deburring tool set, 12 pieces, B10, B20, B30, B50, B60, C40, E100 and E300, for deburring straight edges, hole edges, cross-hole both edges, hole back-edge, hole inner surface and flat surface, rotating blade, plastic carrying case. | Stock | 83
154-00054 | Shaviv Mango II deburring tool set, 7 pieces, E100, E111, E400 and F12, for deburring straight edges and hole edges, rotating and chamfering blade, plastic case. | Stock | 59
154-00024 | Shaviv Mango II deburring tool set, 21 pieces, B10, B20, B30, B50, B60, B70, C40, C42, D80C, E100, E200, E300, E350, E600 and F20, for deburring straight edges, hole edges, cross-hole both edges, hole back-edge, hole inner surface, sheets and flat surface. | Stock | 144
155-00206 | Shaviv Mango II deburring tool set, 3 pieces, R20, for deburring straight edges and sheet metal, sheet metal blade. | Stock | 35
155-00180 | Shaviv Mango II deburring tool set, 12 pieces, B10, for deburring straight edges and hole edges, rotating blade. | Stock | 21
155-29066 | Shaviv heavy-duty deburring tool set, 4 pieces, B10 and B20, for deburring straight edges and hole edges, rotating blade. | Stock | 20
155-90056 | Shaviv Mango II deburring tool set, 4 pieces, B10 and B20, for deburring straight edges and hole edges, rotating blade. | Stock | 17
155-00177 | Shaviv Mango IIB deburring tool set, 11 pieces, B10, for deburring straight edges and hole edges, rotating blade. | Stock | 19
155-90061 | Shaviv Mango IIB deburring tool set, 5 pieces, B10, B20, B25 and B11, for deburring straight edges and hole edges, rotating blade. | Stock | 12
155-00181 | Shaviv Mango II deburring tool set, 12 pieces, E100, for deburring straight edges and hole edges, rotating blade. | Stock | 26
155-00019 | Shaviv heavy-duty deburring tool set, 5 pieces, E100, E200 and E300, for deburring straight edges, hole edges and cross-hole both edges, rotating blade. | Stock | 24
155-90065 | Shaviv Mango II deburring tool set, 5 pieces, E100, E200 and E300, for deburring straight edges, hole edges and cross-hole both edges, rotating blade. | Stock | 20
155-00178 | Shaviv Mango IIE deburring tool set, 11 pieces, E100, for deburring straight edges and hole edges, rotating blade. | Stock | 25
155-00162 | Shaviv Mango IIE deburring tool set, 6 pieces, E100, E111, E120, E200 and E300, for deburring straight edges, hole edges and cross-hole both edges, rotating blade. | Stock | 15
155-90072 | Shaviv Mango II deburring tool set, 3 pieces, F20, for deburring hole edges, chamfering blade. | Stock | 48
155-00338 | Shaviv Mango II deburring tool set, 3 pieces, F20, for deburring hole edges, rotating blade. | Stock | 47
155-29191 | Shaviv UB2000 pocket deburring tool, B10, for deburring straight edges and hole edges, rotating blade, right hand, high-speed steel (HSS), compact handle, short shank. Package of 1. | Stock | 13
155-29160 | Shaviv MB2000 pocket deburring tool, E100, for deburring straight edges and hole edges, rotating blade, right hand, high-speed steel (HSS), compact handle, long shank. Package of 1. | Stock | 12
155-29081 | Shaviv UB2 pocket deburring tool, B10, for deburring straight edges and hole edges, rotating blade, right hand, high-speed steel (HSS), disposable handle, short shank. Package of 1. | Stock | 5
155-29184 | Shaviv UB1 pocket deburring tool, E100, for deburring straight edges and hole edges, rotating blade, right hand, high-speed steel (HSS), disposable handle, long shank. Package of 1. | Stock | 7
152-00005 | Shaviv heavy-duty universal deburring tool handle, aluminum handle. Package of 1. For use with all Shaviv blade holders. | Stock | 11
152-00019 | Shaviv Mango II universal deburring tool handle, ergonomic handle with spare blade storage. Package of 1. For use with all Shaviv blade holders. | Stock | 7
152-00009 | Shaviv Mango IIB type B deburring tool handle, ergonomic handle with spare blade storage. Package of 1. For use with all type B blades. | Stock | 7
152-00016 | Shaviv Mango IIE type E deburring tool handle, ergonomic handle with spare blade storage. Package of 1. For use with all type E blades. | Stock | 7
155-90082 | Shaviv Plum-Burr pipe deburring tool, for deburring inner and outer pipe edges, chamfering blade, neutral, black metal handle. Package of 1. | Stock | 25
155-90083 | Shaviv Plum-Burr pipe deburring tool, for deburring inner and outer pipe edges, chamfering blade, neutral, plastic handle. Package of 1. | Stock | 16
155-29238 | Shaviv deburring tool, Q10, for deburring straight edges, flat surface and mold gate, retractable blade, neutral, ceramic. Package of 1. | Stock | 24
151-29236 | Shaviv deburring blade, Q10, for deburring straight edges, fixed blade, right hand, ceramic. Package of 1. For use with utility knife handles. | Stock | 18
153-00036 | Shaviv rotary deburring blade holder, for all Type F deburring blades. For use with universal handle for deburring tools. | Stock | 14
151-29049 | Shaviv deburring countersinker, F12, for deburring hole edges, chamfering blade, right hand, high-speed steel (HSS). Package of 1. For use with blade holder for F blades and universal deburring tool handle. | Stock | 17
151-29050 | Shaviv deburring countersinker, F20, for deburring hole edges, chamfering blade, right hand, high-speed steel (HSS). Package of 1. For use with blade holder for F blades and universal deburring tool handle. | Stock | 23
151-29051 | Shaviv deburring countersinker, F30, for deburring hole edges, chamfering blade, right hand, high-speed steel (HSS). Package of 1. For use with blade holder for F blades and universal deburring tool handle. | Stock | 40
153-29000 | Shaviv extendable deburring blade holder, ball bearing, for all Type B deburring blades. For use with universal handle for deburring tools. | Stock | 9
151-29212 | Shaviv deburring blade, B10, for deburring straight edges and hole edges, rotating blade, right hand, high-speed steel (HSS), short shank. Package of 10. For use with blade holder for B blades and universal deburring tool handle. | Stock | 17
151-29108 | Shaviv deburring blade, B11, for deburring straight edges and hole edges, rotating blade, right hand, high-speed steel (HSS), short shank. Package of 10. For use with blade holder for B blades and universal deburring tool handle. | Stock | 19
151-19019 | Shaviv deburring blade, B20, for deburring straight edges and hole edges, rotating blade, neutral, high-speed steel (HSS), short shank. Package of 10. For use with blade holder for B blades and universal deburring tool handle. | Stock | 18
151-29023 | Shaviv deburring blade, B30, for deburring cross-hole both edges, rotating blade, right hand, high-speed steel (HSS), short shank. Package of 10. For use with blade holder for B blades and universal deburring tool handle. | Stock | 27
153-29004 | Shaviv extendable deburring blade holder, ball bearing, for all Type E deburring blades. For use with universal handle for deburring tools. | Stock | 9
151-29034 | Shaviv deburring blade, E100, for deburring straight edges and hole edges, rotating blade, right hand, high-speed steel (HSS), long shank. Package of 10. For use with blade holder for E blades and universal deburring tool handle. | Stock | 23
151-29109 | Shaviv deburring blade, E111, for deburring straight edges and hole edges, rotating blade, right hand, high-speed steel (HSS), long shank. Package of 10. For use with blade holder for E blades and universal deburring tool handle. | Stock | 27
151-29040 | Shaviv deburring blade, E200, for deburring straight edges and hole edges, rotating blade, neutral, high-speed steel (HSS), long shank. Package of 10. For use with blade holder for E blades and universal deburring tool handle. | Stock | 25
151-29042 | Shaviv deburring blade, E300, for deburring cross-hole both edges, rotating blade, right hand, high-speed steel (HSS), long shank. Package of 10. For use with blade holder for E blades and universal deburring tool handle. | Stock | 30
151-29015 | Shaviv deburring blade, B10, for deburring straight edges and hole edges, rotating blade, right hand, TiN coated high-speed steel (HSS), short shank. Package of 10. For use with blade holder for B blades and universal deburring tool handle. | Stock | 38
151-29021 | Shaviv deburring blade, B20, for deburring straight edges and hole edges, rotating blade, neutral, TiN coated high-speed steel (HSS), short shank. Package of 10. For use with blade holder for B blades and universal deburring tool handle. | Stock | 38
151-29024 | Shaviv deburring blade, B30, for deburring cross-hole both edges, rotating blade, right hand, TiN coated high-speed steel (HSS), short shank. Package of 10. For use with blade holder for B blades and universal deburring tool handle. | Stock | 50
151-29037 | Shaviv deburring blade, E100, for deburring straight edges and hole edges, rotating blade, right hand, TiN coated high-speed steel (HSS), long shank. Package of 10. For use with blade holder for E blades and universal deburring tool handle. | Stock | 50
151-29099 | Shaviv deburring blade, E200, for deburring straight edges and hole edges, rotating blade, neutral, TiN coated high-speed steel (HSS), long shank. Package of 10. For use with blade holder for E blades and universal deburring tool handle. | Stock | 50
151-29227 | Shaviv deburring blade, E300, for deburring cross-hole both edges, rotating blade, right hand, TiN coated high-speed steel (HSS), long shank. Package of 10. For use with blade holder for E blades and universal deburring tool handle. | Stock | 53
151-29141 | Shaviv deburring blade, R10, for deburring straight edges and sheets, fixed blade, neutral, high-speed steel (HSS). Package of 10. For use with blade holder for R blades and universal deburring tool handle. | Stock | 61
107054 | RUKO pocket deburring tool, E100, for deburring straight edges and hole edges, rotating blade, right hand. | Stock | 10
107003 | RUKO deburring tool set, 4 pieces, B10 and B20, for deburring straight edges and hole edges, rotating blade. | Stock | 12.5
107006 | RUKO deburring tool set, 5 pieces, E100, E200 and E300, for deburring straight edges, hole edges and cross-hole both edges, rotating blade. | Stock | 15
107007 | RUKO deburring tool set, 3 pieces, F20, for deburring hole edges, fixed blade. | Stock | 29.5
107010 | RUKO universal deburring tool handle, ergonomic handle with spare blade storage. | Stock | 6.25
107012 | RUKO deburring blade, B10, for deburring straight edges and hole edges, rotating blade, right hand, high-speed steel (HSS). Package of 10. For use with extendable blade holder for B blades and universal deburring tool handle. | Stock | 11.5
107015 | RUKO deburring blade, B30, for deburring cross-hole both edges, rotating blade, right hand, high-speed steel (HSS). Package of 10. For use with extendable blade holder for B blades and universal deburring tool handle. | Stock | 13
107026 | RUKO deburring blade, E100, for deburring straight edges and hole edges, rotating blade, right hand, high-speed steel (HSS), long shank. Package of 10. For use with extendable blade holder for E blades and universal deburring tool handle. | Stock | 13
Striking Tools
WT80290 | Wiha dead blow hammer set, 3 pieces. | Stock | 175
WT80260 | Wiha dead blow hammer, 2.3in face, polyurethane face. | Stock | 95
WT80250 | Wiha dead blow hammer, 50mm face, polyurethane face. | Stock | 73
WT83256 | Wiha split head mallet, 9 pieces, 50mm face, TPE, latex rubber, polyurethane, cell acetate and nylon face. | Stock | 79
WT83270 | Wiha split head mallet set, 14 pieces, foam tray. | Stock | 145
Measuring and Layout
WT61680 | Wiha DualMax series tape measure, 25ft length, imperial reading, 1/16in marks, manual slide. | Stock | 26
WT41101 | Wiha Digi-Max series digital caliper, 0 to 6in (152mm) range, 0.0005in and 0.01mm accuracy. | Stock | 111
WT41104 | Wiha DialMax series dial caliper, 0 to 6in (152mm) range, 0.001in accuracy. | Stock | 47
WT41103 | Wiha CaliMax series vernier caliper, 0 to 6in (152mm) range, 1/64in and 0.1mm accuracy. | Stock | 35
WT61662 | Wiha MaxiFlex series folding ruler, 6.5ft/2m length, imperial outside and metric inside reading, 1/16in and 1mm marks, 10 sections, 0, 90, and 180 degree lock-in-place stop-joints. | Stock | 13
WT61620 | Wiha MaxiFlex series folding ruler, 6ft length, imperial outside reading, 1/16in marks, 12 sections, 0, 90, and 180 degree lock-in-place stop-joints. | Stock | 27
WT61609 | Wiha MaxiFlex series folding ruler, 6ft length, imperial inside reading, 1/16in marks, 12 sections, 0, 90, and 180 degree lock-in-place stop-joints. | Stock | 25
WT61630 | Wiha folding ruler, insulated, 1000V insulation rating, 6.5ft/2m length, metric inside and imperial outside reading, 1/16in and 1mm marks, 10 sections, 0, 90, and 180 degree lock-in-place stop-joints. | Stock | 21
WT61606 | Wiha MaxiFlex series folding ruler, 6.5ft/2m length, metric inside and imperial outside reading, 1/16in and 1mm marks, 10 sections, 0, 90, and 180 degree lock-in-place stop-joints. | Stock | 21
WT61602 | Wiha MaxiFlex series folding ruler, 6.5ft/2m length, metric outside reading, 1mm marks, 10 sections, 0, 90, and 180 degree lock-in-place stop-joints. | Stock | 13
Wall-Mount Enclosures
P4043-P10 | Integra Impact series enclosure, NEMA 1/2/3/3R/3S/4/4X/6/6P/12/13, 4 x 4 x 3in (HxWxD), wall mount, polycarbonate, gray, gloss finish, single-door, integrated padlockable latch, integral mounting flange. | Stock | 38
P4043C-P10 | Integra Impact series enclosure, NEMA 1/2/3/3R/3S/4/4X/6/6P/12/13, 4 x 4 x 3in (HxWxD), wall mount, polycarbonate, gray, gloss finish, clear polycarbonate single-door, integrated padlockable latch, integral mounting flange. | Stock | 43.5
SCE-404SC | Saginaw enclosure, NEMA 3R/4/12/13, 4 x 4 x 3in (HxWxD), wall mount, carbon steel, ANSI 61 gray, powder coat finish, screw cover. | Stock | 49.5
SCE-404CHNF | Saginaw enclosure, NEMA 3R/4/12/13, 4 x 4 x 3in (HxWxD), wall mount, carbon steel, ANSI 61 gray, powder coat finish, single-door, stainless steel clamps. | Stock | 49.5
HJ443HLP | Hammond enclosure, NEMA 3R/4/12/13, 4 x 4 x 3in (HxWxD), wall mount, carbon steel, ANSI 61 gray, powder coat finish, single-door, stainless steel clamps. | Stock | 60
HJ443LP | Hammond enclosure, NEMA 3R/4/12/13, 4 x 4 x 3in (HxWxD), wall mount, carbon steel, ANSI 61 gray, powder coat finish, lift-off cover, stainless steel clamps. | Stock | 61
1414SCA | Hammond enclosure, NEMA 12/13, 4 x 4 x 3in (HxWxD), wall mount, carbon steel, ANSI 61 gray, powder coat finish, screw cover. | Stock | 59
BN4040403 | Wiegmann enclosure, NEMA 4/12/13, 4 x 4 x 3in (HxWxD), wall mount, carbon steel, ANSI 61 gray, powder coat finish, lift-off cover, stainless steel clamps. | Stock | 60
B040403 | Wiegmann enclosure, NEMA 12/13, 4 x 4 x 3in (HxWxD), wall mount, carbon steel, ANSI 61 gray, powder coat finish, lift-off cover, plated steel clamps. | Stock | 62
EJ443 | Hammond Eclipse Junior series enclosure, NEMA 3R/4/12/13, 4 x 4 x 3in (HxWxD), wall mount, carbon steel, ANSI 61 gray, powder coat finish, single-door, 1/4-turn semi-flush latch. | Stock | 66
EJ443LG | Hammond Eclipse Junior series enclosure, NEMA 3R/4/12/13, 4 x 4 x 3in (HxWxD), wall mount, carbon steel, RAL 7035 light gray, powder coat finish, single-door, 1/4-turn semi-flush latch. | Stock | 66
B040403SC | Wiegmann enclosure, NEMA 12/13, 4 x 4 x 3in (HxWxD), wall mount, carbon steel, ANSI 61 gray, powder coat finish, screw cover. | Stock | 86
B040403CH | Wiegmann enclosure, NEMA 12/13, 4 x 4 x 3in (HxWxD), wall mount, carbon steel, ANSI 61 gray, powder coat finish, single-door, plated steel clamps. | Stock | 63
BN4040403CH | Wiegmann enclosure, NEMA 4/12/13, 4 x 4 x 3in (HxWxD), wall mount, carbon steel, ANSI 61 gray, powder coat finish, single-door, stainless steel clamps. | Stock | 69
BN4040403SS | Wiegmann enclosure, NEMA 4/4X/12/13, 4 x 4 x 3in (HxWxD), wall mount, 304 stainless steel, No. 3 intermediate polished finish, lift-off cover, stainless steel clamps. | Stock | 124
1414N4SSA | Hammond enclosure, NEMA 3R/4/4X/12/13, 4 x 4 x 3in (HxWxD), wall mount, 304 stainless steel, #4 brush finish, lift-off cover, stainless steel clamps. | Stock | 136
1414N4ALA | Hammond enclosure, NEMA 4/4X/12/13, 4 x 4 x 3in (HxWxD), wall mount, 5052-H32 aluminum, natural finish, lift-off cover, aluminum clamps. | Stock | 150
EJ443AL | Hammond Eclipse Junior series enclosure, NEMA 3R/4/4X/12/13, 4 x 4 x 3in (HxWxD), wall mount, 5052-H32 aluminum, natural finish, single-door, 1/4-turn semi-flush 316 stainless steel latch. | Stock | 151
EJ443SS | Hammond Eclipse Junior series enclosure, NEMA 3R/4/4X/12/13, 4 x 4 x 3in (HxWxD), wall mount, 304 stainless steel, #4 brush finish, single-door, 1/4-turn semi-flush 316 stainless steel latch. | Stock | 195
EJ443S16 | Hammond Eclipse Junior series enclosure, NEMA 3R/4/4X/12/13, 4 x 4 x 3in (HxWxD), wall mount, 316 stainless steel, #4 brush finish, single-door, 1/4-turn semi-flush 316 stainless steel latch. | Stock | 246
SCE-4044SC | Saginaw enclosure, NEMA 3R/4/12/13, 4 x 4 x 4in (HxWxD), wall mount, carbon steel, ANSI 61 gray, powder coat finish, screw cover. | Stock | 49.5
SCE-4044CHNF | Saginaw enclosure, NEMA 3R/4/12/13, 4 x 4 x 4in (HxWxD), wall mount, carbon steel, ANSI 61 gray, powder coat finish, single-door, stainless steel clamps. | Stock | 51
HJ444HLP | Hammond enclosure, NEMA 3R/4/12/13, 4 x 4 x 4in (HxWxD), wall mount, carbon steel, ANSI 61 gray, powder coat finish, single-door, stainless steel clamps. | Stock | 62
HJ444LP | Hammond enclosure, NEMA 3R/4/12/13, 4 x 4 x 4in (HxWxD), wall mount, carbon steel, ANSI 61 gray, powder coat finish, lift-off cover, stainless steel clamps. | Stock | 64
B040404 | Wiegmann enclosure, NEMA 12/13, 4 x 4 x 4in (HxWxD), wall mount, carbon steel, ANSI 61 gray, powder coat finish, lift-off cover, plated steel clamps. | Stock | 65
B040404CH | Wiegmann enclosure, NEMA 12/13, 4 x 4 x 4in (HxWxD), wall mount, carbon steel, ANSI 61 gray, powder coat finish, single-door, plated steel clamps. | Stock | 65
EJ444 | Hammond Eclipse Junior series enclosure, NEMA 3R/4/12/13, 4 x 4 x 4in (HxWxD), wall mount, carbon steel, ANSI 61 gray, powder coat finish, single-door, 1/4-turn semi-flush latch. | Stock | 70
EJ444LG | Hammond Eclipse Junior series enclosure, NEMA 3R/4/12/13, 4 x 4 x 4in (HxWxD), wall mount, carbon steel, RAL 7035 light gray, powder coat finish, single-door, 1/4-turn semi-flush latch. | Stock | 70
B040404SC | Wiegmann enclosure, NEMA 12/13, 4 x 4 x 4in (HxWxD), wall mount, carbon steel, ANSI 61 gray, powder coat finish, screw cover. | Stock | 91
EJ444AL | Hammond Eclipse Junior series enclosure, NEMA 3R/4/4X/12/13, 4 x 4 x 4in (HxWxD), wall mount, 5052-H32 aluminum, natural finish, single-door, 1/4-turn semi-flush 316 stainless steel latch. | Stock | 157
EJ444SS | Hammond Eclipse Junior series enclosure, NEMA 3R/4/4X/12/13, 4 x 4 x 4in (HxWxD), wall mount, 304 stainless steel, #4 brush finish, single-door, 1/4-turn semi-flush 316 stainless steel latch. | Stock | 196
EJ444S16 | Hammond Eclipse Junior series enclosure, NEMA 3R/4/4X/12/13, 4 x 4 x 4in (HxWxD), wall mount, 316 stainless steel, #4 brush finish, single-door, 1/4-turn semi-flush 316 stainless steel latch. | Stock | 247
SCE-604SC | Saginaw enclosure, NEMA 3R/4/12/13, 6 x 4 x 3in (HxWxD), wall mount, carbon steel, ANSI 61 gray, powder coat finish, screw cover. | Stock | 56
SCE-604CHNF | Saginaw enclosure, NEMA 3R/4/12/13, 6 x 4 x 3in (HxWxD), wall mount, carbon steel, ANSI 61 gray, powder coat finish, single-door, stainless steel clamps. | Stock | 56
HJ643LP | Hammond enclosure, NEMA 3R/4/12/13, 6 x 4 x 3in (HxWxD), wall mount, carbon steel, ANSI 61 gray, powder coat finish, lift-off cover, stainless steel clamps. | Stock | 68
HJ643HLP | Hammond enclosure, NEMA 3R/4/12/13, 6 x 4 x 3in (HxWxD), wall mount, carbon steel, ANSI 61 gray, powder coat finish, single-door, stainless steel clamps. | Stock | 68
BN4060403 | Wiegmann enclosure, NEMA 4/12/13, 6 x 4 x 3in (HxWxD), wall mount, carbon steel, ANSI 61 gray, powder coat finish, lift-off cover, stainless steel clamps. | Stock | 68
B060403 | Wiegmann enclosure, NEMA 12/13, 6 x 4 x 3in (HxWxD), wall mount, carbon steel, ANSI 61 gray, powder coat finish, lift-off cover, plated steel clamps. | Stock | 70
1414SCC | Hammond enclosure, NEMA 12/13, 6 x 4 x 3in (HxWxD), wall mount, carbon steel, ANSI 61 gray, powder coat finish, screw cover. | Stock | 72
B060403SC | Wiegmann enclosure, NEMA 12/13, 6 x 4 x 3in (HxWxD), wall mount, carbon steel, ANSI 61 gray, powder coat finish, screw cover. | Stock | 99
B060403CH | Wiegmann enclosure, NEMA 12/13, 6 x 4 x 3in (HxWxD), wall mount, carbon steel, ANSI 61 gray, powder coat finish, single-door, plated steel clamps. | Stock | 72
EJ643 | Hammond Eclipse Junior series enclosure, NEMA 3R/4/12/13, 6 x 4 x 3in (HxWxD), wall mount, carbon steel, ANSI 61 gray, powder coat finish, single-door, 1/4-turn semi-flush latch. | Stock | 79
EJ643LG | Hammond Eclipse Junior series enclosure, NEMA 3R/4/12/13, 6 x 4 x 3in (HxWxD), wall mount, carbon steel, RAL 7035 light gray, powder coat finish, single-door, 1/4-turn semi-flush latch. | Stock | 79
B060403CHQR | Wiegmann enclosure, NEMA 12/13, 6 x 4 x 3in (HxWxD), wall mount, carbon steel, ANSI 61 gray, powder coat finish, single-door, quick-release latch. | Stock | 77
BN4060403CH | Wiegmann enclosure, NEMA 4/12/13, 6 x 4 x 3in (HxWxD), wall mount, carbon steel, ANSI 61 gray, powder coat finish, single-door, stainless steel clamps. | Stock | 78
1414N4ALC | Hammond enclosure, NEMA 4/4X/12/13, 6 x 4 x 3in (HxWxD), wall mount, 5052-H32 aluminum, natural finish, lift-off cover, aluminum clamps. | Stock | 172
EJ643AL | Hammond Eclipse Junior series enclosure, NEMA 3R/4/4X/12/13, 6 x 4 x 3in (HxWxD), wall mount, 5052-H32 aluminum, natural finish, single-door, 1/4-turn semi-flush 316 stainless steel latch. | Stock | 177
BN4060403SS | Wiegmann enclosure, NEMA 4/4X/12/13, 6 x 4 x 3in (HxWxD), wall mount, 304 stainless steel, No. 3 intermediate polished finish, lift-off cover, stainless steel clamps. | Stock | 159
BN4060403AL | Wiegmann enclosure, NEMA 4/4X/12/13, 6 x 4 x 3in (HxWxD), wall mount, 5052-H32 aluminum, No. 3 intermediate polished finish, lift-off cover, stainless steel clamps. | Stock | 167
EJ643SS | Hammond Eclipse Junior series enclosure, NEMA 3R/4/4X/12/13, 6 x 4 x 3in (HxWxD), wall mount, 304 stainless steel, #4 brush finish, single-door, 1/4-turn semi-flush 316 stainless steel latch. | Stock | 197
EJ643S16 | Hammond Eclipse Junior series enclosure, NEMA 3R/4/4X/12/13, 6 x 4 x 3in (HxWxD), wall mount, 316 stainless steel, #4 brush finish, single-door, 1/4-turn semi-flush 316 stainless steel latch. | Stock | 248
SCE-604ELJ | Saginaw Enviroline Junction series enclosure, NEMA 3R/4/12/13, 6 x 4 x 4in (HxWxD), wall mount, carbon steel, ANSI 61 gray, powder coat finish, single-door, 1/4-turn semi-flush latch. | Stock | 48
SCE-604ELJLG | Saginaw Enviroline Junction series enclosure, NEMA 3R/4/12/13, 6 x 4 x 4in (HxWxD), wall mount, carbon steel, RAL 7035 light gray, powder coat finish, single-door, 1/4-turn semi-flush latch. | Stock | 48
J604W | Stahlin J series enclosure, NEMA 1/3R/4X/6P/12, 6 x 4 x 4in (HxWxD), wall mount, fiberglass reinforced polyester, gray, screw cover, integral mounting flange. | Stock | 93
SCE-6044CHNF | Saginaw enclosure, NEMA 3R/4/12/13, 6 x 4 x 4in (HxWxD), wall mount, carbon steel, ANSI 61 gray, powder coat finish, single-door, stainless steel clamps. | Stock | 60
HJ644HLP | Hammond enclosure, NEMA 3R/4/12/13, 6 x 4 x 4in (HxWxD), wall mount, carbon steel, ANSI 61 gray, powder coat finish, single-door, stainless steel clamps. | Stock | 72
HJ644LP | Hammond enclosure, NEMA 3R/4/12/13, 6 x 4 x 4in (HxWxD), wall mount, carbon steel, ANSI 61 gray, powder coat finish, lift-off cover, stainless steel clamps. | Stock | 74
SCE-6044SC | Saginaw enclosure, NEMA 3R/4/12/13, 6 x 4 x 4in (HxWxD), wall mount, carbon steel, ANSI 61 gray, powder coat finish, screw cover. | Stock | 63
J604HW | Stahlin J series enclosure, NEMA 1/3R/4X/6P/12, 6 x 4 x 4in (HxWxD), wall mount, fiberglass reinforced polyester, gray, hinged screw cover, integral mounting flange. | Stock | 99
C3R644HCR | Hammond enclosure, NEMA 3R, 6 x 4 x 4in (HxWxD), wall mount, with knockouts, galvanized steel, ANSI 61 gray, powder coat finish, single-door, quick-release latch, padlock hasp and staple. | Stock | 74
B060404 | Wiegmann enclosure, NEMA 12/13, 6 x 4 x 4in (HxWxD), wall mount, carbon steel, ANSI 61 gray, powder coat finish, lift-off cover, plated steel clamps. | Stock | 75
B060404CH | Wiegmann enclosure, NEMA 12/13, 6 x 4 x 4in (HxWxD), wall mount, carbon steel, ANSI 61 gray, powder coat finish, single-door, plated steel clamps. | Stock | 76
B060404SC | Wiegmann enclosure, NEMA 12/13, 6 x 4 x 4in (HxWxD), wall mount, carbon steel, ANSI 61 gray, powder coat finish, screw cover. | Stock | 102
EJ644 | Hammond Eclipse Junior series enclosure, NEMA 3R/4/12/13, 6 x 4 x 4in (HxWxD), wall mount, carbon steel, ANSI 61 gray, powder coat finish, single-door, 1/4-turn semi-flush latch. | Stock | 82
EJ644LG | Hammond Eclipse Junior series enclosure, NEMA 3R/4/12/13, 6 x 4 x 4in (HxWxD), wall mount, carbon steel, RAL 7035 light gray, powder coat finish, single-door, 1/4-turn semi-flush latch. | Stock | 82
J604HPL | Stahlin J series enclosure, NEMA 1/3R/4X/6P/12, 6 x 4 x 4in (HxWxD), wall mount, fiberglass reinforced polyester, gray, single-door, quick-release latch, padlock hasp and staple, integral mounting flange. | Stock | 139
JW604HPL | Stahlin JW series enclosure, NEMA 1/3R/4X/6P/12, 6 x 4 x 4in (HxWxD), wall mount, fiberglass reinforced polyester, gray, single-door, quick-release latch, padlock hasp and staple, integral mounting flange, SAR acrylic window. | Stock | 176
J604HLL | Stahlin J series enclosure, NEMA 1/3R/4X/6P/12, 6 x 4 x 4in (HxWxD), wall mount, fiberglass reinforced polyester, gray, single-door, twist-lock latch, integral mounting flange. | Stock | 184
SCE-604ELJSS | Saginaw Enviroline Junction series enclosure, NEMA 3R/4/4X/12/13, 6 x 4 x 4in (HxWxD), wall mount, 304 stainless steel, #4 brush finish, single-door, 1/4-turn semi-flush latch. | Stock | 129
SCE-604ELJSS6 | Saginaw Enviroline Junction series enclosure, NEMA 3R/4/4X/12/13, 6 x 4 x 4in (HxWxD), wall mount, 316L stainless steel, #4 brush finish, single-door, 1/4-turn semi-flush latch. | Stock | 161
EJ644AL | Hammond Eclipse Junior series enclosure, NEMA 3R/4/4X/12/13, 6 x 4 x 4in (HxWxD), wall mount, 5052-H32 aluminum, natural finish, single-door, 1/4-turn semi-flush 316 stainless steel latch. | Stock | 183
1414N4SSC4 | Hammond enclosure, NEMA 3R/4/4X/12/13, 6 x 4 x 4in (HxWxD), wall mount, 304 stainless steel, #4 brush finish, lift-off cover, stainless steel clamps. | Stock | 176
SCE-6044CHNFSS | Saginaw enclosure, NEMA 3R/4/4X/12/13, 6 x 4 x 4in (HxWxD), wall mount, 304 stainless steel, #4 brush finish, single-door, stainless steel clamps. | Stock | 168
BN4060404CHSS | Wiegmann enclosure, NEMA 4/4X/12/13, 6 x 4 x 4in (HxWxD), wall mount, 304 stainless steel, No. 3 intermediate polished finish, single-door, stainless steel clamps. | Stock | 183
1414N4PHSSC4 | Hammond enclosure, NEMA 3R/4/4X/12/13, 6 x 4 x 4in (HxWxD), wall mount, 304 stainless steel, #4 brush finish, single-door, stainless steel clamps. | Stock | 202
EJ644SS | Hammond Eclipse Junior series enclosure, NEMA 3R/4/4X/12/13, 6 x 4 x 4in (HxWxD), wall mount, 304 stainless steel, #4 brush finish, single-door, 1/4-turn semi-flush 316 stainless steel latch. | Stock | 197
SCE-6044CHNFSS6 | Saginaw enclosure, NEMA 3R/4/4X/12/13, 6 x 4 x 4in (HxWxD), wall mount, 316L stainless steel, #4 brush finish, single-door, stainless steel clamps. | Stock | 209
1414N4PHS16C4 | Hammond enclosure, NEMA 3R/4/4X/12/13, 6 x 4 x 4in (HxWxD), wall mount, 316 stainless steel, #4 brush finish, single-door, stainless steel clamps. | Stock | 248
EJ644S16 | Hammond Eclipse Junior series enclosure, NEMA 3R/4/4X/12/13, 6 x 4 x 4in (HxWxD), wall mount, 316 stainless steel, #4 brush finish, single-door, 1/4-turn semi-flush 316 stainless steel latch. | Stock | 249
SCE-604ELJSSST | Saginaw Enviroline Junction series enclosure, slope top, NEMA 3R/4/4X/12/13, 6 x 4 x 4in (HxWxD), wall mount, 304 stainless steel, #4 brush finish, single-door, 1/4-turn semi-flush latch. | Stock | 305
RJ604HPL | Stahlin RJ series enclosure, NEMA 1/3R/4X/6P/12, 6 x 4 x 5in (HxWxD), wall mount, fiberglass reinforced polyester, gray, raised single-door, quick-release latch, padlock hasp and staple, integral mounting flange. | Stock | 203
RJ604HLL | Stahlin RJ series enclosure, NEMA 1/3R/4X/6P/12, 6 x 4 x 5in (HxWxD), wall mount, fiberglass reinforced polyester, gray, raised single-door, twist-lock latch, integral mounting flange. | Stock | 209
P6063-P10 | Integra Impact series enclosure, NEMA 1/2/3/3R/3S/4/4X/6/6P/12/13, 6 x 6 x 3in (HxWxD), wall mount, polycarbonate, gray, gloss finish, single-door, integrated padlockable latch, integral mounting flange. | Stock | 48
P6063C-P10 | Integra Impact series enclosure, NEMA 1/2/3/3R/3S/4/4X/6/6P/12/13, 6 x 6 x 3in (HxWxD), wall mount, polycarbonate, gray, gloss finish, clear polycarbonate single-door, integrated padlockable latch, integral mounting flange. | Stock | 55
SCE-6N604LP | Saginaw enclosure, NEMA 1, 6 x 6 x 4in (HxWxD), wall mount, carbon steel, ANSI 61 gray, powder coat finish, single-door, 1/4-turn semi-flush latch. | Stock | 47.5
C3R664HCR | Hammond enclosure, NEMA 3R, 6 x 6 x 4in (HxWxD), wall mount, with knockouts, galvanized steel, ANSI 61 gray, powder coat finish, single-door, quick-release latch, padlock hasp and staple. | Stock | 59
RHC060604 | Wiegmann enclosure, NEMA 1/3R, 6 x 6 x 4in (HxWxD), wall mount, with knockouts, carbon steel, ANSI 61 gray, powder coat finish, single-door, quick-release latch, padlock hasp and staple. | Stock | 58
N1C060604 | Wiegmann enclosure, NEMA 1, 6 x 6 x 4in (HxWxD), wall mount, carbon steel, ANSI 61 gray, powder coat finish, single-door, 1/4-turn flush-mounted latch. | Stock | 59
N1J664 | Hammond enclosure, NEMA 1, 6 x 6 x 4in (HxWxD), wall mount, carbon steel, ANSI 61 gray, powder coat finish, single-door, 1/4-turn flush-mounted latch. | Stock | 66
SCE-606ELJ | Saginaw Enviroline Junction series enclosure, NEMA 3R/4/12/13, 6 x 6 x 4in (HxWxD), wall mount, carbon steel, ANSI 61 gray, powder coat finish, single-door, 1/4-turn semi-flush latch. | Stock | 56
SCE-606ELJLG | Saginaw Enviroline Junction series enclosure, NEMA 3R/4/12/13, 6 x 6 x 4in (HxWxD), wall mount, carbon steel, RAL 7035 light gray, powder coat finish, single-door, 1/4-turn semi-flush latch. | Stock | 56
J606W | Stahlin J series enclosure, NEMA 1/3R/4X/6P/12, 6 x 6 x 4in (HxWxD), wall mount, fiberglass reinforced polyester, gray, screw cover, integral mounting flange. | Stock | 101
AH664HW | AttaBox Heartland series enclosure, NEMA 1/3R/4/4X/6P/12, 6 x 6 x 4in (HxWxD), wall mount, polycarbonate, Pantone 7541 C light gray, hinged screw cover, molded hasp. | Stock | 90
AH664 | AttaBox Heartland series enclosure, NEMA 1/3R/4/4X/12, 6 x 6 x 4in (HxWxD), wall mount, polycarbonate, Pantone 7541 C light gray, single-door, polycarbonate quick-release latch, molded hasp. | Stock | 91
HJ664HLP | Hammond enclosure, NEMA 3R/4/12/13, 6 x 6 x 4in (HxWxD), wall mount, carbon steel, ANSI 61 gray, powder coat finish, single-door, stainless steel clamps. | Stock | 77
SCE-606CHNF | Saginaw enclosure, NEMA 3R/4/12/13, 6 x 6 x 4in (HxWxD), wall mount, carbon steel, ANSI 61 gray, powder coat finish, single-door, stainless steel clamps. | Stock | 65
SCE-606SC | Saginaw enclosure, NEMA 3R/4/12/13, 6 x 6 x 4in (HxWxD), wall mount, carbon steel, ANSI 61 gray, powder coat finish, screw cover. | Stock | 66
HJ664LP | Hammond enclosure, NEMA 3R/4/12/13, 6 x 6 x 4in (HxWxD), wall mount, carbon steel, ANSI 61 gray, powder coat finish, lift-off cover, stainless steel clamps. | Stock | 79
H6064SF-P10 | Integra Premium series enclosure, NEMA 1/2/3/3R/3S/4/4X/6/6P/12/13, 6 x 6 x 4in (HxWxD), wall mount, polycarbonate, light gray, gloss finish, screw cover. | Stock | 66
BN4060604 | Wiegmann enclosure, NEMA 4/12/13, 6 x 6 x 4in (HxWxD), wall mount, carbon steel, ANSI 61 gray, powder coat finish, lift-off cover, stainless steel clamps. | Stock | 79
AH664C | AttaBox Heartland series enclosure, NEMA 1/3R/4/4X/12, 6 x 6 x 4in (HxWxD), wall mount, polycarbonate, Pantone 7541 C light gray, smoked polycarbonate single-door, polycarbonate quick-release latch, molded hasp. | Stock | 99
AH664SS | AttaBox Heartland series enclosure, NEMA 1/3R/4/4X/12, 6 x 6 x 4in (HxWxD), wall mount, polycarbonate, Pantone 7541 C light gray, single-door, stainless steel quick-release latch, molded hasp. | Stock | 98
AHF664 | AttaBox Heartland series enclosure, NEMA 1/3R/4/4X/12, 6 x 6 x 4in (HxWxD), wall mount, polycarbonate, Pantone 7541 C light gray, single-door, polycarbonate quick-release latch, molded hasp, integral mounting flange. | Stock | 102
AHF664C | AttaBox Heartland series enclosure, NEMA 1/3R/4/4X/12, 6 x 6 x 4in (HxWxD), wall mount, polycarbonate, Pantone 7541 C light gray, smoked polycarbonate single-door, polycarbonate quick-release latch, molded hasp, integral mounting flange. | Stock | 109
B060604 | Wiegmann enclosure, NEMA 12/13, 6 x 6 x 4in (HxWxD), wall mount, carbon steel, ANSI 61 gray, powder coat finish, lift-off cover, plated steel clamps. | Stock | 81
B060604CH | Wiegmann enclosure, NEMA 12/13, 6 x 6 x 4in (HxWxD), wall mount, carbon steel, ANSI 61 gray, powder coat finish, single-door, plated steel clamps. | Stock | 81
J606HW | Stahlin J series enclosure, NEMA 1/3R/4X/6P/12, 6 x 6 x 4in (HxWxD), wall mount, fiberglass reinforced polyester, gray, hinged screw cover, integral mounting flange. | Stock | 114
1414SCE | Hammond enclosure, NEMA 12/13, 6 x 6 x 4in (HxWxD), wall mount, carbon steel, ANSI 61 gray, powder coat finish, screw cover. | Stock | 86
EJ664 | Hammond Eclipse Junior series enclosure, NEMA 3R/4/12/13, 6 x 6 x 4in (HxWxD), wall mount, carbon steel, ANSI 61 gray, powder coat finish, single-door, 1/4-turn semi-flush latch. | Stock | 90
EJ664LG | Hammond Eclipse Junior series enclosure, NEMA 3R/4/12/13, 6 x 6 x 4in (HxWxD), wall mount, carbon steel, RAL 7035 light gray, powder coat finish, single-door, 1/4-turn semi-flush latch. | Stock | 90
BN4060604CHQT | Wiegmann Ultimate Mini-Max series enclosure, NEMA 4/12, 6 x 6 x 4in (HxWxD), wall mount, carbon steel, ANSI 61 gray, powder coat finish, single-door, 1/4-turn semi-flush oil-tight latch. | Stock | 85
AH664CSS | AttaBox Heartland series enclosure, NEMA 1/3R/4/4X/12, 6 x 6 x 4in (HxWxD), wall mount, polycarbonate, Pantone 7541 C light gray, smoked polycarbonate single-door, stainless steel quick-release latch, molded hasp. | Stock | 106
H6064HF-6P-P10 | Integra Premium series enclosure, NEMA 1/2/3/3R/3S/4/4X/6/6P/12/13, 6 x 6 x 4in (HxWxD), wall mount, polycarbonate, light gray, gloss finish, hinged screw cover. | Stock | 73
H6064SCF-P10 | Integra Premium series enclosure, NEMA 1/2/3/3R/3S/4/4X/6/6P/12/13, 6 x 6 x 4in (HxWxD), wall mount, polycarbonate, light gray, gloss finish, clear polycarbonate screw cover. | Stock | 77
BN4060604CH | Wiegmann enclosure, NEMA 4/12/13, 6 x 6 x 4in (HxWxD), wall mount, carbon steel, ANSI 61 gray, powder coat finish, single-door, stainless steel clamps. | Stock | 89
DS60604HW | Stahlin Diamond Shield series enclosure, NEMA 1/3/3S/4X/12/13, 6 x 6 x 4in (HxWxD), wall mount, fiberglass reinforced polyester, gray, crowned hinged screw cover. | Stock | 124
WA060604GIE | Wiegmann enclosure, NEMA 12/13, 6 x 6 x 4in (HxWxD), wall mount, carbon steel, ANSI 61 gray, powder coat finish, hinged screw cover. | Stock | 91
B060604CHQR | Wiegmann enclosure, NEMA 12/13, 6 x 6 x 4in (HxWxD), wall mount, carbon steel, ANSI 61 gray, powder coat finish, single-door, quick-release latch. | Stock | 91
H6064HCF-6P-P10 | Integra Premium series enclosure, NEMA 1/2/3/3R/3S/4/4X/6/6P/12/13, 6 x 6 x 4in (HxWxD), wall mount, polycarbonate, light gray, gloss finish, clear polycarbonate hinged screw cover. | Stock | 75
H6064HFNL-P10 | Integra Premium series enclosure, NEMA 1/2/3/3R/3S/4/4X/12/13, 6 x 6 x 4in (HxWxD), wall mount, polycarbonate, light gray, gloss finish, single-door, glass-filled nylon quick-release latch, padlock hasp and staple. | Stock | 79
DS60604W | Stahlin Diamond Shield series enclosure, NEMA 1/3/3S/4X/12/13, 6 x 6 x 4in (HxWxD), wall mount, fiberglass reinforced polyester, gray, crowned screw cover. | Stock | 138
J606HPL | Stahlin J series enclosure, NEMA 1/3R/4X/6P/12, 6 x 6 x 4in (HxWxD), wall mount, fiberglass reinforced polyester, gray, single-door, quick-release latch, padlock hasp and staple, integral mounting flange. | Stock | 144
B060604SC | Wiegmann enclosure, NEMA 12/13, 6 x 6 x 4in (HxWxD), wall mount, carbon steel, ANSI 61 gray, powder coat finish, screw cover. | Stock | 104
H6064HCFNL-P10 | Integra Premium series enclosure, NEMA 1/2/3/3R/3S/4/4X/12/13, 6 x 6 x 4in (HxWxD), wall mount, polycarbonate, light gray, gloss finish, clear polycarbonate single-door, glass-filled nylon quick-release latch, padlock hasp and staple. | Stock | 87
DS60604HPL | Stahlin Diamond Shield series enclosure, NEMA 1/3/3S/4X/12/13, 6 x 6 x 4in (HxWxD), wall mount, fiberglass reinforced polyester, gray, crowned single-door, quick-release latch, padlock hasp and staple. | Stock | 157
DSCC60604HPL | Stahlin Diamond Shield series enclosure, NEMA 1/3/3S/4X/12/13, 6 x 6 x 4in (HxWxD), wall mount, fiberglass reinforced polyester, gray, clear polycarbonate single-door, quick-release latch, padlock hasp and staple. | Stock | 169
J606HLL | Stahlin J series enclosure, NEMA 1/3R/4X/6P/12, 6 x 6 x 4in (HxWxD), wall mount, fiberglass reinforced polyester, gray, single-door, twist-lock latch, integral mounting flange. | Stock | 191
JW606HPL | Stahlin JW series enclosure, NEMA 1/3R/4X/6P/12, 6 x 6 x 4in (HxWxD), wall mount, fiberglass reinforced polyester, gray, single-door, quick-release latch, padlock hasp and staple, integral mounting flange, SAR acrylic window. | Stock | 194
SCE-606ELJSS | Saginaw Enviroline Junction series enclosure, NEMA 3R/4/4X/12/13, 6 x 6 x 4in (HxWxD), wall mount, 304 stainless steel, #4 brush finish, single-door, 1/4-turn semi-flush latch. | Stock | 161
1414N4ALE | Hammond enclosure, NEMA 4/4X/12/13, 6 x 6 x 4in (HxWxD), wall mount, 5052-H32 aluminum, natural finish, lift-off cover, aluminum clamps. | Stock | 192
EJ664AL | Hammond Eclipse Junior series enclosure, NEMA 3R/4/4X/12/13, 6 x 6 x 4in (HxWxD), wall mount, 5052-H32 aluminum, natural finish, single-door, 1/4-turn semi-flush 316 stainless steel latch. | Stock | 197
BN4060604SS | Wiegmann enclosure, NEMA 4/4X/12/13, 6 x 6 x 4in (HxWxD), wall mount, 304 stainless steel, No. 3 intermediate polished finish, lift-off cover, stainless steel clamps. | Stock | 181
BN4060604CHAL | Wiegmann enclosure, NEMA 4/4X/12/13, 6 x 6 x 4in (HxWxD), wall mount, 5052-H32 aluminum, No. 3 intermediate polished finish, single-door, stainless steel clamps. | Stock | 225
1414N4SSE | Hammond enclosure, NEMA 3R/4/4X/12/13, 6 x 6 x 4in (HxWxD), wall mount, 304 stainless steel, #4 brush finish, lift-off cover, stainless steel clamps. | Stock | 201
BN4060604AL | Wiegmann enclosure, NEMA 4/4X/12/13, 6 x 6 x 4in (HxWxD), wall mount, 5052-H32 aluminum, No. 3 intermediate polished finish, lift-off cover, stainless steel clamps. | Stock | 187
SCE-606ELJSS6 | Saginaw Enviroline Junction series enclosure, NEMA 3R/4/4X/12/13, 6 x 6 x 4in (HxWxD), wall mount, 316L stainless steel, #4 brush finish, single-door, 1/4-turn semi-flush latch. | Stock | 201
BN4060604CHSS | Wiegmann enclosure, NEMA 4/4X/12/13, 6 x 6 x 4in (HxWxD), wall mount, 304 stainless steel, No. 3 intermediate polished finish, single-door, stainless steel clamps. | Stock | 200
1414N4PHSSE | Hammond enclosure, NEMA 3R/4/4X/12/13, 6 x 6 x 4in (HxWxD), wall mount, 304 stainless steel, #4 brush finish, single-door, stainless steel clamps. | Stock | 221
EJ664SS | Hammond Eclipse Junior series enclosure, NEMA 3R/4/4X/12/13, 6 x 6 x 4in (HxWxD), wall mount, 304 stainless steel, #4 brush finish, single-door, 1/4-turn semi-flush 316 stainless steel latch. | Stock | 220
SCE-606CHNFSS | Saginaw enclosure, NEMA 3R/4/4X/12/13, 6 x 6 x 4in (HxWxD), wall mount, 304 stainless steel, #4 brush finish, single-door, stainless steel clamps. | Stock | 210
BN4060604CHQTSS | Wiegmann Ultimate Mini-Max series enclosure, NEMA 4/4X/12, 6 x 6 x 4in (HxWxD), wall mount, 304 stainless steel, No. 3 intermediate polished finish, single-door, 1/4-turn semi-flush oil-tight latch. | Stock | 216
SCE-606CHNFSS6 | Saginaw enclosure, NEMA 3R/4/4X/12/13, 6 x 6 x 4in (HxWxD), wall mount, 316L stainless steel, #4 brush finish, single-door, stainless steel clamps. | Stock | 238
EJ664S16 | Hammond Eclipse Junior series enclosure, NEMA 3R/4/4X/12/13, 6 x 6 x 4in (HxWxD), wall mount, 316 stainless steel, #4 brush finish, single-door, 1/4-turn semi-flush 316 stainless steel latch. | Stock | 277
1414N4PHS16E | Hammond enclosure, NEMA 3R/4/4X/12/13, 6 x 6 x 4in (HxWxD), wall mount, 316 stainless steel, #4 brush finish, single-door, stainless steel clamps. | Stock | 279
SCE-606ELJSSST | Saginaw Enviroline Junction series enclosure, slope top, NEMA 3R/4/4X/12/13, 6 x 6 x 4in (HxWxD), wall mount, 304 stainless steel, #4 brush finish, single-door, 1/4-turn semi-flush latch. | Stock | 381
RJ606W | Stahlin RJ series enclosure, NEMA 1/3R/4X/6P/12, 6 x 6 x 6in (HxWxD), wall mount, fiberglass reinforced polyester, gray, raised screw cover, integral mounting flange. | Stock | 148
RJ606HPL | Stahlin RJ series enclosure, NEMA 1/3R/4X/6P/12, 6 x 6 x 6in (HxWxD), wall mount, fiberglass reinforced polyester, gray, raised single-door, quick-release latch, padlock hasp and staple, integral mounting flange. | Stock | 211
RJ606HLL | Stahlin RJ series enclosure, NEMA 1/3R/4X/6P/12, 6 x 6 x 6in (HxWxD), wall mount, fiberglass reinforced polyester, gray, raised single-door, twist-lock latch, integral mounting flange. | Stock | 217
EJ683 | Hammond Eclipse Junior series enclosure, NEMA 3R/4/12/13, 6 x 8 x 3in (HxWxD), wall mount, carbon steel, ANSI 61 gray, powder coat finish, single-door, 1/4-turn semi-flush latch. | Stock | 96
EJ683LG | Hammond Eclipse Junior series enclosure, NEMA 3R/4/12/13, 6 x 8 x 3in (HxWxD), wall mount, carbon steel, RAL 7035 light gray, powder coat finish, single-door, 1/4-turn semi-flush latch. | Stock | 96
HJ683HLP | Hammond enclosure, NEMA 3R/4/12/13, 6 x 8 x 3in (HxWxD), wall mount, carbon steel, ANSI 61 gray, powder coat finish, single-door, stainless steel clamps. | Stock | 82
CL707W | Stahlin Classic series enclosure, NEMA 1/3/3S/3R/4X/12, 7 x 7 x 5in (HxWxD), wall mount, fiberglass reinforced polyester, gray, crowned screw cover. | Stock | 285
CL707HW | Stahlin Classic series enclosure, NEMA 1/3/3S/3R/4X/12, 7 x 7 x 5in (HxWxD), wall mount, fiberglass reinforced polyester, gray, crowned hinged screw cover. | Stock | 301
CL707HPL | Stahlin Classic series enclosure, NEMA 1/3/3S/3R/4X/12, 7 x 7 x 5in (HxWxD), wall mount, fiberglass reinforced polyester, gray, crowned single-door, quick-release latch, padlock hasp and staple. | Stock | 353
CL707HL | Stahlin Classic series enclosure, NEMA 1/3/3S/3R/4X/12, 7 x 7 x 5in (HxWxD), wall mount, fiberglass reinforced polyester, gray, crowned single-door, 1/4-turn flush-mount latch. | Stock | 430
P8063-P10 | Integra Impact series enclosure, NEMA 1/2/3/3R/3S/4/4X/6/6P/12/13, 8 x 6 x 3in (HxWxD), wall mount, polycarbonate, gray, gloss finish, single-door, integrated padlockable latch, integral mounting flange. | Stock | 56
P8063C-P10 | Integra Impact series enclosure, NEMA 1/2/3/3R/3S/4/4X/6/6P/12/13, 8 x 6 x 3in (HxWxD), wall mount, polycarbonate, gray, gloss finish, clear polycarbonate single-door, integrated padlockable latch, integral mounting flange. | Stock | 64
BN4080603 | Wiegmann enclosure, NEMA 4/12/13, 8 x 6 x 3in (HxWxD), wall mount, carbon steel, ANSI 61 gray, powder coat finish, lift-off cover, stainless steel clamps. | Stock | 84
B080603 | Wiegmann enclosure, NEMA 12/13, 8 x 6 x 3in (HxWxD), wall mount, carbon steel, ANSI 61 gray, powder coat finish, lift-off cover, plated steel clamps. | Stock | 87
B080603CH | Wiegmann enclosure, NEMA 12/13, 8 x 6 x 3in (HxWxD), wall mount, carbon steel, ANSI 61 gray, powder coat finish, single-door, plated steel clamps. | Stock | 87
EJ863 | Hammond Eclipse Junior series enclosure, NEMA 3R/4/12/13, 8 x 6 x 3in (HxWxD), wall mount, carbon steel, ANSI 61 gray, powder coat finish, single-door, 1/4-turn semi-flush latch. | Stock | 98
EJ863LG | Hammond Eclipse Junior series enclosure, NEMA 3R/4/12/13, 8 x 6 x 3in (HxWxD), wall mount, carbon steel, RAL 7035 light gray, powder coat finish, single-door, 1/4-turn semi-flush latch. | Stock | 98
B080603CHQR | Wiegmann enclosure, NEMA 12/13, 8 x 6 x 3in (HxWxD), wall mount, carbon steel, ANSI 61 gray, powder coat finish, single-door, quick-release latch. | Stock | 97
BN4080603CH | Wiegmann enclosure, NEMA 4/12/13, 8 x 6 x 3in (HxWxD), wall mount, carbon steel, ANSI 61 gray, powder coat finish, single-door, stainless steel clamps. | Stock | 97
B080603SC | Wiegmann enclosure, NEMA 12/13, 8 x 6 x 3in (HxWxD), wall mount, carbon steel, ANSI 61 gray, powder coat finish, screw cover. | Stock | 105
BN4080603AL | Wiegmann enclosure, NEMA 4/4X/12/13, 8 x 6 x 3in (HxWxD), wall mount, 5052-H32 aluminum, No. 3 intermediate polished finish, lift-off cover, stainless steel clamps. | Stock | 195
BN4080603CHAL | Wiegmann enclosure, NEMA 4/4X/12/13, 8 x 6 x 3in (HxWxD), wall mount, 5052-H32 aluminum, No. 3 intermediate polished finish, single-door, stainless steel clamps. | Stock | 186
EJ863SS | Hammond Eclipse Junior series enclosure, NEMA 3R/4/4X/12/13, 8 x 6 x 3in (HxWxD), wall mount, 304 stainless steel, #4 brush finish, single-door, 1/4-turn semi-flush 316 stainless steel latch. | Stock | 239
EJ863S16 | Hammond Eclipse Junior series enclosure, NEMA 3R/4/4X/12/13, 8 x 6 x 3in (HxWxD), wall mount, 316 stainless steel, #4 brush finish, single-door, 1/4-turn semi-flush 316 stainless steel latch. | Stock | 302
HJ863HLP | Hammond enclosure, NEMA 3R/4/12/13, 8 x 6 x 3in (HxWxD), wall mount, carbon steel, ANSI 61 gray, powder coat finish, single-door, stainless steel clamps. | Stock | 82
HJ863LP | Hammond enclosure, NEMA 3R/4/12/13, 8 x 6 x 3.5in (HxWxD), wall mount, carbon steel, ANSI 61 gray, powder coat finish, lift-off cover, stainless steel clamps. | Stock | 84
SCE-806SC | Saginaw enclosure, NEMA 3R/4/12/13, 8 x 6 x 3.5in (HxWxD), wall mount, carbon steel, ANSI 61 gray, powder coat finish, screw cover. | Stock | 69
SCE-806CHNF | Saginaw enclosure, NEMA 3R/4/12/13, 8 x 6 x 3.5in (HxWxD), wall mount, carbon steel, ANSI 61 gray, powder coat finish, single-door, stainless steel clamps. | Stock | 70
1414SCG | Hammond enclosure, NEMA 12/13, 8 x 6 x 3.5in (HxWxD), wall mount, carbon steel, ANSI 61 gray, powder coat finish, screw cover. | Stock | 92
1414N4ALG | Hammond enclosure, NEMA 4/4X/12/13, 8 x 6 x 3.5in (HxWxD), wall mount, 5052-H32 aluminum, natural finish, lift-off cover, aluminum clamps. | Stock | 203
EJ863AL | Hammond Eclipse Junior series enclosure, NEMA 3R/4/4X/12/13, 8 x 6 x 3.5in (HxWxD), wall mount, 5052-H32 aluminum, natural finish, single-door, 1/4-turn semi-flush 316 stainless steel latch. | Stock | 207
1414N4SSG | Hammond enclosure, NEMA 3R/4/4X/12/13, 8 x 6 x 3.5in (HxWxD), wall mount, 304 stainless steel, #4 brush finish, lift-off cover, stainless steel clamps. | Stock | 231
1414N4PHSSG | Hammond enclosure, NEMA 3R/4/4X/12/13, 8 x 6 x 3.5in (HxWxD), wall mount, 304 stainless steel, #4 brush finish, single-door, stainless steel clamps. | Stock | 248
1414N4PHS16G | Hammond enclosure, NEMA 3R/4/4X/12/13, 8 x 6 x 3.5in (HxWxD), wall mount, 316 stainless steel, #4 brush finish, single-door, stainless steel clamps. | Stock | 309
SCE-8N604LP | Saginaw enclosure, NEMA 1, 8 x 6 x 4in (HxWxD), wall mount, carbon steel, ANSI 61 gray, powder coat finish, single-door, 1/4-turn semi-flush latch. | Stock | 52
C3R864HCR | Hammond enclosure, NEMA 3R, 8 x 6 x 4in (HxWxD), wall mount, with knockouts, galvanized steel, ANSI 61 gray, powder coat finish, single-door, quick-release latch, padlock hasp and staple. | Stock | 66
N1C060804 | Wiegmann enclosure, NEMA 1, 8 x 6 x 4in (HxWxD), wall mount, carbon steel, ANSI 61 gray, powder coat finish, single-door, 1/4-turn flush-mounted latch. | Stock | 64
RHC060804 | Wiegmann enclosure, NEMA 1/3R, 8 x 6 x 4in (HxWxD), wall mount, with knockouts, carbon steel, ANSI 61 gray, powder coat finish, single-door, quick-release latch, padlock hasp and staple. | Stock | 65
N1J864 | Hammond enclosure, NEMA 1, 8 x 6 x 4in (HxWxD), wall mount, carbon steel, ANSI 61 gray, powder coat finish, single-door, 1/4-turn flush-mounted latch. | Stock | 72
SCE-806ELJ | Saginaw Enviroline Junction series enclosure, NEMA 3R/4/12/13, 8 x 6 x 4in (HxWxD), wall mount, carbon steel, ANSI 61 gray, powder coat finish, single-door, 1/4-turn semi-flush latch. | Stock | 61
SCE-806ELJLG | Saginaw Enviroline Junction series enclosure, NEMA 3R/4/12/13, 8 x 6 x 4in (HxWxD), wall mount, carbon steel, RAL 7035 light gray, powder coat finish, single-door, 1/4-turn semi-flush latch. | Stock | 61
J806W | Stahlin J series enclosure, NEMA 1/3R/4X/6P/12, 8 x 6 x 4in (HxWxD), wall mount, fiberglass reinforced polyester, gray, screw cover, integral mounting flange. | Stock | 106
AH864HW | AttaBox Heartland series enclosure, NEMA 1/3R/4/4X/6P/12, 8 x 6 x 4in (HxWxD), wall mount, polycarbonate, Pantone 7541 C light gray, hinged screw cover, molded hasp. | Stock | 96
AH864 | AttaBox Heartland series enclosure, NEMA 1/3R/4/4X/12, 8 x 6 x 4in (HxWxD), wall mount, polycarbonate, Pantone 7541 C light gray, single-door, polycarbonate quick-release latch, molded hasp. | Stock | 97
AH864SS | AttaBox Heartland series enclosure, NEMA 1/3R/4/4X/12, 8 x 6 x 4in (HxWxD), wall mount, polycarbonate, Pantone 7541 C light gray, single-door, stainless steel quick-release latch, molded hasp. | Stock | 104
J806HW | Stahlin J series enclosure, NEMA 1/3R/4X/6P/12, 8 x 6 x 4in (HxWxD), wall mount, fiberglass reinforced polyester, gray, hinged screw cover, integral mounting flange. | Stock | 118
AHF864 | AttaBox Heartland series enclosure, NEMA 1/3R/4/4X/12, 8 x 6 x 4in (HxWxD), wall mount, polycarbonate, Pantone 7541 C light gray, single-door, polycarbonate quick-release latch, molded hasp, integral mounting flange. | Stock | 108
AH864C | AttaBox Heartland series enclosure, NEMA 1/3R/4/4X/12, 8 x 6 x 4in (HxWxD), wall mount, polycarbonate, Pantone 7541 C light gray, smoked polycarbonate single-door, polycarbonate quick-release latch, molded hasp. | Stock | 109
AHF864C | AttaBox Heartland series enclosure, NEMA 1/3R/4/4X/12, 8 x 6 x 4in (HxWxD), wall mount, polycarbonate, Pantone 7541 C light gray, smoked polycarbonate single-door, polycarbonate quick-release latch, molded hasp, integral mounting flange. | Stock | 120
H8064SF-P10 | Integra Premium series enclosure, NEMA 1/2/3/3R/3S/4/4X/6/6P/12/13, 8 x 6 x 4in (HxWxD), wall mount, polycarbonate, light gray, gloss finish, screw cover. | Stock | 77
DS80604HW | Stahlin Diamond Shield series enclosure, NEMA 1/3/3S/4X/12/13, 8 x 6 x 4in (HxWxD), wall mount, fiberglass reinforced polyester, gray, crowned hinged screw cover. | Stock | 128
H8064HF-6P-P10 | Integra Premium series enclosure, NEMA 1/2/3/3R/3S/4/4X/6/6P/12/13, 8 x 6 x 4in (HxWxD), wall mount, polycarbonate, light gray, gloss finish, hinged screw cover. | Stock | 84
AH864CSS | AttaBox Heartland series enclosure, NEMA 1/3R/4/4X/12, 8 x 6 x 4in (HxWxD), wall mount, polycarbonate, Pantone 7541 C light gray, smoked polycarbonate single-door, stainless steel quick-release latch, molded hasp. | Stock | 118
WA080604GIE | Wiegmann enclosure, NEMA 12/13, 8 x 6 x 4in (HxWxD), wall mount, carbon steel, ANSI 61 gray, powder coat finish, hinged screw cover. | Stock | 100
BN4080604CHQT | Wiegmann Ultimate Mini-Max series enclosure, NEMA 4/12, 8 x 6 x 4in (HxWxD), wall mount, carbon steel, ANSI 61 gray, powder coat finish, single-door, 1/4-turn semi-flush oil-tight latch. | Stock | 98
DS80604W | Stahlin Diamond Shield series enclosure, NEMA 1/3/3S/4X/12/13, 8 x 6 x 4in (HxWxD), wall mount, fiberglass reinforced polyester, gray, crowned screw cover. | Stock | 146
J806HPL | Stahlin J series enclosure, NEMA 1/3R/4X/6P/12, 8 x 6 x 4in (HxWxD), wall mount, fiberglass reinforced polyester, gray, single-door, quick-release latch, padlock hasp and staple, integral mounting flange. | Stock | 146
H8064HFNL-P10 | Integra Premium series enclosure, NEMA 1/2/3/3R/3S/4/4X/12/13, 8 x 6 x 4in (HxWxD), wall mount, polycarbonate, light gray, gloss finish, single-door, glass-filled nylon quick-release latch, padlock hasp and staple. | Stock | 87
H8064SCF-P10 | Integra Premium series enclosure, NEMA 1/2/3/3R/3S/4/4X/6/6P/12/13, 8 x 6 x 4in (HxWxD), wall mount, polycarbonate, light gray, gloss finish, clear polycarbonate screw cover. | Stock | 89
H8064HCF-6P-P10 | Integra Premium series enclosure, NEMA 1/2/3/3R/3S/4/4X/6/6P/12/13, 8 x 6 x 4in (HxWxD), wall mount, polycarbonate, light gray, gloss finish, clear polycarbonate hinged screw cover. | Stock | 97
DS80604HPL | Stahlin Diamond Shield series enclosure, NEMA 1/3/3S/4X/12/13, 8 x 6 x 4in (HxWxD), wall mount, fiberglass reinforced polyester, gray, crowned single-door, quick-release latch, padlock hasp and staple. | Stock | 159
H8064HCFNL-P10 | Integra Premium series enclosure, NEMA 1/2/3/3R/3S/4/4X/12/13, 8 x 6 x 4in (HxWxD), wall mount, polycarbonate, light gray, gloss finish, clear polycarbonate single-door, glass-filled nylon quick-release latch, padlock hasp and staple. | Stock | 98
J806HLL | Stahlin J series enclosure, NEMA 1/3R/4X/6P/12, 8 x 6 x 4in (HxWxD), wall mount, fiberglass reinforced polyester, gray, single-door, twist-lock latch, integral mounting flange. | Stock | 193
JW806HPL | Stahlin JW series enclosure, NEMA 1/3R/4X/6P/12, 8 x 6 x 4in (HxWxD), wall mount, fiberglass reinforced polyester, gray, single-door, quick-release latch, padlock hasp and staple, integral mounting flange, SAR acrylic window. | Stock | 201
JW806HLL | Stahlin JW series enclosure, NEMA 1/3R/4X/6P/12, 8 x 6 x 4in (HxWxD), wall mount, fiberglass reinforced polyester, gray, single-door, twist-lock latch, integral mounting flange, SAR acrylic window. | Stock | 205
SCE-806ELJSS | Saginaw Enviroline Junction series enclosure, NEMA 3R/4/4X/12/13, 8 x 6 x 4in (HxWxD), wall mount, 304 stainless steel, #4 brush finish, single-door, 1/4-turn semi-flush latch. | Stock | 168
SCE-806ELJSS6 | Saginaw Enviroline Junction series enclosure, NEMA 3R/4/4X/12/13, 8 x 6 x 4in (HxWxD), wall mount, 316L stainless steel, #4 brush finish, single-door, 1/4-turn semi-flush latch. | Stock | 209
BN4080604SS | Wiegmann enclosure, NEMA 4/4X/12/13, 8 x 6 x 4in (HxWxD), wall mount, 304 stainless steel, No. 3 intermediate polished finish, lift-off cover, stainless steel clamps. | Stock | 209
SCE-8064CHNFSS | Saginaw enclosure, NEMA 3R/4/4X/12/13, 8 x 6 x 4in (HxWxD), wall mount, 304 stainless steel, #4 brush finish, single-door, stainless steel clamps. | Stock | 219
BN4080604CHSS | Wiegmann enclosure, NEMA 4/4X/12/13, 8 x 6 x 4in (HxWxD), wall mount, 304 stainless steel, No. 3 intermediate polished finish, single-door, stainless steel clamps. | Stock | 228
1414N4PHSSG4 | Hammond enclosure, NEMA 3R/4/4X/12/13, 8 x 6 x 4in (HxWxD), wall mount, 304 stainless steel, #4 brush finish, single-door, stainless steel clamps. | Stock | 252
BN4080604CHQTSS | Wiegmann Ultimate Mini-Max series enclosure, NEMA 4/4X/12, 8 x 6 x 4in (HxWxD), wall mount, 304 stainless steel, No. 3 intermediate polished finish, single-door, 1/4-turn semi-flush oil-tight latch. | Stock | 251
SCE-8064CHNFSS6 | Saginaw enclosure, NEMA 3R/4/4X/12/13, 8 x 6 x 4in (HxWxD), wall mount, 316L stainless steel, #4 brush finish, single-door, stainless steel clamps. | Stock | 260
1414N4PHS16G4 | Hammond enclosure, NEMA 3R/4/4X/12/13, 8 x 6 x 4in (HxWxD), wall mount, 316 stainless steel, #4 brush finish, single-door, stainless steel clamps. | Stock | 316
SCE-806ELJSSST | Saginaw Enviroline Junction series enclosure, slope top, NEMA 3R/4/4X/12/13, 8 x 6 x 4in (HxWxD), wall mount, 304 stainless steel, #4 brush finish, single-door, 1/4-turn semi-flush latch. | Stock | 398
N1C060806 | Wiegmann enclosure, NEMA 1, 8 x 6 x 6in (HxWxD), wall mount, carbon steel, ANSI 61 gray, powder coat finish, single-door, 1/4-turn flush-mounted latch. | Stock | 69
SCE-8066ELJ | Saginaw Enviroline Junction series enclosure, NEMA 3R/4/12/13, 8 x 6 x 6in (HxWxD), wall mount, carbon steel, ANSI 61 gray, powder coat finish, single-door, 1/4-turn semi-flush latch. | Stock | 72
SCE-8066ELJLG | Saginaw Enviroline Junction series enclosure, NEMA 3R/4/12/13, 8 x 6 x 6in (HxWxD), wall mount, carbon steel, RAL 7035 light gray, powder coat finish, single-door, 1/4-turn semi-flush latch. | Stock | 72
SCE-8066SC | Saginaw enclosure, NEMA 3R/4/12/13, 8 x 6 x 6in (HxWxD), wall mount, carbon steel, ANSI 61 gray, powder coat finish, screw cover. | Stock | 79
HJ866HLP | Hammond enclosure, NEMA 3R/4/12/13, 8 x 6 x 6in (HxWxD), wall mount, carbon steel, ANSI 61 gray, powder coat finish, single-door, stainless steel clamps. | Stock | 100
SCE-8066CHNF | Saginaw enclosure, NEMA 3R/4/12/13, 8 x 6 x 6in (HxWxD), wall mount, carbon steel, ANSI 61 gray, powder coat finish, single-door, stainless steel clamps. | Stock | 83
B080606 | Wiegmann enclosure, NEMA 12/13, 8 x 6 x 6in (HxWxD), wall mount, carbon steel, ANSI 61 gray, powder coat finish, lift-off cover, plated steel clamps. | Stock | 95
B080606CH | Wiegmann enclosure, NEMA 12/13, 8 x 6 x 6in (HxWxD), wall mount, carbon steel, ANSI 61 gray, powder coat finish, single-door, plated steel clamps. | Stock | 103
EJ866 | Hammond Eclipse Junior series enclosure, NEMA 3R/4/12/13, 8 x 6 x 6in (HxWxD), wall mount, carbon steel, ANSI 61 gray, powder coat finish, single-door, 1/4-turn semi-flush latch. | Stock | 110
EJ866LG | Hammond Eclipse Junior series enclosure, NEMA 3R/4/12/13, 8 x 6 x 6in (HxWxD), wall mount, carbon steel, RAL 7035 light gray, powder coat finish, single-door, 1/4-turn semi-flush latch. | Stock | 110
B080606SC | Wiegmann enclosure, NEMA 12/13, 8 x 6 x 6in (HxWxD), wall mount, carbon steel, ANSI 61 gray, powder coat finish, screw cover. | Stock | 115
RJ806W | Stahlin RJ series enclosure, NEMA 1/3R/4X/6P/12, 8 x 6 x 6in (HxWxD), wall mount, fiberglass reinforced polyester, gray, raised screw cover, integral mounting flange. | Stock | 166
RJ806HW | Stahlin RJ series enclosure, NEMA 1/3R/4X/6P/12, 8 x 6 x 6in (HxWxD), wall mount, fiberglass reinforced polyester, gray, raised hinged screw cover, integral mounting flange. | Stock | 175
RJ806HPL | Stahlin RJ series enclosure, NEMA 1/3R/4X/6P/12, 8 x 6 x 6in (HxWxD), wall mount, fiberglass reinforced polyester, gray, raised single-door, quick-release latch, padlock hasp and staple, integral mounting flange. | Stock | 213
RJ806HLL | Stahlin RJ series enclosure, NEMA 1/3R/4X/6P/12, 8 x 6 x 6in (HxWxD), wall mount, fiberglass reinforced polyester, gray, raised single-door, twist-lock latch, integral mounting flange. | Stock | 219
SCE-8066ELJSS | Saginaw Enviroline Junction series enclosure, NEMA 3R/4/4X/12/13, 8 x 6 x 6in (HxWxD), wall mount, 304 stainless steel, #4 brush finish, single-door, 1/4-turn semi-flush latch. | Stock | 192
RJW806HPL | Stahlin RJW series enclosure, NEMA 1/3R/4X/6P/12, 8 x 6 x 6in (HxWxD), wall mount, fiberglass reinforced polyester, gray, raised single-door, quick-release latch, padlock hasp and staple, integral mounting flange, SAR acrylic window. | Stock | 334
EJ866AL | Hammond Eclipse Junior series enclosure, NEMA 3R/4/4X/12/13, 8 x 6 x 6in (HxWxD), wall mount, 5052-H32 aluminum, natural finish, single-door, 1/4-turn semi-flush 316 stainless steel latch. | Stock | 234
SCE-8066ELJSS6 | Saginaw Enviroline Junction series enclosure, NEMA 3R/4/4X/12/13, 8 x 6 x 6in (HxWxD), wall mount, 316L stainless steel, #4 brush finish, single-door, 1/4-turn semi-flush latch. | Stock | 239
EJ866SS | Hammond Eclipse Junior series enclosure, NEMA 3R/4/4X/12/13, 8 x 6 x 6in (HxWxD), wall mount, 304 stainless steel, #4 brush finish, single-door, 1/4-turn semi-flush 316 stainless steel latch. | Stock | 290
EJ866S16 | Hammond Eclipse Junior series enclosure, NEMA 3R/4/4X/12/13, 8 x 6 x 6in (HxWxD), wall mount, 316 stainless steel, #4 brush finish, single-door, 1/4-turn semi-flush 316 stainless steel latch. | Stock | 366
SCE-8066ELJSSST | Saginaw Enviroline Junction series enclosure, slope top, NEMA 3R/4/4X/12/13, 8 x 6 x 6in (HxWxD), wall mount, 304 stainless steel, #4 brush finish, single-door, 1/4-turn semi-flush latch. | Stock | 455
J8068SSH | Stahlin FatBoy series enclosure, NEMA 1/3/4X/12, 8 x 6 x 8in (HxWxD), wall mount, fiberglass reinforced polyester, gray, clamshell single-door, twist-lock latch, padlock hasp and staple, integral mounting flange. | Stock | 310
SCE-8N804LP | Saginaw enclosure, NEMA 1, 8 x 8 x 4in (HxWxD), wall mount, carbon steel, ANSI 61 gray, powder coat finish, single-door, 1/4-turn semi-flush latch. | Stock | 58
SCE-8N804NKLP | Saginaw enclosure, NEMA 1, 8 x 8 x 4in (HxWxD), wall mount, with knockouts, carbon steel, ANSI 61 gray, powder coat finish, single-door, 1/4-turn semi-flush latch. | Stock | 63
N1C080804 | Wiegmann enclosure, NEMA 1, 8 x 8 x 4in (HxWxD), wall mount, carbon steel, ANSI 61 gray, powder coat finish, single-door, 1/4-turn flush-mounted latch. | Stock | 71
N1J884 | Hammond enclosure, NEMA 1, 8 x 8 x 4in (HxWxD), wall mount, carbon steel, ANSI 61 gray, powder coat finish, single-door, 1/4-turn flush-mounted latch. | Stock | 80
RHC080804 | Wiegmann enclosure, NEMA 1/3R, 8 x 8 x 4in (HxWxD), wall mount, with knockouts, carbon steel, ANSI 61 gray, powder coat finish, single-door, quick-release latch, padlock hasp and staple. | Stock | 77
AH884 | AttaBox Heartland series enclosure, NEMA 1/3R/4/4X/12, 8 x 8 x 4in (HxWxD), wall mount, polycarbonate, Pantone 7541 C light gray, single-door, polycarbonate quick-release latch, molded hasp. | Stock | 101
SCE-808ELJ | Saginaw Enviroline Junction series enclosure, NEMA 3R/4/12/13, 8 x 8 x 4in (HxWxD), wall mount, carbon steel, ANSI 61 gray, powder coat finish, single-door, 1/4-turn semi-flush latch. | Stock | 75
SCE-808ELJLG | Saginaw Enviroline Junction series enclosure, NEMA 3R/4/12/13, 8 x 8 x 4in (HxWxD), wall mount, carbon steel, RAL 7035 light gray, powder coat finish, single-door, 1/4-turn semi-flush latch. | Stock | 75
HJ884HLP | Hammond enclosure, NEMA 3R/4/12/13, 8 x 8 x 4in (HxWxD), wall mount, carbon steel, ANSI 61 gray, powder coat finish, single-door, stainless steel clamps. | Stock | 95
AH884SS | AttaBox Heartland series enclosure, NEMA 1/3R/4/4X/12, 8 x 8 x 4in (HxWxD), wall mount, polycarbonate, Pantone 7541 C light gray, single-door, stainless steel quick-release latch, molded hasp. | Stock | 109
SCE-808SC | Saginaw enclosure, NEMA 3R/4/12/13, 8 x 8 x 4in (HxWxD), wall mount, carbon steel, ANSI 61 gray, powder coat finish, screw cover. | Stock | 79
SCE-808CHNF | Saginaw enclosure, NEMA 3R/4/12/13, 8 x 8 x 4in (HxWxD), wall mount, carbon steel, ANSI 61 gray, powder coat finish, single-door, stainless steel clamps. | Stock | 79
B080804 | Wiegmann enclosure, NEMA 12/13, 8 x 8 x 4in (HxWxD), wall mount, carbon steel, ANSI 61 gray, powder coat finish, lift-off cover, plated steel clamps. | Stock | 96
AHF884 | AttaBox Heartland series enclosure, NEMA 1/3R/4/4X/12, 8 x 8 x 4in (HxWxD), wall mount, polycarbonate, Pantone 7541 C light gray, single-door, polycarbonate quick-release latch, molded hasp, integral mounting flange. | Stock | 116
AH884C | AttaBox Heartland series enclosure, NEMA 1/3R/4/4X/12, 8 x 8 x 4in (HxWxD), wall mount, polycarbonate, Pantone 7541 C light gray, smoked polycarbonate single-door, polycarbonate quick-release latch, molded hasp. | Stock | 116
AHF884C | AttaBox Heartland series enclosure, NEMA 1/3R/4/4X/12, 8 x 8 x 4in (HxWxD), wall mount, polycarbonate, Pantone 7541 C light gray, smoked polycarbonate single-door, polycarbonate quick-release latch, molded hasp, integral mounting flange. | Stock | 131
B080804CH | Wiegmann enclosure, NEMA 12/13, 8 x 8 x 4in (HxWxD), wall mount, carbon steel, ANSI 61 gray, powder coat finish, single-door, plated steel clamps. | Stock | 99
DS80804HW | Stahlin Diamond Shield series enclosure, NEMA 1/3/3S/4X/12/13, 8 x 8 x 4in (HxWxD), wall mount, fiberglass reinforced polyester, gray, crowned hinged screw cover. | Stock | 139
AH884CSS | AttaBox Heartland series enclosure, NEMA 1/3R/4/4X/12, 8 x 8 x 4in (HxWxD), wall mount, polycarbonate, Pantone 7541 C light gray, smoked polycarbonate single-door, stainless steel quick-release latch, molded hasp. | Stock | 125
J808W | Stahlin J series enclosure, NEMA 1/3R/4X/6P/12, 8 x 8 x 4in (HxWxD), wall mount, fiberglass reinforced polyester, gray, screw cover, integral mounting flange. | Stock | 141
EJ884 | Hammond Eclipse Junior series enclosure, NEMA 3R/4/12/13, 8 x 8 x 4in (HxWxD), wall mount, carbon steel, ANSI 61 gray, powder coat finish, single-door, 1/4-turn semi-flush latch. | Stock | 107
EJ884LG | Hammond Eclipse Junior series enclosure, NEMA 3R/4/12/13, 8 x 8 x 4in (HxWxD), wall mount, carbon steel, RAL 7035 light gray, powder coat finish, single-door, 1/4-turn semi-flush latch. | Stock | 107
WA080804GIE | Wiegmann enclosure, NEMA 12/13, 8 x 8 x 4in (HxWxD), wall mount, carbon steel, ANSI 61 gray, powder coat finish, hinged screw cover. | Stock | 102
H8084SF-P10 | Integra Premium series enclosure, NEMA 1/2/3/3R/3S/4/4X/6/6P/12/13, 8 x 8 x 4in (HxWxD), wall mount, polycarbonate, light gray, gloss finish, screw cover. | Stock | 87
SCE-1008ELJSSST | Saginaw Enviroline Junction series enclosure, slope top, NEMA 3R/4/4X/12/13, 10 x 8 x 4in (HxWxD), wall mount, 304 stainless steel, #4 brush finish, single-door, 1/4-turn semi-flush latch. | Stock | 576
J1008WA | Stahlin J series enclosure, NEMA 1/3R/4X/6P/12, 10 x 8 x 5in (HxWxD), wall mount, fiberglass reinforced polyester, gray, crowned screw cover, integral mounting flange. | Stock | 133
J1008HWA | Stahlin J series enclosure, NEMA 1/3R/4X/6P/12, 10 x 8 x 5in (HxWxD), wall mount, fiberglass reinforced polyester, gray, crowned hinged screw cover, integral mounting flange. | Stock | 143
J1008HAPL | Stahlin J series enclosure, NEMA 1/3R/4X/6P/12, 10 x 8 x 5in (HxWxD), wall mount, fiberglass reinforced polyester, gray, crowned single-door, quick-release latch, padlock hasp and staple, integral mounting flange. | Stock | 163
J1008HALL | Stahlin J series enclosure, NEMA 1/3R/4X/6P/12, 10 x 8 x 5in (HxWxD), wall mount, fiberglass reinforced polyester, gray, crowned single-door, twist-lock latch, integral mounting flange. | Stock | 223
H8084HF-6P-P10 | Integra Premium series enclosure, NEMA 1/2/3/3R/3S/4/4X/6/6P/12/13, 8 x 8 x 4in (HxWxD), wall mount, polycarbonate, light gray, gloss finish, hinged screw cover. | Stock | 95
B080804SC | Wiegmann enclosure, NEMA 12/13, 8 x 8 x 4in (HxWxD), wall mount, carbon steel, ANSI 61 gray, powder coat finish, screw cover. | Stock | 116
H8084HFNL-P10 | Integra Premium series enclosure, NEMA 1/2/3/3R/3S/4/4X/12/13, 8 x 8 x 4in (HxWxD), wall mount, polycarbonate, light gray, gloss finish, single-door, glass-filled nylon quick-release latch, padlock hasp and staple. | Stock | 99
H8084SCF-P10 | Integra Premium series enclosure, NEMA 1/2/3/3R/3S/4/4X/6/6P/12/13, 8 x 8 x 4in (HxWxD), wall mount, polycarbonate, light gray, gloss finish, clear polycarbonate screw cover. | Stock | 101
DS80804HPL | Stahlin Diamond Shield series enclosure, NEMA 1/3/3S/4X/12/13, 8 x 8 x 4in (HxWxD), wall mount, fiberglass reinforced polyester, gray, crowned single-door, quick-release latch, padlock hasp and staple. | Stock | 166
J808HW | Stahlin J series enclosure, NEMA 1/3R/4X/6P/12, 8 x 8 x 4in (HxWxD), wall mount, fiberglass reinforced polyester, gray, hinged screw cover, integral mounting flange. | Stock | 168
H8084HCF-6P-P10 | Integra Premium series enclosure, NEMA 1/2/3/3R/3S/4/4X/6/6P/12/13, 8 x 8 x 4in (HxWxD), wall mount, polycarbonate, light gray, gloss finish, clear polycarbonate hinged screw cover. | Stock | 107
H8084HCFNL-P10 | Integra Premium series enclosure, NEMA 1/2/3/3R/3S/4/4X/12/13, 8 x 8 x 4in (HxWxD), wall mount, polycarbonate, light gray, gloss finish, clear polycarbonate single-door, glass-filled nylon quick-release latch, padlock hasp and staple. | Stock | 107
DSCC80804HPL | Stahlin Diamond Shield series enclosure, NEMA 1/3/3S/4X/12/13, 8 x 8 x 4in (HxWxD), wall mount, fiberglass reinforced polyester, gray, clear polycarbonate single-door, quick-release latch, padlock hasp and staple. | Stock | 190
J808HPL | Stahlin J series enclosure, NEMA 1/3R/4X/6P/12, 8 x 8 x 4in (HxWxD), wall mount, fiberglass reinforced polyester, gray, single-door, quick-release latch, padlock hasp and staple, integral mounting flange. | Stock | 197
J808HLL | Stahlin J series enclosure, NEMA 1/3R/4X/6P/12, 8 x 8 x 4in (HxWxD), wall mount, fiberglass reinforced polyester, gray, single-door, twist-lock latch, integral mounting flange. | Stock | 202
EJ884AL | Hammond Eclipse Junior series enclosure, NEMA 3R/4/4X/12/13, 8 x 8 x 4in (HxWxD), wall mount, 5052-H32 aluminum, natural finish, single-door, 1/4-turn semi-flush 316 stainless steel latch. | Stock | 227
EJ884SS | Hammond Eclipse Junior series enclosure, NEMA 3R/4/4X/12/13, 8 x 8 x 4in (HxWxD), wall mount, 304 stainless steel, #4 brush finish, single-door, 1/4-turn semi-flush 316 stainless steel latch. | Stock | 277
EJ884S16 | Hammond Eclipse Junior series enclosure, NEMA 3R/4/4X/12/13, 8 x 8 x 4in (HxWxD), wall mount, 316 stainless steel, #4 brush finish, single-door, 1/4-turn semi-flush 316 stainless steel latch. | Stock | 349
SCE-8N806LP | Saginaw enclosure, NEMA 1, 8 x 8 x 6in (HxWxD), wall mount, carbon steel, ANSI 61 gray, powder coat finish, single-door, 1/4-turn semi-flush latch. | Stock | 65
SCE-8N806NKLP | Saginaw enclosure, NEMA 1, 8 x 8 x 6in (HxWxD), wall mount, with knockouts, carbon steel, ANSI 61 gray, powder coat finish, single-door, 1/4-turn semi-flush latch. | Stock | 71
N1C080806 | Wiegmann enclosure, NEMA 1, 8 x 8 x 6in (HxWxD), wall mount, carbon steel, ANSI 61 gray, powder coat finish, single-door, 1/4-turn flush-mounted latch. | Stock | 80
C3R886HCR | Hammond enclosure, NEMA 3R, 8 x 8 x 6in (HxWxD), wall mount, with knockouts, galvanized steel, ANSI 61 gray, powder coat finish, single-door, quick-release latch, padlock hasp and staple. | Stock | 84
RHC080806 | Wiegmann enclosure, NEMA 1/3R, 8 x 8 x 6in (HxWxD), wall mount, with knockouts, carbon steel, ANSI 61 gray, powder coat finish, single-door, quick-release latch, padlock hasp and staple. | Stock | 82
N1J886 | Hammond enclosure, NEMA 1, 8 x 8 x 6in (HxWxD), wall mount, carbon steel, ANSI 61 gray, powder coat finish, single-door, 1/4-turn flush-mounted latch. | Stock | 90
WA080806GIE | Wiegmann enclosure, NEMA 12/13, 8 x 8 x 6in (HxWxD), wall mount, carbon steel, ANSI 61 gray, powder coat finish, hinged screw cover. | Stock | 109
SCE-8086ELJ | Saginaw Enviroline Junction series enclosure, NEMA 3R/4/12/13, 8 x 8 x 6in (HxWxD), wall mount, carbon steel, ANSI 61 gray, powder coat finish, single-door, 1/4-turn semi-flush latch. | Stock | 80
SCE-8086ELJLG | Saginaw Enviroline Junction series enclosure, NEMA 3R/4/12/13, 8 x 8 x 6in (HxWxD), wall mount, carbon steel, RAL 7035 light gray, powder coat finish, single-door, 1/4-turn semi-flush latch. | Stock | 80
SCE-8086CHNF | Saginaw enclosure, NEMA 3R/4/12/13, 8 x 8 x 6in (HxWxD), wall mount, carbon steel, ANSI 61 gray, powder coat finish, single-door, stainless steel clamps. | Stock | 90
RJ808HPL | Stahlin RJ series enclosure, NEMA 1/3R/4X/6P/12, 8 x 8 x 6in (HxWxD), wall mount, fiberglass reinforced polyester, gray, raised single-door, quick-release latch, padlock hasp and staple, integral mounting flange. | Stock | 222
J8088SSH | Stahlin FatBoy series enclosure, NEMA 1/3/4X/12, 8 x 8 x 8in (HxWxD), wall mount, fiberglass reinforced polyester, gray, clamshell single-door, twist-lock latch, padlock hasp and staple, integral mounting flange. | Stock | 331
HJ8104HLP | Hammond enclosure, NEMA 3R/4/12/13, 8 x 10 x 4in (HxWxD), wall mount, carbon steel, ANSI 61 gray, powder coat finish, single-door, stainless steel clamps. | Stock | 103
B100804CHS | Wiegmann enclosure, NEMA 12/13, 8 x 10 x 4in (HxWxD), wall mount, carbon steel, ANSI 61 gray, powder coat finish, single-door, plated steel clamps. | Stock | 107
SCE-1008CHSNF | Saginaw enclosure, NEMA 3R/4/12/13, 8 x 10 x 4in (HxWxD), wall mount, carbon steel, ANSI 61 gray, powder coat finish, single-door, stainless steel clamps. | Stock | 97
SCE-12N1204NKLP | Saginaw enclosure, NEMA 1, 12 x 12 x 4in (HxWxD), wall mount, with knockouts, carbon steel, ANSI 61 gray, powder coat finish, single-door, 1/4-turn semi-flush latch. | Stock | 92
EJ8104 | Hammond Eclipse Junior series enclosure, NEMA 3R/4/12/13, 8 x 10 x 4in (HxWxD), wall mount, carbon steel, ANSI 61 gray, powder coat finish, single-door, 1/4-turn semi-flush latch. | Stock | 120
EJ8104LG | Hammond Eclipse Junior series enclosure, NEMA 3R/4/12/13, 8 x 10 x 4in (HxWxD), wall mount, carbon steel, RAL 7035 light gray, powder coat finish, single-door, 1/4-turn semi-flush latch. | Stock | 120
CL907W | Stahlin Classic series enclosure, NEMA 1/3/3S/3R/4X/12, 9 x 7 x 5in (HxWxD), wall mount, fiberglass reinforced polyester, gray, crowned screw cover. | Stock | 303
CL907HW | Stahlin Classic series enclosure, NEMA 1/3/3S/3R/4X/12, 9 x 7 x 5in (HxWxD), wall mount, fiberglass reinforced polyester, gray, crowned hinged screw cover. | Stock | 321
CL907HPL | Stahlin Classic series enclosure, NEMA 1/3/3S/3R/4X/12, 9 x 7 x 5in (HxWxD), wall mount, fiberglass reinforced polyester, gray, crowned single-door, quick-release latch, padlock hasp and staple. | Stock | 372
CL907HL | Stahlin Classic series enclosure, NEMA 1/3/3S/3R/4X/12, 9 x 7 x 5in (HxWxD), wall mount, fiberglass reinforced polyester, gray, crowned single-door, 1/4-turn flush-mount latch. | Stock | 473
P9082-P10 | Integra Impact series enclosure, NEMA 1/2/3/3R/3S/4/4X/6/6P/12/13, 9 x 8 x 2in (HxWxD), wall mount, polycarbonate, gray, gloss finish, single-door, integrated padlockable latch, integral mounting flange. | Stock | 66
P9082C-P10 | Integra Impact series enclosure, NEMA 1/2/3/3R/3S/4/4X/6/6P/12/13, 9 x 8 x 2in (HxWxD), wall mount, polycarbonate, gray, gloss finish, clear polycarbonate single-door, integrated padlockable latch, integral mounting flange. | Stock | 76
SCE-12N1206NKLP | Saginaw enclosure, NEMA 1, 12 x 12 x 6in (HxWxD), wall mount, with knockouts, carbon steel, ANSI 61 gray, powder coat finish, single-door, 1/4-turn semi-flush latch. | Stock | 104
SCE-10N804LP | Saginaw enclosure, NEMA 1, 10 x 8 x 4in (HxWxD), wall mount, carbon steel, ANSI 61 gray, powder coat finish, single-door, 1/4-turn semi-flush latch. | Stock | 63
SCE-10N804NKLP | Saginaw enclosure, NEMA 1, 10 x 8 x 4in (HxWxD), wall mount, with knockouts, carbon steel, ANSI 61 gray, powder coat finish, single-door, 1/4-turn semi-flush latch. | Stock | 70
J1008W | Stahlin J series enclosure, NEMA 1/3R/4X/6P/12, 10 x 8 x 4in (HxWxD), wall mount, fiberglass reinforced polyester, gray, screw cover, integral mounting flange. | Stock | 113
N1C081004 | Wiegmann enclosure, NEMA 1, 10 x 8 x 4in (HxWxD), wall mount, carbon steel, ANSI 61 gray, powder coat finish, single-door, 1/4-turn flush-mounted latch. | Stock | 78
N1J1084 | Hammond enclosure, NEMA 1, 10 x 8 x 4in (HxWxD), wall mount, carbon steel, ANSI 61 gray, powder coat finish, single-door, 1/4-turn flush-mounted latch. | Stock | 90
AH1083HW | AttaBox Heartland SL series enclosure, NEMA 1/3R/4/4X/6P/12, 10 x 8 x 3in (HxWxD), wall mount, polycarbonate, Pantone 7541 C light gray, hinged screw cover, molded hasp. | Stock | 111
AH1083 | AttaBox Heartland SL series enclosure, NEMA 1/3R/4/4X/12, 10 x 8 x 3in (HxWxD), wall mount, polycarbonate, Pantone 7541 C light gray, single-door, polycarbonate quick-release latch, molded hasp. | Stock | 112
AH1083C | AttaBox Heartland SL series enclosure, NEMA 1/3R/4/4X/12, 10 x 8 x 3in (HxWxD), wall mount, polycarbonate, Pantone 7541 C light gray, smoked polycarbonate single-door, polycarbonate quick-release latch, molded hasp. | Stock | 133
AH1083SS | AttaBox Heartland SL series enclosure, NEMA 1/3R/4/4X/12, 10 x 8 x 3in (HxWxD), wall mount, polycarbonate, Pantone 7541 C light gray, single-door, stainless steel quick-release latch, molded hasp. | Stock | 125
AH1083CSS | AttaBox Heartland SL series enclosure, NEMA 1/3R/4/4X/12, 10 x 8 x 3in (HxWxD), wall mount, polycarbonate, Pantone 7541 C light gray, smoked polycarbonate single-door, stainless steel quick-release latch, molded hasp. | Stock | 145
AH1084HW | AttaBox Heartland series enclosure, NEMA 1/3R/4/4X/6P/12, 10 x 8 x 4in (HxWxD), wall mount, polycarbonate, Pantone 7541 C light gray, hinged screw cover, molded hasp. | Stock | 117
AH1084 | AttaBox Heartland series enclosure, NEMA 1/3R/4/4X/12, 10 x 8 x 4in (HxWxD), wall mount, polycarbonate, Pantone 7541 C light gray, single-door, polycarbonate quick-release latch, molded hasp. | Stock | 118
SCE-1008ELJ | Saginaw Enviroline Junction series enclosure, NEMA 3R/4/12/13, 10 x 8 x 4in (HxWxD), wall mount, carbon steel, ANSI 61 gray, powder coat finish, single-door, 1/4-turn semi-flush latch. | Stock | 83
SCE-1008ELJLG | Saginaw Enviroline Junction series enclosure, NEMA 3R/4/12/13, 10 x 8 x 4in (HxWxD), wall mount, carbon steel, RAL 7035 light gray, powder coat finish, single-door, 1/4-turn semi-flush latch. | Stock | 83
WA100804GIE | Wiegmann enclosure, NEMA 12/13, 10 x 8 x 4in (HxWxD), wall mount, carbon steel, ANSI 61 gray, powder coat finish, hinged screw cover. | Stock | 99
HJ1084HLP | Hammond enclosure, NEMA 3R/4/12/13, 10 x 8 x 4in (HxWxD), wall mount, carbon steel, ANSI 61 gray, powder coat finish, single-door, stainless steel clamps. | Stock | 105
SCE-1008SC | Saginaw enclosure, NEMA 3R/4/12/13, 10 x 8 x 4in (HxWxD), wall mount, carbon steel, ANSI 61 gray, powder coat finish, screw cover. | Stock | 86
HJ1084LP | Hammond enclosure, NEMA 3R/4/12/13, 10 x 8 x 4in (HxWxD), wall mount, carbon steel, ANSI 61 gray, powder coat finish, lift-off cover, stainless steel clamps. | Stock | 106
J1008HW | Stahlin J series enclosure, NEMA 1/3R/4X/6P/12, 10 x 8 x 4in (HxWxD), wall mount, fiberglass reinforced polyester, gray, hinged screw cover, integral mounting flange. | Stock | 138
SCE-1008CHNF | Saginaw enclosure, NEMA 3R/4/12/13, 10 x 8 x 4in (HxWxD), wall mount, carbon steel, ANSI 61 gray, powder coat finish, single-door, stainless steel clamps. | Stock | 91
AH1084SS | AttaBox Heartland series enclosure, NEMA 1/3R/4/4X/12, 10 x 8 x 4in (HxWxD), wall mount, polycarbonate, Pantone 7541 C light gray, single-door, stainless steel quick-release latch, molded hasp. | Stock | 127
BN4100804 | Wiegmann enclosure, NEMA 4/12/13, 10 x 8 x 4in (HxWxD), wall mount, carbon steel, ANSI 61 gray, powder coat finish, lift-off cover, stainless steel clamps. | Stock | 105
B100804 | Wiegmann enclosure, NEMA 12/13, 10 x 8 x 4in (HxWxD), wall mount, carbon steel, ANSI 61 gray, powder coat finish, lift-off cover, plated steel clamps. | Stock | 107
B100804CH | Wiegmann enclosure, NEMA 12/13, 10 x 8 x 4in (HxWxD), wall mount, carbon steel, ANSI 61 gray, powder coat finish, single-door, plated steel clamps. | Stock | 108
1414SCI | Hammond enclosure, NEMA 12/13, 10 x 8 x 4in (HxWxD), wall mount, carbon steel, ANSI 61 gray, powder coat finish, screw cover. | Stock | 115
EJ1084 | Hammond Eclipse Junior series enclosure, NEMA 3R/4/12/13, 10 x 8 x 4in (HxWxD), wall mount, carbon steel, ANSI 61 gray, powder coat finish, single-door, 1/4-turn semi-flush latch. | Stock | 119
EJ1084LG | Hammond Eclipse Junior series enclosure, NEMA 3R/4/12/13, 10 x 8 x 4in (HxWxD), wall mount, carbon steel, RAL 7035 light gray, powder coat finish, single-door, 1/4-turn semi-flush latch. | Stock | 119
AHF1084 | AttaBox Heartland series enclosure, NEMA 1/3R/4/4X/12, 10 x 8 x 4in (HxWxD), wall mount, polycarbonate, Pantone 7541 C light gray, single-door, polycarbonate quick-release latch, molded hasp, integral mounting flange. | Stock | 133
AH1084C | AttaBox Heartland series enclosure, NEMA 1/3R/4/4X/12, 10 x 8 x 4in (HxWxD), wall mount, polycarbonate, Pantone 7541 C light gray, smoked polycarbonate single-door, polycarbonate quick-release latch, molded hasp. | Stock | 139
AHF1084C | AttaBox Heartland series enclosure, NEMA 1/3R/4/4X/12, 10 x 8 x 4in (HxWxD), wall mount, polycarbonate, Pantone 7541 C light gray, smoked polycarbonate single-door, polycarbonate quick-release latch, molded hasp, integral mounting flange. | Stock | 154
J1008HPL | Stahlin J series enclosure, NEMA 1/3R/4X/6P/12, 10 x 8 x 4in (HxWxD), wall mount, fiberglass reinforced polyester, gray, single-door, quick-release latch, padlock hasp and staple, integral mounting flange. | Stock | 159
BN4100804CHQT | Wiegmann Ultimate Mini-Max series enclosure, NEMA 4/12, 10 x 8 x 4in (HxWxD), wall mount, carbon steel, ANSI 61 gray, powder coat finish, single-door, 1/4-turn semi-flush oil-tight latch. | Stock | 112
H10084SF-P10 | Integra Premium series enclosure, NEMA 1/2/3/3R/3S/4/4X/6/6P/12/13, 10 x 8 x 4in (HxWxD), wall mount, polycarbonate, light gray, gloss finish, screw cover. | Stock | 97
B100804SC | Wiegmann enclosure, NEMA 12/13, 10 x 8 x 4in (HxWxD), wall mount, carbon steel, ANSI 61 gray, powder coat finish, screw cover. | Stock | 117
BN4100804CH | Wiegmann enclosure, NEMA 4/12/13, 10 x 8 x 4in (HxWxD), wall mount, carbon steel, ANSI 61 gray, powder coat finish, single-door, stainless steel clamps. | Stock | 117
H10084HF-6P-P10 | Integra Premium series enclosure, NEMA 1/2/3/3R/3S/4/4X/6/6P/12/13, 10 x 8 x 4in (HxWxD), wall mount, polycarbonate, light gray, gloss finish, hinged screw cover. | Stock | 103
AH1084CSS | AttaBox Heartland series enclosure, NEMA 1/3R/4/4X/12, 10 x 8 x 4in (HxWxD), wall mount, polycarbonate, Pantone 7541 C light gray, smoked polycarbonate single-door, stainless steel quick-release latch, molded hasp. | Stock | 150
B100804CHQR | Wiegmann enclosure, NEMA 12/13, 10 x 8 x 4in (HxWxD), wall mount, carbon steel, ANSI 61 gray, powder coat finish, single-door, quick-release latch. | Stock | 126
H10084HFNL-P10 | Integra Premium series enclosure, NEMA 1/2/3/3R/3S/4/4X/12/13, 10 x 8 x 4in (HxWxD), wall mount, polycarbonate, light gray, gloss finish, single-door, glass-filled nylon quick-release latch, padlock hasp and staple. | Stock | 108
H10084SCF-P10 | Integra Premium series enclosure, NEMA 1/2/3/3R/3S/4/4X/6/6P/12/13, 10 x 8 x 4in (HxWxD), wall mount, polycarbonate, light gray, gloss finish, clear polycarbonate screw cover. | Stock | 112
H10084HCF-6P-P10 | Integra Premium series enclosure, NEMA 1/2/3/3R/3S/4/4X/6/6P/12/13, 10 x 8 x 4in (HxWxD), wall mount, polycarbonate, light gray, gloss finish, clear polycarbonate hinged screw cover. | Stock | 107
H10084HCFNL-P10 | Integra Premium series enclosure, NEMA 1/2/3/3R/3S/4/4X/12/13, 10 x 8 x 4in (HxWxD), wall mount, polycarbonate, light gray, gloss finish, clear polycarbonate single-door, glass-filled nylon quick-release latch, padlock hasp and staple. | Stock | 121
J1008HLL | Stahlin J series enclosure, NEMA 1/3R/4X/6P/12, 10 x 8 x 4in (HxWxD), wall mount, fiberglass reinforced polyester, gray, single-door, twist-lock latch, integral mounting flange. | Stock | 210
SCE-1008ELJW | Saginaw Enviroline Junction series enclosure, NEMA 3R/4/12/13, 10 x 8 x 4in (HxWxD), wall mount, carbon steel, ANSI 61 gray, powder coat finish, single-door, 1/4-turn semi-flush latch, polycarbonate window. | Stock | 140
WH-J1008HPL | Stahlin J series enclosure, NEMA 1/3R/4X/6P/12, 10 x 8 x 4in (HxWxD), wall mount, fiberglass reinforced polyester, white, single-door, quick-release latch, padlock hasp and staple, integral mounting flange. | Stock | 229
JW1008HPL | Stahlin JW series enclosure, NEMA 1/3R/4X/6P/12, 10 x 8 x 4in (HxWxD), wall mount, fiberglass reinforced polyester, gray, single-door, quick-release latch, padlock hasp and staple, integral mounting flange, SAR acrylic window. | Stock | 233
JW1008HLL | Stahlin JW series enclosure, NEMA 1/3R/4X/6P/12, 10 x 8 x 4in (HxWxD), wall mount, fiberglass reinforced polyester, gray, single-door, twist-lock latch, integral mounting flange, SAR acrylic window. | Stock | 238
BN4100804AL | Wiegmann enclosure, NEMA 4/4X/12/13, 10 x 8 x 4in (HxWxD), wall mount, 5052-H32 aluminum, No. 3 intermediate polished finish, lift-off cover, stainless steel clamps. | Stock | 210
1414N4ALI | Hammond enclosure, NEMA 4/4X/12/13, 10 x 8 x 4in (HxWxD), wall mount, 5052-H32 aluminum, natural finish, lift-off cover, aluminum clamps. | Stock | 238
EJ1084AL | Hammond Eclipse Junior series enclosure, NEMA 3R/4/4X/12/13, 10 x 8 x 4in (HxWxD), wall mount, 5052-H32 aluminum, natural finish, single-door, 1/4-turn semi-flush 316 stainless steel latch. | Stock | 244
BN4100804CHAL | Wiegmann enclosure, NEMA 4/4X/12/13, 10 x 8 x 4in (HxWxD), wall mount, 5052-H32 aluminum, No. 3 intermediate polished finish, single-door, stainless steel clamps. | Stock | 229
SCE-1008ELJSS | Saginaw Enviroline Junction series enclosure, NEMA 3R/4/4X/12/13, 10 x 8 x 4in (HxWxD), wall mount, 304 stainless steel, #4 brush finish, single-door, 1/4-turn semi-flush latch. | Stock | 248
BN4100804SS | Wiegmann enclosure, NEMA 4/4X/12/13, 10 x 8 x 4in (HxWxD), wall mount, 304 stainless steel, No. 3 intermediate polished finish, lift-off cover, stainless steel clamps. | Stock | 256
1414N4SSI | Hammond enclosure, NEMA 3R/4/4X/12/13, 10 x 8 x 4in (HxWxD), wall mount, 304 stainless steel, #4 brush finish, lift-off cover, stainless steel clamps. | Stock | 283
BN4100804CHQTSS | Wiegmann Ultimate Mini-Max series enclosure, NEMA 4/4X/12, 10 x 8 x 4in (HxWxD), wall mount, 304 stainless steel, No. 3 intermediate polished finish, single-door, 1/4-turn semi-flush oil-tight latch. | Stock | 273
BN4100804CHSS | Wiegmann enclosure, NEMA 4/4X/12/13, 10 x 8 x 4in (HxWxD), wall mount, 304 stainless steel, No. 3 intermediate polished finish, single-door, stainless steel clamps. | Stock | 275
1414N4PHSSI | Hammond enclosure, NEMA 3R/4/4X/12/13, 10 x 8 x 4in (HxWxD), wall mount, 304 stainless steel, #4 brush finish, single-door, stainless steel clamps. | Stock | 303
EJ1084SS | Hammond Eclipse Junior series enclosure, NEMA 3R/4/4X/12/13, 10 x 8 x 4in (HxWxD), wall mount, 304 stainless steel, #4 brush finish, single-door, 1/4-turn semi-flush 316 stainless steel latch. | Stock | 298
SCE-1008ELJSS6 | Saginaw Enviroline Junction series enclosure, NEMA 3R/4/4X/12/13, 10 x 8 x 4in (HxWxD), wall mount, 316L stainless steel, #4 brush finish, single-door, 1/4-turn semi-flush latch. | Stock | 309
SCE-1008CHNFSS | Saginaw enclosure, NEMA 3R/4/4X/12/13, 10 x 8 x 4in (HxWxD), wall mount, 304 stainless steel, #4 brush finish, single-door, stainless steel clamps. | Stock | 317
SCE-1008ELJWSS | Saginaw Enviroline Junction series enclosure, NEMA 3R/4/4X/12/13, 10 x 8 x 4in (HxWxD), wall mount, 304 stainless steel, #4 brush finish, single-door, 1/4-turn semi-flush latch, polycarbonate window. | Stock | 342
1414N4PHS16I | Hammond enclosure, NEMA 3R/4/4X/12/13, 10 x 8 x 4in (HxWxD), wall mount, 316 stainless steel, #4 brush finish, single-door, stainless steel clamps. | Stock | 384
EJ1084S16 | Hammond Eclipse Junior series enclosure, NEMA 3R/4/4X/12/13, 10 x 8 x 4in (HxWxD), wall mount, 316 stainless steel, #4 brush finish, single-door, 1/4-turn semi-flush 316 stainless steel latch. | Stock | 376
SCE-1008CHNFSS6 | Saginaw enclosure, NEMA 3R/4/4X/12/13, 10 x 8 x 4in (HxWxD), wall mount, 316L stainless steel, #4 brush finish, single-door, stainless steel clamps. | Stock | 384
SCE-1008ELJWSS6 | Saginaw Enviroline Junction series enclosure, NEMA 3R/4/4X/12/13, 10 x 8 x 4in (HxWxD), wall mount, 316L stainless steel, #4 brush finish, single-door, 1/4-turn semi-flush latch, polycarbonate window. | Stock | 426
SCE-10N806LP | Saginaw enclosure, NEMA 1, 10 x 8 x 6in (HxWxD), wall mount, carbon steel, ANSI 61 gray, powder coat finish, single-door, 1/4-turn semi-flush latch. | Stock | 72
SCE-10N806NKLP | Saginaw enclosure, NEMA 1, 10 x 8 x 6in (HxWxD), wall mount, with knockouts, carbon steel, ANSI 61 gray, powder coat finish, single-door, 1/4-turn semi-flush latch. | Stock | 79
C3R1086HCR | Hammond enclosure, NEMA 3R, 10 x 8 x 6in (HxWxD), wall mount, with knockouts, galvanized steel, ANSI 61 gray, powder coat finish, single-door, quick-release latch, padlock hasp and staple. | Stock | 92
N1C081006 | Wiegmann enclosure, NEMA 1, 10 x 8 x 6in (HxWxD), wall mount, carbon steel, ANSI 61 gray, powder coat finish, single-door, 1/4-turn flush-mounted latch. | Stock | 89
RHC081006 | Wiegmann enclosure, NEMA 1/3R, 10 x 8 x 6in (HxWxD), wall mount, with knockouts, carbon steel, ANSI 61 gray, powder coat finish, single-door, quick-release latch, padlock hasp and staple. | Stock | 90
N1J1086 | Hammond enclosure, NEMA 1, 10 x 8 x 6in (HxWxD), wall mount, carbon steel, ANSI 61 gray, powder coat finish, single-door, 1/4-turn flush-mounted latch. | Stock | 101
AH1086HW | AttaBox Heartland series enclosure, NEMA 1/3R/4/4X/6P/12, 10 x 8 x 6in (HxWxD), wall mount, polycarbonate, Pantone 7541 C light gray, hinged screw cover, molded hasp. | Stock | 122
AH1086 | AttaBox Heartland series enclosure, NEMA 1/3R/4/4X/12, 10 x 8 x 6in (HxWxD), wall mount, polycarbonate, Pantone 7541 C light gray, single-door, polycarbonate quick-release latch, molded hasp. | Stock | 123
P10086-P10 | Integra Impact series enclosure, NEMA 1/2/3/3R/3S/4/4X/6/6P/12/13, 10 x 8 x 6in (HxWxD), wall mount, polycarbonate, gray, gloss finish, single-door, integrated padlockable latch, integral mounting flange. | Stock | 84
AH1086SS | AttaBox Heartland series enclosure, NEMA 1/3R/4/4X/12, 10 x 8 x 6in (HxWxD), wall mount, polycarbonate, Pantone 7541 C light gray, single-door, stainless steel quick-release latch, molded hasp. | Stock | 132
SCE-10086ELJ | Saginaw Enviroline Junction series enclosure, NEMA 3R/4/12/13, 10 x 8 x 6in (HxWxD), wall mount, carbon steel, ANSI 61 gray, powder coat finish, single-door, 1/4-turn semi-flush latch. | Stock | 93
SCE-10086ELJLG | Saginaw Enviroline Junction series enclosure, NEMA 3R/4/12/13, 10 x 8 x 6in (HxWxD), wall mount, carbon steel, RAL 7035 light gray, powder coat finish, single-door, 1/4-turn semi-flush latch. | Stock | 93
WA100806GIE | Wiegmann enclosure, NEMA 12/13, 10 x 8 x 6in (HxWxD), wall mount, carbon steel, ANSI 61 gray, powder coat finish, hinged screw cover. | Stock | 115
HJ1086HLP | Hammond enclosure, NEMA 3R/4/12/13, 10 x 8 x 6in (HxWxD), wall mount, carbon steel, ANSI 61 gray, powder coat finish, single-door, stainless steel clamps. | Stock | 120
SCE-10086SC | Saginaw enclosure, NEMA 3R/4/12/13, 10 x 8 x 6in (HxWxD), wall mount, carbon steel, ANSI 61 gray, powder coat finish, screw cover. | Stock | 97
DS100806HW | Stahlin Diamond Shield series enclosure, NEMA 1/3/3S/4X/12/13, 10 x 8 x 6in (HxWxD), wall mount, fiberglass reinforced polyester, gray, crowned hinged screw cover. | Stock | 156
B100806 | Wiegmann enclosure, NEMA 12/13, 10 x 8 x 6in (HxWxD), wall mount, carbon steel, ANSI 61 gray, powder coat finish, lift-off cover, plated steel clamps. | Stock | 116
AHF1086 | AttaBox Heartland series enclosure, NEMA 1/3R/4/4X/12, 10 x 8 x 6in (HxWxD), wall mount, polycarbonate, Pantone 7541 C light gray, single-door, polycarbonate quick-release latch, molded hasp, integral mounting flange. | Stock | 138
AH1086C | AttaBox Heartland series enclosure, NEMA 1/3R/4/4X/12, 10 x 8 x 6in (HxWxD), wall mount, polycarbonate, Pantone 7541 C light gray, smoked polycarbonate single-door, polycarbonate quick-release latch, molded hasp. | Stock | 144
AHF1086C | AttaBox Heartland series enclosure, NEMA 1/3R/4/4X/12, 10 x 8 x 6in (HxWxD), wall mount, polycarbonate, Pantone 7541 C light gray, smoked polycarbonate single-door, polycarbonate quick-release latch, molded hasp, integral mounting flange. | Stock | 159
SCE-10086CHNF | Saginaw enclosure, NEMA 3R/4/12/13, 10 x 8 x 6in (HxWxD), wall mount, carbon steel, ANSI 61 gray, powder coat finish, single-door, stainless steel clamps. | Stock | 104
B100806CH | Wiegmann enclosure, NEMA 12/13, 10 x 8 x 6in (HxWxD), wall mount, carbon steel, ANSI 61 gray, powder coat finish, single-door, plated steel clamps. | Stock | 121
H10086SF-P10 | Integra Premium series enclosure, NEMA 1/2/3/3R/3S/4/4X/6/6P/12/13, 10 x 8 x 6in (HxWxD), wall mount, polycarbonate, light gray, gloss finish, screw cover. | Stock | 98
P10086C-P10 | Integra Impact series enclosure, NEMA 1/2/3/3R/3S/4/4X/6/6P/12/13, 10 x 8 x 6in (HxWxD), wall mount, polycarbonate, gray, gloss finish, clear polycarbonate single-door, integrated padlockable latch, integral mounting flange. | Stock | 96
AH1086CSS | AttaBox Heartland series enclosure, NEMA 1/3R/4/4X/12, 10 x 8 x 6in (HxWxD), wall mount, polycarbonate, Pantone 7541 C light gray, smoked polycarbonate single-door, stainless steel quick-release latch, molded hasp. | Stock | 155
DS100806HPL | Stahlin Diamond Shield series enclosure, NEMA 1/3/3S/4X/12/13, 10 x 8 x 6in (HxWxD), wall mount, fiberglass reinforced polyester, gray, crowned single-door, quick-release latch, padlock hasp and staple. | Stock | 178
J100806W | Stahlin J series enclosure, NEMA 1/3R/4X/6P/12, 10 x 8 x 6in (HxWxD), wall mount, fiberglass reinforced polyester, gray, screw cover, integral mounting flange. | Stock | 138
H10086HF-6P-P10 | Integra Premium series enclosure, NEMA 1/2/3/3R/3S/4/4X/5/6/6P/12/13, 10 x 8 x 6in (HxWxD), wall mount, polycarbonate, light gray, gloss finish, hinged screw cover. | Stock | 107
EJ1086 | Hammond Eclipse Junior series enclosure, NEMA 3R/4/12/13, 10 x 8 x 6in (HxWxD), wall mount, carbon steel, ANSI 61 gray, powder coat finish, single-door, 1/4-turn semi-flush latch. | Stock | 137
EJ1086LG | Hammond Eclipse Junior series enclosure, NEMA 3R/4/12/13, 10 x 8 x 6in (HxWxD), wall mount, carbon steel, RAL 7035 light gray, powder coat finish, single-door, 1/4-turn semi-flush latch. | Stock | 137
DS100806W | Stahlin Diamond Shield series enclosure, NEMA 1/3/3S/4X/12/13, 10 x 8 x 6in (HxWxD), wall mount, fiberglass reinforced polyester, gray, crowned screw cover. | Stock | 182
B100806SC | Wiegmann enclosure, NEMA 12/13, 10 x 8 x 6in (HxWxD), wall mount, carbon steel, ANSI 61 gray, powder coat finish, screw cover. | Stock | 128
BN4100806CHQT | Wiegmann Ultimate Mini-Max series enclosure, NEMA 4/12, 10 x 8 x 6in (HxWxD), wall mount, carbon steel, ANSI 61 gray, powder coat finish, single-door, 1/4-turn semi-flush oil-tight latch. | Stock | 130
H10086SCF-P10 | Integra Premium series enclosure, NEMA 1/2/3/3R/3S/4/4X/6/6P/12/13, 10 x 8 x 6in (HxWxD), wall mount, polycarbonate, light gray, gloss finish, clear polycarbonate screw cover. | Stock | 113
RJ1008W | Stahlin RJ series enclosure, NEMA 1/3R/4X/6P/12, 10 x 8 x 6in (HxWxD), wall mount, fiberglass reinforced polyester, gray, raised screw cover, integral mounting flange. | Stock | 186
H10086HFNL-P10 | Integra Premium series enclosure, NEMA 1/2/3/3R/3S/4/4X/12/13, 10 x 8 x 6in (HxWxD), wall mount, polycarbonate, light gray, gloss finish, single-door, glass-filled nylon quick-release latch, padlock hasp and staple. | Stock | 111
BN4100806CH | Wiegmann enclosure, NEMA 4/12/13, 10 x 8 x 6in (HxWxD), wall mount, carbon steel, ANSI 61 gray, powder coat finish, single-door, stainless steel clamps. | Stock | 136
J100806HW | Stahlin J series enclosure, NEMA 1/3R/4X/6P/12, 10 x 8 x 6in (HxWxD), wall mount, fiberglass reinforced polyester, gray, hinged screw cover, integral mounting flange. | Stock | 148
H10086HCF-6P-P10 | Integra Premium series enclosure, NEMA 1/2/3/3R/3S/4/4X/6/6P/12/13, 10 x 8 x 6in (HxWxD), wall mount, polycarbonate, light gray, gloss finish, clear polycarbonate hinged screw cover. | Stock | 123
H10086HCFNL-P10 | Integra Premium series enclosure, NEMA 1/2/3/3R/3S/4/4X/12/13, 10 x 8 x 6in (HxWxD), wall mount, polycarbonate, light gray, gloss finish, clear polycarbonate single-door, glass-filled nylon quick-release latch, padlock hasp and staple. | Stock | 125
RJ1008HW | Stahlin RJ series enclosure, NEMA 1/3R/4X/6P/12, 10 x 8 x 6in (HxWxD), wall mount, fiberglass reinforced polyester, gray, raised hinged screw cover, integral mounting flange. | Stock | 208
DSCC100806HPL | Stahlin Diamond Shield series enclosure, NEMA 1/3/3S/4X/12/13, 10 x 8 x 6in (HxWxD), wall mount, fiberglass reinforced polyester, gray, clear polycarbonate single-door, quick-release latch, padlock hasp and staple. | Stock | 214
J100806HPL | Stahlin J series enclosure, NEMA 1/3R/4X/6P/12, 10 x 8 x 6in (HxWxD), wall mount, fiberglass reinforced polyester, gray, single-door, quick-release latch, padlock hasp and staple, integral mounting flange. | Stock | 169
J100806HLL | Stahlin J series enclosure, NEMA 1/3R/4X/6P/12, 10 x 8 x 6in (HxWxD), wall mount, fiberglass reinforced polyester, gray, single-door, twist-lock latch, integral mounting flange. | Stock | 223
DS100806HLL | Stahlin Diamond Shield series enclosure, NEMA 1/3/3S/4X/12/13, 10 x 8 x 6in (HxWxD), wall mount, fiberglass reinforced polyester, gray, crowned single-door, twist-lock latch, padlock hasp and staple. | Stock | 229
RJ1008HPL | Stahlin RJ series enclosure, NEMA 1/3R/4X/6P/12, 10 x 8 x 6in (HxWxD), wall mount, fiberglass reinforced polyester, gray, raised single-door, quick-release latch, padlock hasp and staple, integral mounting flange. | Stock | 231
RJ1008HLL | Stahlin RJ series enclosure, NEMA 1/3R/4X/6P/12, 10 x 8 x 6in (HxWxD), wall mount, fiberglass reinforced polyester, gray, raised single-door, twist-lock latch, integral mounting flange. | Stock | 238
SCE-10086ELJW | Saginaw Enviroline Junction series enclosure, NEMA 3R/4/12/13, 10 x 8 x 6in (HxWxD), wall mount, carbon steel, ANSI 61 gray, powder coat finish, single-door, 1/4-turn semi-flush latch, polycarbonate window. | Stock | 148
DSW100806HPL | Stahlin Diamond Shield series enclosure, NEMA 1/3/3S/4X/12/13, 10 x 8 x 6in (HxWxD), wall mount, fiberglass reinforced polyester, gray, crowned single-door, quick-release latch, padlock hasp and staple, SAR acrylic window. | Stock | 354
DSW100806HLL | Stahlin Diamond Shield series enclosure, NEMA 1/3/3S/4X/12/13, 10 x 8 x 6in (HxWxD), wall mount, fiberglass reinforced polyester, gray, crowned single-door, twist-lock latch, padlock hasp and staple, SAR acrylic window. | Stock | 357
RJW1008HPL | Stahlin RJW series enclosure, NEMA 1/3R/4X/6P/12, 10 x 8 x 6in (HxWxD), wall mount, fiberglass reinforced polyester, gray, raised single-door, quick-release latch, padlock hasp and staple, integral mounting flange, SAR acrylic window. | Stock | 382
EJ1086AL | Hammond Eclipse Junior series enclosure, NEMA 3R/4/4X/12/13, 10 x 8 x 6in (HxWxD), wall mount, 5052-H32 aluminum, natural finish, single-door, 1/4-turn semi-flush 316 stainless steel latch. | Stock | 281
SCE-10086ELJSS | Saginaw Enviroline Junction series enclosure, NEMA 3R/4/4X/12/13, 10 x 8 x 6in (HxWxD), wall mount, 304 stainless steel, #4 brush finish, single-door, 1/4-turn semi-flush latch. | Stock | 276
BN4100806CHQTSS | Wiegmann Ultimate Mini-Max series enclosure, NEMA 4/4X/12, 10 x 8 x 6in (HxWxD), wall mount, 304 stainless steel, No. 3 intermediate polished finish, single-door, 1/4-turn semi-flush oil-tight latch. | Stock | 308
EJ1086SS | Hammond Eclipse Junior series enclosure, NEMA 3R/4/4X/12/13, 10 x 8 x 6in (HxWxD), wall mount, 304 stainless steel, #4 brush finish, single-door, 1/4-turn semi-flush 316 stainless steel latch. | Stock | 342
SCE-10086ELJSS6 | Saginaw Enviroline Junction series enclosure, NEMA 3R/4/4X/12/13, 10 x 8 x 6in (HxWxD), wall mount, 316L stainless steel, #4 brush finish, single-door, 1/4-turn semi-flush latch. | Stock | 344
SCE-10086CHNFSS | Saginaw enclosure, NEMA 3R/4/4X/12/13, 10 x 8 x 6in (HxWxD), wall mount, 304 stainless steel, #4 brush finish, single-door, stainless steel clamps. | Stock | 346
SCE-10086ELJWSS | Saginaw Enviroline Junction series enclosure, NEMA 3R/4/4X/12/13, 10 x 8 x 6in (HxWxD), wall mount, 304 stainless steel, #4 brush finish, single-door, 1/4-turn semi-flush latch, polycarbonate window. | Stock | 361
SCE-10086CHNFSS6 | Saginaw enclosure, NEMA 3R/4/4X/12/13, 10 x 8 x 6in (HxWxD), wall mount, 316L stainless steel, #4 brush finish, single-door, stainless steel clamps. | Stock | 420
EJ1086S16 | Hammond Eclipse Junior series enclosure, NEMA 3R/4/4X/12/13, 10 x 8 x 6in (HxWxD), wall mount, 316 stainless steel, #4 brush finish, single-door, 1/4-turn semi-flush 316 stainless steel latch. | Stock | 444
SCE-10086ELJWSS6 | Saginaw Enviroline Junction series enclosure, NEMA 3R/4/4X/12/13, 10 x 8 x 6in (HxWxD), wall mount, 316L stainless steel, #4 brush finish, single-door, 1/4-turn semi-flush latch, polycarbonate window. | Stock | 449
SCE-10086ELJSSST | Saginaw Enviroline Junction series enclosure, slope top, NEMA 3R/4/4X/12/13, 10 x 8 x 6in (HxWxD), wall mount, 304 stainless steel, #4 brush finish, single-door, 1/4-turn semi-flush latch. | Stock | 641
J10088SSH | Stahlin FatBoy series enclosure, NEMA 1/3/4X/12, 10 x 8 x 8in (HxWxD), wall mount, fiberglass reinforced polyester, gray, clamshell single-door, twist-lock latch, padlock hasp and staple, integral mounting flange. | Stock | 354
SCE-10N1004LP | Saginaw enclosure, NEMA 1, 10 x 10 x 4in (HxWxD), wall mount, carbon steel, ANSI 61 gray, powder coat finish, single-door, 1/4-turn semi-flush latch. | Stock | 64
SCE-10N1004NKLP | Saginaw enclosure, NEMA 1, 10 x 10 x 4in (HxWxD), wall mount, with knockouts, carbon steel, ANSI 61 gray, powder coat finish, single-door, 1/4-turn semi-flush latch. | Stock | 71
N1C101004 | Wiegmann enclosure, NEMA 1, 10 x 10 x 4in (HxWxD), wall mount, carbon steel, ANSI 61 gray, powder coat finish, single-door, 1/4-turn flush-mounted latch. | Stock | 86
N1J10104 | Hammond enclosure, NEMA 1, 10 x 10 x 4in (HxWxD), wall mount, carbon steel, ANSI 61 gray, powder coat finish, single-door, 1/4-turn flush-mounted latch. | Stock | 100
SCE-1010SC | Saginaw enclosure, NEMA 3R/4/12/13, 10 x 10 x 4in (HxWxD), wall mount, carbon steel, ANSI 61 gray, powder coat finish, screw cover. | Stock | 96
B101004SC | Wiegmann enclosure, NEMA 12/13, 10 x 10 x 4in (HxWxD), wall mount, carbon steel, ANSI 61 gray, powder coat finish, screw cover. | Stock | 128
SCE-10N1006LP | Saginaw enclosure, NEMA 1, 10 x 10 x 6in (HxWxD), wall mount, carbon steel, ANSI 61 gray, powder coat finish, single-door, 1/4-turn semi-flush latch. | Stock | 79
SCE-10N1006NKLP | Saginaw enclosure, NEMA 1, 10 x 10 x 6in (HxWxD), wall mount, with knockouts, carbon steel, ANSI 61 gray, powder coat finish, single-door, 1/4-turn semi-flush latch. | Stock | 87
N1C101006 | Wiegmann enclosure, NEMA 1, 10 x 10 x 6in (HxWxD), wall mount, carbon steel, ANSI 61 gray, powder coat finish, single-door, 1/4-turn flush-mounted latch. | Stock | 98
N1J10106 | Hammond enclosure, NEMA 1, 10 x 10 x 6in (HxWxD), wall mount, carbon steel, ANSI 61 gray, powder coat finish, single-door, 1/4-turn flush-mounted latch. | Stock | 112
AH10106 | AttaBox Heartland series enclosure, NEMA 1/3R/4/4X/12, 10 x 10 x 6in (HxWxD), wall mount, polycarbonate, Pantone 7541 C light gray, single-door, polycarbonate quick-release latch, molded hasp. | Stock | 130
AH10106SS | AttaBox Heartland series enclosure, NEMA 1/3R/4/4X/12, 10 x 10 x 6in (HxWxD), wall mount, polycarbonate, Pantone 7541 C light gray, single-door, stainless steel quick-release latch, molded hasp. | Stock | 139
SCE-10106ELJ | Saginaw Enviroline Junction series enclosure, NEMA 3R/4/12/13, 10 x 10 x 6in (HxWxD), wall mount, carbon steel, ANSI 61 gray, powder coat finish, single-door, 1/4-turn semi-flush latch. | Stock | 98
SCE-10106ELJLG | Saginaw Enviroline Junction series enclosure, NEMA 3R/4/12/13, 10 x 10 x 6in (HxWxD), wall mount, carbon steel, RAL 7035 light gray, powder coat finish, single-door, 1/4-turn semi-flush latch. | Stock | 98
WA101006GIE | Wiegmann enclosure, NEMA 12/13, 10 x 10 x 6in (HxWxD), wall mount, carbon steel, ANSI 61 gray, powder coat finish, hinged screw cover. | Stock | 123
HJ10106HLP | Hammond enclosure, NEMA 3R/4/12/13, 10 x 10 x 6in (HxWxD), wall mount, carbon steel, ANSI 61 gray, powder coat finish, single-door, stainless steel clamps. | Stock | 129
SCE-10106CHNF | Saginaw enclosure, NEMA 3R/4/12/13, 10 x 10 x 6in (HxWxD), wall mount, carbon steel, ANSI 61 gray, powder coat finish, single-door, stainless steel clamps. | Stock | 106
SCE-10106SC | Saginaw enclosure, NEMA 3R/4/12/13, 10 x 10 x 6in (HxWxD), wall mount, carbon steel, ANSI 61 gray, powder coat finish, screw cover. | Stock | 107
AHF10106 | AttaBox Heartland series enclosure, NEMA 1/3R/4/4X/12, 10 x 10 x 6in (HxWxD), wall mount, polycarbonate, Pantone 7541 C light gray, single-door, polycarbonate quick-release latch, molded hasp, integral mounting flange. | Stock | 149
AH10106C | AttaBox Heartland series enclosure, NEMA 1/3R/4/4X/12, 10 x 10 x 6in (HxWxD), wall mount, polycarbonate, Pantone 7541 C light gray, smoked polycarbonate single-door, polycarbonate quick-release latch, molded hasp. | Stock | 152
AH10106CSS | AttaBox Heartland series enclosure, NEMA 1/3R/4/4X/12, 10 x 10 x 6in (HxWxD), wall mount, polycarbonate, Pantone 7541 C light gray, smoked polycarbonate single-door, stainless steel quick-release latch, molded hasp. | Stock | 163
B101006CH | Wiegmann enclosure, NEMA 12/13, 10 x 10 x 6in (HxWxD), wall mount, carbon steel, ANSI 61 gray, powder coat finish, single-door, plated steel clamps. | Stock | 133
EJ10106 | Hammond Eclipse Junior series enclosure, NEMA 3R/4/12/13, 10 x 10 x 6in (HxWxD), wall mount, carbon steel, ANSI 61 gray, powder coat finish, single-door, 1/4-turn semi-flush latch. | Stock | 151
EJ10106LG | Hammond Eclipse Junior series enclosure, NEMA 3R/4/12/13, 10 x 10 x 6in (HxWxD), wall mount, carbon steel, RAL 7035 light gray, powder coat finish, single-door, 1/4-turn semi-flush latch. | Stock | 151
B101006SC | Wiegmann enclosure, NEMA 12/13, 10 x 10 x 6in (HxWxD), wall mount, carbon steel, ANSI 61 gray, powder coat finish, screw cover. | Stock | 144
AHF10106C | AttaBox Heartland series enclosure, NEMA 1/3R/4/4X/12, 10 x 10 x 6in (HxWxD), wall mount, polycarbonate, Pantone 7541 C light gray, smoked polycarbonate single-door, polycarbonate quick-release latch, molded hasp, integral mounting flange. | Stock | 171
AHWD10106 | AttaBox Heartland series enclosure, with shelf, NEMA 1/3R/4/4X/12, 10 x 10 x 6in (HxWxD), wall mount, polycarbonate, Pantone 7541 C light gray, single-door, polycarbonate quick-release latch, molded hasp. | Stock | 179
EJ10106AL | Hammond Eclipse Junior series enclosure, NEMA 3R/4/4X/12/13, 10 x 10 x 6in (HxWxD), wall mount, 5052-H32 aluminum, natural finish, single-door, 1/4-turn semi-flush 316 stainless steel latch. | Stock | 307
EJ10106SS | Hammond Eclipse Junior series enclosure, NEMA 3R/4/4X/12/13, 10 x 10 x 6in (HxWxD), wall mount, 304 stainless steel, #4 brush finish, single-door, 1/4-turn semi-flush 316 stainless steel latch. | Stock | 400
EJ10106S16 | Hammond Eclipse Junior series enclosure, NEMA 3R/4/4X/12/13, 10 x 10 x 6in (HxWxD), wall mount, 316 stainless steel, #4 brush finish, single-door, 1/4-turn semi-flush 316 stainless steel latch. | Stock | 504
HJ10125HLP | Hammond enclosure, NEMA 3R/4/12/13, 10 x 12 x 5in (HxWxD), wall mount, carbon steel, ANSI 61 gray, powder coat finish, single-door, stainless steel clamps. | Stock | 133
SCE-1210CHSNF | Saginaw enclosure, NEMA 3R/4/12/13, 10 x 12 x 5in (HxWxD), wall mount, carbon steel, ANSI 61 gray, powder coat finish, single-door, stainless steel clamps. | Stock | 118
EJ10125 | Hammond Eclipse Junior series enclosure, NEMA 3R/4/12/13, 10 x 12 x 5in (HxWxD), wall mount, carbon steel, ANSI 61 gray, powder coat finish, single-door, 1/4-turn semi-flush latch. | Stock | 154
EJ10125LG | Hammond Eclipse Junior series enclosure, NEMA 3R/4/12/13, 10 x 12 x 5in (HxWxD), wall mount, carbon steel, RAL 7035 light gray, powder coat finish, single-door, 1/4-turn semi-flush latch. | Stock | 154
CL1109W | Stahlin Classic series enclosure, NEMA 1/3/3S/3R/4X/12, 11 x 9 x 6in (HxWxD), wall mount, fiberglass reinforced polyester, gray, crowned screw cover. | Stock | 322
CL1109HW | Stahlin Classic series enclosure, NEMA 1/3/3S/3R/4X/12, 11 x 9 x 6in (HxWxD), wall mount, fiberglass reinforced polyester, gray, crowned hinged screw cover. | Stock | 340
CL1109HPL | Stahlin Classic series enclosure, NEMA 1/3/3S/3R/4X/12, 11 x 9 x 6in (HxWxD), wall mount, fiberglass reinforced polyester, gray, crowned single-door, quick-release latch, padlock hasp and staple. | Stock | 391
CL1109HL | Stahlin Classic series enclosure, NEMA 1/3/3S/3R/4X/12, 11 x 9 x 6in (HxWxD), wall mount, fiberglass reinforced polyester, gray, crowned single-door, 1/4-turn flush-mount latch. | Stock | 468
SCE-12064CHNF | Saginaw enclosure, NEMA 3R/4/12/13, 12 x 6 x 4in (HxWxD), wall mount, carbon steel, ANSI 61 gray, powder coat finish, single-door, stainless steel clamps. | Stock | 84
HJ1264HLP | Hammond enclosure, NEMA 3R/4/12/13, 12 x 6 x 4in (HxWxD), wall mount, carbon steel, ANSI 61 gray, powder coat finish, single-door, stainless steel clamps. | Stock | 105
EJ1264 | Hammond Eclipse Junior series enclosure, NEMA 3R/4/12/13, 12 x 6 x 4in (HxWxD), wall mount, carbon steel, ANSI 61 gray, powder coat finish, single-door, 1/4-turn semi-flush latch. | Stock | 107
EJ1264LG | Hammond Eclipse Junior series enclosure, NEMA 3R/4/12/13, 12 x 6 x 4in (HxWxD), wall mount, carbon steel, RAL 7035 light gray, powder coat finish, single-door, 1/4-turn semi-flush latch. | Stock | 107
B120604CH | Wiegmann enclosure, NEMA 12/13, 12 x 6 x 4in (HxWxD), wall mount, carbon steel, ANSI 61 gray, powder coat finish, single-door, plated steel clamps. | Stock | 107
EJ1264AL | Hammond Eclipse Junior series enclosure, NEMA 3R/4/4X/12/13, 12 x 6 x 4in (HxWxD), wall mount, 5052-H32 aluminum, natural finish, single-door, 1/4-turn semi-flush 316 stainless steel latch. | Stock | 247
EJ1264SS | Hammond Eclipse Junior series enclosure, NEMA 3R/4/4X/12/13, 12 x 6 x 4in (HxWxD), wall mount, 304 stainless steel, #4 brush finish, single-door, 1/4-turn semi-flush 316 stainless steel latch. | Stock | 324
EJ1264S16 | Hammond Eclipse Junior series enclosure, NEMA 3R/4/4X/12/13, 12 x 6 x 4in (HxWxD), wall mount, 316 stainless steel, #4 brush finish, single-door, 1/4-turn semi-flush 316 stainless steel latch. | Stock | 409
SCE-12N1004LP | Saginaw enclosure, NEMA 1, 12 x 10 x 4in (HxWxD), wall mount, carbon steel, ANSI 61 gray, powder coat finish, single-door, 1/4-turn semi-flush latch. | Stock | 76
SCE-12N1004NKLP | Saginaw enclosure, NEMA 1, 12 x 10 x 4in (HxWxD), wall mount, with knockouts, carbon steel, ANSI 61 gray, powder coat finish, single-door, 1/4-turn semi-flush latch. | Stock | 84
N1C101204 | Wiegmann enclosure, NEMA 1, 12 x 10 x 4in (HxWxD), wall mount, carbon steel, ANSI 61 gray, powder coat finish, single-door, 1/4-turn flush-mounted latch. | Stock | 94
N1J12104 | Hammond enclosure, NEMA 1, 12 x 10 x 4in (HxWxD), wall mount, carbon steel, ANSI 61 gray, powder coat finish, single-door, 1/4-turn flush-mounted latch. | Stock | 111
WA121004GIE | Wiegmann enclosure, NEMA 12/13, 12 x 10 x 4in (HxWxD), wall mount, carbon steel, ANSI 61 gray, powder coat finish, hinged screw cover. | Stock | 118
H12104SF-P10 | Integra Premium series enclosure, NEMA 1/2/3/3R/3S/4/4X/6/6P/12/13, 12 x 10 x 4in (HxWxD), wall mount, polycarbonate, light gray, gloss finish, screw cover. | Stock | 111
H12104HF-6P-P10 | Integra Premium series enclosure, NEMA 1/2/3/3R/3S/4/4X/6/6P/12/13, 12 x 10 x 4in (HxWxD), wall mount, polycarbonate, light gray, gloss finish, hinged screw cover. | Stock | 121
AH12104HW | AttaBox Heartland SL series enclosure, NEMA 1/3R/4/4X/6P/12, 12 x 10 x 4in (HxWxD), wall mount, polycarbonate, Pantone 7541 C light gray, hinged screw cover, molded hasp. | Stock | 154
H12104SCF-P10 | Integra Premium series enclosure, NEMA 1/2/3/3R/3S/4/4X/6/6P/12/13, 12 x 10 x 4in (HxWxD), wall mount, polycarbonate, light gray, gloss finish, clear polycarbonate screw cover. | Stock | 127
H12104HCF-6P-P10 | Integra Premium series enclosure, NEMA 1/2/3/3R/3S/4/4X/6/6P/12/13, 12 x 10 x 4in (HxWxD), wall mount, polycarbonate, light gray, gloss finish, clear polycarbonate hinged screw cover. | Stock | 139
H12104HFNL-P10 | Integra Premium series enclosure, NEMA 1/2/3/3R/3S/4/4X/12/13, 12 x 10 x 4in (HxWxD), wall mount, polycarbonate, light gray, gloss finish, single-door, glass-filled nylon quick-release latch, padlock hasp and staple. | Stock | 126
H12104HCFNL-P10 | Integra Premium series enclosure, NEMA 1/2/3/3R/3S/4/4X/12/13, 12 x 10 x 4in (HxWxD), wall mount, polycarbonate, light gray, gloss finish, clear polycarbonate single-door, glass-filled nylon quick-release latch, padlock hasp and staple. | Stock | 141
AH12104 | AttaBox Heartland SL series enclosure, NEMA 1/3R/4/4X/12, 12 x 10 x 4in (HxWxD), wall mount, polycarbonate, Pantone 7541 C light gray, single-door, polycarbonate quick-release latch, molded hasp. | Stock | 155
AH12104C | AttaBox Heartland SL series enclosure, NEMA 1/3R/4/4X/12, 12 x 10 x 4in (HxWxD), wall mount, polycarbonate, Pantone 7541 C light gray, smoked polycarbonate single-door, polycarbonate quick-release latch, molded hasp. | Stock | 174
AH12104SS | AttaBox Heartland SL series enclosure, NEMA 1/3R/4/4X/12, 12 x 10 x 4in (HxWxD), wall mount, polycarbonate, Pantone 7541 C light gray, single-door, stainless steel quick-release latch, molded hasp. | Stock | 169
AH12104CSS | AttaBox Heartland SL series enclosure, NEMA 1/3R/4/4X/12, 12 x 10 x 4in (HxWxD), wall mount, polycarbonate, Pantone 7541 C light gray, smoked polycarbonate single-door, stainless steel quick-release latch, molded hasp. | Stock | 187
J1210W | Stahlin J series enclosure, NEMA 1/3R/4X/6P/12, 12 x 10 x 5in (HxWxD), wall mount, fiberglass reinforced polyester, gray, screw cover, integral mounting flange. | Stock | 151
J1210HW | Stahlin J series enclosure, NEMA 1/3R/4X/6P/12, 12 x 10 x 5in (HxWxD), wall mount, fiberglass reinforced polyester, gray, hinged screw cover, integral mounting flange. | Stock | 162
HJ12105HLP | Hammond enclosure, NEMA 3R/4/12/13, 12 x 10 x 5in (HxWxD), wall mount, carbon steel, ANSI 61 gray, powder coat finish, single-door, stainless steel clamps. | Stock | 134
SCE-1210SC | Saginaw enclosure, NEMA 3R/4/12/13, 12 x 10 x 5in (HxWxD), wall mount, carbon steel, ANSI 61 gray, powder coat finish, screw cover. | Stock | 109
HJ12105LP | Hammond enclosure, NEMA 3R/4/12/13, 12 x 10 x 5in (HxWxD), wall mount, carbon steel, ANSI 61 gray, powder coat finish, lift-off cover, stainless steel clamps. | Stock | 137
J1210HPL | Stahlin J series enclosure, NEMA 1/3R/4X/6P/12, 12 x 10 x 5in (HxWxD), wall mount, fiberglass reinforced polyester, gray, single-door, quick-release latch, padlock hasp and staple, integral mounting flange. | Stock | 181
SCE-1210CHNF | Saginaw enclosure, NEMA 3R/4/12/13, 12 x 10 x 5in (HxWxD), wall mount, carbon steel, ANSI 61 gray, powder coat finish, single-door, stainless steel clamps. | Stock | 115
BN4121005 | Wiegmann enclosure, NEMA 4/12/13, 12 x 10 x 5in (HxWxD), wall mount, carbon steel, ANSI 61 gray, powder coat finish, lift-off cover, stainless steel clamps. | Stock | 134
B121005CHS | Wiegmann enclosure, NEMA 12/13, 10 x 12 x 5in (HxWxD), wall mount, carbon steel, ANSI 61 gray, powder coat finish, single-door, plated steel clamps. | Stock | 136
B121005 | Wiegmann enclosure, NEMA 12/13, 12 x 10 x 5in (HxWxD), wall mount, carbon steel, ANSI 61 gray, powder coat finish, lift-off cover, plated steel clamps. | Stock | 137
B121005CH | Wiegmann enclosure, NEMA 12/13, 12 x 10 x 5in (HxWxD), wall mount, carbon steel, ANSI 61 gray, powder coat finish, single-door, plated steel clamps. | Stock | 137
EJ12105 | Hammond Eclipse Junior series enclosure, NEMA 3R/4/12/13, 12 x 10 x 5in (HxWxD), wall mount, carbon steel, ANSI 61 gray, powder coat finish, single-door, 1/4-turn semi-flush latch. | Stock | 154
EJ12105LG | Hammond Eclipse Junior series enclosure, NEMA 3R/4/12/13, 12 x 10 x 5in (HxWxD), wall mount, carbon steel, RAL 7035 light gray, powder coat finish, single-door, 1/4-turn semi-flush latch. | Stock | 154
B121005SC | Wiegmann enclosure, NEMA 12/13, 12 x 10 x 5in (HxWxD), wall mount, carbon steel, ANSI 61 gray, powder coat finish, screw cover. | Stock | 147
1414SCK | Hammond enclosure, NEMA 12/13, 12 x 10 x 5in (HxWxD), wall mount, carbon steel, ANSI 61 gray, powder coat finish, screw cover. | Stock | 152
B121005CHQR | Wiegmann enclosure, NEMA 12/13, 12 x 10 x 5in (HxWxD), wall mount, carbon steel, ANSI 61 gray, powder coat finish, single-door, quick-release latch. | Stock | 149
BN4121005CH | Wiegmann enclosure, NEMA 4/12/13, 12 x 10 x 5in (HxWxD), wall mount, carbon steel, ANSI 61 gray, powder coat finish, single-door, stainless steel clamps. | Stock | 150
J1210HLL | Stahlin J series enclosure, NEMA 1/3R/4X/6P/12, 12 x 10 x 5in (HxWxD), wall mount, fiberglass reinforced polyester, gray, single-door, twist-lock latch, integral mounting flange. | Stock | 240
WH-J1210HPL | Stahlin J series enclosure, NEMA 1/3R/4X/6P/12, 12 x 10 x 5in (HxWxD), wall mount, fiberglass reinforced polyester, white, single-door, quick-release latch, padlock hasp and staple, integral mounting flange. | Stock | 262
JW1210HPL | Stahlin JW series enclosure, NEMA 1/3R/4X/6P/12, 12 x 10 x 5in (HxWxD), wall mount, fiberglass reinforced polyester, gray, single-door, quick-release latch, padlock hasp and staple, integral mounting flange, SAR acrylic window. | Stock | 271
JW1210HLL | Stahlin JW series enclosure, NEMA 1/3R/4X/6P/12, 12 x 10 x 5in (HxWxD), wall mount, fiberglass reinforced polyester, gray, single-door, twist-lock latch, integral mounting flange, SAR acrylic window. | Stock | 276
1414N4ALK | Hammond enclosure, NEMA 4/4X/12/13, 12 x 10 x 5in (HxWxD), wall mount, 5052-H32 aluminum, natural finish, lift-off cover, aluminum clamps. | Stock | 291
EJ12105AL | Hammond Eclipse Junior series enclosure, NEMA 3R/4/4X/12/13, 12 x 10 x 5in (HxWxD), wall mount, 5052-H32 aluminum, natural finish, single-door, 1/4-turn semi-flush 316 stainless steel latch. | Stock | 300
BN4121005AL | Wiegmann enclosure, NEMA 4/4X/12/13, 12 x 10 x 5in (HxWxD), wall mount, 5052-H32 aluminum, No. 3 intermediate polished finish, lift-off cover, stainless steel clamps. | Stock | 281
BN4121005CHAL | Wiegmann enclosure, NEMA 4/4X/12/13, 12 x 10 x 5in (HxWxD), wall mount, 5052-H32 aluminum, No. 3 intermediate polished finish, single-door, stainless steel clamps. | Stock | 295
BN4121005SS | Wiegmann enclosure, NEMA 4/4X/12/13, 12 x 10 x 5in (HxWxD), wall mount, 304 stainless steel, No. 3 intermediate polished finish, lift-off cover, stainless steel clamps. | Stock | 364
EJ12105SS | Hammond Eclipse Junior series enclosure, NEMA 3R/4/4X/12/13, 12 x 10 x 5in (HxWxD), wall mount, 304 stainless steel, #4 brush finish, single-door, 1/4-turn semi-flush 316 stainless steel latch. | Stock | 392
1414N4SSK | Hammond enclosure, NEMA 3R/4/4X/12/13, 12 x 10 x 5in (HxWxD), wall mount, 304 stainless steel, #4 brush finish, lift-off cover, stainless steel clamps. | Stock | 402
1414N4PHSSK | Hammond enclosure, NEMA 3R/4/4X/12/13, 12 x 10 x 5in (HxWxD), wall mount, 304 stainless steel, #4 brush finish, single-door, stainless steel clamps. | Stock | 422
EJ12105S16 | Hammond Eclipse Junior series enclosure, NEMA 3R/4/4X/12/13, 12 x 10 x 5in (HxWxD), wall mount, 316 stainless steel, #4 brush finish, single-door, 1/4-turn semi-flush 316 stainless steel latch. | Stock | 494
1414N4PHS16K | Hammond enclosure, NEMA 3R/4/4X/12/13, 12 x 10 x 5in (HxWxD), wall mount, 316 stainless steel, #4 brush finish, single-door, stainless steel clamps. | Stock | 535
SCE-12N1006LP | Saginaw enclosure, NEMA 1, 12 x 10 x 6in (HxWxD), wall mount, carbon steel, ANSI 61 gray, powder coat finish, single-door, 1/4-turn semi-flush latch. | Stock | 86
SCE-12N1006NKLP | Saginaw enclosure, NEMA 1, 12 x 10 x 6in (HxWxD), wall mount, with knockouts, carbon steel, ANSI 61 gray, powder coat finish, single-door, 1/4-turn semi-flush latch. | Stock | 95
N1C101206 | Wiegmann enclosure, NEMA 1, 12 x 10 x 6in (HxWxD), wall mount, carbon steel, ANSI 61 gray, powder coat finish, single-door, 1/4-turn flush-mounted latch. | Stock | 107
C3R12106HCR | Hammond enclosure, NEMA 3R, 12 x 10 x 6in (HxWxD), wall mount, with knockouts, galvanized steel, ANSI 61 gray, powder coat finish, single-door, quick-release latch, padlock hasp and staple. | Stock | 112
RHC101206 | Wiegmann enclosure, NEMA 1/3R, 12 x 10 x 6in (HxWxD), wall mount, with knockouts, carbon steel, ANSI 61 gray, powder coat finish, single-door, quick-release latch, padlock hasp and staple. | Stock | 110
N1J12106 | Hammond enclosure, NEMA 1, 12 x 10 x 6in (HxWxD), wall mount, carbon steel, ANSI 61 gray, powder coat finish, single-door, 1/4-turn flush-mounted latch. | Stock | 123
SCE-1210ELJ | Saginaw Enviroline Junction series enclosure, NEMA 3R/4/12/13, 12 x 10 x 6in (HxWxD), wall mount, carbon steel, ANSI 61 gray, powder coat finish, single-door, 1/4-turn semi-flush latch. | Stock | 101
SCE-1210ELJLG | Saginaw Enviroline Junction series enclosure, NEMA 3R/4/12/13, 12 x 10 x 6in (HxWxD), wall mount, carbon steel, RAL 7035 light gray, powder coat finish, single-door, 1/4-turn semi-flush latch. | Stock | 101
DS121006HW | Stahlin Diamond Shield series enclosure, NEMA 1/3/3S/4X/12/13, 12 x 10 x 6in (HxWxD), wall mount, fiberglass reinforced polyester, gray, crowned hinged screw cover. | Stock | 176
WA121006GIE | Wiegmann enclosure, NEMA 12/13, 12 x 10 x 6in (HxWxD), wall mount, carbon steel, ANSI 61 gray, powder coat finish, hinged screw cover. | Stock | 128
AH12106HW | AttaBox Heartland series enclosure, NEMA 1/3R/4/4X/6P/12, 12 x 10 x 6in (HxWxD), wall mount, polycarbonate, Pantone 7541 C light gray, hinged screw cover, molded hasp. | Stock | 162
AH12106 | AttaBox Heartland series enclosure, NEMA 1/3R/4/4X/12, 12 x 10 x 6in (HxWxD), wall mount, polycarbonate, Pantone 7541 C light gray, single-door, polycarbonate quick-release latch, molded hasp. | Stock | 163
SCE-12106CHNF | Saginaw enclosure, NEMA 3R/4/12/13, 12 x 10 x 6in (HxWxD), wall mount, carbon steel, ANSI 61 gray, powder coat finish, single-door, stainless steel clamps. | Stock | 121
H12106SF-P10 | Integra Premium series enclosure, NEMA 1/2/3/3R/3S/4/4X/6/6P/12/13, 12 x 10 x 6in (HxWxD), wall mount, polycarbonate, light gray, gloss finish, screw cover. | Stock | 119
DS121006HPL | Stahlin Diamond Shield series enclosure, NEMA 1/3/3S/4X/12/13, 12 x 10 x 6in (HxWxD), wall mount, fiberglass reinforced polyester, gray, crowned single-door, quick-release latch, padlock hasp and staple. | Stock | 198
BN4121006CHQT | Wiegmann Ultimate Mini-Max series enclosure, NEMA 4/12, 12 x 10 x 6in (HxWxD), wall mount, carbon steel, ANSI 61 gray, powder coat finish, single-door, 1/4-turn semi-flush oil-tight latch. | Stock | 141
AH12106SS | AttaBox Heartland series enclosure, NEMA 1/3R/4/4X/12, 12 x 10 x 6in (HxWxD), wall mount, polycarbonate, Pantone 7541 C light gray, single-door, stainless steel quick-release latch, molded hasp. | Stock | 176
AHF12106 | AttaBox Heartland series enclosure, NEMA 1/3R/4/4X/12, 12 x 10 x 6in (HxWxD), wall mount, polycarbonate, Pantone 7541 C light gray, single-door, polycarbonate quick-release latch, molded hasp, integral mounting flange. | Stock | 183
DS121006W | Stahlin Diamond Shield series enclosure, NEMA 1/3/3S/4X/12/13, 12 x 10 x 6in (HxWxD), wall mount, fiberglass reinforced polyester, gray, crowned screw cover. | Stock | 207
AH12106C | AttaBox Heartland series enclosure, NEMA 1/3R/4/4X/12, 12 x 10 x 6in (HxWxD), wall mount, polycarbonate, Pantone 7541 C light gray, smoked polycarbonate single-door, polycarbonate quick-release latch, molded hasp. | Stock | 182
H12106HF-6P-P10 | Integra Premium series enclosure, NEMA 1/2/3/3R/3S/4/4X/6/6P/12/13, 12 x 10 x 6in (HxWxD), wall mount, polycarbonate, light gray, gloss finish, hinged screw cover. | Stock | 130
AH12106CSS | AttaBox Heartland series enclosure, NEMA 1/3R/4/4X/12, 12 x 10 x 6in (HxWxD), wall mount, polycarbonate, Pantone 7541 C light gray, smoked polycarbonate single-door, stainless steel quick-release latch, molded hasp. | Stock | 196
H12106SCF-P10 | Integra Premium series enclosure, NEMA 1/2/3/3R/3S/4/4X/6/6P/12/13, 12 x 10 x 6in (HxWxD), wall mount, polycarbonate, light gray, gloss finish, clear polycarbonate screw cover. | Stock | 138
DSCC121006HPL | Stahlin Diamond Shield series enclosure, NEMA 1/3/3S/4X/12/13, 12 x 10 x 6in (HxWxD), wall mount, fiberglass reinforced polyester, gray, clear polycarbonate single-door, quick-release latch, padlock hasp and staple. | Stock | 236
H12106HCF-6P-P10 | Integra Premium series enclosure, NEMA 1/2/3/3R/3S/4/4X/6/6P/12/13, 12 x 10 x 6in (HxWxD), wall mount, polycarbonate, light gray, gloss finish, clear polycarbonate hinged screw cover. | Stock | 150
RJ1210HW | Stahlin RJ series enclosure, NEMA 1/3R/4X/6P/12, 12 x 10 x 6in (HxWxD), wall mount, fiberglass reinforced polyester, gray, raised hinged screw cover, integral mounting flange. | Stock | 240
H12106HFNL-P10 | Integra Premium series enclosure, NEMA 1/2/3/3R/3S/4/4X/12/13, 12 x 10 x 6in (HxWxD), wall mount, polycarbonate, light gray, gloss finish, single-door, glass-filled nylon quick-release latch, padlock hasp and staple. | Stock | 139
AHF12106C | AttaBox Heartland series enclosure, NEMA 1/3R/4/4X/12, 12 x 10 x 6in (HxWxD), wall mount, polycarbonate, Pantone 7541 C light gray, smoked polycarbonate single-door, polycarbonate quick-release latch, molded hasp, integral mounting flange. | Stock | 202
DS121006HLL | Stahlin Diamond Shield series enclosure, NEMA 1/3/3S/4X/12/13, 12 x 10 x 6in (HxWxD), wall mount, fiberglass reinforced polyester, gray, crowned single-door, twist-lock latch, padlock hasp and staple. | Stock | 255
SCE-1210ELJW | Saginaw Enviroline Junction series enclosure, NEMA 3R/4/12/13, 12 x 10 x 6in (HxWxD), wall mount, carbon steel, ANSI 61 gray, powder coat finish, single-door, 1/4-turn semi-flush latch, polycarbonate window. | Stock | 162
RJ1210HPL | Stahlin RJ series enclosure, NEMA 1/3R/4X/6P/12, 12 x 10 x 6in (HxWxD), wall mount, fiberglass reinforced polyester, gray, raised single-door, quick-release latch, padlock hasp and staple, integral mounting flange. | Stock | 267
H12106HCFNL-P10 | Integra Premium series enclosure, NEMA 1/2/3/3R/3S/4/4X/12/13, 12 x 10 x 6in (HxWxD), wall mount, polycarbonate, light gray, gloss finish, clear polycarbonate single-door, glass-filled nylon quick-release latch, padlock hasp and staple. | Stock | 155
AHWD12106 | AttaBox Heartland series enclosure, with shelf, NEMA 1/3R/4/4X/12, 12 x 10 x 6in (HxWxD), wall mount, polycarbonate, Pantone 7541 C light gray, single-door, polycarbonate quick-release latch, molded hasp. | Stock | 218
RJ1210HLL | Stahlin RJ series enclosure, NEMA 1/3R/4X/6P/12, 12 x 10 x 6in (HxWxD), wall mount, fiberglass reinforced polyester, gray, raised single-door, twist-lock latch, integral mounting flange. | Stock | 275
EN4SD12106GY | Hammond Eclipse series enclosure, NEMA 3R/4/12, 12 x 10 x 6in (HxWxD), wall mount, carbon steel, ANSI 61 gray, powder coat finish, single-door, 1/4-turn semi-flush latch. | Stock | 261
EN4SD12106LG | Hammond Eclipse series enclosure, NEMA 3R/4/12, 12 x 10 x 6in (HxWxD), wall mount, carbon steel, RAL 7035 light gray, powder coat finish, single-door, 1/4-turn semi-flush latch. | Stock | 261
DSW121006HPL | Stahlin Diamond Shield series enclosure, NEMA 1/3/3S/4X/12/13, 12 x 10 x 6in (HxWxD), wall mount, fiberglass reinforced polyester, gray, crowned single-door, quick-release latch, padlock hasp and staple, SAR acrylic window. | Stock | 391
RJW1210HPL | Stahlin RJW series enclosure, NEMA 1/3R/4X/6P/12, 12 x 10 x 6in (HxWxD), wall mount, fiberglass reinforced polyester, gray, raised single-door, quick-release latch, padlock hasp and staple, integral mounting flange, SAR acrylic window. | Stock | 443
EJ12106AL | Hammond Eclipse Junior series enclosure, NEMA 3R/4/4X/12/13, 12 x 10 x 6in (HxWxD), wall mount, 5052-H32 aluminum, natural finish, single-door, 1/4-turn semi-flush 316 stainless steel latch. | Stock | 321
SCE-1210ELJSS | Saginaw Enviroline Junction series enclosure, NEMA 3R/4/4X/12/13, 12 x 10 x 6in (HxWxD), wall mount, 304 stainless steel, #4 brush finish, single-door, 1/4-turn semi-flush latch. | Stock | 313
SCE-1210ELJSS6 | Saginaw Enviroline Junction series enclosure, NEMA 3R/4/4X/12/13, 12 x 10 x 6in (HxWxD), wall mount, 316L stainless steel, #4 brush finish, single-door, 1/4-turn semi-flush latch. | Stock | 390
EJ12106SS | Hammond Eclipse Junior series enclosure, NEMA 3R/4/4X/12/13, 12 x 10 x 6in (HxWxD), wall mount, 304 stainless steel, #4 brush finish, single-door, 1/4-turn semi-flush 316 stainless steel latch. | Stock | 407
BN4121006CHSS | Wiegmann enclosure, NEMA 4/4X/12/13, 12 x 10 x 6in (HxWxD), wall mount, 304 stainless steel, No. 3 intermediate polished finish, single-door, stainless steel clamps. | Stock | 385
1414N4PHSSK6 | Hammond enclosure, NEMA 3R/4/4X/12/13, 12 x 10 x 6in (HxWxD), wall mount, 304 stainless steel, #4 brush finish, single-door, stainless steel clamps. | Stock | 423
SCE-12106CHNFSS | Saginaw enclosure, NEMA 3R/4/4X/12/13, 12 x 10 x 6in (HxWxD), wall mount, 304 stainless steel, #4 brush finish, single-door, stainless steel clamps. | Stock | 391
SCE-1210ELJWSS | Saginaw Enviroline Junction series enclosure, NEMA 3R/4/4X/12/13, 12 x 10 x 6in (HxWxD), wall mount, 304 stainless steel, #4 brush finish, single-door, 1/4-turn semi-flush latch, polycarbonate window. | Stock | 398
BN4121006CHQTSS | Wiegmann Ultimate Mini-Max series enclosure, NEMA 4/4X/12, 12 x 10 x 6in (HxWxD), wall mount, 304 stainless steel, No. 3 intermediate polished finish, single-door, 1/4-turn semi-flush oil-tight latch. | Stock | 411
SCE-12106CHNFSS6 | Saginaw enclosure, NEMA 3R/4/4X/12/13, 12 x 10 x 6in (HxWxD), wall mount, 316L stainless steel, #4 brush finish, single-door, stainless steel clamps. | Stock | 452
EJ12106S16 | Hammond Eclipse Junior series enclosure, NEMA 3R/4/4X/12/13, 12 x 10 x 6in (HxWxD), wall mount, 316 stainless steel, #4 brush finish, single-door, 1/4-turn semi-flush 316 stainless steel latch. | Stock | 513
SCE-1210ELJWSS6 | Saginaw Enviroline Junction series enclosure, NEMA 3R/4/4X/12/13, 12 x 10 x 6in (HxWxD), wall mount, 316L stainless steel, #4 brush finish, single-door, 1/4-turn semi-flush latch, polycarbonate window. | Stock | 495
1414N4PHS16K6 | Hammond enclosure, NEMA 3R/4/4X/12/13, 12 x 10 x 6in (HxWxD), wall mount, 316 stainless steel, #4 brush finish, single-door, stainless steel clamps. | Stock | 537
SCE-1210ELJSSST | Saginaw Enviroline Junction series enclosure, slope top, NEMA 3R/4/4X/12/13, 12 x 10 x 6in (HxWxD), wall mount, 304 stainless steel, #4 brush finish, single-door, 1/4-turn semi-flush latch. | Stock | 667
SCE-12108ELJ | Saginaw Enviroline Junction series enclosure, NEMA 3R/4/12/13, 12 x 10 x 8in (HxWxD), wall mount, carbon steel, ANSI 61 gray, powder coat finish, single-door, 1/4-turn semi-flush latch. | Stock | 115
SCE-12108ELJLG | Saginaw Enviroline Junction series enclosure, NEMA 3R/4/12/13, 12 x 10 x 8in (HxWxD), wall mount, carbon steel, RAL 7035 light gray, powder coat finish, single-door, 1/4-turn semi-flush latch. | Stock | 115
SCE-12108CHNF | Saginaw enclosure, NEMA 3R/4/12/13, 12 x 10 x 8in (HxWxD), wall mount, carbon steel, ANSI 61 gray, powder coat finish, single-door, stainless steel clamps. | Stock | 130
HJ12108HLP | Hammond enclosure, NEMA 3R/4/12/13, 12 x 10 x 8in (HxWxD), wall mount, carbon steel, ANSI 61 gray, powder coat finish, single-door, stainless steel clamps. | Stock | 163
B121008CH | Wiegmann enclosure, NEMA 12/13, 12 x 10 x 8in (HxWxD), wall mount, carbon steel, ANSI 61 gray, powder coat finish, single-door, plated steel clamps. | Stock | 167
EJ12108 | Hammond Eclipse Junior series enclosure, NEMA 3R/4/12/13, 12 x 10 x 8in (HxWxD), wall mount, carbon steel, ANSI 61 gray, powder coat finish, single-door, 1/4-turn semi-flush latch. | Stock | 184
EJ12108LG | Hammond Eclipse Junior series enclosure, NEMA 3R/4/12/13, 12 x 10 x 8in (HxWxD), wall mount, carbon steel, RAL 7035 light gray, powder coat finish, single-door, 1/4-turn semi-flush latch. | Stock | 184
BN4121008CHQT | Wiegmann Ultimate Mini-Max series enclosure, NEMA 4/12, 12 x 10 x 8in (HxWxD), wall mount, carbon steel, ANSI 61 gray, powder coat finish, single-door, 1/4-turn semi-flush oil-tight latch. | Stock | 174
SCE-12108ELJW | Saginaw Enviroline Junction series enclosure, NEMA 3R/4/12/13, 12 x 10 x 8in (HxWxD), wall mount, carbon steel, ANSI 61 gray, powder coat finish, single-door, 1/4-turn semi-flush latch, polycarbonate window. | Stock | 176
EJ12108AL | Hammond Eclipse Junior series enclosure, NEMA 3R/4/4X/12/13, 12 x 10 x 8in (HxWxD), wall mount, 5052-H32 aluminum, natural finish, single-door, 1/4-turn semi-flush 316 stainless steel latch. | Stock | 350
SCE-12108ELJSS | Saginaw Enviroline Junction series enclosure, NEMA 3R/4/4X/12/13, 12 x 10 x 8in (HxWxD), wall mount, 304 stainless steel, #4 brush finish, single-door, 1/4-turn semi-flush latch. | Stock | 336
SCE-12108ELJSS6 | Saginaw Enviroline Junction series enclosure, NEMA 3R/4/4X/12/13, 12 x 10 x 8in (HxWxD), wall mount, 316L stainless steel, #4 brush finish, single-door, 1/4-turn semi-flush latch. | Stock | 418
SCE-12108ELJWSS | Saginaw Enviroline Junction series enclosure, NEMA 3R/4/4X/12/13, 12 x 10 x 8in (HxWxD), wall mount, 304 stainless steel, #4 brush finish, single-door, 1/4-turn semi-flush latch, polycarbonate window. | Stock | 411
EJ12108SS | Hammond Eclipse Junior series enclosure, NEMA 3R/4/4X/12/13, 12 x 10 x 8in (HxWxD), wall mount, 304 stainless steel, #4 brush finish, single-door, 1/4-turn semi-flush 316 stainless steel latch. | Stock | 448
SCE-12108CHNFSS | Saginaw enclosure, NEMA 3R/4/4X/12/13, 12 x 10 x 8in (HxWxD), wall mount, 304 stainless steel, #4 brush finish, single-door, stainless steel clamps. | Stock | 417
BN4121008CHQTSS | Wiegmann Ultimate Mini-Max series enclosure, NEMA 4/4X/12, 12 x 10 x 8in (HxWxD), wall mount, 304 stainless steel, No. 3 intermediate polished finish, single-door, 1/4-turn semi-flush oil-tight latch. | Stock | 466
SCE-12108ELJWSS6 | Saginaw Enviroline Junction series enclosure, NEMA 3R/4/4X/12/13, 12 x 10 x 8in (HxWxD), wall mount, 316L stainless steel, #4 brush finish, single-door, 1/4-turn semi-flush latch, polycarbonate window. | Stock | 512
SCE-12108CHNFSS6 | Saginaw enclosure, NEMA 3R/4/4X/12/13, 12 x 10 x 8in (HxWxD), wall mount, 316L stainless steel, #4 brush finish, single-door, stainless steel clamps. | Stock | 519
EJ12108S16 | Hammond Eclipse Junior series enclosure, NEMA 3R/4/4X/12/13, 12 x 10 x 8in (HxWxD), wall mount, 316 stainless steel, #4 brush finish, single-door, 1/4-turn semi-flush 316 stainless steel latch. | Stock | 565
SCE-12108ELJSSST | Saginaw Enviroline Junction series enclosure, slope top, NEMA 3R/4/4X/12/13, 12 x 10 x 8in (HxWxD), wall mount, 304 stainless steel, #4 brush finish, single-door, 1/4-turn semi-flush latch. | Stock | 715
SCE-121010SC | Saginaw enclosure, NEMA 3R/4/12/13, 12 x 10 x 10in (HxWxD), wall mount, carbon steel, ANSI 61 gray, powder coat finish, screw cover. | Stock | 165
BN4121010CHQT | Wiegmann Ultimate Mini-Max series enclosure, NEMA 4/12, 12 x 10 x 10in (HxWxD), wall mount, carbon steel, ANSI 61 gray, powder coat finish, single-door, 1/4-turn semi-flush oil-tight latch. | Stock | 207
J121010SSH | Stahlin FatBoy series enclosure, NEMA 1/3/4X/12, 12 x 10 x 10in (HxWxD), wall mount, fiberglass reinforced polyester, gray, clamshell single-door, twist-lock latch, padlock hasp and staple, integral mounting flange. | Stock | 387
BN4121010CHQTSS | Wiegmann Ultimate Mini-Max series enclosure, NEMA 4/4X/12, 12 x 10 x 10in (HxWxD), wall mount, 304 stainless steel, No. 3 intermediate polished finish, single-door, 1/4-turn semi-flush oil-tight latch. | Stock | 502
SCE-12N1204LP | Saginaw enclosure, NEMA 1, 12 x 12 x 4in (HxWxD), wall mount, carbon steel, ANSI 61 gray, powder coat finish, single-door, 1/4-turn semi-flush latch. | Stock | 84
N1C121204 | Wiegmann enclosure, NEMA 1, 12 x 12 x 4in (HxWxD), wall mount, carbon steel, ANSI 61 gray, powder coat finish, single-door, 1/4-turn flush-mounted latch. | Stock | 103
N1J12124 | Hammond enclosure, NEMA 1, 12 x 12 x 4in (HxWxD), wall mount, carbon steel, ANSI 61 gray, powder coat finish, single-door, 1/4-turn flush-mounted latch. | Stock | 122
EJ12124 | Hammond Eclipse Junior series enclosure, NEMA 3R/4/12/13, 12 x 12 x 4in (HxWxD), wall mount, carbon steel, ANSI 61 gray, powder coat finish, single-door, 1/4-turn semi-flush latch. | Stock | 160
EJ12124LG | Hammond Eclipse Junior series enclosure, NEMA 3R/4/12/13, 12 x 12 x 4in (HxWxD), wall mount, carbon steel, RAL 7035 light gray, powder coat finish, single-door, 1/4-turn semi-flush latch. | Stock | 160
EJ12124AL | Hammond Eclipse Junior series enclosure, NEMA 3R/4/4X/12/13, 12 x 12 x 4in (HxWxD), wall mount, 5052-H32 aluminum, natural finish, single-door, 1/4-turn semi-flush 316 stainless steel latch. | Stock | 334
EJ12124SS | Hammond Eclipse Junior series enclosure, NEMA 3R/4/4X/12/13, 12 x 12 x 4in (HxWxD), wall mount, 304 stainless steel, #4 brush finish, single-door, 1/4-turn semi-flush 316 stainless steel latch. | Stock | 413
EJ12124S16 | Hammond Eclipse Junior series enclosure, NEMA 3R/4/4X/12/13, 12 x 12 x 4in (HxWxD), wall mount, 316 stainless steel, #4 brush finish, single-door, 1/4-turn semi-flush 316 stainless steel latch. | Stock | 509
SCE-12N1206LP | Saginaw enclosure, NEMA 1, 12 x 12 x 6in (HxWxD), wall mount, carbon steel, ANSI 61 gray, powder coat finish, single-door, 1/4-turn semi-flush latch. | Stock | 95
SCE-12R1206LP | Saginaw enclosure, NEMA 3R, 12 x 12 x 6in (HxWxD), wall mount, carbon steel, ANSI 61 gray, powder coat finish, single-door, 1/4-turn padlocking wing handle. | Stock | 115
N1C121206 | Wiegmann enclosure, NEMA 1, 12 x 12 x 6in (HxWxD), wall mount, carbon steel, ANSI 61 gray, powder coat finish, single-door, 1/4-turn flush-mounted latch. | Stock | 117
C3R12126HCR | Hammond enclosure, NEMA 3R, 12 x 12 x 6in (HxWxD), wall mount, with knockouts, galvanized steel, ANSI 61 gray, powder coat finish, single-door, quick-release latch, padlock hasp and staple. | Stock | 123
RHC121206 | Wiegmann enclosure, NEMA 1/3R, 12 x 12 x 6in (HxWxD), wall mount, with knockouts, carbon steel, ANSI 61 gray, powder coat finish, single-door, quick-release latch, padlock hasp and staple. | Stock | 121
N1J12126 | Hammond enclosure, NEMA 1, 12 x 12 x 6in (HxWxD), wall mount, carbon steel, ANSI 61 gray, powder coat finish, single-door, 1/4-turn flush-mounted latch. | Stock | 137
SCE-1212ELJ | Saginaw Enviroline Junction series enclosure, NEMA 3R/4/12/13, 12 x 12 x 6in (HxWxD), wall mount, carbon steel, ANSI 61 gray, powder coat finish, single-door, 1/4-turn semi-flush latch. | Stock | 118
SCE-1212ELJLG | Saginaw Enviroline Junction series enclosure, NEMA 3R/4/12/13, 12 x 12 x 6in (HxWxD), wall mount, carbon steel, RAL 7035 light gray, powder coat finish, single-door, 1/4-turn semi-flush latch. | Stock | 118
WA121206GIE | Wiegmann enclosure, NEMA 12/13, 12 x 12 x 6in (HxWxD), wall mount, carbon steel, ANSI 61 gray, powder coat finish, hinged screw cover. | Stock | 145
HJ12126HLP | Hammond enclosure, NEMA 3R/4/12/13, 12 x 12 x 6in (HxWxD), wall mount, carbon steel, ANSI 61 gray, powder coat finish, single-door, stainless steel clamps. | Stock | 156
SCE-1212SC | Saginaw enclosure, NEMA 3R/4/12/13, 12 x 12 x 6in (HxWxD), wall mount, carbon steel, ANSI 61 gray, powder coat finish, screw cover. | Stock | 127
SCE-1212CHNF | Saginaw enclosure, NEMA 3R/4/12/13, 12 x 12 x 6in (HxWxD), wall mount, carbon steel, ANSI 61 gray, powder coat finish, single-door, stainless steel clamps. | Stock | 133
BN4121206CHQT | Wiegmann Ultimate Mini-Max series enclosure, NEMA 4/12, 12 x 12 x 6in (HxWxD), wall mount, carbon steel, ANSI 61 gray, powder coat finish, single-door, 1/4-turn semi-flush oil-tight latch. | Stock | 151
EJ12126 | Hammond Eclipse Junior series enclosure, NEMA 3R/4/12/13, 12 x 12 x 6in (HxWxD), wall mount, carbon steel, ANSI 61 gray, powder coat finish, single-door, 1/4-turn semi-flush latch. | Stock | 163
EJ12126LG | Hammond Eclipse Junior series enclosure, NEMA 3R/4/12/13, 12 x 12 x 6in (HxWxD), wall mount, carbon steel, RAL 7035 light gray, powder coat finish, single-door, 1/4-turn semi-flush latch. | Stock | 163
B121206 | Wiegmann enclosure, NEMA 12/13, 12 x 12 x 6in (HxWxD), wall mount, carbon steel, ANSI 61 gray, powder coat finish, lift-off cover, plated steel clamps. | Stock | 157
BN4121206CH | Wiegmann enclosure, NEMA 4/12/13, 12 x 12 x 6in (HxWxD), wall mount, carbon steel, ANSI 61 gray, powder coat finish, single-door, stainless steel clamps. | Stock | 158
B121206CH | Wiegmann enclosure, NEMA 12/13, 12 x 12 x 6in (HxWxD), wall mount, carbon steel, ANSI 61 gray, powder coat finish, single-door, plated steel clamps. | Stock | 160
B121206SC | Wiegmann enclosure, NEMA 12/13, 12 x 12 x 6in (HxWxD), wall mount, carbon steel, ANSI 61 gray, powder coat finish, screw cover. | Stock | 166
SCE-12EL1206LP | Saginaw Enviroline series enclosure, NEMA 3R/4/12/13, 12 x 12 x 6in (HxWxD), wall mount, carbon steel, ANSI 61 gray, powder coat finish, single-door, 1/4-turn semi-flush latch. | Stock | 234
SCE-12EL1206LPLG | Saginaw Enviroline series enclosure, NEMA 3R/4/12/13, 12 x 12 x 6in (HxWxD), wall mount, carbon steel, RAL 7035 light gray, powder coat finish, single-door, 1/4-turn semi-flush latch. | Stock | 234
EN4SD12126GY | Hammond Eclipse series enclosure, NEMA 3R/4/12, 12 x 12 x 6in (HxWxD), wall mount, carbon steel, ANSI 61 gray, powder coat finish, single-door, 1/4-turn semi-flush latch. | Stock | 267
EN4SD12126LG | Hammond Eclipse series enclosure, NEMA 3R/4/12, 12 x 12 x 6in (HxWxD), wall mount, carbon steel, RAL 7035 light gray, powder coat finish, single-door, 1/4-turn semi-flush latch. | Stock | 267
N412121206C | Wiegmann Ultimate series enclosure, NEMA 4/12/13, 12 x 12 x 6in (HxWxD), wall mount, carbon steel, ANSI 61 gray, powder coat finish, single-door, 1/4-turn semi-flush oil-tight latch. | Stock | 246
N412121206CLG | Wiegmann Ultimate series enclosure, NEMA 4/12/13, 12 x 12 x 6in (HxWxD), wall mount, carbon steel, RAL 7035 light gray, powder coat finish, single-door, 1/4-turn semi-flush oil-tight latch. | Stock | 246
N412121206CGP | Wiegmann Ultimate series enclosure, NEMA 3R/4/12/13, 12 x 12 x 6in (HxWxD), wall mount, bottom gland plate, carbon steel, ANSI 61 gray, powder coat finish, single-door, 1/4-turn semi-flush oil-tight latch. | Stock | 470
N412121206CST | Wiegmann Ultimate series enclosure, slope top, NEMA 4/12/13, 12 x 12 x 6in (HxWxD), wall mount, carbon steel, ANSI 61 gray, powder coat finish, single-door, 1/4-turn semi-flush oil-tight latch. | Stock | 282
ST12126LG | Hammond Eclipse series enclosure, slope top, NEMA 3R/4/12, 12 x 12 x 6in (HxWxD), wall mount, carbon steel, RAL 7035 light gray, powder coat finish, single-door, 1/4-turn semi-flush latch. | Stock | 346
EJ12126AL | Hammond Eclipse Junior series enclosure, NEMA 3R/4/4X/12/13, 12 x 12 x 6in (HxWxD), wall mount, 5052-H32 aluminum, natural finish, single-door, 1/4-turn semi-flush 316 stainless steel latch. | Stock | 347
N4121212061PTC | Wiegmann Ultimate series enclosure, NEMA 4/12/13, 12 x 12 x 6in (HxWxD), wall mount, carbon steel, ANSI 61 gray, powder coat finish, single-door, 1-point keylocking/padlocking combo handle, handle hasp. | Stock | 361
N412121206WC | Wiegmann Ultimate series enclosure, NEMA 4/12/13, 12 x 12 x 6in (HxWxD), wall mount, carbon steel, ANSI 61 gray, powder coat finish, single-door, 1/4-turn semi-flush oil-tight latch, polycarbonate window. | Stock | 388
SCE-1212ELJSS | Saginaw Enviroline Junction series enclosure, NEMA 3R/4/4X/12/13, 12 x 12 x 6in (HxWxD), wall mount, 304 stainless steel, #4 brush finish, single-door, 1/4-turn semi-flush latch. | Stock | 338
SCE-1212ELJSS6 | Saginaw Enviroline Junction series enclosure, NEMA 3R/4/4X/12/13, 12 x 12 x 6in (HxWxD), wall mount, 316L stainless steel, #4 brush finish, single-door, 1/4-turn semi-flush latch. | Stock | 421
EJ12126SS | Hammond Eclipse Junior series enclosure, NEMA 3R/4/4X/12/13, 12 x 12 x 6in (HxWxD), wall mount, 304 stainless steel, #4 brush finish, single-door, 1/4-turn semi-flush 316 stainless steel latch. | Stock | 444
BN4121206CHSS | Wiegmann enclosure, NEMA 4/4X/12/13, 12 x 12 x 6in (HxWxD), wall mount, 304 stainless steel, No. 3 intermediate polished finish, single-door, stainless steel clamps. | Stock | 424
SCE-1212CHNFSS | Saginaw enclosure, NEMA 3R/4/4X/12/13, 12 x 12 x 6in (HxWxD), wall mount, 304 stainless steel, #4 brush finish, single-door, stainless steel clamps. | Stock | 419
1414N4PHSSL6 | Hammond enclosure, NEMA 3R/4/4X/12/13, 12 x 12 x 6in (HxWxD), wall mount, 304 stainless steel, #4 brush finish, single-door, stainless steel clamps. | Stock | 466
BN4121206CHQTSS | Wiegmann Ultimate Mini-Max series enclosure, NEMA 4/4X/12, 12 x 12 x 6in (HxWxD), wall mount, 304 stainless steel, No. 3 intermediate polished finish, single-door, 1/4-turn semi-flush oil-tight latch. | Stock | 446
SCE-1212CHNFSS6 | Saginaw enclosure, NEMA 3R/4/4X/12/13, 12 x 12 x 6in (HxWxD), wall mount, 316L stainless steel, #4 brush finish, single-door, stainless steel clamps. | Stock | 498
SCE-12EL1206SSLP | Saginaw Enviroline series enclosure, NEMA 3R/4/4X/12/13, 12 x 12 x 6in (HxWxD), wall mount, 304 stainless steel, #4 brush finish, single-door, 1/4-turn semi-flush latch. | Stock | 515
EN4SD12126SS | Hammond Eclipse series enclosure, NEMA 3R/4/4X/12/13, 12 x 12 x 6in (HxWxD), wall mount, 304 stainless steel, #4 brush finish, single-door, 1/4-turn semi-flush 316 stainless steel latch. | Stock | 558
EJ12126S16 | Hammond Eclipse Junior series enclosure, NEMA 3R/4/4X/12/13, 12 x 12 x 6in (HxWxD), wall mount, 316 stainless steel, #4 brush finish, single-door, 1/4-turn semi-flush 316 stainless steel latch. | Stock | 560
N412121206SSC | Wiegmann Ultimate series enclosure, NEMA 4/4X/12/13, 12 x 12 x 6in (HxWxD), wall mount, 304 stainless steel, No. 3 intermediate polished finish, single-door, 1/4-turn semi-flush oil-tight latch. | Stock | 466
1414N4PHS16L6 | Hammond enclosure, NEMA 3R/4/4X/12/13, 12 x 12 x 6in (HxWxD), wall mount, 316 stainless steel, #4 brush finish, single-door, stainless steel clamps. | Stock | 592
SCE-12EL1206SS6LP | Saginaw Enviroline series enclosure, NEMA 3R/4/4X/12/13, 12 x 12 x 6in (HxWxD), wall mount, 316L stainless steel, #4 brush finish, single-door, 1/4-turn semi-flush latch. | Stock | 635
SCE-1212ELJSSST | Saginaw Enviroline Junction series enclosure, slope top, NEMA 3R/4/4X/12/13, 12 x 12 x 6in (HxWxD), wall mount, 304 stainless steel, #4 brush finish, single-door, 1/4-turn semi-flush latch. | Stock | 721
EN4SD12126S16 | Hammond Eclipse series enclosure, NEMA 3R/4/4X/12/13, 12 x 12 x 6in (HxWxD), wall mount, 316 stainless steel, #4 brush finish, single-door, 1/4-turn semi-flush 316 stainless steel latch. | Stock | 784
EN4SD12126WSS | Hammond Eclipse series enclosure, NEMA 3R/4/4X/12/13, 12 x 12 x 6in (HxWxD), wall mount, 304 stainless steel, #4 brush finish, single-door, 1/4-turn semi-flush 316 stainless steel latch, polycarbonate window. | Stock | 792
N412121206SS1PTC | Wiegmann Ultimate series enclosure, NEMA 4X/12/13, 12 x 12 x 6in (HxWxD), wall mount, 304 stainless steel, No. 3 intermediate polished finish, single-door, 1-point 316L padlocking handle, handle hasp. | Stock | 722
N412121206WSSC | Wiegmann Ultimate series enclosure, NEMA 4/4X/12/13, 12 x 12 x 6in (HxWxD), wall mount, 304 stainless steel, No. 3 intermediate polished finish, single-door, 1/4-turn semi-flush oil-tight latch, polycarbonate window. | Stock | 798
SCE-12N1208LP | Saginaw enclosure, NEMA 1, 12 x 12 x 8in (HxWxD), wall mount, carbon steel, ANSI 61 gray, powder coat finish, single-door, 1/4-turn semi-flush latch. | Stock | 106
SCE-12N1208NKLP | Saginaw enclosure, NEMA 1, 12 x 12 x 8in (HxWxD), wall mount, with knockouts, carbon steel, ANSI 61 gray, powder coat finish, single-door, 1/4-turn semi-flush latch. | Stock | 116
SCE-12R1208LP | Saginaw enclosure, NEMA 3R, 12 x 12 x 8in (HxWxD), wall mount, carbon steel, ANSI 61 gray, powder coat finish, single-door, 1/4-turn padlocking wing handle. | Stock | 121
N1C121208 | Wiegmann enclosure, NEMA 1, 12 x 12 x 8in (HxWxD), wall mount, carbon steel, ANSI 61 gray, powder coat finish, single-door, 1/4-turn flush-mounted latch. | Stock | 131
N1J12128 | Hammond enclosure, NEMA 1, 12 x 12 x 8in (HxWxD), wall mount, carbon steel, ANSI 61 gray, powder coat finish, single-door, 1/4-turn flush-mounted latch. | Stock | 152
BN4121208CHQT | Wiegmann Ultimate Mini-Max series enclosure, NEMA 4/12, 12 x 12 x 8in (HxWxD), wall mount, carbon steel, ANSI 61 gray, powder coat finish, single-door, 1/4-turn semi-flush oil-tight latch. | Stock | 191
N412121208WC | Wiegmann Ultimate series enclosure, NEMA 4/12/13, 12 x 12 x 8in (HxWxD), wall mount, carbon steel, ANSI 61 gray, powder coat finish, single-door, 1/4-turn semi-flush oil-tight latch, polycarbonate window. | Stock | 414
BN4121208CHQTSS | Wiegmann Ultimate Mini-Max series enclosure, NEMA 4/4X/12, 12 x 12 x 8in (HxWxD), wall mount, 304 stainless steel, No. 3 intermediate polished finish, single-door, 1/4-turn semi-flush oil-tight latch. | Stock | 481
N412121208WSSC | Wiegmann Ultimate series enclosure, NEMA 4/4X/12/13, 12 x 12 x 8in (HxWxD), wall mount, 304 stainless steel, No. 3 intermediate polished finish, single-door, 1/4-turn semi-flush oil-tight latch, polycarbonate window. | Stock | 852
BN4121210CHQT | Wiegmann Ultimate Mini-Max series enclosure, NEMA 4/12, 12 x 12 x 10in (HxWxD), wall mount, carbon steel, ANSI 61 gray, powder coat finish, single-door, 1/4-turn semi-flush oil-tight latch. | Stock | 217
C3R121210HCR | Hammond enclosure, NEMA 3R, 12 x 12 x 10in (HxWxD), wall mount, with knockouts, galvanized steel, ANSI 61 gray, powder coat finish, single-door, quick-release latch, padlock hasp and staple. | Stock | 246
BN4121210CHQTSS | Wiegmann Ultimate Mini-Max series enclosure, NEMA 4/4X/12, 12 x 12 x 10in (HxWxD), wall mount, 304 stainless steel, No. 3 intermediate polished finish, single-door, 1/4-turn semi-flush oil-tight latch. | Stock | 516
HJ12146HLP | Hammond enclosure, NEMA 3R/4/12/13, 12 x 14 x 6in (HxWxD), wall mount, carbon steel, ANSI 61 gray, powder coat finish, single-door, stainless steel clamps. | Stock | 167
B141206CHS | Wiegmann enclosure, NEMA 12/13, 12 x 14 x 6in (HxWxD), wall mount, carbon steel, ANSI 61 gray, powder coat finish, single-door, plated steel clamps. | Stock | 172
SCE-1412CHSNF | Saginaw enclosure, NEMA 3R/4/12/13, 12 x 14 x 6in (HxWxD), wall mount, carbon steel, ANSI 61 gray, powder coat finish, single-door, stainless steel clamps. | Stock | 156
EJ12146 | Hammond Eclipse Junior series enclosure, NEMA 3R/4/12/13, 12 x 14 x 6in (HxWxD), wall mount, carbon steel, ANSI 61 gray, powder coat finish, single-door, 1/4-turn semi-flush latch. | Stock | 194
EJ12146LG | Hammond Eclipse Junior series enclosure, NEMA 3R/4/12/13, 12 x 14 x 6in (HxWxD), wall mount, carbon steel, RAL 7035 light gray, powder coat finish, single-door, 1/4-turn semi-flush latch. | Stock | 194
EN4SD12246GY | Hammond Eclipse series enclosure, NEMA 3R/4/12, 12 x 24 x 6in (HxWxD), wall mount, carbon steel, ANSI 61 gray, powder coat finish, single-door, 1/4-turn semi-flush latch. | Stock | 273
EN4SD12246LG | Hammond Eclipse series enclosure, NEMA 3R/4/12, 12 x 24 x 6in (HxWxD), wall mount, carbon steel, RAL 7035 light gray, powder coat finish, single-door, 1/4-turn semi-flush latch. | Stock | 273
SCE-12EL2406LP | Saginaw Enviroline series enclosure, NEMA 3R/4/12/13, 12 x 24 x 6in (HxWxD), wall mount, carbon steel, ANSI 61 gray, powder coat finish, single-door, 1/4-turn semi-flush latch. | Stock | 280
SCE-12EL2406LPLG | Saginaw Enviroline series enclosure, NEMA 3R/4/12/13, 12 x 24 x 6in (HxWxD), wall mount, carbon steel, RAL 7035 light gray, powder coat finish, single-door, 1/4-turn semi-flush latch. | Stock | 280
SCE-12H2406LP | Saginaw enclosure, NEMA 3R/4/12/13, 12 x 24 x 6in (HxWxD), wall mount, carbon steel, ANSI 61 gray, powder coat finish, single-door, plated steel clamps, padlock hasp and staple. | Stock | 317
N12122406 | Wiegmann enclosure, NEMA 12/13, 12 x 24 x 6in (HxWxD), wall mount, carbon steel, ANSI 61 gray, powder coat finish, single-door, plated steel clamps, padlock hasp and staple. | Stock | 392
1418A6 | Hammond enclosure, NEMA 12/13, 12 x 24 x 6in (HxWxD), wall mount, carbon steel, ANSI 61 gray, powder coat finish, single-door, stainless steel clamps, padlock hasp and staple. | Stock | 474
SCE-12EL2406SSLP | Saginaw Enviroline series enclosure, NEMA 3R/4/4X/12/13, 12 x 24 x 6in (HxWxD), wall mount, 304 stainless steel, #4 brush finish, single-door, 1/4-turn semi-flush latch. | Stock | 684
SCE-12EL2406SS6LP | Saginaw Enviroline series enclosure, NEMA 3R/4/4X/12/13, 12 x 24 x 6in (HxWxD), wall mount, 316L stainless steel, #4 brush finish, single-door, 1/4-turn semi-flush latch. | Stock | 844
EN4SD12248GY | Hammond Eclipse series enclosure, NEMA 3R/4/12, 12 x 24 x 8in (HxWxD), wall mount, carbon steel, ANSI 61 gray, powder coat finish, single-door, 1/4-turn semi-flush latch. | Stock | 282
EN4SD12248LG | Hammond Eclipse series enclosure, NEMA 3R/4/12, 12 x 24 x 8in (HxWxD), wall mount, carbon steel, RAL 7035 light gray, powder coat finish, single-door, 1/4-turn semi-flush latch. | Stock | 282
SCE-12EL2408LP | Saginaw Enviroline series enclosure, NEMA 3R/4/12/13, 12 x 24 x 8in (HxWxD), wall mount, carbon steel, ANSI 61 gray, powder coat finish, single-door, 1/4-turn semi-flush latch. | Stock | 305
SCE-12EL2408LPLG | Saginaw Enviroline series enclosure, NEMA 3R/4/12/13, 12 x 24 x 8in (HxWxD), wall mount, carbon steel, RAL 7035 light gray, powder coat finish, single-door, 1/4-turn semi-flush latch. | Stock | 305
SCE-12H2408LP | Saginaw enclosure, NEMA 3R/4/12/13, 12 x 24 x 8in (HxWxD), wall mount, carbon steel, ANSI 61 gray, powder coat finish, single-door, plated steel clamps, padlock hasp and staple. | Stock | 337
N12122408 | Wiegmann enclosure, NEMA 12/13, 12 x 24 x 8in (HxWxD), wall mount, carbon steel, ANSI 61 gray, powder coat finish, single-door, plated steel clamps, padlock hasp and staple. | Stock | 414
1418A8 | Hammond enclosure, NEMA 12/13, 12 x 24 x 8in (HxWxD), wall mount, carbon steel, ANSI 61 gray, powder coat finish, single-door, stainless steel clamps, padlock hasp and staple. | Stock | 496
CL1311W | Stahlin Classic series enclosure, NEMA 1/3/3S/3R/4X/12, 13 x 11 x 6in (HxWxD), wall mount, fiberglass reinforced polyester, gray, crowned screw cover. | Stock | 352
CL1311HW | Stahlin Classic series enclosure, NEMA 1/3/3S/3R/4X/12, 13 x 11 x 6in (HxWxD), wall mount, fiberglass reinforced polyester, gray, crowned hinged screw cover. | Stock | 378
CL1311HPL | Stahlin Classic series enclosure, NEMA 1/3/3S/3R/4X/12, 13 x 11 x 6in (HxWxD), wall mount, fiberglass reinforced polyester, gray, crowned single-door, quick-release latch, padlock hasp and staple. | Stock | 423
CL1311HLL | Stahlin Classic series enclosure, NEMA 1/3/3S/3R/4X/12, 13 x 11 x 6in (HxWxD), wall mount, fiberglass reinforced polyester, gray, crowned single-door, twist-lock latch. | Stock | 433
CL1311HL | Stahlin Classic series enclosure, NEMA 1/3/3S/3R/4X/12, 13 x 11 x 6in (HxWxD), wall mount, fiberglass reinforced polyester, gray, crowned single-door, 1/4-turn flush-mount latch. | Stock | 498
SCE-14086CHNF | Saginaw enclosure, NEMA 3R/4/12/13, 14 x 8 x 6in (HxWxD), wall mount, carbon steel, ANSI 61 gray, powder coat finish, single-door, stainless steel clamps. | Stock | 115
HJ1486HLP | Hammond enclosure, NEMA 3R/4/12/13, 14 x 8 x 6in (HxWxD), wall mount, carbon steel, ANSI 61 gray, powder coat finish, single-door, stainless steel clamps. | Stock | 143
B140806CH | Wiegmann enclosure, NEMA 12/13, 14 x 8 x 6in (HxWxD), wall mount, carbon steel, ANSI 61 gray, powder coat finish, single-door, plated steel clamps. | Stock | 147
EJ1486 | Hammond Eclipse Junior series enclosure, NEMA 3R/4/12/13, 14 x 8 x 6in (HxWxD), wall mount, carbon steel, ANSI 61 gray, powder coat finish, single-door, 1/4-turn semi-flush latch. | Stock | 179
EJ1486LG | Hammond Eclipse Junior series enclosure, NEMA 3R/4/12/13, 14 x 8 x 6in (HxWxD), wall mount, carbon steel, RAL 7035 light gray, powder coat finish, single-door, 1/4-turn semi-flush latch. | Stock | 179
SCE-14N1204LP | Saginaw enclosure, NEMA 1, 14 x 12 x 4in (HxWxD), wall mount, carbon steel, ANSI 61 gray, powder coat finish, single-door, 1/4-turn semi-flush latch. | Stock | 91
SCE-14N1204NKLP | Saginaw enclosure, NEMA 1, 14 x 12 x 4in (HxWxD), wall mount, with knockouts, carbon steel, ANSI 61 gray, powder coat finish, single-door, 1/4-turn semi-flush latch. | Stock | 100
N1C121404 | Wiegmann enclosure, NEMA 1, 14 x 12 x 4in (HxWxD), wall mount, carbon steel, ANSI 61 gray, powder coat finish, single-door, 1/4-turn flush-mounted latch. | Stock | 111
N1J14124 | Hammond enclosure, NEMA 1, 14 x 12 x 4in (HxWxD), wall mount, carbon steel, ANSI 61 gray, powder coat finish, single-door, 1/4-turn flush-mounted latch. | Stock | 134
AH14124 | AttaBox Heartland SL series enclosure, NEMA 1/3R/4/4X/12, 14 x 12 x 4in (HxWxD), wall mount, polycarbonate, Pantone 7541 C light gray, single-door, polycarbonate quick-release latch, molded hasp. | Stock | 182
AH14124C | AttaBox Heartland SL series enclosure, NEMA 1/3R/4/4X/12, 14 x 12 x 4in (HxWxD), wall mount, polycarbonate, Pantone 7541 C light gray, smoked polycarbonate single-door, polycarbonate quick-release latch, molded hasp. | Stock | 192
AH14124SS | AttaBox Heartland SL series enclosure, NEMA 1/3R/4/4X/12, 14 x 12 x 4in (HxWxD), wall mount, polycarbonate, Pantone 7541 C light gray, single-door, stainless steel quick-release latch, molded hasp. | Stock | 197
AH14124CSS | AttaBox Heartland SL series enclosure, NEMA 1/3R/4/4X/12, 14 x 12 x 4in (HxWxD), wall mount, polycarbonate, Pantone 7541 C light gray, smoked polycarbonate single-door, stainless steel quick-release latch, molded hasp. | Stock | 206
SCE-14N1206LP | Saginaw enclosure, NEMA 1, 14 x 12 x 6in (HxWxD), wall mount, carbon steel, ANSI 61 gray, powder coat finish, single-door, 1/4-turn semi-flush latch. | Stock | 103
SCE-14N1206NKLP | Saginaw enclosure, NEMA 1, 14 x 12 x 6in (HxWxD), wall mount, with knockouts, carbon steel, ANSI 61 gray, powder coat finish, single-door, 1/4-turn semi-flush latch. | Stock | 113
J1412W | Stahlin J series enclosure, NEMA 1/3R/4X/6P/12, 14 x 12 x 6in (HxWxD), wall mount, fiberglass reinforced polyester, gray, screw cover, integral mounting flange. | Stock | 177
N1C121406 | Wiegmann enclosure, NEMA 1, 14 x 12 x 6in (HxWxD), wall mount, carbon steel, ANSI 61 gray, powder coat finish, single-door, 1/4-turn flush-mounted latch. | Stock | 127
J1412HW | Stahlin J series enclosure, NEMA 1/3R/4X/6P/12, 14 x 12 x 6in (HxWxD), wall mount, fiberglass reinforced polyester, gray, hinged screw cover, integral mounting flange. | Stock | 188
N1J14126 | Hammond enclosure, NEMA 1, 14 x 12 x 6in (HxWxD), wall mount, carbon steel, ANSI 61 gray, powder coat finish, single-door, 1/4-turn flush-mounted latch. | Stock | 150
DS141206HW | Stahlin Diamond Shield series enclosure, NEMA 1/3/3S/4X/12/13, 14 x 12 x 6in (HxWxD), wall mount, fiberglass reinforced polyester, gray, crowned hinged screw cover. | Stock | 204
SCE-1412ELJ | Saginaw Enviroline Junction series enclosure, NEMA 3R/4/12/13, 14 x 12 x 6in (HxWxD), wall mount, carbon steel, ANSI 61 gray, powder coat finish, single-door, 1/4-turn semi-flush latch. | Stock | 130
SCE-1412ELJLG | Saginaw Enviroline Junction series enclosure, NEMA 3R/4/12/13, 14 x 12 x 6in (HxWxD), wall mount, carbon steel, RAL 7035 light gray, powder coat finish, single-door, 1/4-turn semi-flush latch. | Stock | 130
WA141206GIE | Wiegmann enclosure, NEMA 12/13, 14 x 12 x 6in (HxWxD), wall mount, carbon steel, ANSI 61 gray, powder coat finish, hinged screw cover. | Stock | 157
AH14126 | AttaBox Heartland series enclosure, NEMA 1/3R/4/4X/12, 14 x 12 x 6in (HxWxD), wall mount, polycarbonate, Pantone 7541 C light gray, single-door, polycarbonate quick-release latch, molded hasp. | Stock | 192
AH14126HW | AttaBox Heartland series enclosure, NEMA 1/3R/4/4X/6P/12, 15 x 13 x 6in (HxWxD), wall mount, polycarbonate, Pantone 7541 C light gray, hinged screw cover, molded hasp. | Stock | 190
HJ14126HLP | Hammond enclosure, NEMA 3R/4/12/13, 14 x 12 x 6in (HxWxD), wall mount, carbon steel, ANSI 61 gray, powder coat finish, single-door, stainless steel clamps. | Stock | 168
SCE-1412SC | Saginaw enclosure, NEMA 3R/4/12/13, 14 x 12 x 6in (HxWxD), wall mount, carbon steel, ANSI 61 gray, powder coat finish, screw cover. | Stock | 139
AH14126C | AttaBox Heartland series enclosure, NEMA 1/3R/4/4X/12, 14 x 12 x 6in (HxWxD), wall mount, polycarbonate, Pantone 7541 C light gray, smoked polycarbonate single-door, polycarbonate quick-release latch, molded hasp. | Stock | 201
J1412HPL | Stahlin J series enclosure, NEMA 1/3R/4X/6P/12, 14 x 12 x 6in (HxWxD), wall mount, fiberglass reinforced polyester, gray, single-door, quick-release latch, padlock hasp and staple, integral mounting flange. | Stock | 229
AH14126SS | AttaBox Heartland series enclosure, NEMA 1/3R/4/4X/12, 14 x 12 x 6in (HxWxD), wall mount, polycarbonate, Pantone 7541 C light gray, single-door, stainless steel quick-release latch, molded hasp. | Stock | 206
HJ14126LP | Hammond enclosure, NEMA 3R/4/12/13, 14 x 12 x 6in (HxWxD), wall mount, carbon steel, ANSI 61 gray, powder coat finish, lift-off cover, stainless steel clamps. | Stock | 178
H141206SF-P10 | Integra Premium series enclosure, NEMA 1/2/3/3R/3S/4/4X/5/6/6P/12/13, 14 x 12 x 6in (HxWxD), wall mount, polycarbonate, gray, gloss finish, screw cover. | Stock | 135
BN4141206 | Wiegmann enclosure, NEMA 4/12/13, 14 x 12 x 6in (HxWxD), wall mount, carbon steel, ANSI 61 gray, powder coat finish, lift-off cover, stainless steel clamps. | Stock | 170
SCE-1412CHNF | Saginaw enclosure, NEMA 3R/4/12/13, 14 x 12 x 6in (HxWxD), wall mount, carbon steel, ANSI 61 gray, powder coat finish, single-door, stainless steel clamps. | Stock | 148
B141206CH | Wiegmann enclosure, NEMA 12/13, 14 x 12 x 6in (HxWxD), wall mount, carbon steel, ANSI 61 gray, powder coat finish, single-door, plated steel clamps. | Stock | 177
DS141206W | Stahlin Diamond Shield series enclosure, NEMA 1/3/3S/4X/12/13, 14 x 12 x 6in (HxWxD), wall mount, fiberglass reinforced polyester, gray, crowned screw cover. | Stock | 242
AHF14126 | AttaBox Heartland series enclosure, NEMA 1/3R/4/4X/12, 14 x 12 x 6in (HxWxD), wall mount, polycarbonate, Pantone 7541 C light gray, single-door, polycarbonate quick-release latch, molded hasp, integral mounting flange. | Stock | 216
AH14126CSS | AttaBox Heartland series enclosure, NEMA 1/3R/4/4X/12, 14 x 12 x 6in (HxWxD), wall mount, polycarbonate, Pantone 7541 C light gray, smoked polycarbonate single-door, stainless steel quick-release latch, molded hasp. | Stock | 216
B141206 | Wiegmann enclosure, NEMA 12/13, 14 x 12 x 6in (HxWxD), wall mount, carbon steel, ANSI 61 gray, powder coat finish, lift-off cover, plated steel clamps. | Stock | 178
H141206HF-6P-P10 | Integra Premium series enclosure, NEMA 1/2/3/3R/3S/4/4X/5/6/6P/12/13, 14 x 12 x 6in (HxWxD), wall mount, polycarbonate, gray, gloss finish, hinged screw cover. | Stock | 144
DS141206HPL | Stahlin Diamond Shield series enclosure, NEMA 1/3/3S/4X/12/13, 14 x 12 x 6in (HxWxD), wall mount, fiberglass reinforced polyester, gray, crowned single-door, quick-release latch, padlock hasp and staple. | Stock | 250
H141206SCF-P10 | Integra Premium series enclosure, NEMA 1/2/3/3R/3S/4/4X/5/6/6P/12/13, 14 x 12 x 6in (HxWxD), wall mount, polycarbonate, gray, gloss finish, clear polycarbonate screw cover. | Stock | 149
EJ14126 | Hammond Eclipse Junior series enclosure, NEMA 3R/4/12/13, 14 x 12 x 6in (HxWxD), wall mount, carbon steel, ANSI 61 gray, powder coat finish, single-door, 1/4-turn semi-flush latch. | Stock | 194
EJ14126LG | Hammond Eclipse Junior series enclosure, NEMA 3R/4/12/13, 14 x 12 x 6in (HxWxD), wall mount, carbon steel, RAL 7035 light gray, powder coat finish, single-door, 1/4-turn semi-flush latch. | Stock | 194
BN4141206CHQT | Wiegmann Ultimate Mini-Max series enclosure, NEMA 4/12, 14 x 12 x 6in (HxWxD), wall mount, carbon steel, ANSI 61 gray, powder coat finish, single-door, 1/4-turn semi-flush oil-tight latch. | Stock | 180
B141206SC | Wiegmann enclosure, NEMA 12/13, 14 x 12 x 6in (HxWxD), wall mount, carbon steel, ANSI 61 gray, powder coat finish, screw cover. | Stock | 185
1414SCM6 | Hammond enclosure, NEMA 12/13, 14 x 12 x 6in (HxWxD), wall mount, carbon steel, ANSI 61 gray, powder coat finish, screw cover. | Stock | 193
B141206CHQR | Wiegmann enclosure, NEMA 12/13, 14 x 12 x 6in (HxWxD), wall mount, carbon steel, ANSI 61 gray, powder coat finish, single-door, quick-release latch. | Stock | 187
BN4141206CH | Wiegmann enclosure, NEMA 4/12/13, 14 x 12 x 6in (HxWxD), wall mount, carbon steel, ANSI 61 gray, powder coat finish, single-door, stainless steel clamps. | Stock | 189
H141206HCF-6P-P10 | Integra Premium series enclosure, NEMA 1/2/3/3R/3S/4/4X/5/6/6P/12/13, 14 x 12 x 6in (HxWxD), wall mount, polycarbonate, gray, gloss finish, clear polycarbonate hinged screw cover. | Stock | 160
H141206HFNL-P10 | Integra Premium series enclosure, NEMA 1/2/3/3R/3S/4/4X/5/12/13, 14 x 12 x 6in (HxWxD), wall mount, polycarbonate, gray, gloss finish, single-door, glass-filled nylon quick-release latch, padlock hasp and staple. | Stock | 163
J1412HLL | Stahlin J series enclosure, NEMA 1/3R/4X/6P/12, 14 x 12 x 6in (HxWxD), wall mount, fiberglass reinforced polyester, gray, single-door, twist-lock latch, integral mounting flange. | Stock | 304
H141206HCFNL-P10 | Integra Premium series enclosure, NEMA 1/2/3/3R/3S/4/4X/5/12/13, 14 x 12 x 6in (HxWxD), wall mount, polycarbonate, gray, gloss finish, clear polycarbonate single-door, glass-filled nylon quick-release latch, padlock hasp and staple. | Stock | 178
AHF14126C | AttaBox Heartland series enclosure, NEMA 1/3R/4/4X/12, 14 x 12 x 6in (HxWxD), wall mount, polycarbonate, Pantone 7541 C light gray, smoked polycarbonate single-door, polycarbonate quick-release latch, molded hasp, integral mounting flange. | Stock | 225
AHWD14126 | AttaBox Heartland series enclosure, with shelf, NEMA 1/3R/4/4X/12, 14 x 12 x 6in (HxWxD), wall mount, polycarbonate, Pantone 7541 C light gray, single-door, polycarbonate quick-release latch, molded hasp. | Stock | 251
DSCC141206HPL | Stahlin Diamond Shield series enclosure, NEMA 1/3/3S/4X/12/13, 14 x 12 x 6in (HxWxD), wall mount, fiberglass reinforced polyester, gray, clear polycarbonate single-door, quick-release latch, padlock hasp and staple. | Stock | 325
WH-J1412HPL | Stahlin J series enclosure, NEMA 1/3R/4X/6P/12, 14 x 12 x 6in (HxWxD), wall mount, fiberglass reinforced polyester, white, single-door, quick-release latch, padlock hasp and staple, integral mounting flange. | Stock | 331
JW1412HPL | Stahlin JW series enclosure, NEMA 1/3R/4X/6P/12, 14 x 12 x 6in (HxWxD), wall mount, fiberglass reinforced polyester, gray, single-door, quick-release latch, padlock hasp and staple, integral mounting flange, SAR acrylic window. | Stock | 373
JW1412HLL | Stahlin JW series enclosure, NEMA 1/3R/4X/6P/12, 14 x 12 x 6in (HxWxD), wall mount, fiberglass reinforced polyester, gray, single-door, twist-lock latch, integral mounting flange, SAR acrylic window. | Stock | 380
1414N4ALM6 | Hammond enclosure, NEMA 4/4X/12/13, 14 x 12 x 6in (HxWxD), wall mount, 5052-H32 aluminum, natural finish, lift-off cover, aluminum clamps. | Stock | 354
EJ14126AL | Hammond Eclipse Junior series enclosure, NEMA 3R/4/4X/12/13, 14 x 12 x 6in (HxWxD), wall mount, 5052-H32 aluminum, natural finish, single-door, 1/4-turn semi-flush 316 stainless steel latch. | Stock | 360
DSW141206HPL | Stahlin Diamond Shield series enclosure, NEMA 1/3/3S/4X/12/13, 14 x 12 x 6in (HxWxD), wall mount, fiberglass reinforced polyester, gray, crowned single-door, quick-release latch, padlock hasp and staple, SAR acrylic window. | Stock | 539
BN4141206CHAL | Wiegmann enclosure, NEMA 4/4X/12/13, 14 x 12 x 6in (HxWxD), wall mount, 5052-H32 aluminum, No. 3 intermediate polished finish, single-door, stainless steel clamps. | Stock | 339
BN4141206AL | Wiegmann enclosure, NEMA 4/4X/12/13, 14 x 12 x 6in (HxWxD), wall mount, 5052-H32 aluminum, No. 3 intermediate polished finish, lift-off cover, stainless steel clamps. | Stock | 342
SCE-1412ELJSS | Saginaw Enviroline Junction series enclosure, NEMA 3R/4/4X/12/13, 14 x 12 x 6in (HxWxD), wall mount, 304 stainless steel, #4 brush finish, single-door, 1/4-turn semi-flush latch. | Stock | 360
SCE-1412ELJSS6 | Saginaw Enviroline Junction series enclosure, NEMA 3R/4/4X/12/13, 14 x 12 x 6in (HxWxD), wall mount, 316L stainless steel, #4 brush finish, single-door, 1/4-turn semi-flush latch. | Stock | 448
SCE-1412CHNFSS | Saginaw enclosure, NEMA 3R/4/4X/12/13, 14 x 12 x 6in (HxWxD), wall mount, 304 stainless steel, #4 brush finish, single-door, stainless steel clamps. | Stock | 443
EJ14126SS | Hammond Eclipse Junior series enclosure, NEMA 3R/4/4X/12/13, 14 x 12 x 6in (HxWxD), wall mount, 304 stainless steel, #4 brush finish, single-door, 1/4-turn semi-flush 316 stainless steel latch. | Stock | 486
BN4141206SS | Wiegmann enclosure, NEMA 4/4X/12/13, 14 x 12 x 6in (HxWxD), wall mount, 304 stainless steel, No. 3 intermediate polished finish, lift-off cover, stainless steel clamps. | Stock | 458
BN4141206CHQTSS | Wiegmann Ultimate Mini-Max series enclosure, NEMA 4/4X/12, 14 x 12 x 6in (HxWxD), wall mount, 304 stainless steel, No. 3 intermediate polished finish, single-door, 1/4-turn semi-flush oil-tight latch. | Stock | 467
1414N4SSM6 | Hammond enclosure, NEMA 3R/4/4X/12/13, 14 x 12 x 6in (HxWxD), wall mount, 304 stainless steel, #4 brush finish, lift-off cover, stainless steel clamps. | Stock | 504
BN4141206CHSS | Wiegmann enclosure, NEMA 4/4X/12/13, 14 x 12 x 6in (HxWxD), wall mount, 304 stainless steel, No. 3 intermediate polished finish, single-door, stainless steel clamps. | Stock | 478
1414N4PHSSM6 | Hammond enclosure, NEMA 3R/4/4X/12/13, 14 x 12 x 6in (HxWxD), wall mount, 304 stainless steel, #4 brush finish, single-door, stainless steel clamps. | Stock | 526
SCE-1412CHNFSS6 | Saginaw enclosure, NEMA 3R/4/4X/12/13, 14 x 12 x 6in (HxWxD), wall mount, 316L stainless steel, #4 brush finish, single-door, stainless steel clamps. | Stock | 545
EJ14126S16 | Hammond Eclipse Junior series enclosure, NEMA 3R/4/4X/12/13, 14 x 12 x 6in (HxWxD), wall mount, 316 stainless steel, #4 brush finish, single-door, 1/4-turn semi-flush 316 stainless steel latch. | Stock | 612
1414N4PHS16M6 | Hammond enclosure, NEMA 3R/4/4X/12/13, 14 x 12 x 6in (HxWxD), wall mount, 316 stainless steel, #4 brush finish, single-door, stainless steel clamps. | Stock | 650
RJ1412HW | Stahlin RJ series enclosure, NEMA 1/3R/4X/6P/12, 14 x 12 x 7in (HxWxD), wall mount, fiberglass reinforced polyester, gray, raised hinged screw cover, integral mounting flange. | Stock | 267
RJ1412HPL | Stahlin RJ series enclosure, NEMA 1/3R/4X/6P/12, 14 x 12 x 7in (HxWxD), wall mount, fiberglass reinforced polyester, gray, raised single-door, quick-release latch, padlock hasp and staple, integral mounting flange. | Stock | 332
RJ1412HLL | Stahlin RJ series enclosure, NEMA 1/3R/4X/6P/12, 14 x 12 x 7in (HxWxD), wall mount, fiberglass reinforced polyester, gray, raised single-door, twist-lock latch, integral mounting flange. | Stock | 342
RJW1412HLL | Stahlin RJW series enclosure, NEMA 1/3R/4X/6P/12, 14 x 12 x 7in (HxWxD), wall mount, fiberglass reinforced polyester, gray, raised single-door, twist-lock latch, integral mounting flange, SAR acrylic window. | Stock | 599
RJW1412HPL | Stahlin RJW series enclosure, NEMA 1/3R/4X/6P/12, 14 x 12 x 7in (HxWxD), wall mount, fiberglass reinforced polyester, gray, raised single-door, quick-release latch, padlock hasp and staple, integral mounting flange, SAR acrylic window. | Stock | 611
SCE-14N1208LP | Saginaw enclosure, NEMA 1, 14 x 12 x 8in (HxWxD), wall mount, carbon steel, ANSI 61 gray, powder coat finish, single-door, 1/4-turn semi-flush latch. | Stock | 115
SCE-14N1208NKLP | Saginaw enclosure, NEMA 1, 14 x 12 x 8in (HxWxD), wall mount, with knockouts, carbon steel, ANSI 61 gray, powder coat finish, single-door, 1/4-turn semi-flush latch. | Stock | 126
N1C121408 | Wiegmann enclosure, NEMA 1, 14 x 12 x 8in (HxWxD), wall mount, carbon steel, ANSI 61 gray, powder coat finish, single-door, 1/4-turn flush-mounted latch. | Stock | 142
N1J14128 | Hammond enclosure, NEMA 1, 14 x 12 x 8in (HxWxD), wall mount, carbon steel, ANSI 61 gray, powder coat finish, single-door, 1/4-turn flush-mounted latch. | Stock | 165
DS141208HW | Stahlin Diamond Shield series enclosure, NEMA 1/3/3S/4X/12/13, 14 x 12 x 8in (HxWxD), wall mount, fiberglass reinforced polyester, gray, crowned hinged screw cover. | Stock | 219
SCE-14128ELJ | Saginaw Enviroline Junction series enclosure, NEMA 3R/4/12/13, 14 x 12 x 8in (HxWxD), wall mount, carbon steel, ANSI 61 gray, powder coat finish, single-door, 1/4-turn semi-flush latch. | Stock | 139
SCE-14128ELJLG | Saginaw Enviroline Junction series enclosure, NEMA 3R/4/12/13, 14 x 12 x 8in (HxWxD), wall mount, carbon steel, RAL 7035 light gray, powder coat finish, single-door, 1/4-turn semi-flush latch. | Stock | 139
SCE-14128CHNF | Saginaw enclosure, NEMA 3R/4/12/13, 14 x 12 x 8in (HxWxD), wall mount, carbon steel, ANSI 61 gray, powder coat finish, single-door, stainless steel clamps. | Stock | 157
HJ14128HLP | Hammond enclosure, NEMA 3R/4/12/13, 14 x 12 x 8in (HxWxD), wall mount, carbon steel, ANSI 61 gray, powder coat finish, single-door, stainless steel clamps. | Stock | 191
DS141208W | Stahlin Diamond Shield series enclosure, NEMA 1/3/3S/4X/12/13, 14 x 12 x 8in (HxWxD), wall mount, fiberglass reinforced polyester, gray, crowned screw cover. | Stock | 257
DS141208HPL | Stahlin Diamond Shield series enclosure, NEMA 1/3/3S/4X/12/13, 14 x 12 x 8in (HxWxD), wall mount, fiberglass reinforced polyester, gray, crowned single-door, quick-release latch, padlock hasp and staple. | Stock | 272
B141208CH | Wiegmann enclosure, NEMA 12/13, 14 x 12 x 8in (HxWxD), wall mount, carbon steel, ANSI 61 gray, powder coat finish, single-door, plated steel clamps. | Stock | 200
EJ14128 | Hammond Eclipse Junior series enclosure, NEMA 3R/4/12/13, 14 x 12 x 8in (HxWxD), wall mount, carbon steel, ANSI 61 gray, powder coat finish, single-door, 1/4-turn semi-flush latch. | Stock | 222
EJ14128LG | Hammond Eclipse Junior series enclosure, NEMA 3R/4/12/13, 14 x 12 x 8in (HxWxD), wall mount, carbon steel, RAL 7035 light gray, powder coat finish, single-door, 1/4-turn semi-flush latch. | Stock | 222
BN4141208CHQT | Wiegmann Ultimate Mini-Max series enclosure, NEMA 4/12, 14 x 12 x 8in (HxWxD), wall mount, carbon steel, ANSI 61 gray, powder coat finish, single-door, 1/4-turn semi-flush oil-tight latch. | Stock | 209
HJ14128LP | Hammond enclosure, NEMA 3R/4/12/13, 14 x 12 x 8in (HxWxD), wall mount, carbon steel, ANSI 61 gray, powder coat finish, lift-off cover, stainless steel clamps. | Stock | 212
DS141208HLL | Stahlin Diamond Shield series enclosure, NEMA 1/3/3S/4X/12/13, 14 x 12 x 8in (HxWxD), wall mount, fiberglass reinforced polyester, gray, crowned single-door, twist-lock latch, padlock hasp and staple. | Stock | 352
1414SCM8 | Hammond enclosure, NEMA 12/13, 14 x 12 x 8in (HxWxD), wall mount, carbon steel, ANSI 61 gray, powder coat finish, screw cover. | Stock | 273
EJ14128AL | Hammond Eclipse Junior series enclosure, NEMA 3R/4/4X/12/13, 14 x 12 x 8in (HxWxD), wall mount, 5052-H32 aluminum, natural finish, single-door, 1/4-turn semi-flush 316 stainless steel latch. | Stock | 406
1414N4ALM8 | Hammond enclosure, NEMA 4/4X/12/13, 14 x 12 x 8in (HxWxD), wall mount, 5052-H32 aluminum, natural finish, lift-off cover, aluminum clamps. | Stock | 402
SCE-14128ELJSS | Saginaw Enviroline Junction series enclosure, NEMA 3R/4/4X/12/13, 14 x 12 x 8in (HxWxD), wall mount, 304 stainless steel, #4 brush finish, single-door, 1/4-turn semi-flush latch. | Stock | 381
DSW141208HPL | Stahlin Diamond Shield series enclosure, NEMA 1/3/3S/4X/12/13, 14 x 12 x 8in (HxWxD), wall mount, fiberglass reinforced polyester, gray, crowned single-door, quick-release latch, padlock hasp and staple, SAR acrylic window. | Stock | 709
SCE-14128ELJSS6 | Saginaw Enviroline Junction series enclosure, NEMA 3R/4/4X/12/13, 14 x 12 x 8in (HxWxD), wall mount, 316L stainless steel, #4 brush finish, single-door, 1/4-turn semi-flush latch. | Stock | 475
BN4141208CHQTSS | Wiegmann Ultimate Mini-Max series enclosure, NEMA 4/4X/12, 14 x 12 x 8in (HxWxD), wall mount, 304 stainless steel, No. 3 intermediate polished finish, single-door, 1/4-turn semi-flush oil-tight latch. | Stock | 507
EJ14128SS | Hammond Eclipse Junior series enclosure, NEMA 3R/4/4X/12/13, 14 x 12 x 8in (HxWxD), wall mount, 304 stainless steel, #4 brush finish, single-door, 1/4-turn semi-flush 316 stainless steel latch. | Stock | 527
1414N4PHSSM8 | Hammond enclosure, NEMA 3R/4/4X/12/13, 14 x 12 x 8in (HxWxD), wall mount, 304 stainless steel, #4 brush finish, single-door, stainless steel clamps. | Stock | 550
1414N4PHS16M8 | Hammond enclosure, NEMA 3R/4/4X/12/13, 14 x 12 x 8in (HxWxD), wall mount, 316 stainless steel, #4 brush finish, single-door, stainless steel clamps. | Stock | 664
EJ14128S16 | Hammond Eclipse Junior series enclosure, NEMA 3R/4/4X/12/13, 14 x 12 x 8in (HxWxD), wall mount, 316 stainless steel, #4 brush finish, single-door, 1/4-turn semi-flush 316 stainless steel latch. | Stock | 663
SCE-14128ELJSSST | Saginaw Enviroline Junction series enclosure, slope top, NEMA 3R/4/4X/12/13, 14 x 12 x 8in (HxWxD), wall mount, 304 stainless steel, #4 brush finish, single-door, 1/4-turn semi-flush latch. | Stock | 813
J141212SSH | Stahlin FatBoy series enclosure, NEMA 1/3/4X/12, 14 x 12 x 12in (HxWxD), wall mount, fiberglass reinforced polyester, gray, clamshell single-door, twist-lock latch, padlock hasp and staple, integral mounting flange. | Stock | 504
HJ14166HLP | Hammond enclosure, NEMA 3R/4/12/13, 14 x 16 x 6in (HxWxD), wall mount, carbon steel, ANSI 61 gray, powder coat finish, single-door, stainless steel clamps. | Stock | 195
B161406CHS | Wiegmann enclosure, NEMA 12/13, 14 x 16 x 6in (HxWxD), wall mount, carbon steel, ANSI 61 gray, powder coat finish, single-door, plated steel clamps. | Stock | 203
SCE-1614CHSNF | Saginaw enclosure, NEMA 3R/4/12/13, 14 x 16 x 6in (HxWxD), wall mount, carbon steel, ANSI 61 gray, powder coat finish, single-door, stainless steel clamps. | Stock | 182
EJ14166 | Hammond Eclipse Junior series enclosure, NEMA 3R/4/12/13, 14 x 16 x 6in (HxWxD), wall mount, carbon steel, ANSI 61 gray, powder coat finish, single-door, 1/4-turn semi-flush latch. | Stock | 231
EJ14166LG | Hammond Eclipse Junior series enclosure, NEMA 3R/4/12/13, 14 x 16 x 6in (HxWxD), wall mount, carbon steel, RAL 7035 light gray, powder coat finish, single-door, 1/4-turn semi-flush latch. | Stock | 231
CL1513W | Stahlin Classic series enclosure, NEMA 1/3/3S/3R/4X/12, 15 x 13 x 7in (HxWxD), wall mount, fiberglass reinforced polyester, gray, crowned screw cover. | Stock | 414
CL1513HW | Stahlin Classic series enclosure, NEMA 1/3/3S/3R/4X/12, 15 x 13 x 7in (HxWxD), wall mount, fiberglass reinforced polyester, gray, crowned hinged screw cover. | Stock | 438
CL1513HPL | Stahlin Classic series enclosure, NEMA 1/3/3S/3R/4X/12, 15 x 13 x 7in (HxWxD), wall mount, fiberglass reinforced polyester, gray, crowned single-door, quick-release latch, padlock hasp and staple. | Stock | 519
CL1513HLL | Stahlin Classic series enclosure, NEMA 1/3/3S/3R/4X/12, 15 x 13 x 7in (HxWxD), wall mount, fiberglass reinforced polyester, gray, crowned single-door, twist-lock latch. | Stock | 530
CL1513HL | Stahlin Classic series enclosure, NEMA 1/3/3S/3R/4X/12, 15 x 13 x 7in (HxWxD), wall mount, fiberglass reinforced polyester, gray, crowned single-door, 1/4-turn flush-mount latch. | Stock | 572
SCE-16106CHNF | Saginaw enclosure, NEMA 3R/4/12/13, 16 x 10 x 6in (HxWxD), wall mount, carbon steel, ANSI 61 gray, powder coat finish, single-door, stainless steel clamps. | Stock | 135
HJ16106HLP | Hammond enclosure, NEMA 3R/4/12/13, 16 x 10 x 6in (HxWxD), wall mount, carbon steel, ANSI 61 gray, powder coat finish, single-door, stainless steel clamps. | Stock | 170
B161006CH | Wiegmann enclosure, NEMA 12/13, 16 x 10 x 6in (HxWxD), wall mount, carbon steel, ANSI 61 gray, powder coat finish, single-door, plated steel clamps. | Stock | 175
EJ16106 | Hammond Eclipse Junior series enclosure, NEMA 3R/4/12/13, 16 x 10 x 6in (HxWxD), wall mount, carbon steel, ANSI 61 gray, powder coat finish, single-door, 1/4-turn semi-flush latch. | Stock | 195
EJ16106LG | Hammond Eclipse Junior series enclosure, NEMA 3R/4/12/13, 16 x 10 x 6in (HxWxD), wall mount, carbon steel, RAL 7035 light gray, powder coat finish, single-door, 1/4-turn semi-flush latch. | Stock | 195
N16107HWT | Stahlin N series enclosure, NEMA 1/3/3R/4X/12, 16 x 10 x 7in (HxWxD), wall mount, fiberglass reinforced polyester, gray, single-door, twist-lock latch. | Stock | 804
N1C121606S | Wiegmann enclosure, NEMA 1, 16 x 12 x 6in (HxWxD), wall mount, carbon steel, ANSI 61 gray, powder coat finish, single-door, 1/4-turn flush-mounted latch. | Stock | 138
N1J16126 | Hammond enclosure, NEMA 1, 16 x 12 x 6in (HxWxD), wall mount, carbon steel, ANSI 61 gray, powder coat finish, single-door, 1/4-turn flush-mounted latch. | Stock | 162
SCE-16R1206LP | Saginaw enclosure, NEMA 3R, 16 x 12 x 6in (HxWxD), wall mount, carbon steel, ANSI 61 gray, powder coat finish, single-door, 1/4-turn padlocking wing handle. | Stock | 150
SCE-16N1206LP | Saginaw enclosure, NEMA 1, 16 x 12 x 6in (HxWxD), wall mount, carbon steel, ANSI 61 gray, powder coat finish, single-door, 1/4-turn semi-flush latch. | Stock | 154
SCE-16N1206NKLP | Saginaw enclosure, NEMA 1, 16 x 12 x 6in (HxWxD), wall mount, with knockouts, carbon steel, ANSI 61 gray, powder coat finish, single-door, 1/4-turn semi-flush latch. | Stock | 170
C3R16126HCR | Hammond enclosure, NEMA 3R, 16 x 12 x 6in (HxWxD), wall mount, galvanized steel, ANSI 61 gray, powder coat finish, hinged screw cover, padlock hasp and staple. | Stock | 161
RHC161206 | Wiegmann enclosure, NEMA 1/3R, 16 x 12 x 6in (HxWxD), wall mount, carbon steel, ANSI 61 gray, powder coat finish, single-door, 1/4-turn flush-mounted latch, padlock hasp and staple. | Stock | 159
N1C121606LP | Wiegmann enclosure, NEMA 1, 16 x 12 x 6in (HxWxD), wall mount, carbon steel, ANSI 61 gray, powder coat finish, single-door, 1/4-turn flush-mounted latch. | Stock | 194
SCE-16EL1206LP | Saginaw Enviroline series enclosure, NEMA 3R/4/12/13, 16 x 12 x 6in (HxWxD), wall mount, carbon steel, ANSI 61 gray, powder coat finish, single-door, 1/4-turn semi-flush latch. | Stock | 248
SCE-16EL1206LPLG | Saginaw Enviroline series enclosure, NEMA 3R/4/12/13, 16 x 12 x 6in (HxWxD), wall mount, carbon steel, RAL 7035 light gray, powder coat finish, single-door, 1/4-turn semi-flush latch. | Stock | 248
EN4SD16126GY | Hammond Eclipse series enclosure, NEMA 3R/4/12, 16 x 12 x 6in (HxWxD), wall mount, carbon steel, ANSI 61 gray, powder coat finish, single-door, 1/4-turn semi-flush latch. | Stock | 285
EN4SD16126LG | Hammond Eclipse series enclosure, NEMA 3R/4/12, 16 x 12 x 6in (HxWxD), wall mount, carbon steel, RAL 7035 light gray, powder coat finish, single-door, 1/4-turn semi-flush latch. | Stock | 285
N412161206C | Wiegmann Ultimate series enclosure, NEMA 4/12/13, 16 x 12 x 6in (HxWxD), wall mount, carbon steel, ANSI 61 gray, powder coat finish, single-door, 1/4-turn semi-flush oil-tight latch. | Stock | 263
N412161206CLG | Wiegmann Ultimate series enclosure, NEMA 4/12/13, 16 x 12 x 6in (HxWxD), wall mount, carbon steel, RAL 7035 light gray, powder coat finish, single-door, 1/4-turn semi-flush oil-tight latch. | Stock | 263
SCE-16H1206LP | Saginaw enclosure, NEMA 3R/4/12/13, 16 x 12 x 6in (HxWxD), wall mount, carbon steel, ANSI 61 gray, powder coat finish, single-door, plated steel clamps, padlock hasp and staple. | Stock | 284
N412161206CST | Wiegmann Ultimate series enclosure, slope top, NEMA 4/12/13, 16 x 12 x 6in (HxWxD), wall mount, carbon steel, ANSI 61 gray, powder coat finish, single-door, 1/4-turn semi-flush oil-tight latch. | Stock | 285
N412161206CGP | Wiegmann Ultimate series enclosure, NEMA 3R/4/12/13, 16 x 12 x 6in (HxWxD), wall mount, bottom gland plate, carbon steel, ANSI 61 gray, powder coat finish, single-door, 1/4-turn semi-flush oil-tight latch. | Stock | 502
ST16126LG | Hammond Eclipse series enclosure, slope top, NEMA 3R/4/12, 16 x 12 x 6in (HxWxD), wall mount, carbon steel, RAL 7035 light gray, powder coat finish, single-door, 1/4-turn semi-flush latch. | Stock | 371
N12161206 | Wiegmann enclosure, NEMA 12/13, 16 x 12 x 6in (HxWxD), wall mount, carbon steel, ANSI 61 gray, powder coat finish, single-door, plated steel clamps, padlock hasp and staple. | Stock | 338
1418B6 | Hammond enclosure, NEMA 12/13, 16 x 12 x 6in (HxWxD), wall mount, carbon steel, ANSI 61 gray, powder coat finish, single-door, stainless steel clamps, padlock hasp and staple. | Stock | 402
N4121612061PTC | Wiegmann Ultimate series enclosure, NEMA 4/12/13, 16 x 12 x 6in (HxWxD), wall mount, carbon steel, ANSI 61 gray, powder coat finish, single-door, 1-point keylocking/padlocking combo handle, handle hasp. | Stock | 379
EN4SD16126WGY | Hammond Eclipse series enclosure, NEMA 3R/4/12, 16 x 12 x 6in (HxWxD), wall mount, carbon steel, ANSI 61 gray, powder coat finish, single-door, 1/4-turn semi-flush latch, polycarbonate window. | Stock | 430
EN4SD16126WLG | Hammond Eclipse series enclosure, NEMA 3R/4/12, 16 x 12 x 6in (HxWxD), wall mount, carbon steel, RAL 7035 light gray, powder coat finish, single-door, 1/4-turn semi-flush latch, polycarbonate window. | Stock | 430
N412161206WC | Wiegmann Ultimate series enclosure, NEMA 4/12/13, 16 x 12 x 6in (HxWxD), wall mount, carbon steel, ANSI 61 gray, powder coat finish, single-door, 1/4-turn semi-flush oil-tight latch, polycarbonate window. | Stock | 414
1418N4B6 | Hammond enclosure, NEMA 3R/4/12, 16 x 12 x 6in (HxWxD), wall mount, carbon steel, ANSI 61 gray, powder coat finish, single-door, stainless steel clamps, padlock hasp and staple. | Stock | 471
WA161206FM | Wiegmann enclosure, NEMA 12/13, 16 x 12 x 6in (HxWxD), flush wall mount, carbon steel, ANSI 61 gray, powder coat finish, hinged screw cover. | Stock | 534
SCE-16EL1206SSLP | Saginaw Enviroline series enclosure, NEMA 3R/4/4X/12/13, 16 x 12 x 6in (HxWxD), wall mount, 304 stainless steel, #4 brush finish, single-door, 1/4-turn semi-flush latch. | Stock | 567
EN4SD16126SS | Hammond Eclipse series enclosure, NEMA 3R/4/4X/12/13, 16 x 12 x 6in (HxWxD), wall mount, 304 stainless steel, #4 brush finish, single-door, 1/4-turn semi-flush 316 stainless steel latch. | Stock | 612
N412161206SSC | Wiegmann Ultimate series enclosure, NEMA 4/4X/12/13, 16 x 12 x 6in (HxWxD), wall mount, 304 stainless steel, No. 3 intermediate polished finish, single-door, 1/4-turn semi-flush oil-tight latch. | Stock | 511
1418N4ALB6 | Hammond enclosure, NEMA 4/4X/12/13, 16 x 12 x 6in (HxWxD), wall mount, 5052-H32 aluminum, natural finish, single-door, aluminum clamps, padlock hasp and staple. | Stock | 667
SCE-16H1206SSLP | Saginaw enclosure, NEMA 3R/4/4X/12/13, 16 x 12 x 6in (HxWxD), wall mount, 304 stainless steel, #4 brush finish, single-door, stainless steel clamps, padlock hasp and staple. | Stock | 602
SCE-16EL1206SS6LP | Saginaw Enviroline series enclosure, NEMA 3R/4/4X/12/13, 16 x 12 x 6in (HxWxD), wall mount, 316L stainless steel, #4 brush finish, single-door, 1/4-turn semi-flush latch. | Stock | 699
1418N4SSB6 | Hammond enclosure, NEMA 3R/4/4X/12/13, 16 x 12 x 6in (HxWxD), wall mount, 304 stainless steel, #4 brush finish, single-door, stainless steel clamps, padlock hasp and staple. | Stock | 718
SSN4161206 | Wiegmann enclosure, NEMA 4/4X/12/13, 16 x 12 x 6in (HxWxD), wall mount, 304 stainless steel, No. 3 intermediate polished finish, single-door, stainless steel clamps, padlock hasp and staple. | Stock | 631
SCE-16H1206SS6LP | Saginaw enclosure, NEMA 3R/4/4X/12/13, 16 x 12 x 6in (HxWxD), wall mount, 316L stainless steel, #4 brush finish, single-door, stainless steel clamps, padlock hasp and staple. | Stock | 743
1418N4S16B6 | Hammond enclosure, NEMA 3R/4/4X/12/13, 16 x 12 x 6in (HxWxD), wall mount, 316 stainless steel, #4 brush finish, single-door, stainless steel clamps, padlock hasp and staple. | Stock | 815
EN4SD16126S16 | Hammond Eclipse series enclosure, NEMA 3R/4/4X/12/13, 16 x 12 x 6in (HxWxD), wall mount, 316 stainless steel, #4 brush finish, single-door, 1/4-turn semi-flush 316 stainless steel latch. | Stock | 829
EN4SD16126WSS | Hammond Eclipse series enclosure, NEMA 3R/4/4X/12/13, 16 x 12 x 6in (HxWxD), wall mount, 304 stainless steel, #4 brush finish, single-door, 1/4-turn semi-flush 316 stainless steel latch, polycarbonate window. | Stock | 878
N412161206SS1PTC | Wiegmann Ultimate series enclosure, NEMA 4X/12/13, 16 x 12 x 6in (HxWxD), wall mount, 304 stainless steel, No. 3 intermediate polished finish, single-door, 1-point 316L padlocking handle, handle hasp. | Stock | 776
N412161206SSA1PTC | Wiegmann Ultimate series enclosure, NEMA 4X/12/13, 16 x 12 x 6in (HxWxD), wall mount, 316L stainless steel, No. 3 intermediate polished finish, single-door, 1-point 316L padlocking handle, handle hasp. | Stock | 994
N1A16127 | Hammond enclosure, NEMA 1, 16 x 12 x 7in (HxWxD), wall mount, carbon steel, ANSI 61 gray, powder coat finish, single-door, 1/4-turn semi-flush latch. | Stock | 218
1418JB7 | Hammond enclosure, NEMA 12, 16 x 12 x 7in (HxWxD), wall mount, carbon steel, ANSI 61 gray, powder coat finish, hinged screw cover. | Stock | 444
SCE-16R1208LP | Saginaw enclosure, NEMA 3R, 16 x 12 x 8in (HxWxD), wall mount, carbon steel, ANSI 61 gray, powder coat finish, single-door, 1/4-turn padlocking wing handle. | Stock | 157
SCE-16N1208LP | Saginaw enclosure, NEMA 1, 16 x 12 x 8in (HxWxD), wall mount, carbon steel, ANSI 61 gray, powder coat finish, single-door, 1/4-turn semi-flush latch. | Stock | 168
SCE-16N1208NKLP | Saginaw enclosure, NEMA 1, 16 x 12 x 8in (HxWxD), wall mount, with knockouts, carbon steel, ANSI 61 gray, powder coat finish, single-door, 1/4-turn semi-flush latch. | Stock | 185
N1C121608LP | Wiegmann enclosure, NEMA 1, 16 x 12 x 8in (HxWxD), wall mount, carbon steel, ANSI 61 gray, powder coat finish, single-door, 1/4-turn flush-mounted latch. | Stock | 211
SCE-16EL1208LP | Saginaw Enviroline series enclosure, NEMA 3R/4/12/13, 16 x 12 x 8in (HxWxD), wall mount, carbon steel, ANSI 61 gray, powder coat finish, single-door, 1/4-turn semi-flush latch. | Stock | 262
SCE-16EL1208LPLG | Saginaw Enviroline series enclosure, NEMA 3R/4/12/13, 16 x 12 x 8in (HxWxD), wall mount, carbon steel, RAL 7035 light gray, powder coat finish, single-door, 1/4-turn semi-flush latch. | Stock | 262
EN4SD16128GY | Hammond Eclipse series enclosure, NEMA 3R/4/12, 16 x 12 x 8in (HxWxD), wall mount, carbon steel, ANSI 61 gray, powder coat finish, single-door, 1/4-turn semi-flush latch. | Stock | 298
EN4SD16128LG | Hammond Eclipse series enclosure, NEMA 3R/4/12, 16 x 12 x 8in (HxWxD), wall mount, carbon steel, RAL 7035 light gray, powder coat finish, single-door, 1/4-turn semi-flush latch. | Stock | 298
N412161208C | Wiegmann Ultimate series enclosure, NEMA 4/12/13, 16 x 12 x 8in (HxWxD), wall mount, carbon steel, ANSI 61 gray, powder coat finish, single-door, 1/4-turn semi-flush oil-tight latch. | Stock | 276
N412161208CLG | Wiegmann Ultimate series enclosure, NEMA 4/12/13, 16 x 12 x 8in (HxWxD), wall mount, carbon steel, RAL 7035 light gray, powder coat finish, single-door, 1/4-turn semi-flush oil-tight latch. | Stock | 276
SCE-16H1208LP | Saginaw enclosure, NEMA 3R/4/12/13, 16 x 12 x 8in (HxWxD), wall mount, carbon steel, ANSI 61 gray, powder coat finish, single-door, plated steel clamps, padlock hasp and staple. | Stock | 297
N12161208 | Wiegmann enclosure, NEMA 12/13, 16 x 12 x 8in (HxWxD), wall mount, carbon steel, ANSI 61 gray, powder coat finish, single-door, plated steel clamps, padlock hasp and staple. | Stock | 355
1418B8 | Hammond enclosure, NEMA 12/13, 16 x 12 x 8in (HxWxD), wall mount, carbon steel, ANSI 61 gray, powder coat finish, single-door, stainless steel clamps, padlock hasp and staple. | Stock | 420
N4121612081PTC | Wiegmann Ultimate series enclosure, NEMA 4/12/13, 16 x 12 x 8in (HxWxD), wall mount, carbon steel, ANSI 61 gray, powder coat finish, single-door, 1-point keylocking/padlocking combo handle, handle hasp. | Stock | 395
EN4SD16128WGY | Hammond Eclipse series enclosure, NEMA 3R/4/12, 16 x 12 x 8in (HxWxD), wall mount, carbon steel, ANSI 61 gray, powder coat finish, single-door, 1/4-turn semi-flush latch, polycarbonate window. | Stock | 450
EN4SD16128WLG | Hammond Eclipse series enclosure, NEMA 3R/4/12, 16 x 12 x 8in (HxWxD), wall mount, carbon steel, RAL 7035 light gray, powder coat finish, single-door, 1/4-turn semi-flush latch, polycarbonate window. | Stock | 450
N412161208WC | Wiegmann Ultimate series enclosure, NEMA 4/12/13, 16 x 12 x 8in (HxWxD), wall mount, carbon steel, ANSI 61 gray, powder coat finish, single-door, 1/4-turn semi-flush oil-tight latch, polycarbonate window. | Stock | 435
1418N4B8 | Hammond enclosure, NEMA 3R/4/12, 16 x 12 x 8in (HxWxD), wall mount, carbon steel, ANSI 61 gray, powder coat finish, single-door, stainless steel clamps, padlock hasp and staple. | Stock | 494
N4161208 | Wiegmann enclosure, NEMA 4/12/13, 16 x 12 x 8in (HxWxD), wall mount, carbon steel, ANSI 61 gray, powder coat finish, single-door, stainless steel clamps, padlock hasp and staple. | Stock | 475
EN4SD16128SS | Hammond Eclipse series enclosure, NEMA 3R/4/4X/12/13, 16 x 12 x 8in (HxWxD), wall mount, 304 stainless steel, #4 brush finish, single-door, 1/4-turn semi-flush 316 stainless steel latch. | Stock | 645
SCE-16EL1208SSLP | Saginaw Enviroline series enclosure, NEMA 3R/4/4X/12/13, 16 x 12 x 8in (HxWxD), wall mount, 304 stainless steel, #4 brush finish, single-door, 1/4-turn semi-flush latch. | Stock | 606
N412161208SSC | Wiegmann Ultimate series enclosure, NEMA 4/4X/12/13, 16 x 12 x 8in (HxWxD), wall mount, 304 stainless steel, No. 3 intermediate polished finish, single-door, 1/4-turn semi-flush oil-tight latch. | Stock | 539
SCE-16H1208SSLP | Saginaw enclosure, NEMA 3R/4/4X/12/13, 16 x 12 x 8in (HxWxD), wall mount, 304 stainless steel, #4 brush finish, single-door, stainless steel clamps, padlock hasp and staple. | Stock | 645
ST161208SS | Hammond Eclipse series enclosure, slope top, NEMA 3R/4/4X/12/13, 16 x 12 x 8in (HxWxD), wall mount, 304 stainless steel, #4 brush finish, single-door, 1/4-turn semi-flush 316 stainless steel latch. | Stock | 726
SCE-16EL1208SS6LP | Saginaw Enviroline series enclosure, NEMA 3R/4/4X/12/13, 16 x 12 x 8in (HxWxD), wall mount, 316L stainless steel, #4 brush finish, single-door, 1/4-turn semi-flush latch. | Stock | 748
1418N4SSB8 | Hammond enclosure, NEMA 3R/4/4X/12/13, 16 x 12 x 8in (HxWxD), wall mount, 304 stainless steel, #4 brush finish, single-door, stainless steel clamps, padlock hasp and staple. | Stock | 766
SSN4161208 | Wiegmann enclosure, NEMA 4/4X/12/13, 16 x 12 x 8in (HxWxD), wall mount, 304 stainless steel, No. 3 intermediate polished finish, single-door, stainless steel clamps, padlock hasp and staple. | Stock | 674
SCE-16H1208SS6LP | Saginaw enclosure, NEMA 3R/4/4X/12/13, 16 x 12 x 8in (HxWxD), wall mount, 316L stainless steel, #4 brush finish, single-door, stainless steel clamps, padlock hasp and staple. | Stock | 796
SCE-16EL1208SSST | Saginaw Enviroline series enclosure, slope top, NEMA 3R/4/4X/12/13, 16 x 12 x 8in (HxWxD), wall mount, 304 stainless steel, #4 brush finish, single-door, 1/4-turn semi-flush latch. | Stock | 796
N412161208CSSST | Wiegmann Ultimate series enclosure, slope top, NEMA 4/4X/12/13, 16 x 12 x 8in (HxWxD), wall mount, 304 stainless steel, No. 3 intermediate polished finish, single-door, 1/4-turn semi-flush oil-tight latch. | Stock | 786
1418N4S16B8 | Hammond enclosure, NEMA 3R/4/4X/12/13, 16 x 12 x 8in (HxWxD), wall mount, 316 stainless steel, #4 brush finish, single-door, stainless steel clamps, padlock hasp and staple. | Stock | 926
N412161208SS1PTC | Wiegmann Ultimate series enclosure, NEMA 4X/12/13, 16 x 12 x 8in (HxWxD), wall mount, 304 stainless steel, No. 3 intermediate polished finish, single-door, 1-point 316L padlocking handle, handle hasp. | Stock | 810
EN4SD16128S16 | Hammond Eclipse series enclosure, NEMA 3R/4/4X/12/13, 16 x 12 x 8in (HxWxD), wall mount, 316 stainless steel, #4 brush finish, single-door, 1/4-turn semi-flush 316 stainless steel latch. | Stock | 977
N412161208WSSC | Wiegmann Ultimate series enclosure, NEMA 4/4X/12/13, 16 x 12 x 8in (HxWxD), wall mount, 304 stainless steel, No. 3 intermediate polished finish, single-door, 1/4-turn semi-flush oil-tight latch, polycarbonate window. | Stock | 964
N1A16129 | Hammond enclosure, NEMA 1, 16 x 12 x 9in (HxWxD), wall mount, carbon steel, ANSI 61 gray, powder coat finish, single-door, 1/4-turn semi-flush latch. | Stock | 234
EN4SD161210GY | Hammond Eclipse series enclosure, NEMA 3R/4/12, 16 x 12 x 10in (HxWxD), wall mount, carbon steel, ANSI 61 gray, powder coat finish, single-door, 1/4-turn semi-flush latch. | Stock | 307
EN4SD161210LG | Hammond Eclipse series enclosure, NEMA 3R/4/12, 16 x 12 x 10in (HxWxD), wall mount, carbon steel, RAL 7035 light gray, powder coat finish, single-door, 1/4-turn semi-flush latch. | Stock | 307
N412161210C | Wiegmann Ultimate series enclosure, NEMA 4/12/13, 16 x 12 x 10in (HxWxD), wall mount, carbon steel, ANSI 61 gray, powder coat finish, single-door, 1/4-turn semi-flush oil-tight latch. | Stock | 287
N412161210CLG | Wiegmann Ultimate series enclosure, NEMA 4/12/13, 16 x 12 x 10in (HxWxD), wall mount, carbon steel, RAL 7035 light gray, powder coat finish, single-door, 1/4-turn semi-flush oil-tight latch. | Stock | 287
SCE-16H1210LP | Saginaw enclosure, NEMA 3R/4/12/13, 16 x 12 x 10in (HxWxD), wall mount, carbon steel, ANSI 61 gray, powder coat finish, single-door, plated steel clamps, padlock hasp and staple. | Stock | 311
N12161210 | Wiegmann enclosure, NEMA 12/13, 16 x 12 x 10in (HxWxD), wall mount, carbon steel, ANSI 61 gray, powder coat finish, single-door, plated steel clamps, padlock hasp and staple. | Stock | 382
1418B10 | Hammond enclosure, NEMA 12/13, 16 x 12 x 10in (HxWxD), wall mount, carbon steel, ANSI 61 gray, powder coat finish, single-door, stainless steel clamps, padlock hasp and staple. | Stock | 449
N412161210WC | Wiegmann Ultimate series enclosure, NEMA 4/12/13, 16 x 12 x 10in (HxWxD), wall mount, carbon steel, ANSI 61 gray, powder coat finish, single-door, 1/4-turn semi-flush oil-tight latch, polycarbonate window. | Stock | 452
N412161210SSC | Wiegmann Ultimate series enclosure, NEMA 4/4X/12/13, 16 x 12 x 10in (HxWxD), wall mount, 304 stainless steel, No. 3 intermediate polished finish, single-door, 1/4-turn semi-flush oil-tight latch. | Stock | 576
EN4SD161210SS | Hammond Eclipse series enclosure, NEMA 3R/4/4X/12/13, 16 x 12 x 10in (HxWxD), wall mount, 304 stainless steel, #4 brush finish, single-door, 1/4-turn semi-flush 316 stainless steel latch. | Stock | 766
N412161210SSAC | Wiegmann Ultimate series enclosure, NEMA 4/4X/12/13, 16 x 12 x 10in (HxWxD), wall mount, 316L stainless steel, No. 3 intermediate polished finish, single-door, 1/4-turn semi-flush oil-tight latch. | Stock | 1080
EN4SD161210WSS | Hammond Eclipse series enclosure, NEMA 3R/4/4X/12/13, 16 x 12 x 10in (HxWxD), wall mount, 304 stainless steel, #4 brush finish, single-door, 1/4-turn semi-flush 316 stainless steel latch, polycarbonate window. | Stock | 1064
EN4SD161210S16 | Hammond Eclipse series enclosure, NEMA 3R/4/4X/12/13, 16 x 12 x 10in (HxWxD), wall mount, 316 stainless steel, #4 brush finish, single-door, 1/4-turn semi-flush 316 stainless steel latch. | Stock | 1083
N412161210WSSC | Wiegmann Ultimate series enclosure, NEMA 4/4X/12/13, 16 x 12 x 10in (HxWxD), wall mount, 304 stainless steel, No. 3 intermediate polished finish, single-door, 1/4-turn semi-flush oil-tight latch, polycarbonate window. | Stock | 1003
AH16144 | AttaBox Heartland SL series enclosure, NEMA 1/3R/4/4X/12, 16 x 14 x 4in (HxWxD), wall mount, polycarbonate, Pantone 7541 C light gray, single-door, polycarbonate quick-release latch, molded hasp. | Stock | 206
AH16144C | AttaBox Heartland SL series enclosure, NEMA 1/3R/4/4X/12, 16 x 14 x 4in (HxWxD), wall mount, polycarbonate, Pantone 7541 C light gray, smoked polycarbonate single-door, polycarbonate quick-release latch, molded hasp. | Stock | 235
AH16144SS | AttaBox Heartland SL series enclosure, NEMA 1/3R/4/4X/12, 16 x 14 x 4in (HxWxD), wall mount, polycarbonate, Pantone 7541 C light gray, single-door, stainless steel quick-release latch, molded hasp. | Stock | 222
AH16144CSS | AttaBox Heartland SL series enclosure, NEMA 1/3R/4/4X/12, 16 x 14 x 4in (HxWxD), wall mount, polycarbonate, Pantone 7541 C light gray, smoked polycarbonate single-door, stainless steel quick-release latch, molded hasp. | Stock | 251
J1614W | Stahlin J series enclosure, NEMA 1/3R/4X/6P/12, 16 x 14 x 6in (HxWxD), wall mount, fiberglass reinforced polyester, gray, screw cover, integral mounting flange. | Stock | 207
J1614HW | Stahlin J series enclosure, NEMA 1/3R/4X/6P/12, 16 x 14 x 6in (HxWxD), wall mount, fiberglass reinforced polyester, gray, hinged screw cover, integral mounting flange. | Stock | 215
J1614HPL | Stahlin J series enclosure, NEMA 1/3R/4X/6P/12, 16 x 14 x 6in (HxWxD), wall mount, fiberglass reinforced polyester, gray, single-door, quick-release latch, padlock hasp and staple, integral mounting flange. | Stock | 249
SCE-1614ELJ | Saginaw Enviroline Junction series enclosure, NEMA 3R/4/12/13, 16 x 14 x 6in (HxWxD), wall mount, carbon steel, ANSI 61 gray, powder coat finish, single-door, 1/4-turn semi-flush latch. | Stock | 153
SCE-1614ELJLG | Saginaw Enviroline Junction series enclosure, NEMA 3R/4/12/13, 16 x 14 x 6in (HxWxD), wall mount, carbon steel, RAL 7035 light gray, powder coat finish, single-door, 1/4-turn semi-flush latch. | Stock | 153
SCE-1614SC | Saginaw enclosure, NEMA 3R/4/12/13, 16 x 14 x 6in (HxWxD), wall mount, carbon steel, ANSI 61 gray, powder coat finish, screw cover. | Stock | 162
HJ16146HLP | Hammond enclosure, NEMA 3R/4/12/13, 16 x 14 x 6in (HxWxD), wall mount, carbon steel, ANSI 61 gray, powder coat finish, single-door, stainless steel clamps. | Stock | 199
HJ16146LP | Hammond enclosure, NEMA 3R/4/12/13, 16 x 14 x 6in (HxWxD), wall mount, carbon steel, ANSI 61 gray, powder coat finish, lift-off cover, stainless steel clamps. | Stock | 209
SCE-1614CHNF | Saginaw enclosure, NEMA 3R/4/12/13, 16 x 14 x 6in (HxWxD), wall mount, carbon steel, ANSI 61 gray, powder coat finish, single-door, stainless steel clamps. | Stock | 173
BN4161406 | Wiegmann enclosure, NEMA 4/12/13, 16 x 14 x 6in (HxWxD), wall mount, carbon steel, ANSI 61 gray, powder coat finish, lift-off cover, stainless steel clamps. | Stock | 201
B161406CH | Wiegmann enclosure, NEMA 12/13, 16 x 14 x 6in (HxWxD), wall mount, carbon steel, ANSI 61 gray, powder coat finish, single-door, plated steel clamps. | Stock | 205
B161406 | Wiegmann enclosure, NEMA 12/13, 16 x 14 x 6in (HxWxD), wall mount, carbon steel, ANSI 61 gray, powder coat finish, lift-off cover, plated steel clamps. | Stock | 206
BN4161406CHQT | Wiegmann Ultimate Mini-Max series enclosure, NEMA 4/12, 16 x 14 x 6in (HxWxD), wall mount, carbon steel, ANSI 61 gray, powder coat finish, single-door, 1/4-turn semi-flush oil-tight latch. | Stock | 218
EJ16146 | Hammond Eclipse Junior series enclosure, NEMA 3R/4/12/13, 16 x 14 x 6in (HxWxD), wall mount, carbon steel, ANSI 61 gray, powder coat finish, single-door, 1/4-turn semi-flush latch. | Stock | 231
EJ16146LG | Hammond Eclipse Junior series enclosure, NEMA 3R/4/12/13, 16 x 14 x 6in (HxWxD), wall mount, carbon steel, RAL 7035 light gray, powder coat finish, single-door, 1/4-turn semi-flush latch. | Stock | 231
B161406SC | Wiegmann enclosure, NEMA 12/13, 16 x 14 x 6in (HxWxD), wall mount, carbon steel, ANSI 61 gray, powder coat finish, screw cover. | Stock | 236
B161406CHQR | Wiegmann enclosure, NEMA 12/13, 16 x 14 x 6in (HxWxD), wall mount, carbon steel, ANSI 61 gray, powder coat finish, single-door, quick-release latch. | Stock | 221
BN4161406CH | Wiegmann enclosure, NEMA 4/12/13, 16 x 14 x 6in (HxWxD), wall mount, carbon steel, ANSI 61 gray, powder coat finish, single-door, stainless steel clamps. | Stock | 222
1414SCO6 | Hammond enclosure, NEMA 12/13, 16 x 14 x 6in (HxWxD), wall mount, carbon steel, ANSI 61 gray, powder coat finish, screw cover. | Stock | 227
J1614HLL | Stahlin J series enclosure, NEMA 1/3R/4X/6P/12, 16 x 14 x 6in (HxWxD), wall mount, fiberglass reinforced polyester, gray, single-door, twist-lock latch, integral mounting flange. | Stock | 330
WH-J1614HPL | Stahlin J series enclosure, NEMA 1/3R/4X/6P/12, 16 x 14 x 6in (HxWxD), wall mount, fiberglass reinforced polyester, white, single-door, quick-release latch, padlock hasp and staple, integral mounting flange. | Stock | 360
SCE-1614ELJW | Saginaw Enviroline Junction series enclosure, NEMA 3R/4/12/13, 16 x 14 x 6in (HxWxD), wall mount, carbon steel, ANSI 61 gray, powder coat finish, single-door, 1/4-turn semi-flush latch, polycarbonate window. | Stock | 227
JW1614HPL | Stahlin JW series enclosure, NEMA 1/3R/4X/6P/12, 16 x 14 x 6in (HxWxD), wall mount, fiberglass reinforced polyester, gray, single-door, quick-release latch, padlock hasp and staple, integral mounting flange, SAR acrylic window. | Stock | 410
JW1614HLL | Stahlin JW series enclosure, NEMA 1/3R/4X/6P/12, 16 x 14 x 6in (HxWxD), wall mount, fiberglass reinforced polyester, gray, single-door, twist-lock latch, integral mounting flange, SAR acrylic window. | Stock | 418
BN4161406AL | Wiegmann enclosure, NEMA 4/4X/12/13, 16 x 14 x 6in (HxWxD), wall mount, 5052-H32 aluminum, No. 3 intermediate polished finish, lift-off cover, stainless steel clamps. | Stock | 350
1414N4ALO6 | Hammond enclosure, NEMA 4/4X/12/13, 16 x 14 x 6in (HxWxD), wall mount, 5052-H32 aluminum, natural finish, lift-off cover, aluminum clamps. | Stock | 408
EJ16146AL | Hammond Eclipse Junior series enclosure, NEMA 3R/4/4X/12/13, 16 x 14 x 6in (HxWxD), wall mount, 5052-H32 aluminum, natural finish, single-door, 1/4-turn semi-flush 316 stainless steel latch. | Stock | 416
BN4161406CHAL | Wiegmann enclosure, NEMA 4/4X/12/13, 16 x 14 x 6in (HxWxD), wall mount, 5052-H32 aluminum, No. 3 intermediate polished finish, single-door, stainless steel clamps. | Stock | 393
SCE-1614ELJSS | Saginaw Enviroline Junction series enclosure, NEMA 3R/4/4X/12/13, 16 x 14 x 6in (HxWxD), wall mount, 304 stainless steel, #4 brush finish, single-door, 1/4-turn semi-flush latch. | Stock | 423
BN4161406CHQTSS | Wiegmann Ultimate Mini-Max series enclosure, NEMA 4/4X/12, 16 x 14 x 6in (HxWxD), wall mount, 304 stainless steel, No. 3 intermediate polished finish, single-door, 1/4-turn semi-flush oil-tight latch. | Stock | 521
SCE-1614ELJSS6 | Saginaw Enviroline Junction series enclosure, NEMA 3R/4/4X/12/13, 16 x 14 x 6in (HxWxD), wall mount, 316L stainless steel, #4 brush finish, single-door, 1/4-turn semi-flush latch. | Stock | 527
SCE-1614CHNFSS | Saginaw enclosure, NEMA 3R/4/4X/12/13, 16 x 14 x 6in (HxWxD), wall mount, 304 stainless steel, #4 brush finish, single-door, stainless steel clamps. | Stock | 522
EJ16146SS | Hammond Eclipse Junior series enclosure, NEMA 3R/4/4X/12/13, 16 x 14 x 6in (HxWxD), wall mount, 304 stainless steel, #4 brush finish, single-door, 1/4-turn semi-flush 316 stainless steel latch. | Stock | 579
SCE-1614ELJWSS | Saginaw Enviroline Junction series enclosure, NEMA 3R/4/4X/12/13, 16 x 14 x 6in (HxWxD), wall mount, 304 stainless steel, #4 brush finish, single-door, 1/4-turn semi-flush latch, polycarbonate window. | Stock | 536
BN4161406SS | Wiegmann enclosure, NEMA 4/4X/12/13, 16 x 14 x 6in (HxWxD), wall mount, 304 stainless steel, No. 3 intermediate polished finish, lift-off cover, stainless steel clamps. | Stock | 548
BN4161406CHSS | Wiegmann enclosure, NEMA 4/4X/12/13, 16 x 14 x 6in (HxWxD), wall mount, 304 stainless steel, No. 3 intermediate polished finish, single-door, stainless steel clamps. | Stock | 552
1414N4PHSSO6 | Hammond enclosure, NEMA 3R/4/4X/12/13, 16 x 14 x 6in (HxWxD), wall mount, 304 stainless steel, #4 brush finish, single-door, stainless steel clamps. | Stock | 609
1414N4SSO6 | Hammond enclosure, NEMA 3R/4/4X/12/13, 16 x 14 x 6in (HxWxD), wall mount, 304 stainless steel, #4 brush finish, lift-off cover, stainless steel clamps. | Stock | 604
SCE-1614CHNFSS6 | Saginaw enclosure, NEMA 3R/4/4X/12/13, 16 x 14 x 6in (HxWxD), wall mount, 316L stainless steel, #4 brush finish, single-door, stainless steel clamps. | Stock | 649
SCE-1614ELJWSS6 | Saginaw Enviroline Junction series enclosure, NEMA 3R/4/4X/12/13, 16 x 14 x 6in (HxWxD), wall mount, 316L stainless steel, #4 brush finish, single-door, 1/4-turn semi-flush latch, polycarbonate window. | Stock | 668
EJ16146S16 | Hammond Eclipse Junior series enclosure, NEMA 3R/4/4X/12/13, 16 x 14 x 6in (HxWxD), wall mount, 316 stainless steel, #4 brush finish, single-door, 1/4-turn semi-flush 316 stainless steel latch. | Stock | 704
1414N4PHS16O6 | Hammond enclosure, NEMA 3R/4/4X/12/13, 16 x 14 x 6in (HxWxD), wall mount, 316 stainless steel, #4 brush finish, single-door, stainless steel clamps. | Stock | 773
H161407SF-P10 | Integra Premium series enclosure, NEMA 1/2/3/3R/3S/4/4X/5/6/6P/12/13, 16 x 14 x 7in (HxWxD), wall mount, polycarbonate, gray, gloss finish, screw cover. | Stock | 162
RJ1614W | Stahlin RJ series enclosure, NEMA 1/3R/4X/6P/12, 16 x 14 x 7in (HxWxD), wall mount, fiberglass reinforced polyester, gray, raised screw cover, integral mounting flange. | Stock | 296
H161407HF-6P-P10 | Integra Premium series enclosure, NEMA 1/2/3/3R/3S/4/4X/5/6/6P/12/13, 16 x 14 x 7in (HxWxD), wall mount, polycarbonate, gray, gloss finish, hinged screw cover. | Stock | 176
RJ1614HW | Stahlin RJ series enclosure, NEMA 1/3R/4X/6P/12, 16 x 14 x 7in (HxWxD), wall mount, fiberglass reinforced polyester, gray, raised hinged screw cover, integral mounting flange. | Stock | 313
H161407SCF-P10 | Integra Premium series enclosure, NEMA 1/2/3/3R/3S/4/4X/5/6/6P/12/13, 16 x 14 x 7in (HxWxD), wall mount, polycarbonate, gray, gloss finish, clear polycarbonate screw cover. | Stock | 180
H161407HFNL-P10 | Integra Premium series enclosure, NEMA 1/2/3/3R/3S/4/4X/5/12/13, 16 x 14 x 7in (HxWxD), wall mount, polycarbonate, gray, gloss finish, single-door, glass-filled nylon quick-release latch, padlock hasp and staple. | Stock | 196
H161407HCF-6P-P10 | Integra Premium series enclosure, NEMA 1/2/3/3R/3S/4/4X/5/6/6P/12/13, 16 x 14 x 7in (HxWxD), wall mount, polycarbonate, gray, gloss finish, clear polycarbonate hinged screw cover. | Stock | 196
RJ1614HPL | Stahlin RJ series enclosure, NEMA 1/3R/4X/6P/12, 16 x 14 x 7in (HxWxD), wall mount, fiberglass reinforced polyester, gray, raised single-door, quick-release latch, padlock hasp and staple, integral mounting flange. | Stock | 352
RJ1614HLL | Stahlin RJ series enclosure, NEMA 1/3R/4X/6P/12, 16 x 14 x 7in (HxWxD), wall mount, fiberglass reinforced polyester, gray, raised single-door, twist-lock latch, integral mounting flange. | Stock | 362
H161407HCFNL-P10 | Integra Premium series enclosure, NEMA 1/2/3/3R/3S/4/4X/5/12/13, 16 x 14 x 7in (HxWxD), wall mount, polycarbonate, gray, gloss finish, clear polycarbonate single-door, glass-filled nylon quick-release latch, padlock hasp and staple. | Stock | 214
RJW1614HLL | Stahlin RJW series enclosure, NEMA 1/3R/4X/6P/12, 16 x 14 x 7in (HxWxD), wall mount, fiberglass reinforced polyester, gray, raised single-door, twist-lock latch, integral mounting flange, SAR acrylic window. | Stock | 657
RJW1614HPL | Stahlin RJW series enclosure, NEMA 1/3R/4X/6P/12, 16 x 14 x 7in (HxWxD), wall mount, fiberglass reinforced polyester, gray, raised single-door, quick-release latch, padlock hasp and staple, integral mounting flange, SAR acrylic window. | Stock | 696
DS161408HW | Stahlin Diamond Shield series enclosure, NEMA 1/3/3S/4X/12/13, 16 x 14 x 8in (HxWxD), wall mount, fiberglass reinforced polyester, gray, crowned hinged screw cover. | Stock | 235
AH16148HW | AttaBox Heartland series enclosure, NEMA 1/3R/4/4X/6P/12, 16 x 14 x 8in (HxWxD), wall mount, polycarbonate, Pantone 7541 C light gray, hinged screw cover, molded hasp. | Stock | 215
AH16148 | AttaBox Heartland series enclosure, NEMA 1/3R/4/4X/12, 16 x 14 x 8in (HxWxD), wall mount, polycarbonate, Pantone 7541 C light gray, single-door, polycarbonate quick-release latch, molded hasp. | Stock | 217
AH16148SS | AttaBox Heartland series enclosure, NEMA 1/3R/4/4X/12, 16 x 14 x 8in (HxWxD), wall mount, polycarbonate, Pantone 7541 C light gray, single-door, stainless steel quick-release latch, molded hasp. | Stock | 233
SCE-16148ELJ | Saginaw Enviroline Junction series enclosure, NEMA 3R/4/12/13, 16 x 14 x 8in (HxWxD), wall mount, carbon steel, ANSI 61 gray, powder coat finish, single-door, 1/4-turn semi-flush latch. | Stock | 168
SCE-16148ELJLG | Saginaw Enviroline Junction series enclosure, NEMA 3R/4/12/13, 16 x 14 x 8in (HxWxD), wall mount, carbon steel, RAL 7035 light gray, powder coat finish, single-door, 1/4-turn semi-flush latch. | Stock | 168
AHF16148 | AttaBox Heartland series enclosure, NEMA 1/3R/4/4X/12, 16 x 14 x 8in (HxWxD), wall mount, polycarbonate, Pantone 7541 C light gray, single-door, polycarbonate quick-release latch, molded hasp, integral mounting flange. | Stock | 245
AH16148C | AttaBox Heartland series enclosure, NEMA 1/3R/4/4X/12, 16 x 14 x 8in (HxWxD), wall mount, polycarbonate, Pantone 7541 C light gray, smoked polycarbonate single-door, polycarbonate quick-release latch, molded hasp. | Stock | 246
DS161408W | Stahlin Diamond Shield series enclosure, NEMA 1/3/3S/4X/12/13, 16 x 14 x 8in (HxWxD), wall mount, fiberglass reinforced polyester, gray, crowned screw cover. | Stock | 284
HJ16148HLP | Hammond enclosure, NEMA 3R/4/12/13, 16 x 14 x 8in (HxWxD), wall mount, carbon steel, ANSI 61 gray, powder coat finish, single-door, stainless steel clamps. | Stock | 219
DS161408HPL | Stahlin Diamond Shield series enclosure, NEMA 1/3/3S/4X/12/13, 16 x 14 x 8in (HxWxD), wall mount, fiberglass reinforced polyester, gray, crowned single-door, quick-release latch, padlock hasp and staple. | Stock | 291
AH16148CSS | AttaBox Heartland series enclosure, NEMA 1/3R/4/4X/12, 16 x 14 x 8in (HxWxD), wall mount, polycarbonate, Pantone 7541 C light gray, smoked polycarbonate single-door, stainless steel quick-release latch, molded hasp. | Stock | 264
SCE-16148CHNF | Saginaw enclosure, NEMA 3R/4/12/13, 16 x 14 x 8in (HxWxD), wall mount, carbon steel, ANSI 61 gray, powder coat finish, single-door, stainless steel clamps. | Stock | 189
B161408CH | Wiegmann enclosure, NEMA 12/13, 16 x 14 x 8in (HxWxD), wall mount, carbon steel, ANSI 61 gray, powder coat finish, single-door, plated steel clamps. | Stock | 227
BN4161408CHQT | Wiegmann Ultimate Mini-Max series enclosure, NEMA 4/12, 16 x 14 x 8in (HxWxD), wall mount, carbon steel, ANSI 61 gray, powder coat finish, single-door, 1/4-turn semi-flush oil-tight latch. | Stock | 233
EJ16148 | Hammond Eclipse Junior series enclosure, NEMA 3R/4/12/13, 16 x 14 x 8in (HxWxD), wall mount, carbon steel, ANSI 61 gray, powder coat finish, single-door, 1/4-turn semi-flush latch. | Stock | 250
EJ16148LG | Hammond Eclipse Junior series enclosure, NEMA 3R/4/12/13, 16 x 14 x 8in (HxWxD), wall mount, carbon steel, RAL 7035 light gray, powder coat finish, single-door, 1/4-turn semi-flush latch. | Stock | 250
AHF16148C | AttaBox Heartland series enclosure, NEMA 1/3R/4/4X/12, 16 x 14 x 8in (HxWxD), wall mount, polycarbonate, Pantone 7541 C light gray, smoked polycarbonate single-door, polycarbonate quick-release latch, molded hasp, integral mounting flange. | Stock | 274
AHWD16148 | AttaBox Heartland series enclosure, with shelf, NEMA 1/3R/4/4X/12, 16 x 14 x 8in (HxWxD), wall mount, polycarbonate, Pantone 7541 C light gray, single-door, polycarbonate quick-release latch, molded hasp. | Stock | 282
DS161408HLL | Stahlin Diamond Shield series enclosure, NEMA 1/3/3S/4X/12/13, 16 x 14 x 8in (HxWxD), wall mount, fiberglass reinforced polyester, gray, crowned single-door, twist-lock latch, padlock hasp and staple. | Stock | 377
SCE-16148ELJW | Saginaw Enviroline Junction series enclosure, NEMA 3R/4/12/13, 16 x 14 x 8in (HxWxD), wall mount, carbon steel, ANSI 61 gray, powder coat finish, single-door, 1/4-turn semi-flush latch, polycarbonate window. | Stock | 239
DSCC161408HPL | Stahlin Diamond Shield series enclosure, NEMA 1/3/3S/4X/12/13, 16 x 14 x 8in (HxWxD), wall mount, fiberglass reinforced polyester, gray, clear polycarbonate single-door, quick-release latch, padlock hasp and staple. | Stock | 396
SCE-16EL1408LP | Saginaw Enviroline series enclosure, NEMA 3R/4/12/13, 16 x 14 x 8in (HxWxD), wall mount, carbon steel, ANSI 61 gray, powder coat finish, single-door, 1/4-turn semi-flush latch. | Stock | 270
SCE-16EL1408LPLG | Saginaw Enviroline series enclosure, NEMA 3R/4/12/13, 16 x 14 x 8in (HxWxD), wall mount, carbon steel, RAL 7035 light gray, powder coat finish, single-door, 1/4-turn semi-flush latch. | Stock | 270
1414SCO10 | Hammond enclosure, NEMA 12/13, 16 x 14 x 8in (HxWxD), wall mount, carbon steel, ANSI 61 gray, powder coat finish, screw cover. | Stock | 372
DSW161408HLL | Stahlin Diamond Shield series enclosure, NEMA 1/3/3S/4X/12/13, 16 x 14 x 8in (HxWxD), wall mount, fiberglass reinforced polyester, gray, crowned single-door, twist-lock latch, padlock hasp and staple, SAR acrylic window. | Stock | 668
DSW161408HPL | Stahlin Diamond Shield series enclosure, NEMA 1/3/3S/4X/12/13, 16 x 14 x 8in (HxWxD), wall mount, fiberglass reinforced polyester, gray, crowned single-door, quick-release latch, padlock hasp and staple, SAR acrylic window. | Stock | 711
EJ16148AL | Hammond Eclipse Junior series enclosure, NEMA 3R/4/4X/12/13, 16 x 14 x 8in (HxWxD), wall mount, 5052-H32 aluminum, natural finish, single-door, 1/4-turn semi-flush 316 stainless steel latch. | Stock | 517
SCE-16148ELJSS | Saginaw Enviroline Junction series enclosure, NEMA 3R/4/4X/12/13, 16 x 14 x 8in (HxWxD), wall mount, 304 stainless steel, #4 brush finish, single-door, 1/4-turn semi-flush latch. | Stock | 484
BN4161408CHQTSS | Wiegmann Ultimate Mini-Max series enclosure, NEMA 4/4X/12, 16 x 14 x 8in (HxWxD), wall mount, 304 stainless steel, No. 3 intermediate polished finish, single-door, 1/4-turn semi-flush oil-tight latch. | Stock | 528
SCE-16148ELJWSS | Saginaw Enviroline Junction series enclosure, NEMA 3R/4/4X/12/13, 16 x 14 x 8in (HxWxD), wall mount, 304 stainless steel, #4 brush finish, single-door, 1/4-turn semi-flush latch, polycarbonate window. | Stock | 568
SCE-16148CHNFSS | Saginaw enclosure, NEMA 3R/4/4X/12/13, 16 x 14 x 8in (HxWxD), wall mount, 304 stainless steel, #4 brush finish, single-door, stainless steel clamps. | Stock | 579
SCE-16148ELJSS6 | Saginaw Enviroline Junction series enclosure, NEMA 3R/4/4X/12/13, 16 x 14 x 8in (HxWxD), wall mount, 316L stainless steel, #4 brush finish, single-door, 1/4-turn semi-flush latch. | Stock | 602
EJ16148SS | Hammond Eclipse Junior series enclosure, NEMA 3R/4/4X/12/13, 16 x 14 x 8in (HxWxD), wall mount, 304 stainless steel, #4 brush finish, single-door, 1/4-turn semi-flush 316 stainless steel latch. | Stock | 629
SCE-16148CHNFSS6 | Saginaw enclosure, NEMA 3R/4/4X/12/13, 16 x 14 x 8in (HxWxD), wall mount, 316L stainless steel, #4 brush finish, single-door, stainless steel clamps. | Stock | 672
SCE-16148ELJWSS6 | Saginaw Enviroline Junction series enclosure, NEMA 3R/4/4X/12/13, 16 x 14 x 8in (HxWxD), wall mount, 316L stainless steel, #4 brush finish, single-door, 1/4-turn semi-flush latch, polycarbonate window. | Stock | 707
EJ16148S16 | Hammond Eclipse Junior series enclosure, NEMA 3R/4/4X/12/13, 16 x 14 x 8in (HxWxD), wall mount, 316 stainless steel, #4 brush finish, single-door, 1/4-turn semi-flush 316 stainless steel latch. | Stock | 792
SCE-16148ELJSSST | Saginaw Enviroline Junction series enclosure, slope top, NEMA 3R/4/4X/12/13, 16 x 14 x 8in (HxWxD), wall mount, 304 stainless steel, #4 brush finish, single-door, 1/4-turn semi-flush latch. | Stock | 847
SCE-161410CHNF | Saginaw enclosure, NEMA 3R/4/12/13, 16 x 14 x 10in (HxWxD), wall mount, carbon steel, ANSI 61 gray, powder coat finish, single-door, stainless steel clamps. | Stock | 198
HJ161410HLP | Hammond enclosure, NEMA 3R/4/12/13, 16 x 14 x 10in (HxWxD), wall mount, carbon steel, ANSI 61 gray, powder coat finish, single-door, stainless steel clamps. | Stock | 247
EJ161410 | Hammond Eclipse Junior series enclosure, NEMA 3R/4/12/13, 16 x 14 x 10in (HxWxD), wall mount, carbon steel, ANSI 61 gray, powder coat finish, single-door, 1/4-turn semi-flush latch. | Stock | 271
EJ161410LG | Hammond Eclipse Junior series enclosure, NEMA 3R/4/12/13, 16 x 14 x 10in (HxWxD), wall mount, carbon steel, RAL 7035 light gray, powder coat finish, single-door, 1/4-turn semi-flush latch. | Stock | 271
B161410CH | Wiegmann enclosure, NEMA 12/13, 16 x 14 x 10in (HxWxD), wall mount, carbon steel, ANSI 61 gray, powder coat finish, single-door, plated steel clamps. | Stock | 253
HJ161410LP | Hammond enclosure, NEMA 3R/4/12/13, 16 x 14 x 10in (HxWxD), wall mount, carbon steel, ANSI 61 gray, powder coat finish, lift-off cover, stainless steel clamps. | Stock | 253
EJ161410AL | Hammond Eclipse Junior series enclosure, NEMA 3R/4/4X/12/13, 16 x 14 x 10in (HxWxD), wall mount, 5052-H32 aluminum, natural finish, single-door, 1/4-turn semi-flush 316 stainless steel latch. | Stock | 541
1414N4ALO10 | Hammond enclosure, NEMA 4/4X/12/13, 16 x 14 x 10in (HxWxD), wall mount, 5052-H32 aluminum, natural finish, lift-off cover, aluminum clamps. | Stock | 533
EJ161410SS | Hammond Eclipse Junior series enclosure, NEMA 3R/4/4X/12/13, 16 x 14 x 10in (HxWxD), wall mount, 304 stainless steel, #4 brush finish, single-door, 1/4-turn semi-flush 316 stainless steel latch. | Stock | 654
1414N4PHSSO10 | Hammond enclosure, NEMA 3R/4/4X/12/13, 16 x 14 x 10in (HxWxD), wall mount, 304 stainless steel, #4 brush finish, single-door, stainless steel clamps. | Stock | 686
EJ161410S16 | Hammond Eclipse Junior series enclosure, NEMA 3R/4/4X/12/13, 16 x 14 x 10in (HxWxD), wall mount, 316 stainless steel, #4 brush finish, single-door, 1/4-turn semi-flush 316 stainless steel latch. | Stock | 817
1414N4PHS16O10 | Hammond enclosure, NEMA 3R/4/4X/12/13, 16 x 14 x 10in (HxWxD), wall mount, 316 stainless steel, #4 brush finish, single-door, stainless steel clamps. | Stock | 844
J161412SSH | Stahlin FatBoy series enclosure, NEMA 1/3/4X/12, 16 x 14 x 12in (HxWxD), wall mount, fiberglass reinforced polyester, gray, clamshell single-door, twist-lock latch, padlock hasp and staple, integral mounting flange. | Stock | 530
SCE-16N1606LP | Saginaw enclosure, NEMA 1, 16 x 16 x 6in (HxWxD), wall mount, carbon steel, ANSI 61 gray, powder coat finish, single-door, 1/4-turn semi-flush latch. | Stock | 172
SCE-16N1606NKLP | Saginaw enclosure, NEMA 1, 16 x 16 x 6in (HxWxD), wall mount, with knockouts, carbon steel, ANSI 61 gray, powder coat finish, single-door, 1/4-turn semi-flush latch. | Stock | 190
C3R16166HCR | Hammond enclosure, NEMA 3R, 16 x 16 x 6in (HxWxD), wall mount, galvanized steel, ANSI 61 gray, powder coat finish, hinged screw cover, padlock hasp and staple. | Stock | 188
RHC161606 | Wiegmann enclosure, NEMA 1/3R, 16 x 16 x 6in (HxWxD), wall mount, carbon steel, ANSI 61 gray, powder coat finish, single-door, 1/4-turn flush-mounted latch, padlock hasp and staple. | Stock | 185
N1C161606LP | Wiegmann enclosure, NEMA 1, 16 x 16 x 6in (HxWxD), wall mount, carbon steel, ANSI 61 gray, powder coat finish, single-door, 1/4-turn flush-mounted latch. | Stock | 216
SCE-16EL1606LP | Saginaw Enviroline series enclosure, NEMA 3R/4/12/13, 16 x 16 x 6in (HxWxD), wall mount, carbon steel, ANSI 61 gray, powder coat finish, single-door, 1/4-turn semi-flush latch. | Stock | 269
SCE-16EL1606LPLG | Saginaw Enviroline series enclosure, NEMA 3R/4/12/13, 16 x 16 x 6in (HxWxD), wall mount, carbon steel, RAL 7035 light gray, powder coat finish, single-door, 1/4-turn semi-flush latch. | Stock | 269
EN4SD16166GY | Hammond Eclipse series enclosure, NEMA 3R/4/12, 16 x 16 x 6in (HxWxD), wall mount, carbon steel, ANSI 61 gray, powder coat finish, single-door, 1/4-turn semi-flush latch. | Stock | 306
EN4SD16166LG | Hammond Eclipse series enclosure, NEMA 3R/4/12, 16 x 16 x 6in (HxWxD), wall mount, carbon steel, RAL 7035 light gray, powder coat finish, single-door, 1/4-turn semi-flush latch. | Stock | 306
N412161606C | Wiegmann Ultimate series enclosure, NEMA 4/12/13, 16 x 16 x 6in (HxWxD), wall mount, carbon steel, ANSI 61 gray, powder coat finish, single-door, 1/4-turn semi-flush oil-tight latch. | Stock | 283
N412161606CLG | Wiegmann Ultimate series enclosure, NEMA 4/12/13, 16 x 16 x 6in (HxWxD), wall mount, carbon steel, RAL 7035 light gray, powder coat finish, single-door, 1/4-turn semi-flush oil-tight latch. | Stock | 283
SCE-16H1606LP | Saginaw enclosure, NEMA 3R/4/12/13, 16 x 16 x 6in (HxWxD), wall mount, carbon steel, ANSI 61 gray, powder coat finish, single-door, plated steel clamps, padlock hasp and staple. | Stock | 304
N412161606CGP | Wiegmann Ultimate series enclosure, NEMA 3R/4/12/13, 16 x 16 x 6in (HxWxD), wall mount, bottom gland plate, carbon steel, ANSI 61 gray, powder coat finish, single-door, 1/4-turn semi-flush oil-tight latch. | Stock | 540
N12161606 | Wiegmann enclosure, NEMA 12/13, 16 x 16 x 6in (HxWxD), wall mount, carbon steel, ANSI 61 gray, powder coat finish, single-door, plated steel clamps, padlock hasp and staple. | Stock | 375
1418G6 | Hammond enclosure, NEMA 12/13, 16 x 16 x 6in (HxWxD), wall mount, carbon steel, ANSI 61 gray, powder coat finish, single-door, stainless steel clamps, padlock hasp and staple. | Stock | 438
N4121616061PTC | Wiegmann Ultimate series enclosure, NEMA 4/12/13, 16 x 16 x 6in (HxWxD), wall mount, carbon steel, ANSI 61 gray, powder coat finish, single-door, 1-point keylocking/padlocking combo handle, handle hasp. | Stock | 401
N4161606 | Wiegmann enclosure, NEMA 4/12/13, 16 x 16 x 6in (HxWxD), wall mount, carbon steel, ANSI 61 gray, powder coat finish, single-door, stainless steel clamps, padlock hasp and staple. | Stock | 487
1418N4G6 | Hammond enclosure, NEMA 3R/4/12, 16 x 16 x 6in (HxWxD), wall mount, carbon steel, ANSI 61 gray, powder coat finish, single-door, stainless steel clamps, padlock hasp and staple. | Stock | 513
SCE-16EL1606SSLP | Saginaw Enviroline series enclosure, NEMA 3R/4/4X/12/13, 16 x 16 x 6in (HxWxD), wall mount, 304 stainless steel, #4 brush finish, single-door, 1/4-turn semi-flush latch. | Stock | 628
EN4SD16166SS | Hammond Eclipse series enclosure, NEMA 3R/4/4X/12/13, 16 x 16 x 6in (HxWxD), wall mount, 304 stainless steel, #4 brush finish, single-door, 1/4-turn semi-flush 316 stainless steel latch. | Stock | 680
N412161606SSC | Wiegmann Ultimate series enclosure, NEMA 4/4X/12/13, 16 x 16 x 6in (HxWxD), wall mount, 304 stainless steel, No. 3 intermediate polished finish, single-door, 1/4-turn semi-flush oil-tight latch. | Stock | 566
SCE-16H1606SSLP | Saginaw enclosure, NEMA 3R/4/4X/12/13, 16 x 16 x 6in (HxWxD), wall mount, 304 stainless steel, #4 brush finish, single-door, stainless steel clamps, padlock hasp and staple. | Stock | 669
SCE-16EL1606SS6LP | Saginaw Enviroline series enclosure, NEMA 3R/4/4X/12/13, 16 x 16 x 6in (HxWxD), wall mount, 316L stainless steel, #4 brush finish, single-door, 1/4-turn semi-flush latch. | Stock | 775
1418N4SSG6 | Hammond enclosure, NEMA 3R/4/4X/12/13, 16 x 16 x 6in (HxWxD), wall mount, 304 stainless steel, #4 brush finish, single-door, stainless steel clamps, padlock hasp and staple. | Stock | 797
SSN4161606 | Wiegmann enclosure, NEMA 4/4X/12/13, 16 x 16 x 6in (HxWxD), wall mount, 304 stainless steel, No. 3 intermediate polished finish, single-door, stainless steel clamps, padlock hasp and staple. | Stock | 699
SCE-16H1606SS6LP | Saginaw enclosure, NEMA 3R/4/4X/12/13, 16 x 16 x 6in (HxWxD), wall mount, 316L stainless steel, #4 brush finish, single-door, stainless steel clamps, padlock hasp and staple. | Stock | 802
1418N4S16G6 | Hammond enclosure, NEMA 3R/4/4X/12/13, 16 x 16 x 6in (HxWxD), wall mount, 316 stainless steel, #4 brush finish, single-door, stainless steel clamps, padlock hasp and staple. | Stock | 963
N412161606SS1PTC | Wiegmann Ultimate series enclosure, NEMA 4X/12/13, 16 x 16 x 6in (HxWxD), wall mount, 304 stainless steel, No. 3 intermediate polished finish, single-door, 1-point 316L padlocking handle, handle hasp. | Stock | 843
SSN4161606A | Wiegmann enclosure, NEMA 4/4X/12/13, 16 x 16 x 6in (HxWxD), wall mount, 316L stainless steel, No. 3 intermediate polished finish, single-door, stainless steel clamps, padlock hasp and staple. | Stock | 849
EN4SD16166S16 | Hammond Eclipse series enclosure, NEMA 3R/4/4X/12/13, 16 x 16 x 6in (HxWxD), wall mount, 316 stainless steel, #4 brush finish, single-door, 1/4-turn semi-flush 316 stainless steel latch. | Stock | 1011
N412161606SSA1PTC | Wiegmann Ultimate series enclosure, NEMA 4X/12/13, 16 x 16 x 6in (HxWxD), wall mount, 316L stainless steel, No. 3 intermediate polished finish, single-door, 1-point 316L padlocking handle, handle hasp. | Stock | 1334
N1A16167 | Hammond enclosure, NEMA 1, 16 x 16 x 7in (HxWxD), wall mount, carbon steel, ANSI 61 gray, powder coat finish, single-door, 1/4-turn semi-flush latch. | Stock | 246
SCE-16N1608LP | Saginaw enclosure, NEMA 1, 16 x 16 x 8in (HxWxD), wall mount, carbon steel, ANSI 61 gray, powder coat finish, single-door, 1/4-turn semi-flush latch. | Stock | 188
SCE-16N1608NKLP | Saginaw enclosure, NEMA 1, 16 x 16 x 8in (HxWxD), wall mount, with knockouts, carbon steel, ANSI 61 gray, powder coat finish, single-door, 1/4-turn semi-flush latch. | Stock | 206
EN4SD16168GY | Hammond Eclipse series enclosure, NEMA 3R/4/12, 16 x 16 x 8in (HxWxD), wall mount, carbon steel, ANSI 61 gray, powder coat finish, single-door, 1/4-turn semi-flush latch. | Stock | 323
EN4SD16168LG | Hammond Eclipse series enclosure, NEMA 3R/4/12, 16 x 16 x 8in (HxWxD), wall mount, carbon steel, RAL 7035 light gray, powder coat finish, single-door, 1/4-turn semi-flush latch. | Stock | 323
N412161608C | Wiegmann Ultimate series enclosure, NEMA 4/12/13, 16 x 16 x 8in (HxWxD), wall mount, carbon steel, ANSI 61 gray, powder coat finish, single-door, 1/4-turn semi-flush oil-tight latch. | Stock | 290
N412161608CLG | Wiegmann Ultimate series enclosure, NEMA 4/12/13, 16 x 16 x 8in (HxWxD), wall mount, carbon steel, RAL 7035 light gray, powder coat finish, single-door, 1/4-turn semi-flush oil-tight latch. | Stock | 290
SCE-16EL1608LP | Saginaw Enviroline series enclosure, NEMA 3R/4/12/13, 16 x 16 x 8in (HxWxD), wall mount, carbon steel, ANSI 61 gray, powder coat finish, single-door, 1/4-turn semi-flush latch. | Stock | 300
SCE-16EL1608LPLG | Saginaw Enviroline series enclosure, NEMA 3R/4/12/13, 16 x 16 x 8in (HxWxD), wall mount, carbon steel, RAL 7035 light gray, powder coat finish, single-door, 1/4-turn semi-flush latch. | Stock | 300
SCE-16H1608LP | Saginaw enclosure, NEMA 3R/4/12/13, 16 x 16 x 8in (HxWxD), wall mount, carbon steel, ANSI 61 gray, powder coat finish, single-door, plated steel clamps, padlock hasp and staple. | Stock | 321
N412161608CGP | Wiegmann Ultimate series enclosure, NEMA 3R/4/12/13, 16 x 16 x 8in (HxWxD), wall mount, bottom gland plate, carbon steel, ANSI 61 gray, powder coat finish, single-door, 1/4-turn semi-flush oil-tight latch. | Stock | 569
N412161608CST | Wiegmann Ultimate series enclosure, slope top, NEMA 4/12/13, 16 x 16 x 8in (HxWxD), wall mount, carbon steel, ANSI 61 gray, powder coat finish, single-door, 1/4-turn semi-flush oil-tight latch. | Stock | 364
ST16168LG | Hammond Eclipse series enclosure, slope top, NEMA 3R/4/12, 16 x 16 x 8in (HxWxD), wall mount, carbon steel, RAL 7035 light gray, powder coat finish, single-door, 1/4-turn semi-flush latch. | Stock | 418
N12161608 | Wiegmann enclosure, NEMA 12/13, 16 x 16 x 8in (HxWxD), wall mount, carbon steel, ANSI 61 gray, powder coat finish, single-door, plated steel clamps, padlock hasp and staple. | Stock | 395
1418G8 | Hammond enclosure, NEMA 12/13, 16 x 16 x 8in (HxWxD), wall mount, carbon steel, ANSI 61 gray, powder coat finish, single-door, stainless steel clamps, padlock hasp and staple. | Stock | 458
N4121616081PTC | Wiegmann Ultimate series enclosure, NEMA 4/12/13, 16 x 16 x 8in (HxWxD), wall mount, carbon steel, ANSI 61 gray, powder coat finish, single-door, 1-point keylocking/padlocking combo handle, handle hasp. | Stock | 417
SCE-16EL1608SSLP | Saginaw Enviroline series enclosure, NEMA 3R/4/4X/12/13, 16 x 16 x 8in (HxWxD), wall mount, 304 stainless steel, #4 brush finish, single-door, 1/4-turn semi-flush latch. | Stock | 661
EN4SD16168SS | Hammond Eclipse series enclosure, NEMA 3R/4/4X/12/13, 16 x 16 x 8in (HxWxD), wall mount, 304 stainless steel, #4 brush finish, single-door, 1/4-turn semi-flush 316 stainless steel latch. | Stock | 736
N412161608SSC | Wiegmann Ultimate series enclosure, NEMA 4/4X/12/13, 16 x 16 x 8in (HxWxD), wall mount, 304 stainless steel, No. 3 intermediate polished finish, single-door, 1/4-turn semi-flush oil-tight latch. | Stock | 614
ST161608SS | Hammond Eclipse series enclosure, slope top, NEMA 3R/4/4X/12/13, 16 x 16 x 8in (HxWxD), wall mount, 304 stainless steel, #4 brush finish, single-door, 1/4-turn semi-flush 316 stainless steel latch. | Stock | 798
SCE-16EL1608SS6LP | Saginaw Enviroline series enclosure, NEMA 3R/4/4X/12/13, 16 x 16 x 8in (HxWxD), wall mount, 316L stainless steel, #4 brush finish, single-door, 1/4-turn semi-flush latch. | Stock | 815
SCE-16EL1608SSST | Saginaw Enviroline series enclosure, slope top, NEMA 3R/4/4X/12/13, 16 x 16 x 8in (HxWxD), wall mount, 304 stainless steel, #4 brush finish, single-door, 1/4-turn semi-flush latch. | Stock | 868
N412161608CSSST | Wiegmann Ultimate series enclosure, slope top, NEMA 4/4X/12/13, 16 x 16 x 8in (HxWxD), wall mount, 304 stainless steel, No. 3 intermediate polished finish, single-door, 1/4-turn semi-flush oil-tight latch. | Stock | 865
N412161608SS1PTC | Wiegmann Ultimate series enclosure, NEMA 4X/12/13, 16 x 16 x 8in (HxWxD), wall mount, 304 stainless steel, No. 3 intermediate polished finish, single-door, 1-point 316L padlocking handle, handle hasp. | Stock | 901
EN4SD16168S16 | Hammond Eclipse series enclosure, NEMA 3R/4/4X/12/13, 16 x 16 x 8in (HxWxD), wall mount, 316 stainless steel, #4 brush finish, single-door, 1/4-turn semi-flush 316 stainless steel latch. | Stock | 1057
EN4SD161610GY | Hammond Eclipse series enclosure, NEMA 3R/4/12, 16 x 16 x 10in (HxWxD), wall mount, carbon steel, ANSI 61 gray, powder coat finish, single-door, 1/4-turn semi-flush latch. | Stock | 329
EN4SD161610LG | Hammond Eclipse series enclosure, NEMA 3R/4/12, 16 x 16 x 10in (HxWxD), wall mount, carbon steel, RAL 7035 light gray, powder coat finish, single-door, 1/4-turn semi-flush latch. | Stock | 329
N412161610C | Wiegmann Ultimate series enclosure, NEMA 4/12/13, 16 x 16 x 10in (HxWxD), wall mount, carbon steel, ANSI 61 gray, powder coat finish, single-door, 1/4-turn semi-flush oil-tight latch. | Stock | 310
N412161610CLG | Wiegmann Ultimate series enclosure, NEMA 4/12/13, 16 x 16 x 10in (HxWxD), wall mount, carbon steel, RAL 7035 light gray, powder coat finish, single-door, 1/4-turn semi-flush oil-tight latch. | Stock | 310
N412161610SSC | Wiegmann Ultimate series enclosure, NEMA 4/4X/12/13, 16 x 16 x 10in (HxWxD), wall mount, 304 stainless steel, No. 3 intermediate polished finish, single-door, 1/4-turn semi-flush oil-tight latch. | Stock | 651
EN4SD161610SS | Hammond Eclipse series enclosure, NEMA 3R/4/4X/12/13, 16 x 16 x 10in (HxWxD), wall mount, 304 stainless steel, #4 brush finish, single-door, 1/4-turn semi-flush 316 stainless steel latch. | Stock | 822
EN4SD161610S16 | Hammond Eclipse series enclosure, NEMA 3R/4/4X/12/13, 16 x 16 x 10in (HxWxD), wall mount, 316 stainless steel, #4 brush finish, single-door, 1/4-turn semi-flush 316 stainless steel latch. | Stock | 1157
SCE-16N2006LP | Saginaw enclosure, NEMA 1, 16 x 20 x 6in (HxWxD), wall mount, carbon steel, ANSI 61 gray, powder coat finish, single-door, 1/4-turn semi-flush latch. | Stock | 191
N1C201606LP | Wiegmann enclosure, NEMA 1, 16 x 20 x 6in (HxWxD), wall mount, carbon steel, ANSI 61 gray, powder coat finish, single-door, 1/4-turn flush-mounted latch. | Stock | 239
EN4SD16206GY | Hammond Eclipse series enclosure, NEMA 3R/4/12, 16 x 20 x 6in (HxWxD), wall mount, carbon steel, ANSI 61 gray, powder coat finish, single-door, 1/4-turn semi-flush latch. | Stock | 328
EN4SD16206LG | Hammond Eclipse series enclosure, NEMA 3R/4/12, 16 x 20 x 6in (HxWxD), wall mount, carbon steel, RAL 7035 light gray, powder coat finish, single-door, 1/4-turn semi-flush latch. | Stock | 328
SCE-16EL2006LP | Saginaw Enviroline series enclosure, NEMA 3R/4/12/13, 16 x 20 x 6in (HxWxD), wall mount, carbon steel, ANSI 61 gray, powder coat finish, single-door, 1/4-turn semi-flush latch. | Stock | 302
SCE-16EL2006LPLG | Saginaw Enviroline series enclosure, NEMA 3R/4/12/13, 16 x 20 x 6in (HxWxD), wall mount, carbon steel, RAL 7035 light gray, powder coat finish, single-door, 1/4-turn semi-flush latch. | Stock | 302
N412162006C | Wiegmann Ultimate series enclosure, NEMA 4/12/13, 16 x 20 x 6in (HxWxD), wall mount, carbon steel, ANSI 61 gray, powder coat finish, single-door, 1/4-turn semi-flush oil-tight latch. | Stock | 304
N412162006CLG | Wiegmann Ultimate series enclosure, NEMA 4/12/13, 16 x 20 x 6in (HxWxD), wall mount, carbon steel, RAL 7035 light gray, powder coat finish, single-door, 1/4-turn semi-flush oil-tight latch. | Stock | 304
SCE-16H2006LP | Saginaw enclosure, NEMA 3R/4/12/13, 16 x 20 x 6in (HxWxD), wall mount, carbon steel, ANSI 61 gray, powder coat finish, single-door, plated steel clamps, padlock hasp and staple. | Stock | 327
N12162006 | Wiegmann enclosure, NEMA 12/13, 16 x 20 x 6in (HxWxD), wall mount, carbon steel, ANSI 61 gray, powder coat finish, single-door, plated steel clamps, padlock hasp and staple. | Stock | 402
N4121620061PTC | Wiegmann Ultimate series enclosure, NEMA 4/12/13, 16 x 20 x 6in (HxWxD), wall mount, carbon steel, ANSI 61 gray, powder coat finish, single-door, 1-point keylocking/padlocking combo handle, handle hasp. | Stock | 425
1418CR6 | Hammond enclosure, NEMA 12/13, 16 x 20 x 6in (HxWxD), wall mount, carbon steel, ANSI 61 gray, powder coat finish, single-door, stainless steel clamps, padlock hasp and staple. | Stock | 487
1418N4CR6 | Hammond enclosure, NEMA 3R/4/12, 16 x 20 x 6in (HxWxD), wall mount, carbon steel, ANSI 61 gray, powder coat finish, single-door, stainless steel clamps, padlock hasp and staple. | Stock | 568
EN4SD16206SS | Hammond Eclipse series enclosure, NEMA 3R/4/4X/12/13, 16 x 20 x 6in (HxWxD), wall mount, 304 stainless steel, #4 brush finish, single-door, 1/4-turn semi-flush 316 stainless steel latch. | Stock | 766
SCE-16H2006SSLP | Saginaw enclosure, NEMA 3R/4/4X/12/13, 16 x 20 x 6in (HxWxD), wall mount, 304 stainless steel, #4 brush finish, single-door, stainless steel clamps, padlock hasp and staple. | Stock | 735
1418N4SSCR6 | Hammond enclosure, NEMA 3R/4/4X/12/13, 16 x 20 x 6in (HxWxD), wall mount, 304 stainless steel, #4 brush finish, single-door, stainless steel clamps, padlock hasp and staple. | Stock | 880
SCE-16H2006SS6LP | Saginaw enclosure, NEMA 3R/4/4X/12/13, 16 x 20 x 6in (HxWxD), wall mount, 316L stainless steel, #4 brush finish, single-door, stainless steel clamps, padlock hasp and staple. | Stock | 882
1418N4S16CR6 | Hammond enclosure, NEMA 3R/4/4X/12/13, 16 x 20 x 6in (HxWxD), wall mount, 316 stainless steel, #4 brush finish, single-door, stainless steel clamps, padlock hasp and staple. | Stock | 1062
N1A16207 | Hammond enclosure, NEMA 1, 16 x 20 x 7in (HxWxD), wall mount, carbon steel, ANSI 61 gray, powder coat finish, single-door, 1/4-turn semi-flush latch. | Stock | 273
SCE-16EL2008LP | Saginaw Enviroline series enclosure, NEMA 3R/4/12/13, 16 x 20 x 8in (HxWxD), wall mount, carbon steel, ANSI 61 gray, powder coat finish, single-door, 1/4-turn semi-flush latch. | Stock | 303
SCE-16EL2008LPLG | Saginaw Enviroline series enclosure, NEMA 3R/4/12/13, 16 x 20 x 8in (HxWxD), wall mount, carbon steel, RAL 7035 light gray, powder coat finish, single-door, 1/4-turn semi-flush latch. | Stock | 303
EN4SD16208GY | Hammond Eclipse series enclosure, NEMA 3R/4/12, 16 x 20 x 8in (HxWxD), wall mount, carbon steel, ANSI 61 gray, powder coat finish, single-door, 1/4-turn semi-flush latch. | Stock | 345
EN4SD16208LG | Hammond Eclipse series enclosure, NEMA 3R/4/12, 16 x 20 x 8in (HxWxD), wall mount, carbon steel, RAL 7035 light gray, powder coat finish, single-door, 1/4-turn semi-flush latch. | Stock | 345
N412162008C | Wiegmann Ultimate series enclosure, NEMA 4/12/13, 16 x 20 x 8in (HxWxD), wall mount, carbon steel, ANSI 61 gray, powder coat finish, single-door, 1/4-turn semi-flush oil-tight latch. | Stock | 329
N412162008CLG | Wiegmann Ultimate series enclosure, NEMA 4/12/13, 16 x 20 x 8in (HxWxD), wall mount, carbon steel, RAL 7035 light gray, powder coat finish, single-door, 1/4-turn semi-flush oil-tight latch. | Stock | 329
SCE-16H2008LP | Saginaw enclosure, NEMA 3R/4/12/13, 16 x 20 x 8in (HxWxD), wall mount, carbon steel, ANSI 61 gray, powder coat finish, single-door, plated steel clamps, padlock hasp and staple. | Stock | 344
N12162008 | Wiegmann enclosure, NEMA 12/13, 16 x 20 x 8in (HxWxD), wall mount, carbon steel, ANSI 61 gray, powder coat finish, single-door, plated steel clamps, padlock hasp and staple. | Stock | 424
N4121620081PTC | Wiegmann Ultimate series enclosure, NEMA 4/12/13, 16 x 20 x 8in (HxWxD), wall mount, carbon steel, ANSI 61 gray, powder coat finish, single-door, 1-point keylocking/padlocking combo handle, handle hasp. | Stock | 441
1418CR8 | Hammond enclosure, NEMA 12/13, 16 x 20 x 8in (HxWxD), wall mount, carbon steel, ANSI 61 gray, powder coat finish, single-door, stainless steel clamps, padlock hasp and staple. | Stock | 510
SCE-16EL2008SSLP | Saginaw Enviroline series enclosure, NEMA 3R/4/4X/12/13, 16 x 20 x 8in (HxWxD), wall mount, 304 stainless steel, #4 brush finish, single-door, 1/4-turn semi-flush latch. | Stock | 740
EN4SD16208SS | Hammond Eclipse series enclosure, NEMA 3R/4/4X/12/13, 16 x 20 x 8in (HxWxD), wall mount, 304 stainless steel, #4 brush finish, single-door, 1/4-turn semi-flush 316 stainless steel latch. | Stock | 822
N412162008SSC | Wiegmann Ultimate series enclosure, NEMA 4/4X/12/13, 16 x 20 x 8in (HxWxD), wall mount, 304 stainless steel, No. 3 intermediate polished finish, single-door, 1/4-turn semi-flush oil-tight latch. | Stock | 673
SCE-16EL2008SS6LP | Saginaw Enviroline series enclosure, NEMA 3R/4/4X/12/13, 16 x 20 x 8in (HxWxD), wall mount, 316L stainless steel, #4 brush finish, single-door, 1/4-turn semi-flush latch. | Stock | 913
EN4SD16208S16 | Hammond Eclipse series enclosure, NEMA 3R/4/4X/12/13, 16 x 20 x 8in (HxWxD), wall mount, 316 stainless steel, #4 brush finish, single-door, 1/4-turn semi-flush 316 stainless steel latch. | Stock | 1083
N412162008SS1PTC | Wiegmann Ultimate series enclosure, NEMA 4X/12/13, 16 x 20 x 8in (HxWxD), wall mount, 304 stainless steel, No. 3 intermediate polished finish, single-door, 1-point 316L padlocking handle, handle hasp. | Stock | 998
N412162008SSAC | Wiegmann Ultimate series enclosure, NEMA 4/4X/12/13, 16 x 20 x 8in (HxWxD), wall mount, 316L stainless steel, No. 3 intermediate polished finish, single-door, 1/4-turn semi-flush oil-tight latch. | Stock | 1242
N412162008SSA1PTC | Wiegmann Ultimate series enclosure, NEMA 4X/12/13, 16 x 20 x 8in (HxWxD), wall mount, 316L stainless steel, No. 3 intermediate polished finish, single-door, 1-point 316L padlocking handle, handle hasp. | Stock | 1327
EN4SD162010GY | Hammond Eclipse series enclosure, NEMA 3R/4/12, 16 x 20 x 10in (HxWxD), wall mount, carbon steel, ANSI 61 gray, powder coat finish, single-door, 1/4-turn semi-flush latch. | Stock | 353
EN4SD162010LG | Hammond Eclipse series enclosure, NEMA 3R/4/12, 16 x 20 x 10in (HxWxD), wall mount, carbon steel, RAL 7035 light gray, powder coat finish, single-door, 1/4-turn semi-flush latch. | Stock | 353
N412162010C | Wiegmann Ultimate series enclosure, NEMA 4/12/13, 16 x 20 x 10in (HxWxD), wall mount, carbon steel, ANSI 61 gray, powder coat finish, single-door, 1/4-turn semi-flush oil-tight latch. | Stock | 340
N412162010CLG | Wiegmann Ultimate series enclosure, NEMA 4/12/13, 16 x 20 x 10in (HxWxD), wall mount, carbon steel, RAL 7035 light gray, powder coat finish, single-door, 1/4-turn semi-flush oil-tight latch. | Stock | 340
N412162010SSC | Wiegmann Ultimate series enclosure, NEMA 4/4X/12/13, 16 x 20 x 10in (HxWxD), wall mount, 304 stainless steel, No. 3 intermediate polished finish, single-door, 1/4-turn semi-flush oil-tight latch. | Stock | 756
EN4SD162010SS | Hammond Eclipse series enclosure, NEMA 3R/4/4X/12/13, 16 x 20 x 10in (HxWxD), wall mount, 304 stainless steel, #4 brush finish, single-door, 1/4-turn semi-flush 316 stainless steel latch. | Stock | 884
EN4SD162010S16 | Hammond Eclipse series enclosure, NEMA 3R/4/4X/12/13, 16 x 20 x 10in (HxWxD), wall mount, 316 stainless steel, #4 brush finish, single-door, 1/4-turn semi-flush 316 stainless steel latch. | Stock | 1245
AH18164 | AttaBox Heartland SL series enclosure, NEMA 1/3R/4/4X/12, 18 x 16 x 4in (HxWxD), wall mount, polycarbonate, Pantone 7541 C light gray, single-door, polycarbonate quick-release latch, molded hasp. | Stock | 236
AH18164SS | AttaBox Heartland SL series enclosure, NEMA 1/3R/4/4X/12, 18 x 16 x 4in (HxWxD), wall mount, polycarbonate, Pantone 7541 C light gray, single-door, stainless steel quick-release latch, molded hasp. | Stock | 254
AH18164C | AttaBox Heartland SL series enclosure, NEMA 1/3R/4/4X/12, 18 x 16 x 4in (HxWxD), wall mount, polycarbonate, Pantone 7541 C light gray, smoked polycarbonate single-door, polycarbonate quick-release latch, molded hasp. | Stock | 276
AH18164CSS | AttaBox Heartland SL series enclosure, NEMA 1/3R/4/4X/12, 18 x 16 x 4in (HxWxD), wall mount, polycarbonate, Pantone 7541 C light gray, smoked polycarbonate single-door, stainless steel quick-release latch, molded hasp. | Stock | 297
SCE-18N1606NK-T | Saginaw enclosure, NEMA 1, 18 x 16 x 6in (HxWxD), wall mount, with knockouts, carbon steel, taupe tan, powder coat finish, single-door, 1/4-turn semi-flush latch. | Stock | 203
SCE-18N1606NK-B | Saginaw enclosure, NEMA 1, 18 x 16 x 6in (HxWxD), wall mount, with knockouts, carbon steel, precaution blue, powder coat finish, single-door, 1/4-turn semi-flush latch. | Stock | 203
J1816W | Stahlin J series enclosure, NEMA 1/3R/4X/6P/12, 18 x 16 x 8in (HxWxD), wall mount, fiberglass reinforced polyester, gray, screw cover, integral mounting flange. | Stock | 273
J1816HW | Stahlin J series enclosure, NEMA 1/3R/4X/6P/12, 18 x 16 x 8in (HxWxD), wall mount, fiberglass reinforced polyester, gray, hinged screw cover, integral mounting flange. | Stock | 286
J1816HPL | Stahlin J series enclosure, NEMA 1/3R/4X/6P/12, 18 x 16 x 8in (HxWxD), wall mount, fiberglass reinforced polyester, gray, single-door, quick-release latch, padlock hasp and staple, integral mounting flange. | Stock | 324
J1816HLL | Stahlin J series enclosure, NEMA 1/3R/4X/6P/12, 18 x 16 x 8in (HxWxD), wall mount, fiberglass reinforced polyester, gray, single-door, twist-lock latch, integral mounting flange. | Stock | 429
WH-J1816HPL | Stahlin J series enclosure, NEMA 1/3R/4X/6P/12, 18 x 16 x 8in (HxWxD), wall mount, fiberglass reinforced polyester, white, single-door, quick-release latch, padlock hasp and staple, integral mounting flange. | Stock | 468
JW1816HPL | Stahlin JW series enclosure, NEMA 1/3R/4X/6P/12, 18 x 16 x 8in (HxWxD), wall mount, fiberglass reinforced polyester, gray, single-door, quick-release latch, padlock hasp and staple, integral mounting flange, SAR acrylic window. | Stock | 503
JW1816HLL | Stahlin JW series enclosure, NEMA 1/3R/4X/6P/12, 18 x 16 x 8in (HxWxD), wall mount, fiberglass reinforced polyester, gray, single-door, twist-lock latch, integral mounting flange, SAR acrylic window. | Stock | 513
AH181610HW | AttaBox Heartland series enclosure, NEMA 1/3R/4/4X/6P/12, 18 x 16 x 10in (HxWxD), wall mount, polycarbonate, Pantone 7541 C light gray, hinged screw cover, molded hasp. | Stock | 254
AH181610 | AttaBox Heartland series enclosure, NEMA 1/3R/4/4X/12, 18 x 16 x 10in (HxWxD), wall mount, polycarbonate, Pantone 7541 C light gray, single-door, polycarbonate quick-release latch, molded hasp. | Stock | 256
DS181610HW | Stahlin Diamond Shield series enclosure, NEMA 1/3/3S/4X/12/13, 18 x 16 x 10in (HxWxD), wall mount, fiberglass reinforced polyester, gray, crowned hinged screw cover. | Stock | 311
AH181610SS | AttaBox Heartland series enclosure, NEMA 1/3R/4/4X/12, 18 x 16 x 10in (HxWxD), wall mount, polycarbonate, Pantone 7541 C light gray, single-door, stainless steel quick-release latch, molded hasp. | Stock | 275
H181610SF-P10 | Integra Premium series enclosure, NEMA 1/2/3/3R/3S/4/4X/5/6/6P/12/13, 18 x 16 x 10in (HxWxD), wall mount, polycarbonate, gray, gloss finish, screw cover. | Stock | 186
AH181610C | AttaBox Heartland series enclosure, NEMA 1/3R/4/4X/12, 18 x 16 x 10in (HxWxD), wall mount, polycarbonate, Pantone 7541 C light gray, smoked polycarbonate single-door, polycarbonate quick-release latch, molded hasp. | Stock | 285
H181610HF-6P-P10 | Integra Premium series enclosure, NEMA 1/2/3/3R/3S/4/4X/5/6/6P/12/13, 18 x 16 x 10in (HxWxD), wall mount, polycarbonate, gray, gloss finish, hinged screw cover. | Stock | 201
AHF181610 | AttaBox Heartland series enclosure, NEMA 1/3R/4/4X/12, 18 x 16 x 10in (HxWxD), wall mount, polycarbonate, Pantone 7541 C light gray, single-door, polycarbonate quick-release latch, molded hasp, integral mounting flange. | Stock | 288
AH181610CSS | AttaBox Heartland series enclosure, NEMA 1/3R/4/4X/12, 18 x 16 x 10in (HxWxD), wall mount, polycarbonate, Pantone 7541 C light gray, smoked polycarbonate single-door, stainless steel quick-release latch, molded hasp. | Stock | 306
DS181610HPL | Stahlin Diamond Shield series enclosure, NEMA 1/3/3S/4X/12/13, 18 x 16 x 10in (HxWxD), wall mount, fiberglass reinforced polyester, gray, crowned single-door, quick-release latch, padlock hasp and staple. | Stock | 353
H181610SCF-P10 | Integra Premium series enclosure, NEMA 1/2/3/3R/3S/4/4X/5/6/6P/12/13, 18 x 16 x 10in (HxWxD), wall mount, polycarbonate, gray, gloss finish, clear polycarbonate screw cover. | Stock | 205
DS181610W | Stahlin Diamond Shield series enclosure, NEMA 1/3/3S/4X/12/13, 18 x 16 x 10in (HxWxD), wall mount, fiberglass reinforced polyester, gray, crowned screw cover. | Stock | 375
H181610HCF-6P-P10 | Integra Premium series enclosure, NEMA 1/2/3/3R/3S/4/4X/5/6/6P/12/13, 18 x 16 x 10in (HxWxD), wall mount, polycarbonate, gray, gloss finish, clear polycarbonate hinged screw cover. | Stock | 223
H181610HFNL-P10 | Integra Premium series enclosure, NEMA 1/2/3/3R/3S/4/4X/5/12/13, 18 x 16 x 10in (HxWxD), wall mount, polycarbonate, gray, gloss finish, single-door, glass-filled nylon quick-release latch, padlock hasp and staple. | Stock | 224
RJ1816HW | Stahlin RJ series enclosure, NEMA 1/3R/4X/6P/12, 18 x 16 x 10in (HxWxD), wall mount, fiberglass reinforced polyester, gray, raised hinged screw cover, integral mounting flange. | Stock | 407
H181610HCFNL-P10 | Integra Premium series enclosure, NEMA 1/2/3/3R/3S/4/4X/5/12/13, 18 x 16 x 10in (HxWxD), wall mount, polycarbonate, gray, gloss finish, clear polycarbonate single-door, glass-filled nylon quick-release latch, padlock hasp and staple. | Stock | 245
AHF181610C | AttaBox Heartland series enclosure, NEMA 1/3R/4/4X/12, 18 x 16 x 10in (HxWxD), wall mount, polycarbonate, Pantone 7541 C light gray, smoked polycarbonate single-door, polycarbonate quick-release latch, molded hasp, integral mounting flange. | Stock | 317
AHWD181610 | AttaBox Heartland series enclosure, with shelf, NEMA 1/3R/4/4X/12, 18 x 16 x 10in (HxWxD), wall mount, polycarbonate, Pantone 7541 C light gray, single-door, polycarbonate quick-release latch, molded hasp. | Stock | 344
DS181610HLL | Stahlin Diamond Shield series enclosure, NEMA 1/3/3S/4X/12/13, 18 x 16 x 10in (HxWxD), wall mount, fiberglass reinforced polyester, gray, crowned single-door, twist-lock latch, padlock hasp and staple. | Stock | 455
RJ1816HPL | Stahlin RJ series enclosure, NEMA 1/3R/4X/6P/12, 18 x 16 x 10in (HxWxD), wall mount, fiberglass reinforced polyester, gray, raised single-door, quick-release latch, padlock hasp and staple, integral mounting flange. | Stock | 457
RJ1816HLL | Stahlin RJ series enclosure, NEMA 1/3R/4X/6P/12, 18 x 16 x 10in (HxWxD), wall mount, fiberglass reinforced polyester, gray, raised single-door, twist-lock latch, integral mounting flange. | Stock | 471
DSW181610HPL | Stahlin Diamond Shield series enclosure, NEMA 1/3/3S/4X/12/13, 18 x 16 x 10in (HxWxD), wall mount, fiberglass reinforced polyester, gray, crowned single-door, quick-release latch, padlock hasp and staple, SAR acrylic window. | Stock | 726
DSW181610HLL | Stahlin Diamond Shield series enclosure, NEMA 1/3/3S/4X/12/13, 18 x 16 x 10in (HxWxD), wall mount, fiberglass reinforced polyester, gray, crowned single-door, twist-lock latch, padlock hasp and staple, SAR acrylic window. | Stock | 740
RJW1816HLL | Stahlin RJW series enclosure, NEMA 1/3R/4X/6P/12, 18 x 16 x 10in (HxWxD), wall mount, fiberglass reinforced polyester, gray, raised single-door, twist-lock latch, integral mounting flange, SAR acrylic window. | Stock | 807
RJW1816HPL | Stahlin RJW series enclosure, NEMA 1/3R/4X/6P/12, 18 x 16 x 10in (HxWxD), wall mount, fiberglass reinforced polyester, gray, raised single-door, quick-release latch, padlock hasp and staple, integral mounting flange, SAR acrylic window. | Stock | 824
J181617SSH | Stahlin FatBoy series enclosure, NEMA 1/3/4X/12, 18 x 16 x 17in (HxWxD), wall mount, fiberglass reinforced polyester, gray, clamshell single-door, twist-lock latch, padlock hasp and staple, integral mounting flange. | Stock | 663
C3R18186HCR | Hammond enclosure, NEMA 3R, 18 x 18 x 6in (HxWxD), wall mount, galvanized steel, ANSI 61 gray, powder coat finish, hinged screw cover, padlock hasp and staple. | Stock | 280
C3R181810HCR | Hammond enclosure, NEMA 3R, 18 x 18 x 10in (HxWxD), wall mount, galvanized steel, ANSI 61 gray, powder coat finish, hinged screw cover, padlock hasp and staple. | Stock | 343
N1C122006 | Wiegmann enclosure, NEMA 1, 20 x 12 x 6in (HxWxD), wall mount, carbon steel, ANSI 61 gray, powder coat finish, single-door, 1/4-turn flush-mounted latch. | Stock | 159
N1J20126 | Hammond enclosure, NEMA 1, 20 x 12 x 6in (HxWxD), wall mount, carbon steel, ANSI 61 gray, powder coat finish, single-door, 1/4-turn flush-mounted latch. | Stock | 187
SCE-20EL1206LP | Saginaw Enviroline series enclosure, NEMA 3R/4/12/13, 20 x 12 x 6in (HxWxD), wall mount, carbon steel, ANSI 61 gray, powder coat finish, single-door, 1/4-turn semi-flush latch. | Stock | 267
SCE-20EL1206LPLG | Saginaw Enviroline series enclosure, NEMA 3R/4/12/13, 20 x 12 x 6in (HxWxD), wall mount, carbon steel, RAL 7035 light gray, powder coat finish, single-door, 1/4-turn semi-flush latch. | Stock | 267
EN4SD20126GY | Hammond Eclipse series enclosure, NEMA 3R/4/12, 20 x 12 x 6in (HxWxD), wall mount, carbon steel, ANSI 61 gray, powder coat finish, single-door, 1/4-turn semi-flush latch. | Stock | 326
EN4SD20126LG | Hammond Eclipse series enclosure, NEMA 3R/4/12, 20 x 12 x 6in (HxWxD), wall mount, carbon steel, RAL 7035 light gray, powder coat finish, single-door, 1/4-turn semi-flush latch. | Stock | 326
SCE-20H1206LP | Saginaw enclosure, NEMA 3R/4/12/13, 20 x 12 x 6in (HxWxD), wall mount, carbon steel, ANSI 61 gray, powder coat finish, single-door, plated steel clamps, padlock hasp and staple. | Stock | 301
N12201206 | Wiegmann enclosure, NEMA 12/13, 20 x 12 x 6in (HxWxD), wall mount, carbon steel, ANSI 61 gray, powder coat finish, single-door, plated steel clamps, padlock hasp and staple. | Stock | 370
1418CA6 | Hammond enclosure, NEMA 12/13, 20 x 12 x 6in (HxWxD), wall mount, carbon steel, ANSI 61 gray, powder coat finish, single-door, stainless steel clamps, padlock hasp and staple. | Stock | 443
EN4SD20128GY | Hammond Eclipse series enclosure, NEMA 3R/4/12, 20 x 12 x 8in (HxWxD), wall mount, carbon steel, ANSI 61 gray, powder coat finish, single-door, 1/4-turn semi-flush latch. | Stock | 332
EN4SD20128LG | Hammond Eclipse series enclosure, NEMA 3R/4/12, 20 x 12 x 8in (HxWxD), wall mount, carbon steel, RAL 7035 light gray, powder coat finish, single-door, 1/4-turn semi-flush latch. | Stock | 332
SCE-20H1208LP | Saginaw enclosure, NEMA 3R/4/12/13, 20 x 12 x 8in (HxWxD), wall mount, carbon steel, ANSI 61 gray, powder coat finish, single-door, plated steel clamps, padlock hasp and staple. | Stock | 317
N12201208 | Wiegmann enclosure, NEMA 12/13, 20 x 12 x 8in (HxWxD), wall mount, carbon steel, ANSI 61 gray, powder coat finish, single-door, plated steel clamps, padlock hasp and staple. | Stock | 390
1418CA8 | Hammond enclosure, NEMA 12/13, 20 x 12 x 8in (HxWxD), wall mount, carbon steel, ANSI 61 gray, powder coat finish, single-door, stainless steel clamps, padlock hasp and staple. | Stock | 462
AH20164 | AttaBox Heartland SL series enclosure, NEMA 1/3R/4/4X/12, 20 x 16 x 4in (HxWxD), wall mount, polycarbonate, Pantone 7541 C light gray, single-door, polycarbonate quick-release latch, molded hasp. | Stock | 359
AH20164C | AttaBox Heartland SL series enclosure, NEMA 1/3R/4/4X/12, 20 x 16 x 4in (HxWxD), wall mount, polycarbonate, Pantone 7541 C light gray, smoked polycarbonate single-door, polycarbonate quick-release latch, molded hasp. | Stock | 420
AH20164SS | AttaBox Heartland SL series enclosure, NEMA 1/3R/4/4X/12, 20 x 16 x 4in (HxWxD), wall mount, polycarbonate, Pantone 7541 C light gray, single-door, stainless steel quick-release latch, molded hasp. | Stock | 386
AH20164CSS | AttaBox Heartland SL series enclosure, NEMA 1/3R/4/4X/12, 20 x 16 x 4in (HxWxD), wall mount, polycarbonate, Pantone 7541 C light gray, smoked polycarbonate single-door, stainless steel quick-release latch, molded hasp. | Stock | 449
SCE-20N1606LP | Saginaw enclosure, NEMA 1, 20 x 16 x 6in (HxWxD), wall mount, carbon steel, ANSI 61 gray, powder coat finish, single-door, 1/4-turn semi-flush latch. | Stock | 191
SCE-20N1606NKLP | Saginaw enclosure, NEMA 1, 20 x 16 x 6in (HxWxD), wall mount, with knockouts, carbon steel, ANSI 61 gray, powder coat finish, single-door, 1/4-turn semi-flush latch. | Stock | 210
SCE-20166ELJ | Saginaw Enviroline Junction series enclosure, NEMA 3R/4/12/13, 20 x 16 x 6in (HxWxD), wall mount, carbon steel, ANSI 61 gray, powder coat finish, single-door, 1/4-turn semi-flush latch. | Stock | 177
SCE-20166ELJLG | Saginaw Enviroline Junction series enclosure, NEMA 3R/4/12/13, 20 x 16 x 6in (HxWxD), wall mount, carbon steel, RAL 7035 light gray, powder coat finish, single-door, 1/4-turn semi-flush latch. | Stock | 177
SCE-20R1606LP | Saginaw enclosure, NEMA 3R, 20 x 16 x 6in (HxWxD), wall mount, carbon steel, ANSI 61 gray, powder coat finish, single-door, 1/4-turn padlocking wing handle. | Stock | 201
C3R20166HCR | Hammond enclosure, NEMA 3R, 20 x 16 x 6in (HxWxD), wall mount, galvanized steel, ANSI 61 gray, powder coat finish, hinged screw cover, padlock hasp and staple. | Stock | 213
RHC201606 | Wiegmann enclosure, NEMA 1/3R, 20 x 16 x 6in (HxWxD), wall mount, carbon steel, ANSI 61 gray, powder coat finish, single-door, 1/4-turn flush-mounted latch, padlock hasp and staple. | Stock | 212
N1C162006LP | Wiegmann enclosure, NEMA 1, 20 x 16 x 6in (HxWxD), wall mount, carbon steel, ANSI 61 gray, powder coat finish, single-door, 1/4-turn flush-mounted latch. | Stock | 239
SCE-20EL1606LP | Saginaw Enviroline series enclosure, NEMA 3R/4/12/13, 20 x 16 x 6in (HxWxD), wall mount, carbon steel, ANSI 61 gray, powder coat finish, single-door, 1/4-turn semi-flush latch. | Stock | 288
SCE-20EL1606LPLG | Saginaw Enviroline series enclosure, NEMA 3R/4/12/13, 20 x 16 x 6in (HxWxD), wall mount, carbon steel, RAL 7035 light gray, powder coat finish, single-door, 1/4-turn semi-flush latch. | Stock | 288
EN4SD20166GY | Hammond Eclipse series enclosure, NEMA 3R/4/12, 20 x 16 x 6in (HxWxD), wall mount, carbon steel, ANSI 61 gray, powder coat finish, single-door, 1/4-turn semi-flush latch. | Stock | 328
EN4SD20166LG | Hammond Eclipse series enclosure, NEMA 3R/4/12, 20 x 16 x 6in (HxWxD), wall mount, carbon steel, RAL 7035 light gray, powder coat finish, single-door, 1/4-turn semi-flush latch. | Stock | 328
N412201606C | Wiegmann Ultimate series enclosure, NEMA 4/12/13, 20 x 16 x 6in (HxWxD), wall mount, carbon steel, ANSI 61 gray, powder coat finish, single-door, 1/4-turn semi-flush oil-tight latch. | Stock | 307
N412201606CLG | Wiegmann Ultimate series enclosure, NEMA 4/12/13, 20 x 16 x 6in (HxWxD), wall mount, carbon steel, RAL 7035 light gray, powder coat finish, single-door, 1/4-turn semi-flush oil-tight latch. | Stock | 307
SCE-20H1606LP | Saginaw enclosure, NEMA 3R/4/12/13, 20 x 16 x 6in (HxWxD), wall mount, carbon steel, ANSI 61 gray, powder coat finish, single-door, plated steel clamps, padlock hasp and staple. | Stock | 327
N412201606CGP | Wiegmann Ultimate series enclosure, NEMA 3R/4/12/13, 20 x 16 x 6in (HxWxD), wall mount, bottom gland plate, carbon steel, ANSI 61 gray, powder coat finish, single-door, 1/4-turn semi-flush oil-tight latch. | Stock | 579
N412201606CST | Wiegmann Ultimate series enclosure, slope top, NEMA 4/12/13, 20 x 16 x 6in (HxWxD), wall mount, carbon steel, ANSI 61 gray, powder coat finish, single-door, 1/4-turn semi-flush oil-tight latch. | Stock | 381
ST20166LG | Hammond Eclipse series enclosure, slope top, NEMA 3R/4/12, 20 x 16 x 6in (HxWxD), wall mount, carbon steel, RAL 7035 light gray, powder coat finish, single-door, 1/4-turn semi-flush latch. | Stock | 427
N12201606 | Wiegmann enclosure, NEMA 12/13, 20 x 16 x 6in (HxWxD), wall mount, carbon steel, ANSI 61 gray, powder coat finish, single-door, plated steel clamps, padlock hasp and staple. | Stock | 391
N4122016061PTC | Wiegmann Ultimate series enclosure, NEMA 4/12/13, 20 x 16 x 6in (HxWxD), wall mount, carbon steel, ANSI 61 gray, powder coat finish, single-door, 1-point keylocking/padlocking combo handle, handle hasp. | Stock | 426
1418C6 | Hammond enclosure, NEMA 12/13, 20 x 16 x 6in (HxWxD), wall mount, carbon steel, ANSI 61 gray, powder coat finish, single-door, stainless steel clamps, padlock hasp and staple. | Stock | 474
EN4SD20166WGY | Hammond Eclipse series enclosure, NEMA 3R/4/12, 20 x 16 x 6in (HxWxD), wall mount, carbon steel, ANSI 61 gray, powder coat finish, single-door, 1/4-turn semi-flush latch, polycarbonate window. | Stock | 494
EN4SD20166WLG | Hammond Eclipse series enclosure, NEMA 3R/4/12, 20 x 16 x 6in (HxWxD), wall mount, carbon steel, RAL 7035 light gray, powder coat finish, single-door, 1/4-turn semi-flush latch, polycarbonate window. | Stock | 494
N412201606WC | Wiegmann Ultimate series enclosure, NEMA 4/12/13, 20 x 16 x 6in (HxWxD), wall mount, carbon steel, ANSI 61 gray, powder coat finish, single-door, 1/4-turn semi-flush oil-tight latch, polycarbonate window. | Stock | 478
N4201606 | Wiegmann enclosure, NEMA 4/12/13, 20 x 16 x 6in (HxWxD), wall mount, carbon steel, ANSI 61 gray, powder coat finish, single-door, stainless steel clamps, padlock hasp and staple. | Stock | 522
1418N4C6 | Hammond enclosure, NEMA 3R/4/12, 20 x 16 x 6in (HxWxD), wall mount, carbon steel, ANSI 61 gray, powder coat finish, single-door, stainless steel clamps, padlock hasp and staple. | Stock | 554
SCE-20EL1606SSLP | Saginaw Enviroline series enclosure, NEMA 3R/4/4X/12/13, 20 x 16 x 6in (HxWxD), wall mount, 304 stainless steel, #4 brush finish, single-door, 1/4-turn semi-flush latch. | Stock | 697
1418N4ALC6 | Hammond enclosure, NEMA 4/4X/12/13, 20 x 16 x 6in (HxWxD), wall mount, 5052-H32 aluminum, natural finish, single-door, aluminum clamps, padlock hasp and staple. | Stock | 791
EN4SD20166SS | Hammond Eclipse series enclosure, NEMA 3R/4/4X/12/13, 20 x 16 x 6in (HxWxD), wall mount, 304 stainless steel, #4 brush finish, single-door, 1/4-turn semi-flush 316 stainless steel latch. | Stock | 766
N412201606SSC | Wiegmann Ultimate series enclosure, NEMA 4/4X/12/13, 20 x 16 x 6in (HxWxD), wall mount, 304 stainless steel, No. 3 intermediate polished finish, single-door, 1/4-turn semi-flush oil-tight latch. | Stock | 639
SCE-20H1606SSLP | Saginaw enclosure, NEMA 3R/4/4X/12/13, 20 x 16 x 6in (HxWxD), wall mount, 304 stainless steel, #4 brush finish, single-door, stainless steel clamps, padlock hasp and staple. | Stock | 735
SCE-20EL1606SS6LP | Saginaw Enviroline series enclosure, NEMA 3R/4/4X/12/13, 20 x 16 x 6in (HxWxD), wall mount, 316L stainless steel, #4 brush finish, single-door, 1/4-turn semi-flush latch. | Stock | 860
SSN4201606 | Wiegmann enclosure, NEMA 4/4X/12/13, 20 x 16 x 6in (HxWxD), wall mount, 304 stainless steel, No. 3 intermediate polished finish, single-door, stainless steel clamps, padlock hasp and staple. | Stock | 767
1418N4SSC6 | Hammond enclosure, NEMA 3R/4/4X/12/13, 20 x 16 x 6in (HxWxD), wall mount, 304 stainless steel, #4 brush finish, single-door, stainless steel clamps, padlock hasp and staple. | Stock | 880
SCE-20H1606SS6LP | Saginaw enclosure, NEMA 3R/4/4X/12/13, 20 x 16 x 6in (HxWxD), wall mount, 316L stainless steel, #4 brush finish, single-door, stainless steel clamps, padlock hasp and staple. | Stock | 907
EN4SD20166S16 | Hammond Eclipse series enclosure, NEMA 3R/4/4X/12/13, 20 x 16 x 6in (HxWxD), wall mount, 316 stainless steel, #4 brush finish, single-door, 1/4-turn semi-flush 316 stainless steel latch. | Stock | 1034
1418N4S16C6 | Hammond enclosure, NEMA 3R/4/4X/12/13, 20 x 16 x 6in (HxWxD), wall mount, 316 stainless steel, #4 brush finish, single-door, stainless steel clamps, padlock hasp and staple. | Stock | 999
EN4SD20166WSS | Hammond Eclipse series enclosure, NEMA 3R/4/4X/12/13, 20 x 16 x 6in (HxWxD), wall mount, 304 stainless steel, #4 brush finish, single-door, 1/4-turn semi-flush 316 stainless steel latch, polycarbonate window. | Stock | 1067
N412201606SS1PTC | Wiegmann Ultimate series enclosure, NEMA 4X/12/13, 20 x 16 x 6in (HxWxD), wall mount, 304 stainless steel, No. 3 intermediate polished finish, single-door, 1-point 316L padlocking handle, handle hasp. | Stock | 989
N1A20167 | Hammond enclosure, NEMA 1, 20 x 16 x 7in (HxWxD), wall mount, carbon steel, ANSI 61 gray, powder coat finish, single-door, 1/4-turn semi-flush latch. | Stock | 273
B201607CH | Wiegmann enclosure, NEMA 12, 20 x 16 x 7in (HxWxD), wall mount, carbon steel, ANSI 61 gray, powder coat finish, single-door, plated steel clamps. | Stock | 401
1418JC7 | Hammond enclosure, NEMA 12, 20 x 16 x 7in (HxWxD), wall mount, carbon steel, ANSI 61 gray, powder coat finish, hinged screw cover. | Stock | 465
SCE-20N1608LP | Saginaw enclosure, NEMA 1, 20 x 16 x 8in (HxWxD), wall mount, carbon steel, ANSI 61 gray, powder coat finish, single-door, 1/4-turn semi-flush latch. | Stock | 208
SCE-20N1608NKLP | Saginaw enclosure, NEMA 1, 20 x 16 x 8in (HxWxD), wall mount, with knockouts, carbon steel, ANSI 61 gray, powder coat finish, single-door, 1/4-turn semi-flush latch. | Stock | 229
SCE-20168ELJ | Saginaw Enviroline Junction series enclosure, NEMA 3R/4/12/13, 20 x 16 x 8in (HxWxD), wall mount, carbon steel, ANSI 61 gray, powder coat finish, single-door, 1/4-turn semi-flush latch. | Stock | 185
SCE-20168ELJLG | Saginaw Enviroline Junction series enclosure, NEMA 3R/4/12/13, 20 x 16 x 8in (HxWxD), wall mount, carbon steel, RAL 7035 light gray, powder coat finish, single-door, 1/4-turn semi-flush latch. | Stock | 185
SCE-20R1608LP | Saginaw enclosure, NEMA 3R, 20 x 16 x 8in (HxWxD), wall mount, carbon steel, ANSI 61 gray, powder coat finish, single-door, 1/4-turn padlocking wing handle. | Stock | 210
N1C162008LP | Wiegmann enclosure, NEMA 1, 20 x 16 x 8in (HxWxD), wall mount, carbon steel, ANSI 61 gray, powder coat finish, single-door, 1/4-turn flush-mounted latch. | Stock | 257
AH20168 | AttaBox Heartland series enclosure, NEMA 1/3R/4/4X/12, 20 x 16 x 8in (HxWxD), wall mount, polycarbonate, Pantone 7541 C light gray, single-door, polycarbonate quick-release latch, molded hasp. | Stock | 375
SCE-20EL1608LP | Saginaw Enviroline series enclosure, NEMA 3R/4/12/13, 20 x 16 x 8in (HxWxD), wall mount, carbon steel, ANSI 61 gray, powder coat finish, single-door, 1/4-turn semi-flush latch. | Stock | 303
SCE-20EL1608LPLG | Saginaw Enviroline series enclosure, NEMA 3R/4/12/13, 20 x 16 x 8in (HxWxD), wall mount, carbon steel, RAL 7035 light gray, powder coat finish, single-door, 1/4-turn semi-flush latch. | Stock | 303
AH20168SS | AttaBox Heartland series enclosure, NEMA 1/3R/4/4X/12, 20 x 16 x 8in (HxWxD), wall mount, polycarbonate, Pantone 7541 C light gray, single-door, stainless steel quick-release latch, molded hasp. | Stock | 403
EN4SD20168GY | Hammond Eclipse series enclosure, NEMA 3R/4/12, 20 x 16 x 8in (HxWxD), wall mount, carbon steel, ANSI 61 gray, powder coat finish, single-door, 1/4-turn semi-flush latch. | Stock | 345
EN4SD20168LG | Hammond Eclipse series enclosure, NEMA 3R/4/12, 20 x 16 x 8in (HxWxD), wall mount, carbon steel, RAL 7035 light gray, powder coat finish, single-door, 1/4-turn semi-flush latch. | Stock | 345
N412201608C | Wiegmann Ultimate series enclosure, NEMA 4/12/13, 20 x 16 x 8in (HxWxD), wall mount, carbon steel, ANSI 61 gray, powder coat finish, single-door, 1/4-turn semi-flush oil-tight latch. | Stock | 332
N412201608CLG | Wiegmann Ultimate series enclosure, NEMA 4/12/13, 20 x 16 x 8in (HxWxD), wall mount, carbon steel, RAL 7035 light gray, powder coat finish, single-door, 1/4-turn semi-flush oil-tight latch. | Stock | 332
AHF20168 | AttaBox Heartland series enclosure, NEMA 1/3R/4/4X/12, 20 x 16 x 8in (HxWxD), wall mount, polycarbonate, Pantone 7541 C light gray, single-door, polycarbonate quick-release latch, molded hasp, integral mounting flange. | Stock | 408
J2016W | Stahlin J series enclosure, NEMA 1/3R/4X/6P/12, 20 x 16 x 8in (HxWxD), wall mount, fiberglass reinforced polyester, gray, screw cover, integral mounting flange. | Stock | 478
J2016HW | Stahlin J series enclosure, NEMA 1/3R/4X/6P/12, 20 x 16 x 8in (HxWxD), wall mount, fiberglass reinforced polyester, gray, hinged screw cover, integral mounting flange. | Stock | 493
AH20168C | AttaBox Heartland series enclosure, NEMA 1/3R/4/4X/12, 20 x 16 x 8in (HxWxD), wall mount, polycarbonate, Pantone 7541 C light gray, smoked polycarbonate single-door, polycarbonate quick-release latch, molded hasp. | Stock | 439
AHWD20168 | AttaBox Heartland series enclosure, with shelf, NEMA 1/3R/4/4X/12, 20 x 16 x 8in (HxWxD), wall mount, polycarbonate, Pantone 7541 C light gray, single-door, polycarbonate quick-release latch, molded hasp. | Stock | 445
SCE-20H1608LP | Saginaw enclosure, NEMA 3R/4/12/13, 20 x 16 x 8in (HxWxD), wall mount, carbon steel, ANSI 61 gray, powder coat finish, single-door, plated steel clamps, padlock hasp and staple. | Stock | 344
J2016HPL | Stahlin J series enclosure, NEMA 1/3R/4X/6P/12, 20 x 16 x 8in (HxWxD), wall mount, fiberglass reinforced polyester, gray, single-door, quick-release latch, padlock hasp and staple, integral mounting flange. | Stock | 513
AHF20168C | AttaBox Heartland series enclosure, NEMA 1/3R/4/4X/12, 20 x 16 x 8in (HxWxD), wall mount, polycarbonate, Pantone 7541 C light gray, smoked polycarbonate single-door, polycarbonate quick-release latch, molded hasp, integral mounting flange. | Stock | 472
AH20168CSS | AttaBox Heartland series enclosure, NEMA 1/3R/4/4X/12, 20 x 16 x 8in (HxWxD), wall mount, polycarbonate, Pantone 7541 C light gray, smoked polycarbonate single-door, stainless steel quick-release latch, molded hasp. | Stock | 472
N412201608CGP | Wiegmann Ultimate series enclosure, NEMA 3R/4/12/13, 20 x 16 x 8in (HxWxD), wall mount, bottom gland plate, carbon steel, ANSI 61 gray, powder coat finish, single-door, 1/4-turn semi-flush oil-tight latch. | Stock | 611
N412201608CST | Wiegmann Ultimate series enclosure, slope top, NEMA 4/12/13, 20 x 16 x 8in (HxWxD), wall mount, carbon steel, ANSI 61 gray, powder coat finish, single-door, 1/4-turn semi-flush oil-tight latch. | Stock | 391
ST20168LG | Hammond Eclipse series enclosure, slope top, NEMA 3R/4/12, 20 x 16 x 8in (HxWxD), wall mount, carbon steel, RAL 7035 light gray, powder coat finish, single-door, 1/4-turn semi-flush latch. | Stock | 449
N12201608 | Wiegmann enclosure, NEMA 12/13, 20 x 16 x 8in (HxWxD), wall mount, carbon steel, ANSI 61 gray, powder coat finish, single-door, plated steel clamps, padlock hasp and staple. | Stock | 424
N4122016081PTC | Wiegmann Ultimate series enclosure, NEMA 4/12/13, 20 x 16 x 8in (HxWxD), wall mount, carbon steel, ANSI 61 gray, powder coat finish, single-door, 1-point keylocking/padlocking combo handle, handle hasp. | Stock | 441
1418C8 | Hammond enclosure, NEMA 12/13, 20 x 16 x 8in (HxWxD), wall mount, carbon steel, ANSI 61 gray, powder coat finish, single-door, stainless steel clamps, padlock hasp and staple. | Stock | 496
G201608E-P10 | Integra Genesis series enclosure, NEMA 1/2/3/3R/3S/4/4X/5/6/6P/12/13, 20 x 16 x 8in (HxWxD), wall mount, polycarbonate, gray, gloss finish, single-door, glass-filled nylon quick-release latch, padlock hasp and staple, integral mounting flange. | Stock | 426
J2016HLL | Stahlin J series enclosure, NEMA 1/3R/4X/6P/12, 20 x 16 x 8in (HxWxD), wall mount, fiberglass reinforced polyester, gray, single-door, twist-lock latch, integral mounting flange. | Stock | 717
EN4SD20168WGY | Hammond Eclipse series enclosure, NEMA 3R/4/12, 20 x 16 x 8in (HxWxD), wall mount, carbon steel, ANSI 61 gray, powder coat finish, single-door, 1/4-turn semi-flush latch, polycarbonate window. | Stock | 520
EN4SD20168WLG | Hammond Eclipse series enclosure, NEMA 3R/4/12, 20 x 16 x 8in (HxWxD), wall mount, carbon steel, RAL 7035 light gray, powder coat finish, single-door, 1/4-turn semi-flush latch, polycarbonate window. | Stock | 520
N412201608WC | Wiegmann Ultimate series enclosure, NEMA 4/12/13, 20 x 16 x 8in (HxWxD), wall mount, carbon steel, ANSI 61 gray, powder coat finish, single-door, 1/4-turn semi-flush oil-tight latch, polycarbonate window. | Stock | 504
G201608CE-P10 | Integra Genesis series enclosure, NEMA 1/2/3/3R/3S/4/4X/5/6/6P/12/13, 20 x 16 x 8in (HxWxD), wall mount, polycarbonate, gray, gloss finish, clear polycarbonate single-door, glass-filled nylon quick-release latch, padlock hasp and staple, integral mounting flange. | Stock | 470
N4201608 | Wiegmann enclosure, NEMA 4/12/13, 20 x 16 x 8in (HxWxD), wall mount, carbon steel, ANSI 61 gray, powder coat finish, single-door, stainless steel clamps, padlock hasp and staple. | Stock | 551
1418N4C8 | Hammond enclosure, NEMA 3R/4/12, 20 x 16 x 8in (HxWxD), wall mount, carbon steel, ANSI 61 gray, powder coat finish, single-door, stainless steel clamps, padlock hasp and staple. | Stock | 581
JW2016HLL | Stahlin JW series enclosure, NEMA 1/3R/4X/6P/12, 20 x 16 x 8in (HxWxD), wall mount, fiberglass reinforced polyester, gray, single-door, twist-lock latch, integral mounting flange, SAR acrylic window. | Stock | 828
SCE-20EL1608SSLP | Saginaw Enviroline series enclosure, NEMA 3R/4/4X/12/13, 20 x 16 x 8in (HxWxD), wall mount, 304 stainless steel, #4 brush finish, single-door, 1/4-turn semi-flush latch. | Stock | 740
EN4SD20168SS | Hammond Eclipse series enclosure, NEMA 3R/4/4X/12/13, 20 x 16 x 8in (HxWxD), wall mount, 304 stainless steel, #4 brush finish, single-door, 1/4-turn semi-flush 316 stainless steel latch. | Stock | 801
N412201608SSC | Wiegmann Ultimate series enclosure, NEMA 4/4X/12/13, 20 x 16 x 8in (HxWxD), wall mount, 304 stainless steel, No. 3 intermediate polished finish, single-door, 1/4-turn semi-flush oil-tight latch. | Stock | 679
SCE-20H1608SSLP | Saginaw enclosure, NEMA 3R/4/4X/12/13, 20 x 16 x 8in (HxWxD), wall mount, 304 stainless steel, #4 brush finish, single-door, stainless steel clamps, padlock hasp and staple. | Stock | 787
ST201608SS | Hammond Eclipse series enclosure, slope top, NEMA 3R/4/4X/12/13, 20 x 16 x 8in (HxWxD), wall mount, 304 stainless steel, #4 brush finish, single-door, 1/4-turn semi-flush 316 stainless steel latch. | Stock | 883
SCE-20EL1608SS6LP | Saginaw Enviroline series enclosure, NEMA 3R/4/4X/12/13, 20 x 16 x 8in (HxWxD), wall mount, 316L stainless steel, #4 brush finish, single-door, 1/4-turn semi-flush latch. | Stock | 913
1418N4SSC8 | Hammond enclosure, NEMA 3R/4/4X/12/13, 20 x 16 x 8in (HxWxD), wall mount, 304 stainless steel, #4 brush finish, single-door, stainless steel clamps, padlock hasp and staple. | Stock | 941
SSN4201608 | Wiegmann enclosure, NEMA 4/4X/12/13, 20 x 16 x 8in (HxWxD), wall mount, 304 stainless steel, No. 3 intermediate polished finish, single-door, stainless steel clamps, padlock hasp and staple. | Stock | 823
SCE-20H1608SS6LP | Saginaw enclosure, NEMA 3R/4/4X/12/13, 20 x 16 x 8in (HxWxD), wall mount, 316L stainless steel, #4 brush finish, single-door, stainless steel clamps, padlock hasp and staple. | Stock | 971
SCE-20EL1608SSST | Saginaw Enviroline series enclosure, slope top, NEMA 3R/4/4X/12/13, 20 x 16 x 8in (HxWxD), wall mount, 304 stainless steel, #4 brush finish, single-door, 1/4-turn semi-flush latch. | Stock | 972
1418N4S16C8 | Hammond enclosure, NEMA 3R/4/4X/12/13, 20 x 16 x 8in (HxWxD), wall mount, 316 stainless steel, #4 brush finish, single-door, stainless steel clamps, padlock hasp and staple. | Stock | 1067
EN4SD20168S16 | Hammond Eclipse series enclosure, NEMA 3R/4/4X/12/13, 20 x 16 x 8in (HxWxD), wall mount, 316 stainless steel, #4 brush finish, single-door, 1/4-turn semi-flush 316 stainless steel latch. | Stock | 1083
N412201608CSSST | Wiegmann Ultimate series enclosure, slope top, NEMA 4/4X/12/13, 20 x 16 x 8in (HxWxD), wall mount, 304 stainless steel, No. 3 intermediate polished finish, single-door, 1/4-turn semi-flush oil-tight latch. | Stock | 957
N412201608SS1PTC | Wiegmann Ultimate series enclosure, NEMA 4X/12/13, 20 x 16 x 8in (HxWxD), wall mount, 304 stainless steel, No. 3 intermediate polished finish, single-door, 1-point 316L padlocking handle, handle hasp. | Stock | 1010
EN4SD20168WSS | Hammond Eclipse series enclosure, NEMA 3R/4/4X/12/13, 20 x 16 x 8in (HxWxD), wall mount, 304 stainless steel, #4 brush finish, single-door, 1/4-turn semi-flush 316 stainless steel latch, polycarbonate window. | Stock | 1137
N412201608SSA1PTC | Wiegmann Ultimate series enclosure, NEMA 4X/12/13, 20 x 16 x 8in (HxWxD), wall mount, 316L stainless steel, No. 3 intermediate polished finish, single-door, 1-point 316L padlocking handle, handle hasp. | Stock | 1327
N1A20169 | Hammond enclosure, NEMA 1, 20 x 16 x 9in (HxWxD), wall mount, carbon steel, ANSI 61 gray, powder coat finish, single-door, 1/4-turn semi-flush latch. | Stock | 297
B201609CH | Wiegmann enclosure, NEMA 12, 20 x 16 x 9in (HxWxD), wall mount, carbon steel, ANSI 61 gray, powder coat finish, single-door, plated steel clamps. | Stock | 429
1418JC9 | Hammond enclosure, NEMA 12, 20 x 16 x 9in (HxWxD), wall mount, carbon steel, ANSI 61 gray, powder coat finish, hinged screw cover. | Stock | 495
SCE-201610ELJ | Saginaw Enviroline Junction series enclosure, NEMA 3R/4/12/13, 20 x 16 x 10in (HxWxD), wall mount, carbon steel, ANSI 61 gray, powder coat finish, single-door, 1/4-turn semi-flush latch. | Stock | 217
SCE-201610ELJLG | Saginaw Enviroline Junction series enclosure, NEMA 3R/4/12/13, 20 x 16 x 10in (HxWxD), wall mount, carbon steel, RAL 7035 light gray, powder coat finish, single-door, 1/4-turn semi-flush latch. | Stock | 217
SCE-20EL1610LP | Saginaw Enviroline series enclosure, NEMA 3R/4/12/13, 20 x 16 x 10in (HxWxD), wall mount, carbon steel, ANSI 61 gray, powder coat finish, single-door, 1/4-turn semi-flush latch. | Stock | 322
SCE-20EL1610LPLG | Saginaw Enviroline series enclosure, NEMA 3R/4/12/13, 20 x 16 x 10in (HxWxD), wall mount, carbon steel, RAL 7035 light gray, powder coat finish, single-door, 1/4-turn semi-flush latch. | Stock | 322
EN4SD201610GY | Hammond Eclipse series enclosure, NEMA 3R/4/12, 20 x 16 x 10in (HxWxD), wall mount, carbon steel, ANSI 61 gray, powder coat finish, single-door, 1/4-turn semi-flush latch. | Stock | 353
EN4SD201610LG | Hammond Eclipse series enclosure, NEMA 3R/4/12, 20 x 16 x 10in (HxWxD), wall mount, carbon steel, RAL 7035 light gray, powder coat finish, single-door, 1/4-turn semi-flush latch. | Stock | 353
N412201610C | Wiegmann Ultimate series enclosure, NEMA 4/12/13, 20 x 16 x 10in (HxWxD), wall mount, carbon steel, ANSI 61 gray, powder coat finish, single-door, 1/4-turn semi-flush oil-tight latch. | Stock | 343
N412201610CLG | Wiegmann Ultimate series enclosure, NEMA 4/12/13, 20 x 16 x 10in (HxWxD), wall mount, carbon steel, RAL 7035 light gray, powder coat finish, single-door, 1/4-turn semi-flush oil-tight latch. | Stock | 343
SCE-20H1610LP | Saginaw enclosure, NEMA 3R/4/12/13, 20 x 16 x 10in (HxWxD), wall mount, carbon steel, ANSI 61 gray, powder coat finish, single-door, plated steel clamps, padlock hasp and staple. | Stock | 361
SCE-30N3008NKLP | Saginaw enclosure, NEMA 1, 30 x 30 x 8in (HxWxD), wall mount, with knockouts, carbon steel, ANSI 61 gray, powder coat finish, single-door, 1/4-turn semi-flush latch. | Stock | 534
DS201610HW | Stahlin Diamond Shield series enclosure, NEMA 1/3/3S/4X/12/13, 20 x 16 x 10in (HxWxD), wall mount, fiberglass reinforced polyester, gray, crowned hinged screw cover. | Stock | 537
DS201610HPL | Stahlin Diamond Shield series enclosure, NEMA 1/3/3S/4X/12/13, 20 x 16 x 10in (HxWxD), wall mount, fiberglass reinforced polyester, gray, crowned single-door, quick-release latch, padlock hasp and staple. | Stock | 559
N12201610 | Wiegmann enclosure, NEMA 12/13, 20 x 16 x 10in (HxWxD), wall mount, carbon steel, ANSI 61 gray, powder coat finish, single-door, plated steel clamps, padlock hasp and staple. | Stock | 438
DS201610W | Stahlin Diamond Shield series enclosure, NEMA 1/3/3S/4X/12/13, 20 x 16 x 10in (HxWxD), wall mount, fiberglass reinforced polyester, gray, crowned screw cover. | Stock | 656
1418C10 | Hammond enclosure, NEMA 12/13, 20 x 16 x 10in (HxWxD), wall mount, carbon steel, ANSI 61 gray, powder coat finish, single-door, stainless steel clamps, padlock hasp and staple. | Stock | 519
RJ2016HPL | Stahlin RJ series enclosure, NEMA 1/3R/4X/6P/12, 20 x 16 x 10in (HxWxD), wall mount, fiberglass reinforced polyester, gray, raised single-door, quick-release latch, padlock hasp and staple, integral mounting flange. | Stock | 752
N412201610WC | Wiegmann Ultimate series enclosure, NEMA 4/12/13, 20 x 16 x 10in (HxWxD), wall mount, carbon steel, ANSI 61 gray, powder coat finish, single-door, 1/4-turn semi-flush oil-tight latch, polycarbonate window. | Stock | 525
RJ2016HLL | Stahlin RJ series enclosure, NEMA 1/3R/4X/6P/12, 20 x 16 x 10in (HxWxD), wall mount, fiberglass reinforced polyester, gray, raised single-door, twist-lock latch, integral mounting flange. | Stock | 812
N4201610 | Wiegmann enclosure, NEMA 4/12/13, 20 x 16 x 10in (HxWxD), wall mount, carbon steel, ANSI 61 gray, powder coat finish, single-door, stainless steel clamps, padlock hasp and staple. | Stock | 579
1418N4C10 | Hammond enclosure, NEMA 3R/4/12, 20 x 16 x 10in (HxWxD), wall mount, carbon steel, ANSI 61 gray, powder coat finish, single-door, stainless steel clamps, padlock hasp and staple. | Stock | 609
RJW2016HPL | Stahlin RJW series enclosure, NEMA 1/3R/4X/6P/12, 20 x 16 x 10in (HxWxD), wall mount, fiberglass reinforced polyester, gray, raised single-door, quick-release latch, padlock hasp and staple, integral mounting flange, SAR acrylic window. | Stock | 741
1418N4ALC10 | Hammond enclosure, NEMA 4/4X/12/13, 20 x 16 x 10in (HxWxD), wall mount, 5052-H32 aluminum, natural finish, single-door, aluminum clamps, padlock hasp and staple. | Stock | 885
SCE-20EL1610SSLP | Saginaw Enviroline series enclosure, NEMA 3R/4/4X/12/13, 20 x 16 x 10in (HxWxD), wall mount, 304 stainless steel, #4 brush finish, single-door, 1/4-turn semi-flush latch. | Stock | 790
EN4SD201610SS | Hammond Eclipse series enclosure, NEMA 3R/4/4X/12/13, 20 x 16 x 10in (HxWxD), wall mount, 304 stainless steel, #4 brush finish, single-door, 1/4-turn semi-flush 316 stainless steel latch. | Stock | 884
N412201610SSC | Wiegmann Ultimate series enclosure, NEMA 4/4X/12/13, 20 x 16 x 10in (HxWxD), wall mount, 304 stainless steel, No. 3 intermediate polished finish, single-door, 1/4-turn semi-flush oil-tight latch. | Stock | 693
SCE-20H1610SSLP | Saginaw enclosure, NEMA 3R/4/4X/12/13, 20 x 16 x 10in (HxWxD), wall mount, 304 stainless steel, #4 brush finish, single-door, stainless steel clamps, padlock hasp and staple. | Stock | 841
SCE-20EL1610SS6LP | Saginaw Enviroline series enclosure, NEMA 3R/4/4X/12/13, 20 x 16 x 10in (HxWxD), wall mount, 316L stainless steel, #4 brush finish, single-door, 1/4-turn semi-flush latch. | Stock | 974
NW201610HWT | Stahlin N series enclosure, NEMA 1/3/3R/4X/12, 20 x 16 x 10in (HxWxD), wall mount, fiberglass reinforced polyester, gray, single-door, twist-lock latch, padlock hasp and staple, SAR acrylic window. | Stock | 1782
1418N4SSC10 | Hammond enclosure, NEMA 3R/4/4X/12/13, 20 x 16 x 10in (HxWxD), wall mount, 304 stainless steel, #4 brush finish, single-door, stainless steel clamps, padlock hasp and staple. | Stock | 1001
SSN4201610 | Wiegmann enclosure, NEMA 4/4X/12/13, 20 x 16 x 10in (HxWxD), wall mount, 304 stainless steel, No. 3 intermediate polished finish, single-door, stainless steel clamps, padlock hasp and staple. | Stock | 879
SCE-20H1610SS6LP | Saginaw enclosure, NEMA 3R/4/4X/12/13, 20 x 16 x 10in (HxWxD), wall mount, 316L stainless steel, #4 brush finish, single-door, stainless steel clamps, padlock hasp and staple. | Stock | 1037
1418N4S16C10 | Hammond enclosure, NEMA 3R/4/4X/12/13, 20 x 16 x 10in (HxWxD), wall mount, 316 stainless steel, #4 brush finish, single-door, stainless steel clamps, padlock hasp and staple. | Stock | 1209
SSN4201610A | Wiegmann enclosure, NEMA 4/4X/12/13, 20 x 16 x 10in (HxWxD), wall mount, 316L stainless steel, No. 3 intermediate polished finish, single-door, stainless steel clamps, padlock hasp and staple. | Stock | 1069
EN4SD201610WSS | Hammond Eclipse series enclosure, NEMA 3R/4/4X/12/13, 20 x 16 x 10in (HxWxD), wall mount, 304 stainless steel, #4 brush finish, single-door, 1/4-turn semi-flush 316 stainless steel latch, polycarbonate window. | Stock | 1237
EN4SD201610S16 | Hammond Eclipse series enclosure, NEMA 3R/4/4X/12/13, 20 x 16 x 10in (HxWxD), wall mount, 316 stainless steel, #4 brush finish, single-door, 1/4-turn semi-flush 316 stainless steel latch. | Stock | 1245
N412201610WSSC | Wiegmann Ultimate series enclosure, NEMA 4/4X/12/13, 20 x 16 x 10in (HxWxD), wall mount, 304 stainless steel, No. 3 intermediate polished finish, single-door, 1/4-turn semi-flush oil-tight latch, polycarbonate window. | Stock | 1229
SCE-20EL1612LP | Saginaw Enviroline series enclosure, NEMA 3R/4/12/13, 20 x 16 x 12in (HxWxD), wall mount, carbon steel, ANSI 61 gray, powder coat finish, single-door, 1/4-turn semi-flush latch. | Stock | 336
SCE-20EL1612LPLG | Saginaw Enviroline series enclosure, NEMA 3R/4/12/13, 20 x 16 x 12in (HxWxD), wall mount, carbon steel, RAL 7035 light gray, powder coat finish, single-door, 1/4-turn semi-flush latch. | Stock | 336
SCE-20H1612LP | Saginaw enclosure, NEMA 3R/4/12/13, 20 x 16 x 12in (HxWxD), wall mount, carbon steel, ANSI 61 gray, powder coat finish, single-door, plated steel clamps, padlock hasp and staple. | Stock | 381
EN4SD201612GY | Hammond Eclipse series enclosure, NEMA 3R/4/12, 20 x 16 x 12in (HxWxD), wall mount, carbon steel, ANSI 61 gray, powder coat finish, single-door, 1/4-turn semi-flush latch. | Stock | 431
EN4SD201612LG | Hammond Eclipse series enclosure, NEMA 3R/4/12, 20 x 16 x 12in (HxWxD), wall mount, carbon steel, RAL 7035 light gray, powder coat finish, single-door, 1/4-turn semi-flush latch. | Stock | 431
N12201612 | Wiegmann enclosure, NEMA 12/13, 20 x 16 x 12in (HxWxD), wall mount, carbon steel, ANSI 61 gray, powder coat finish, single-door, plated steel clamps, padlock hasp and staple. | Stock | 468
1418C12 | Hammond enclosure, NEMA 12/13, 20 x 16 x 12in (HxWxD), wall mount, carbon steel, ANSI 61 gray, powder coat finish, single-door, stainless steel clamps, padlock hasp and staple. | Stock | 555
N201612HWT | Stahlin N series enclosure, NEMA 1/3/3R/4X/12, 20 x 16 x 12in (HxWxD), wall mount, fiberglass reinforced polyester, gray, single-door, twist-lock latch, padlock hasp and staple. | Stock | 902
ST201612SS | Hammond Eclipse series enclosure, slope top, NEMA 3R/4/4X/12/13, 20 x 16 x 12in (HxWxD), wall mount, 304 stainless steel, #4 brush finish, single-door, 1/4-turn semi-flush 316 stainless steel latch. | Stock | 990
SCE-20EL1612SSST | Saginaw Enviroline series enclosure, slope top, NEMA 3R/4/4X/12/13, 20 x 16 x 12in (HxWxD), wall mount, 304 stainless steel, #4 brush finish, single-door, 1/4-turn semi-flush latch. | Stock | 1090
N412201612CSSST | Wiegmann Ultimate series enclosure, slope top, NEMA 4/4X/12/13, 20 x 16 x 12in (HxWxD), wall mount, 304 stainless steel, No. 3 intermediate polished finish, single-door, 1/4-turn semi-flush oil-tight latch. | Stock | 1140
SCE-20N2006LP | Saginaw enclosure, NEMA 1, 20 x 20 x 6in (HxWxD), wall mount, carbon steel, ANSI 61 gray, powder coat finish, single-door, 1/4-turn semi-flush latch. | Stock | 209
SCE-20N2006NKLP | Saginaw enclosure, NEMA 1, 20 x 20 x 6in (HxWxD), wall mount, with knockouts, carbon steel, ANSI 61 gray, powder coat finish, single-door, 1/4-turn semi-flush latch. | Stock | 230
SCE-20206ELJ | Saginaw Enviroline Junction series enclosure, NEMA 3R/4/12/13, 20 x 20 x 6in (HxWxD), wall mount, carbon steel, ANSI 61 gray, powder coat finish, single-door, 1/4-turn semi-flush latch. | Stock | 197
SCE-20206ELJLG | Saginaw Enviroline Junction series enclosure, NEMA 3R/4/12/13, 20 x 20 x 6in (HxWxD), wall mount, carbon steel, RAL 7035 light gray, powder coat finish, single-door, 1/4-turn semi-flush latch. | Stock | 197
N1C202006LP | Wiegmann enclosure, NEMA 1, 20 x 20 x 6in (HxWxD), wall mount, carbon steel, ANSI 61 gray, powder coat finish, single-door, 1/4-turn flush-mounted latch. | Stock | 262
SCE-20EL2006LP | Saginaw Enviroline series enclosure, NEMA 3R/4/12/13, 20 x 20 x 6in (HxWxD), wall mount, carbon steel, ANSI 61 gray, powder coat finish, single-door, 1/4-turn semi-flush latch. | Stock | 309
SCE-20EL2006LPLG | Saginaw Enviroline series enclosure, NEMA 3R/4/12/13, 20 x 20 x 6in (HxWxD), wall mount, carbon steel, RAL 7035 light gray, powder coat finish, single-door, 1/4-turn semi-flush latch. | Stock | 309
EN4SD20206GY | Hammond Eclipse series enclosure, NEMA 3R/4/12, 20 x 20 x 6in (HxWxD), wall mount, carbon steel, ANSI 61 gray, powder coat finish, single-door, 1/4-turn semi-flush latch. | Stock | 353
EN4SD20206LG | Hammond Eclipse series enclosure, NEMA 3R/4/12, 20 x 20 x 6in (HxWxD), wall mount, carbon steel, RAL 7035 light gray, powder coat finish, single-door, 1/4-turn semi-flush latch. | Stock | 353
N412202006C | Wiegmann Ultimate series enclosure, NEMA 4/12/13, 20 x 20 x 6in (HxWxD), wall mount, carbon steel, ANSI 61 gray, powder coat finish, single-door, 1/4-turn semi-flush oil-tight latch. | Stock | 337
N412202006CLG | Wiegmann Ultimate series enclosure, NEMA 4/12/13, 20 x 20 x 6in (HxWxD), wall mount, carbon steel, RAL 7035 light gray, powder coat finish, single-door, 1/4-turn semi-flush oil-tight latch. | Stock | 337
SCE-20H2006LP | Saginaw enclosure, NEMA 3R/4/12/13, 20 x 20 x 6in (HxWxD), wall mount, carbon steel, ANSI 61 gray, powder coat finish, single-door, plated steel clamps, padlock hasp and staple. | Stock | 351
N412202006CST | Wiegmann Ultimate series enclosure, slope top, NEMA 4/12/13, 20 x 20 x 6in (HxWxD), wall mount, carbon steel, ANSI 61 gray, powder coat finish, single-door, 1/4-turn semi-flush oil-tight latch. | Stock | 401
ST20206LG | Hammond Eclipse series enclosure, slope top, NEMA 3R/4/12, 20 x 20 x 6in (HxWxD), wall mount, carbon steel, RAL 7035 light gray, powder coat finish, single-door, 1/4-turn semi-flush latch. | Stock | 461
N12202006 | Wiegmann enclosure, NEMA 12/13, 20 x 20 x 6in (HxWxD), wall mount, carbon steel, ANSI 61 gray, powder coat finish, single-door, plated steel clamps, padlock hasp and staple. | Stock | 433
N4122020061PTC | Wiegmann Ultimate series enclosure, NEMA 4/12/13, 20 x 20 x 6in (HxWxD), wall mount, carbon steel, ANSI 61 gray, powder coat finish, single-door, 1-point keylocking/padlocking combo handle, handle hasp. | Stock | 449
1418D6 | Hammond enclosure, NEMA 12/13, 20 x 20 x 6in (HxWxD), wall mount, carbon steel, ANSI 61 gray, powder coat finish, single-door, stainless steel clamps, padlock hasp and staple. | Stock | 519
EN4SD20206WGY | Hammond Eclipse series enclosure, NEMA 3R/4/12, 20 x 20 x 6in (HxWxD), wall mount, carbon steel, ANSI 61 gray, powder coat finish, single-door, 1/4-turn semi-flush latch, polycarbonate window. | Stock | 533
EN4SD20206WLG | Hammond Eclipse series enclosure, NEMA 3R/4/12, 20 x 20 x 6in (HxWxD), wall mount, carbon steel, RAL 7035 light gray, powder coat finish, single-door, 1/4-turn semi-flush latch, polycarbonate window. | Stock | 533
N412202006WC | Wiegmann Ultimate series enclosure, NEMA 4/12/13, 20 x 20 x 6in (HxWxD), wall mount, carbon steel, ANSI 61 gray, powder coat finish, single-door, 1/4-turn semi-flush oil-tight latch, polycarbonate window. | Stock | 516
N4202006 | Wiegmann enclosure, NEMA 4/12/13, 20 x 20 x 6in (HxWxD), wall mount, carbon steel, ANSI 61 gray, powder coat finish, single-door, stainless steel clamps, padlock hasp and staple. | Stock | 563
1418N4D6 | Hammond enclosure, NEMA 3R/4/12, 20 x 20 x 6in (HxWxD), wall mount, carbon steel, ANSI 61 gray, powder coat finish, single-door, stainless steel clamps, padlock hasp and staple. | Stock | 604
WA202006FM | Wiegmann enclosure, NEMA 12/13, 20 x 20 x 6in (HxWxD), flush wall mount, carbon steel, ANSI 61 gray, powder coat finish, hinged screw cover. | Stock | 664
SCE-20EL2006SSLP | Saginaw Enviroline series enclosure, NEMA 3R/4/4X/12/13, 20 x 20 x 6in (HxWxD), wall mount, 304 stainless steel, #4 brush finish, single-door, 1/4-turn semi-flush latch. | Stock | 763
EN4SD20206SS | Hammond Eclipse series enclosure, NEMA 3R/4/4X/12/13, 20 x 20 x 6in (HxWxD), wall mount, 304 stainless steel, #4 brush finish, single-door, 1/4-turn semi-flush 316 stainless steel latch. | Stock | 848
N412202006SSC | Wiegmann Ultimate series enclosure, NEMA 4/4X/12/13, 20 x 20 x 6in (HxWxD), wall mount, 304 stainless steel, No. 3 intermediate polished finish, single-door, 1/4-turn semi-flush oil-tight latch. | Stock | 706
SCE-20H2006SSLP | Saginaw enclosure, NEMA 3R/4/4X/12/13, 20 x 20 x 6in (HxWxD), wall mount, 304 stainless steel, #4 brush finish, single-door, stainless steel clamps, padlock hasp and staple. | Stock | 811
SCE-20EL2006SS6LP | Saginaw Enviroline series enclosure, NEMA 3R/4/4X/12/13, 20 x 20 x 6in (HxWxD), wall mount, 316L stainless steel, #4 brush finish, single-door, 1/4-turn semi-flush latch. | Stock | 940
SSN4202006 | Wiegmann enclosure, NEMA 4/4X/12/13, 20 x 20 x 6in (HxWxD), wall mount, 304 stainless steel, No. 3 intermediate polished finish, single-door, stainless steel clamps, padlock hasp and staple. | Stock | 848
1418N4SSD6 | Hammond enclosure, NEMA 3R/4/4X/12/13, 20 x 20 x 6in (HxWxD), wall mount, 304 stainless steel, #4 brush finish, single-door, stainless steel clamps, padlock hasp and staple. | Stock | 974
SCE-20H2006SS6LP | Saginaw enclosure, NEMA 3R/4/4X/12/13, 20 x 20 x 6in (HxWxD), wall mount, 316L stainless steel, #4 brush finish, single-door, stainless steel clamps, padlock hasp and staple. | Stock | 1000
EN4SD20206S16 | Hammond Eclipse series enclosure, NEMA 3R/4/4X/12/13, 20 x 20 x 6in (HxWxD), wall mount, 316 stainless steel, #4 brush finish, single-door, 1/4-turn semi-flush 316 stainless steel latch. | Stock | 1008
N412202006SS1PTC | Wiegmann Ultimate series enclosure, NEMA 4X/12/13, 20 x 20 x 6in (HxWxD), wall mount, 304 stainless steel, No. 3 intermediate polished finish, single-door, 1-point 316L padlocking handle, handle hasp. | Stock | 1012
EN4SD20206WSS | Hammond Eclipse series enclosure, NEMA 3R/4/4X/12/13, 20 x 20 x 6in (HxWxD), wall mount, 304 stainless steel, #4 brush finish, single-door, 1/4-turn semi-flush 316 stainless steel latch, polycarbonate window. | Stock | 1166
1418N4S16D6 | Hammond enclosure, NEMA 3R/4/4X/12/13, 20 x 20 x 6in (HxWxD), wall mount, 316 stainless steel, #4 brush finish, single-door, stainless steel clamps, padlock hasp and staple. | Stock | 1174
N1A20207 | Hammond enclosure, NEMA 1, 20 x 20 x 7in (HxWxD), wall mount, carbon steel, ANSI 61 gray, powder coat finish, single-door, 1/4-turn semi-flush latch. | Stock | 308
B202007CH | Wiegmann enclosure, NEMA 12, 20 x 20 x 7in (HxWxD), wall mount, carbon steel, ANSI 61 gray, powder coat finish, single-door, plated steel clamps. | Stock | 444
1418JD7 | Hammond enclosure, NEMA 12, 20 x 20 x 7in (HxWxD), wall mount, carbon steel, ANSI 61 gray, powder coat finish, hinged screw cover. | Stock | 519
SCE-20N2008LP | Saginaw enclosure, NEMA 1, 20 x 20 x 8in (HxWxD), wall mount, carbon steel, ANSI 61 gray, powder coat finish, single-door, 1/4-turn semi-flush latch. | Stock | 229
SCE-20N2008NKLP | Saginaw enclosure, NEMA 1, 20 x 20 x 8in (HxWxD), wall mount, with knockouts, carbon steel, ANSI 61 gray, powder coat finish, single-door, 1/4-turn semi-flush latch. | Stock | 252
SCE-20208ELJ | Saginaw Enviroline Junction series enclosure, NEMA 3R/4/12/13, 20 x 20 x 8in (HxWxD), wall mount, carbon steel, ANSI 61 gray, powder coat finish, single-door, 1/4-turn semi-flush latch. | Stock | 208
SCE-20208ELJLG | Saginaw Enviroline Junction series enclosure, NEMA 3R/4/12/13, 20 x 20 x 8in (HxWxD), wall mount, carbon steel, RAL 7035 light gray, powder coat finish, single-door, 1/4-turn semi-flush latch. | Stock | 208
N1C202008LP | Wiegmann enclosure, NEMA 1, 20 x 20 x 8in (HxWxD), wall mount, carbon steel, ANSI 61 gray, powder coat finish, single-door, 1/4-turn flush-mounted latch. | Stock | 287
C3R20208HCR | Hammond enclosure, NEMA 3R, 20 x 20 x 8in (HxWxD), wall mount, galvanized steel, ANSI 61 gray, powder coat finish, hinged screw cover, padlock hasp and staple. | Stock | 304
RHC202008 | Wiegmann enclosure, NEMA 1/3R, 20 x 20 x 8in (HxWxD), wall mount, carbon steel, ANSI 61 gray, powder coat finish, single-door, 1/4-turn flush-mounted latch, padlock hasp and staple. | Stock | 302
SCE-20208ELJW | Saginaw Enviroline Junction series enclosure, NEMA 3R/4/12/13, 20 x 20 x 8in (HxWxD), wall mount, carbon steel, ANSI 61 gray, powder coat finish, single-door, 1/4-turn semi-flush latch, polycarbonate window. | Stock | 283
SCE-20EL2008LP | Saginaw Enviroline series enclosure, NEMA 3R/4/12/13, 20 x 20 x 8in (HxWxD), wall mount, carbon steel, ANSI 61 gray, powder coat finish, single-door, 1/4-turn semi-flush latch. | Stock | 327
SCE-20EL2008LPLG | Saginaw Enviroline series enclosure, NEMA 3R/4/12/13, 20 x 20 x 8in (HxWxD), wall mount, carbon steel, RAL 7035 light gray, powder coat finish, single-door, 1/4-turn semi-flush latch. | Stock | 327
EN4SD20208GY | Hammond Eclipse series enclosure, NEMA 3R/4/12, 20 x 20 x 8in (HxWxD), wall mount, carbon steel, ANSI 61 gray, powder coat finish, single-door, 1/4-turn semi-flush latch. | Stock | 374
EN4SD20208LG | Hammond Eclipse series enclosure, NEMA 3R/4/12, 20 x 20 x 8in (HxWxD), wall mount, carbon steel, RAL 7035 light gray, powder coat finish, single-door, 1/4-turn semi-flush latch. | Stock | 374
N412202008C | Wiegmann Ultimate series enclosure, NEMA 4/12/13, 20 x 20 x 8in (HxWxD), wall mount, carbon steel, ANSI 61 gray, powder coat finish, single-door, 1/4-turn semi-flush oil-tight latch. | Stock | 353
N412202008CLG | Wiegmann Ultimate series enclosure, NEMA 4/12/13, 20 x 20 x 8in (HxWxD), wall mount, carbon steel, RAL 7035 light gray, powder coat finish, single-door, 1/4-turn semi-flush oil-tight latch. | Stock | 353
SCE-20H2008LP | Saginaw enclosure, NEMA 3R/4/12/13, 20 x 20 x 8in (HxWxD), wall mount, carbon steel, ANSI 61 gray, powder coat finish, single-door, plated steel clamps, padlock hasp and staple. | Stock | 371
N412202008CGP | Wiegmann Ultimate series enclosure, NEMA 3R/4/12/13, 20 x 20 x 8in (HxWxD), wall mount, bottom gland plate, carbon steel, ANSI 61 gray, powder coat finish, single-door, 1/4-turn semi-flush oil-tight latch. | Stock | 660
N412202008CST | Wiegmann Ultimate series enclosure, slope top, NEMA 4/12/13, 20 x 20 x 8in (HxWxD), wall mount, carbon steel, ANSI 61 gray, powder coat finish, single-door, 1/4-turn semi-flush oil-tight latch. | Stock | 424
ST20208LG | Hammond Eclipse series enclosure, slope top, NEMA 3R/4/12, 20 x 20 x 8in (HxWxD), wall mount, carbon steel, RAL 7035 light gray, powder coat finish, single-door, 1/4-turn semi-flush latch. | Stock | 487
N12202008 | Wiegmann enclosure, NEMA 12/13, 20 x 20 x 8in (HxWxD), wall mount, carbon steel, ANSI 61 gray, powder coat finish, single-door, plated steel clamps, padlock hasp and staple. | Stock | 445
N4122020081PTC | Wiegmann Ultimate series enclosure, NEMA 4/12/13, 20 x 20 x 8in (HxWxD), wall mount, carbon steel, ANSI 61 gray, powder coat finish, single-door, 1-point keylocking/padlocking combo handle, handle hasp. | Stock | 470
1418D8 | Hammond enclosure, NEMA 12/13, 20 x 20 x 8in (HxWxD), wall mount, carbon steel, ANSI 61 gray, powder coat finish, single-door, stainless steel clamps, padlock hasp and staple. | Stock | 544
EN4SD20208WGY | Hammond Eclipse series enclosure, NEMA 3R/4/12, 20 x 20 x 8in (HxWxD), wall mount, carbon steel, ANSI 61 gray, powder coat finish, single-door, 1/4-turn semi-flush latch, polycarbonate window. | Stock | 563
EN4SD20208WLG | Hammond Eclipse series enclosure, NEMA 3R/4/12, 20 x 20 x 8in (HxWxD), wall mount, carbon steel, RAL 7035 light gray, powder coat finish, single-door, 1/4-turn semi-flush latch, polycarbonate window. | Stock | 563
N412202008WC | Wiegmann Ultimate series enclosure, NEMA 4/12/13, 20 x 20 x 8in (HxWxD), wall mount, carbon steel, ANSI 61 gray, powder coat finish, single-door, 1/4-turn semi-flush oil-tight latch, polycarbonate window. | Stock | 545
N4202008 | Wiegmann enclosure, NEMA 4/12/13, 20 x 20 x 8in (HxWxD), wall mount, carbon steel, ANSI 61 gray, powder coat finish, single-door, stainless steel clamps, padlock hasp and staple. | Stock | 595
1418N4D8 | Hammond enclosure, NEMA 3R/4/12, 20 x 20 x 8in (HxWxD), wall mount, carbon steel, ANSI 61 gray, powder coat finish, single-door, stainless steel clamps, padlock hasp and staple. | Stock | 635
SCE-20EL2008SSLP | Saginaw Enviroline series enclosure, NEMA 3R/4/4X/12/13, 20 x 20 x 8in (HxWxD), wall mount, 304 stainless steel, #4 brush finish, single-door, 1/4-turn semi-flush latch. | Stock | 820
EN4SD20208SS | Hammond Eclipse series enclosure, NEMA 3R/4/4X/12/13, 20 x 20 x 8in (HxWxD), wall mount, 304 stainless steel, #4 brush finish, single-door, 1/4-turn semi-flush 316 stainless steel latch. | Stock | 884
N412202008SSC | Wiegmann Ultimate series enclosure, NEMA 4/4X/12/13, 20 x 20 x 8in (HxWxD), wall mount, 304 stainless steel, No. 3 intermediate polished finish, single-door, 1/4-turn semi-flush oil-tight latch. | Stock | 737
SCE-20EL2008SS6LP | Saginaw Enviroline series enclosure, NEMA 3R/4/4X/12/13, 20 x 20 x 8in (HxWxD), wall mount, 316L stainless steel, #4 brush finish, single-door, 1/4-turn semi-flush latch. | Stock | 1011
ST202008SS | Hammond Eclipse series enclosure, slope top, NEMA 3R/4/4X/12/13, 20 x 20 x 8in (HxWxD), wall mount, 304 stainless steel, #4 brush finish, single-door, 1/4-turn semi-flush 316 stainless steel latch. | Stock | 1008
1418N4SSD8 | Hammond enclosure, NEMA 3R/4/4X/12/13, 20 x 20 x 8in (HxWxD), wall mount, 304 stainless steel, #4 brush finish, single-door, stainless steel clamps, padlock hasp and staple. | Stock | 1073
SCE-20EL2008SSST | Saginaw Enviroline series enclosure, slope top, NEMA 3R/4/4X/12/13, 20 x 20 x 8in (HxWxD), wall mount, 304 stainless steel, #4 brush finish, single-door, 1/4-turn semi-flush latch. | Stock | 1077
N412202008SS1PTC | Wiegmann Ultimate series enclosure, NEMA 4X/12/13, 20 x 20 x 8in (HxWxD), wall mount, 304 stainless steel, No. 3 intermediate polished finish, single-door, 1-point 316L padlocking handle, handle hasp. | Stock | 1050
1418N4S16D8 | Hammond enclosure, NEMA 3R/4/4X/12/13, 20 x 20 x 8in (HxWxD), wall mount, 316 stainless steel, #4 brush finish, single-door, stainless steel clamps, padlock hasp and staple. | Stock | 1247
N412202008CSSST | Wiegmann Ultimate series enclosure, slope top, NEMA 4/4X/12/13, 20 x 20 x 8in (HxWxD), wall mount, 304 stainless steel, No. 3 intermediate polished finish, single-door, 1/4-turn semi-flush oil-tight latch. | Stock | 1092
EN4SD20208WSS | Hammond Eclipse series enclosure, NEMA 3R/4/4X/12/13, 20 x 20 x 8in (HxWxD), wall mount, 304 stainless steel, #4 brush finish, single-door, 1/4-turn semi-flush 316 stainless steel latch, polycarbonate window. | Stock | 1255
SSN4202008A | Wiegmann enclosure, NEMA 4/4X/12/13, 20 x 20 x 8in (HxWxD), wall mount, 316L stainless steel, No. 3 intermediate polished finish, single-door, stainless steel clamps, padlock hasp and staple. | Stock | 1097
EN4SD20208S16 | Hammond Eclipse series enclosure, NEMA 3R/4/4X/12/13, 20 x 20 x 8in (HxWxD), wall mount, 316 stainless steel, #4 brush finish, single-door, 1/4-turn semi-flush 316 stainless steel latch. | Stock | 1261
N412202008WSSC | Wiegmann Ultimate series enclosure, NEMA 4/4X/12/13, 20 x 20 x 8in (HxWxD), wall mount, 304 stainless steel, No. 3 intermediate polished finish, single-door, 1/4-turn semi-flush oil-tight latch, polycarbonate window. | Stock | 1266
N412202008SSA1PTC | Wiegmann Ultimate series enclosure, NEMA 4X/12/13, 20 x 20 x 8in (HxWxD), wall mount, 316L stainless steel, No. 3 intermediate polished finish, single-door, 1-point 316L padlocking handle, handle hasp. | Stock | 1624
N1A20209 | Hammond enclosure, NEMA 1, 20 x 20 x 9in (HxWxD), wall mount, carbon steel, ANSI 61 gray, powder coat finish, single-door, 1/4-turn semi-flush latch. | Stock | 334
B202009CH | Wiegmann enclosure, NEMA 12, 20 x 20 x 9in (HxWxD), wall mount, carbon steel, ANSI 61 gray, powder coat finish, single-door, plated steel clamps. | Stock | 476
1418JD9 | Hammond enclosure, NEMA 12, 20 x 20 x 9in (HxWxD), wall mount, carbon steel, ANSI 61 gray, powder coat finish, hinged screw cover. | Stock | 553
SCE-20N2010LP | Saginaw enclosure, NEMA 1, 20 x 20 x 10in (HxWxD), wall mount, carbon steel, ANSI 61 gray, powder coat finish, single-door, 1/4-turn semi-flush latch. | Stock | 249
SCE-202010ELJ | Saginaw Enviroline Junction series enclosure, NEMA 3R/4/12/13, 20 x 20 x 10in (HxWxD), wall mount, carbon steel, ANSI 61 gray, powder coat finish, single-door, 1/4-turn semi-flush latch. | Stock | 219
SCE-202010ELJLG | Saginaw Enviroline Junction series enclosure, NEMA 3R/4/12/13, 20 x 20 x 10in (HxWxD), wall mount, carbon steel, RAL 7035 light gray, powder coat finish, single-door, 1/4-turn semi-flush latch. | Stock | 219
SCE-20EL2010LP | Saginaw Enviroline series enclosure, NEMA 3R/4/12/13, 20 x 20 x 10in (HxWxD), wall mount, carbon steel, ANSI 61 gray, powder coat finish, single-door, 1/4-turn semi-flush latch. | Stock | 345
SCE-20EL2010LPLG | Saginaw Enviroline series enclosure, NEMA 3R/4/12/13, 20 x 20 x 10in (HxWxD), wall mount, carbon steel, RAL 7035 light gray, powder coat finish, single-door, 1/4-turn semi-flush latch. | Stock | 345
EN4SD202010GY | Hammond Eclipse series enclosure, NEMA 3R/4/12, 20 x 20 x 10in (HxWxD), wall mount, carbon steel, ANSI 61 gray, powder coat finish, single-door, 1/4-turn semi-flush latch. | Stock | 384
EN4SD202010LG | Hammond Eclipse series enclosure, NEMA 3R/4/12, 20 x 20 x 10in (HxWxD), wall mount, carbon steel, RAL 7035 light gray, powder coat finish, single-door, 1/4-turn semi-flush latch. | Stock | 384
N412202010C | Wiegmann Ultimate series enclosure, NEMA 4/12/13, 20 x 20 x 10in (HxWxD), wall mount, carbon steel, ANSI 61 gray, powder coat finish, single-door, 1/4-turn semi-flush oil-tight latch. | Stock | 360
N412202010CLG | Wiegmann Ultimate series enclosure, NEMA 4/12/13, 20 x 20 x 10in (HxWxD), wall mount, carbon steel, RAL 7035 light gray, powder coat finish, single-door, 1/4-turn semi-flush oil-tight latch. | Stock | 360
SCE-20H2010LP | Saginaw enclosure, NEMA 3R/4/12/13, 20 x 20 x 10in (HxWxD), wall mount, carbon steel, ANSI 61 gray, powder coat finish, single-door, plated steel clamps, padlock hasp and staple. | Stock | 391
N12202010 | Wiegmann enclosure, NEMA 12/13, 20 x 20 x 10in (HxWxD), wall mount, carbon steel, ANSI 61 gray, powder coat finish, single-door, plated steel clamps, padlock hasp and staple. | Stock | 474
1418D10 | Hammond enclosure, NEMA 12/13, 20 x 20 x 10in (HxWxD), wall mount, carbon steel, ANSI 61 gray, powder coat finish, single-door, stainless steel clamps, padlock hasp and staple. | Stock | 568
J2020HPL | Stahlin J series enclosure, NEMA 1/3/3R/4/4X/12/13, 20 x 20 x 10in (HxWxD), wall mount, fiberglass reinforced polyester, gray, single-door, quick-release latch, padlock hasp and staple, integral mounting flange. | Stock | 770
N412202010WC | Wiegmann Ultimate series enclosure, NEMA 4/12/13, 20 x 20 x 10in (HxWxD), wall mount, carbon steel, ANSI 61 gray, powder coat finish, single-door, 1/4-turn semi-flush oil-tight latch, polycarbonate window. | Stock | 567
SCE-20EL2010SSLP | Saginaw Enviroline series enclosure, NEMA 3R/4/4X/12/13, 20 x 20 x 10in (HxWxD), wall mount, 304 stainless steel, #4 brush finish, single-door, 1/4-turn semi-flush latch. | Stock | 873
N412202010SSC | Wiegmann Ultimate series enclosure, NEMA 4/4X/12/13, 20 x 20 x 10in (HxWxD), wall mount, 304 stainless steel, No. 3 intermediate polished finish, single-door, 1/4-turn semi-flush oil-tight latch. | Stock | 773
EN4SD202010SS | Hammond Eclipse series enclosure, NEMA 3R/4/4X/12/13, 20 x 20 x 10in (HxWxD), wall mount, 304 stainless steel, #4 brush finish, single-door, 1/4-turn semi-flush 316 stainless steel latch. | Stock | 958
SCE-20EL2010SS6LP | Saginaw Enviroline series enclosure, NEMA 3R/4/4X/12/13, 20 x 20 x 10in (HxWxD), wall mount, 316L stainless steel, #4 brush finish, single-door, 1/4-turn semi-flush latch. | Stock | 1077
EN4SD202010WSS | Hammond Eclipse series enclosure, NEMA 3R/4/4X/12/13, 20 x 20 x 10in (HxWxD), wall mount, 304 stainless steel, #4 brush finish, single-door, 1/4-turn semi-flush 316 stainless steel latch, polycarbonate window. | Stock | 1339
EN4SD202010S16 | Hammond Eclipse series enclosure, NEMA 3R/4/4X/12/13, 20 x 20 x 10in (HxWxD), wall mount, 316 stainless steel, #4 brush finish, single-door, 1/4-turn semi-flush 316 stainless steel latch. | Stock | 1350
SCE-20EL2012LP | Saginaw Enviroline series enclosure, NEMA 3R/4/12/13, 20 x 20 x 12in (HxWxD), wall mount, carbon steel, ANSI 61 gray, powder coat finish, single-door, 1/4-turn semi-flush latch. | Stock | 363
SCE-20EL2012LPLG | Saginaw Enviroline series enclosure, NEMA 3R/4/12/13, 20 x 20 x 12in (HxWxD), wall mount, carbon steel, RAL 7035 light gray, powder coat finish, single-door, 1/4-turn semi-flush latch. | Stock | 363
N412202012C | Wiegmann Ultimate series enclosure, NEMA 4/12/13, 20 x 20 x 12in (HxWxD), wall mount, carbon steel, ANSI 61 gray, powder coat finish, single-door, 1/4-turn semi-flush oil-tight latch. | Stock | 383
N412202012CLG | Wiegmann Ultimate series enclosure, NEMA 4/12/13, 20 x 20 x 12in (HxWxD), wall mount, carbon steel, RAL 7035 light gray, powder coat finish, single-door, 1/4-turn semi-flush oil-tight latch. | Stock | 383
EN4SD202012GY | Hammond Eclipse series enclosure, NEMA 3R/4/12, 20 x 20 x 12in (HxWxD), wall mount, carbon steel, ANSI 61 gray, powder coat finish, single-door, 1/4-turn semi-flush latch. | Stock | 426
EN4SD202012LG | Hammond Eclipse series enclosure, NEMA 3R/4/12, 20 x 20 x 12in (HxWxD), wall mount, carbon steel, RAL 7035 light gray, powder coat finish, single-door, 1/4-turn semi-flush latch. | Stock | 426
N4122020121PTC | Wiegmann Ultimate series enclosure, NEMA 4/12/13, 20 x 20 x 12in (HxWxD), wall mount, carbon steel, ANSI 61 gray, powder coat finish, single-door, 1-point keylocking/padlocking combo handle, handle hasp. | Stock | 510
EN4SD202012WGY | Hammond Eclipse series enclosure, NEMA 3R/4/12, 20 x 20 x 12in (HxWxD), wall mount, carbon steel, ANSI 61 gray, powder coat finish, single-door, 1/4-turn semi-flush latch, polycarbonate window. | Stock | 624
EN4SD202012WLG | Hammond Eclipse series enclosure, NEMA 3R/4/12, 20 x 20 x 12in (HxWxD), wall mount, carbon steel, RAL 7035 light gray, powder coat finish, single-door, 1/4-turn semi-flush latch, polycarbonate window. | Stock | 624
N412202012WC | Wiegmann Ultimate series enclosure, NEMA 4/12/13, 20 x 20 x 12in (HxWxD), wall mount, carbon steel, ANSI 61 gray, powder coat finish, single-door, 1/4-turn semi-flush oil-tight latch, polycarbonate window. | Stock | 603
EN4SD202012SS | Hammond Eclipse series enclosure, NEMA 3R/4/4X/12/13, 20 x 20 x 12in (HxWxD), wall mount, 304 stainless steel, #4 brush finish, single-door, 1/4-turn semi-flush 316 stainless steel latch. | Stock | 1008
N412202012SSC | Wiegmann Ultimate series enclosure, NEMA 4/4X/12/13, 20 x 20 x 12in (HxWxD), wall mount, 304 stainless steel, No. 3 intermediate polished finish, single-door, 1/4-turn semi-flush oil-tight latch. | Stock | 840
SCE-20EL2012SSLP | Saginaw Enviroline series enclosure, NEMA 3R/4/4X/12/13, 20 x 20 x 12in (HxWxD), wall mount, 304 stainless steel, #4 brush finish, single-door, 1/4-turn semi-flush latch. | Stock | 1046
ST202012SS | Hammond Eclipse series enclosure, slope top, NEMA 3R/4/4X/12/13, 20 x 20 x 12in (HxWxD), wall mount, 304 stainless steel, #4 brush finish, single-door, 1/4-turn semi-flush 316 stainless steel latch. | Stock | 1158
SCE-20EL2012SSST | Saginaw Enviroline series enclosure, slope top, NEMA 3R/4/4X/12/13, 20 x 20 x 12in (HxWxD), wall mount, 304 stainless steel, #4 brush finish, single-door, 1/4-turn semi-flush latch. | Stock | 1373
N412202012SS1PTC | Wiegmann Ultimate series enclosure, NEMA 4X/12/13, 20 x 20 x 12in (HxWxD), wall mount, 304 stainless steel, No. 3 intermediate polished finish, single-door, 1-point 316L padlocking handle, handle hasp. | Stock | 1174
N412202012CSSST | Wiegmann Ultimate series enclosure, slope top, NEMA 4/4X/12/13, 20 x 20 x 12in (HxWxD), wall mount, 304 stainless steel, No. 3 intermediate polished finish, single-door, 1/4-turn semi-flush oil-tight latch. | Stock | 1332
EN4SD202012WSS | Hammond Eclipse series enclosure, NEMA 3R/4/4X/12/13, 20 x 20 x 12in (HxWxD), wall mount, 304 stainless steel, #4 brush finish, single-door, 1/4-turn semi-flush 316 stainless steel latch, polycarbonate window. | Stock | 1478
EN4SD202012S16 | Hammond Eclipse series enclosure, NEMA 3R/4/4X/12/13, 20 x 20 x 12in (HxWxD), wall mount, 316 stainless steel, #4 brush finish, single-door, 1/4-turn semi-flush 316 stainless steel latch. | Stock | 1491
EN4SD20246GY | Hammond Eclipse series enclosure, NEMA 3R/4/12, 20 x 24 x 6in (HxWxD), wall mount, carbon steel, ANSI 61 gray, powder coat finish, single-door, 1/4-turn semi-flush latch. | Stock | 399
EN4SD20246LG | Hammond Eclipse series enclosure, NEMA 3R/4/12, 20 x 24 x 6in (HxWxD), wall mount, carbon steel, RAL 7035 light gray, powder coat finish, single-door, 1/4-turn semi-flush latch. | Stock | 399
SCE-20H2406LP | Saginaw enclosure, NEMA 3R/4/12/13, 20 x 24 x 6in (HxWxD), wall mount, carbon steel, ANSI 61 gray, powder coat finish, single-door, plated steel clamps, padlock hasp and staple. | Stock | 378
N12202406 | Wiegmann enclosure, NEMA 12/13, 20 x 24 x 6in (HxWxD), wall mount, carbon steel, ANSI 61 gray, powder coat finish, single-door, plated steel clamps, padlock hasp and staple. | Stock | 465
1418ER6 | Hammond enclosure, NEMA 12/13, 20 x 24 x 6in (HxWxD), wall mount, carbon steel, ANSI 61 gray, powder coat finish, single-door, stainless steel clamps, padlock hasp and staple. | Stock | 582
N1C242008LP | Wiegmann enclosure, NEMA 1, 20 x 24 x 8in (HxWxD), wall mount, carbon steel, ANSI 61 gray, powder coat finish, single-door, 1/4-turn flush-mounted latch. | Stock | 317
SCE-20EL2408LP | Saginaw Enviroline series enclosure, NEMA 3R/4/12/13, 20 x 24 x 8in (HxWxD), wall mount, carbon steel, ANSI 61 gray, powder coat finish, single-door, 1/4-turn semi-flush latch. | Stock | 352
SCE-20EL2408LPLG | Saginaw Enviroline series enclosure, NEMA 3R/4/12/13, 20 x 24 x 8in (HxWxD), wall mount, carbon steel, RAL 7035 light gray, powder coat finish, single-door, 1/4-turn semi-flush latch. | Stock | 352
EN4SD20248GY | Hammond Eclipse series enclosure, NEMA 3R/4/12, 20 x 24 x 8in (HxWxD), wall mount, carbon steel, ANSI 61 gray, powder coat finish, single-door, 1/4-turn semi-flush latch. | Stock | 412
EN4SD20248LG | Hammond Eclipse series enclosure, NEMA 3R/4/12, 20 x 24 x 8in (HxWxD), wall mount, carbon steel, RAL 7035 light gray, powder coat finish, single-door, 1/4-turn semi-flush latch. | Stock | 412
N412202408C | Wiegmann Ultimate series enclosure, NEMA 4/12/13, 20 x 24 x 8in (HxWxD), wall mount, carbon steel, ANSI 61 gray, powder coat finish, single-door, 1/4-turn semi-flush oil-tight latch. | Stock | 369
N412202408CLG | Wiegmann Ultimate series enclosure, NEMA 4/12/13, 20 x 24 x 8in (HxWxD), wall mount, carbon steel, RAL 7035 light gray, powder coat finish, single-door, 1/4-turn semi-flush oil-tight latch. | Stock | 369
SCE-20H2408LP | Saginaw enclosure, NEMA 3R/4/12/13, 20 x 24 x 8in (HxWxD), wall mount, carbon steel, ANSI 61 gray, powder coat finish, single-door, plated steel clamps, padlock hasp and staple. | Stock | 400
N12202408 | Wiegmann enclosure, NEMA 12/13, 20 x 24 x 8in (HxWxD), wall mount, carbon steel, ANSI 61 gray, powder coat finish, single-door, plated steel clamps, padlock hasp and staple. | Stock | 478
N4122024081PTC | Wiegmann Ultimate series enclosure, NEMA 4/12/13, 20 x 24 x 8in (HxWxD), wall mount, carbon steel, ANSI 61 gray, powder coat finish, single-door, 1-point keylocking/padlocking combo handle, handle hasp. | Stock | 501
1418ER8 | Hammond enclosure, NEMA 12/13, 20 x 24 x 8in (HxWxD), wall mount, carbon steel, ANSI 61 gray, powder coat finish, single-door, stainless steel clamps, padlock hasp and staple. | Stock | 708
N4202408 | Wiegmann enclosure, NEMA 4/12/13, 20 x 24 x 8in (HxWxD), wall mount, carbon steel, ANSI 61 gray, powder coat finish, single-door, stainless steel clamps, padlock hasp and staple. | Stock | 646
1418N4ER8 | Hammond enclosure, NEMA 3R/4/12, 20 x 24 x 8in (HxWxD), wall mount, carbon steel, ANSI 61 gray, powder coat finish, single-door, stainless steel clamps, padlock hasp and staple. | Stock | 712
SCE-20EL2408SSLP | Saginaw Enviroline series enclosure, NEMA 3R/4/4X/12/13, 20 x 24 x 8in (HxWxD), wall mount, 304 stainless steel, #4 brush finish, single-door, 1/4-turn semi-flush latch. | Stock | 897
EN4SD20248SS | Hammond Eclipse series enclosure, NEMA 3R/4/4X/12/13, 20 x 24 x 8in (HxWxD), wall mount, 304 stainless steel, #4 brush finish, single-door, 1/4-turn semi-flush 316 stainless steel latch. | Stock | 967
SCE-20H2408SSLP | Saginaw enclosure, NEMA 3R/4/4X/12/13, 20 x 24 x 8in (HxWxD), wall mount, 304 stainless steel, #4 brush finish, single-door, stainless steel clamps, padlock hasp and staple. | Stock | 952
SCE-20EL2408SS6LP | Saginaw Enviroline series enclosure, NEMA 3R/4/4X/12/13, 20 x 24 x 8in (HxWxD), wall mount, 316L stainless steel, #4 brush finish, single-door, 1/4-turn semi-flush latch. | Stock | 1106
SSN4202408 | Wiegmann enclosure, NEMA 4/4X/12/13, 20 x 24 x 8in (HxWxD), wall mount, 304 stainless steel, No. 3 intermediate polished finish, single-door, stainless steel clamps, padlock hasp and staple. | Stock | 992
1418N4SSER8 | Hammond enclosure, NEMA 3R/4/4X/12/13, 20 x 24 x 8in (HxWxD), wall mount, 304 stainless steel, #4 brush finish, single-door, stainless steel clamps, padlock hasp and staple. | Stock | 1266
SCE-20H2408SS6LP | Saginaw enclosure, NEMA 3R/4/4X/12/13, 20 x 24 x 8in (HxWxD), wall mount, 316L stainless steel, #4 brush finish, single-door, stainless steel clamps, padlock hasp and staple. | Stock | 1174
1418N4S16ER8 | Hammond enclosure, NEMA 3R/4/4X/12/13, 20 x 24 x 8in (HxWxD), wall mount, 316 stainless steel, #4 brush finish, single-door, stainless steel clamps, padlock hasp and staple. | Stock | 1466
N1A20249 | Hammond enclosure, NEMA 1, 20 x 24 x 9in (HxWxD), wall mount, carbon steel, ANSI 61 gray, powder coat finish, single-door, 1/4-turn semi-flush latch. | Stock | 370
EN4SD202410GY | Hammond Eclipse series enclosure, NEMA 3R/4/12, 20 x 24 x 10in (HxWxD), wall mount, carbon steel, ANSI 61 gray, powder coat finish, single-door, 1/4-turn semi-flush latch. | Stock | 410
EN4SD202410LG | Hammond Eclipse series enclosure, NEMA 3R/4/12, 20 x 24 x 10in (HxWxD), wall mount, carbon steel, RAL 7035 light gray, powder coat finish, single-door, 1/4-turn semi-flush latch. | Stock | 410
N412202410C | Wiegmann Ultimate series enclosure, NEMA 4/12/13, 20 x 24 x 10in (HxWxD), wall mount, carbon steel, ANSI 61 gray, powder coat finish, single-door, 1/4-turn semi-flush oil-tight latch. | Stock | 387
N412202410CLG | Wiegmann Ultimate series enclosure, NEMA 4/12/13, 20 x 24 x 10in (HxWxD), wall mount, carbon steel, RAL 7035 light gray, powder coat finish, single-door, 1/4-turn semi-flush oil-tight latch. | Stock | 387
EN4SD202410SS | Hammond Eclipse series enclosure, NEMA 3R/4/4X/12/13, 20 x 24 x 10in (HxWxD), wall mount, 304 stainless steel, #4 brush finish, single-door, 1/4-turn semi-flush 316 stainless steel latch. | Stock | 1029
EN4SD202410S16 | Hammond Eclipse series enclosure, NEMA 3R/4/4X/12/13, 20 x 24 x 10in (HxWxD), wall mount, 316 stainless steel, #4 brush finish, single-door, 1/4-turn semi-flush 316 stainless steel latch. | Stock | 1443
SCE-20H3006LP | Saginaw enclosure, NEMA 3R/4/12/13, 20 x 30 x 6in (HxWxD), wall mount, carbon steel, ANSI 61 gray, powder coat finish, single-door, plated steel clamps, padlock hasp and staple. | Stock | 454
SCE-24EL1206LP | Saginaw Enviroline series enclosure, NEMA 3R/4/12/13, 24 x 12 x 6in (HxWxD), wall mount, carbon steel, ANSI 61 gray, powder coat finish, single-door, 1/4-turn semi-flush latch. | Stock | 280
SCE-24EL1206LPLG | Saginaw Enviroline series enclosure, NEMA 3R/4/12/13, 24 x 12 x 6in (HxWxD), wall mount, carbon steel, RAL 7035 light gray, powder coat finish, single-door, 1/4-turn semi-flush latch. | Stock | 280
EN4SD24126GY | Hammond Eclipse series enclosure, NEMA 3R/4/12, 24 x 12 x 6in (HxWxD), wall mount, carbon steel, ANSI 61 gray, powder coat finish, single-door, 1/4-turn semi-flush latch. | Stock | 329
EN4SD24126LG | Hammond Eclipse series enclosure, NEMA 3R/4/12, 24 x 12 x 6in (HxWxD), wall mount, carbon steel, RAL 7035 light gray, powder coat finish, single-door, 1/4-turn semi-flush latch. | Stock | 329
SCE-24H1206LP | Saginaw enclosure, NEMA 3R/4/12/13, 24 x 12 x 6in (HxWxD), wall mount, carbon steel, ANSI 61 gray, powder coat finish, single-door, plated steel clamps, padlock hasp and staple. | Stock | 317
N12241206 | Wiegmann enclosure, NEMA 12/13, 24 x 12 x 6in (HxWxD), wall mount, carbon steel, ANSI 61 gray, powder coat finish, single-door, plated steel clamps, padlock hasp and staple. | Stock | 392
1418AR6 | Hammond enclosure, NEMA 12/13, 24 x 12 x 6in (HxWxD), wall mount, carbon steel, ANSI 61 gray, powder coat finish, single-door, stainless steel clamps, padlock hasp and staple. | Stock | 474
1418N4AR6 | Hammond enclosure, NEMA 3R/4/12, 24 x 12 x 6in (HxWxD), wall mount, carbon steel, ANSI 61 gray, powder coat finish, single-door, stainless steel clamps, padlock hasp and staple. | Stock | 555
EN4SD24128GY | Hammond Eclipse series enclosure, NEMA 3R/4/12, 24 x 12 x 8in (HxWxD), wall mount, carbon steel, ANSI 61 gray, powder coat finish, single-door, 1/4-turn semi-flush latch. | Stock | 354
EN4SD24128LG | Hammond Eclipse series enclosure, NEMA 3R/4/12, 24 x 12 x 8in (HxWxD), wall mount, carbon steel, RAL 7035 light gray, powder coat finish, single-door, 1/4-turn semi-flush latch. | Stock | 354
SCE-24H1208LP | Saginaw enclosure, NEMA 3R/4/12/13, 24 x 12 x 8in (HxWxD), wall mount, carbon steel, ANSI 61 gray, powder coat finish, single-door, plated steel clamps, padlock hasp and staple. | Stock | 337
N12241208 | Wiegmann enclosure, NEMA 12/13, 24 x 12 x 8in (HxWxD), wall mount, carbon steel, ANSI 61 gray, powder coat finish, single-door, plated steel clamps, padlock hasp and staple. | Stock | 414
1418AR8 | Hammond enclosure, NEMA 12/13, 24 x 12 x 8in (HxWxD), wall mount, carbon steel, ANSI 61 gray, powder coat finish, single-door, stainless steel clamps, padlock hasp and staple. | Stock | 496
EN4SD241210GY | Hammond Eclipse series enclosure, NEMA 3R/4/12, 24 x 12 x 10in (HxWxD), wall mount, carbon steel, ANSI 61 gray, powder coat finish, single-door, 1/4-turn semi-flush latch. | Stock | 378
EN4SD241210LG | Hammond Eclipse series enclosure, NEMA 3R/4/12, 24 x 12 x 10in (HxWxD), wall mount, carbon steel, RAL 7035 light gray, powder coat finish, single-door, 1/4-turn semi-flush latch. | Stock | 378
SCE-24H1210LP | Saginaw enclosure, NEMA 3R/4/12/13, 24 x 12 x 10in (HxWxD), wall mount, carbon steel, ANSI 61 gray, powder coat finish, single-door, plated steel clamps, padlock hasp and staple. | Stock | 354
N12241210 | Wiegmann enclosure, NEMA 12/13, 24 x 12 x 10in (HxWxD), wall mount, carbon steel, ANSI 61 gray, powder coat finish, single-door, plated steel clamps, padlock hasp and staple. | Stock | 436
1418AR10 | Hammond enclosure, NEMA 12/13, 24 x 12 x 10in (HxWxD), wall mount, carbon steel, ANSI 61 gray, powder coat finish, single-door, stainless steel clamps, padlock hasp and staple. | Stock | 521
N241210HWT | Stahlin N series enclosure, NEMA 1/3/3R/4X/12, 24 x 12 x 10in (HxWxD), wall mount, fiberglass reinforced polyester, gray, single-door, twist-lock latch, padlock hasp and staple. | Stock | 969
SCE-24N1606LP | Saginaw enclosure, NEMA 1, 24 x 16 x 6in (HxWxD), wall mount, carbon steel, ANSI 61 gray, powder coat finish, single-door, 1/4-turn semi-flush latch. | Stock | 208
N1C162406LP | Wiegmann enclosure, NEMA 1, 24 x 16 x 6in (HxWxD), wall mount, carbon steel, ANSI 61 gray, powder coat finish, single-door, 1/4-turn flush-mounted latch. | Stock | 261
SCE-24EL1606LP | Saginaw Enviroline series enclosure, NEMA 3R/4/12/13, 24 x 16 x 6in (HxWxD), wall mount, carbon steel, ANSI 61 gray, powder coat finish, single-door, 1/4-turn semi-flush latch. | Stock | 306
SCE-24EL1606LPLG | Saginaw Enviroline series enclosure, NEMA 3R/4/12/13, 24 x 16 x 6in (HxWxD), wall mount, carbon steel, RAL 7035 light gray, powder coat finish, single-door, 1/4-turn semi-flush latch. | Stock | 306
EN4SD24166GY | Hammond Eclipse series enclosure, NEMA 3R/4/12, 24 x 16 x 6in (HxWxD), wall mount, carbon steel, ANSI 61 gray, powder coat finish, single-door, 1/4-turn semi-flush latch. | Stock | 359
EN4SD24166LG | Hammond Eclipse series enclosure, NEMA 3R/4/12, 24 x 16 x 6in (HxWxD), wall mount, carbon steel, RAL 7035 light gray, powder coat finish, single-door, 1/4-turn semi-flush latch. | Stock | 359
N412241606C | Wiegmann Ultimate series enclosure, NEMA 4/12/13, 24 x 16 x 6in (HxWxD), wall mount, carbon steel, ANSI 61 gray, powder coat finish, single-door, 1/4-turn semi-flush oil-tight latch. | Stock | 333
N412241606CLG | Wiegmann Ultimate series enclosure, NEMA 4/12/13, 24 x 16 x 6in (HxWxD), wall mount, carbon steel, RAL 7035 light gray, powder coat finish, single-door, 1/4-turn semi-flush oil-tight latch. | Stock | 333
SCE-24H1606LP | Saginaw enclosure, NEMA 3R/4/12/13, 24 x 16 x 6in (HxWxD), wall mount, carbon steel, ANSI 61 gray, powder coat finish, single-door, plated steel clamps, padlock hasp and staple. | Stock | 347
N12241606 | Wiegmann enclosure, NEMA 12/13, 24 x 16 x 6in (HxWxD), wall mount, carbon steel, ANSI 61 gray, powder coat finish, single-door, plated steel clamps, padlock hasp and staple. | Stock | 429
N4122416063PTC | Wiegmann Ultimate series enclosure, NEMA 4/12/13, 24 x 16 x 6in (HxWxD), wall mount, carbon steel, ANSI 61 gray, powder coat finish, single-door, 3-point keylocking/padlocking combo handle, handle hasp. | Stock | 455
1418H6 | Hammond enclosure, NEMA 12/13, 24 x 16 x 6in (HxWxD), wall mount, carbon steel, ANSI 61 gray, powder coat finish, single-door, stainless steel clamps, padlock hasp and staple. | Stock | 524
1418N4H6 | Hammond enclosure, NEMA 3R/4/12, 24 x 16 x 6in (HxWxD), wall mount, carbon steel, ANSI 61 gray, powder coat finish, single-door, stainless steel clamps, padlock hasp and staple. | Stock | 610
N1A24167 | Hammond enclosure, NEMA 1, 24 x 16 x 7in (HxWxD), wall mount, carbon steel, ANSI 61 gray, powder coat finish, single-door, 1/4-turn semi-flush latch. | Stock | 302
SCE-24EL1608LP | Saginaw Enviroline series enclosure, NEMA 3R/4/12/13, 24 x 16 x 8in (HxWxD), wall mount, carbon steel, ANSI 61 gray, powder coat finish, single-door, 1/4-turn semi-flush latch. | Stock | 324
SCE-24EL1608LPLG | Saginaw Enviroline series enclosure, NEMA 3R/4/12/13, 24 x 16 x 8in (HxWxD), wall mount, carbon steel, RAL 7035 light gray, powder coat finish, single-door, 1/4-turn semi-flush latch. | Stock | 324
EN4SD24168GY | Hammond Eclipse series enclosure, NEMA 3R/4/12, 24 x 16 x 8in (HxWxD), wall mount, carbon steel, ANSI 61 gray, powder coat finish, single-door, 1/4-turn semi-flush latch. | Stock | 370
EN4SD24168LG | Hammond Eclipse series enclosure, NEMA 3R/4/12, 24 x 16 x 8in (HxWxD), wall mount, carbon steel, RAL 7035 light gray, powder coat finish, single-door, 1/4-turn semi-flush latch. | Stock | 370
N412241608C | Wiegmann Ultimate series enclosure, NEMA 4/12/13, 24 x 16 x 8in (HxWxD), wall mount, carbon steel, ANSI 61 gray, powder coat finish, single-door, 1/4-turn semi-flush oil-tight latch. | Stock | 352
N412241608CLG | Wiegmann Ultimate series enclosure, NEMA 4/12/13, 24 x 16 x 8in (HxWxD), wall mount, carbon steel, RAL 7035 light gray, powder coat finish, single-door, 1/4-turn semi-flush oil-tight latch. | Stock | 352
SCE-24H1608LP | Saginaw enclosure, NEMA 3R/4/12/13, 24 x 16 x 8in (HxWxD), wall mount, carbon steel, ANSI 61 gray, powder coat finish, single-door, plated steel clamps, padlock hasp and staple. | Stock | 368
N12241608 | Wiegmann enclosure, NEMA 12/13, 24 x 16 x 8in (HxWxD), wall mount, carbon steel, ANSI 61 gray, powder coat finish, single-door, plated steel clamps, padlock hasp and staple. | Stock | 440
N4122416083PTC | Wiegmann Ultimate series enclosure, NEMA 4/12/13, 24 x 16 x 8in (HxWxD), wall mount, carbon steel, ANSI 61 gray, powder coat finish, single-door, 3-point keylocking/padlocking combo handle, handle hasp. | Stock | 466
1418H8 | Hammond enclosure, NEMA 12/13, 24 x 16 x 8in (HxWxD), wall mount, carbon steel, ANSI 61 gray, powder coat finish, single-door, stainless steel clamps, padlock hasp and staple. | Stock | 535
HW24168GYHK | Hammond enclosure, NEMA 3R/4/12, 24 x 16 x 8in (HxWxD), wall mount, carbon steel, ANSI 61 gray, powder coat finish, single-door, 3-point padlocking handle, handle hasp. | Stock | 577
SCE-24EL1608SSLP | Saginaw Enviroline series enclosure, NEMA 3R/4/4X/12/13, 24 x 16 x 8in (HxWxD), wall mount, 304 stainless steel, #4 brush finish, single-door, 1/4-turn semi-flush latch. | Stock | 807
EN4SD24168SS | Hammond Eclipse series enclosure, NEMA 3R/4/4X/12/13, 24 x 16 x 8in (HxWxD), wall mount, 304 stainless steel, #4 brush finish, single-door, 1/4-turn semi-flush 316 stainless steel latch. | Stock | 873
N412241608SSC | Wiegmann Ultimate series enclosure, NEMA 4/4X/12/13, 24 x 16 x 8in (HxWxD), wall mount, 304 stainless steel, No. 3 intermediate polished finish, single-door, 1/4-turn semi-flush oil-tight latch. | Stock | 726
SCE-24H1608SSLP | Saginaw enclosure, NEMA 3R/4/4X/12/13, 24 x 16 x 8in (HxWxD), wall mount, 304 stainless steel, #4 brush finish, single-door, stainless steel clamps, padlock hasp and staple. | Stock | 856
SCE-24EL1608SS6LP | Saginaw Enviroline series enclosure, NEMA 3R/4/4X/12/13, 24 x 16 x 8in (HxWxD), wall mount, 316L stainless steel, #4 brush finish, single-door, 1/4-turn semi-flush latch. | Stock | 995
1418N4SSH8 | Hammond enclosure, NEMA 3R/4/4X/12/13, 24 x 16 x 8in (HxWxD), wall mount, 304 stainless steel, #4 brush finish, single-door, stainless steel clamps, padlock hasp and staple. | Stock | 1163
SCE-24H1608SS6LP | Saginaw enclosure, NEMA 3R/4/4X/12/13, 24 x 16 x 8in (HxWxD), wall mount, 316L stainless steel, #4 brush finish, single-door, stainless steel clamps, padlock hasp and staple. | Stock | 1056
HW24168SSHK | Hammond enclosure, NEMA 3R/4/4X/12/13, 24 x 16 x 8in (HxWxD), wall mount, 304 stainless steel, #4 brush finish, single-door, 3-point 316 stainless steel padlocking handle, handle hasp. | Stock | 1061
N412241608SS3PTC | Wiegmann Ultimate series enclosure, NEMA 4X/12/13, 24 x 16 x 8in (HxWxD), wall mount, 304 stainless steel, No. 3 intermediate polished finish, single-door, 3-point 316L padlocking handle, handle hasp. | Stock | 1037
EN4SD24168S16 | Hammond Eclipse series enclosure, NEMA 3R/4/4X/12/13, 24 x 16 x 8in (HxWxD), wall mount, 316 stainless steel, #4 brush finish, single-door, 1/4-turn semi-flush 316 stainless steel latch. | Stock | 1222
1418N4S16H8 | Hammond enclosure, NEMA 3R/4/4X/12/13, 24 x 16 x 8in (HxWxD), wall mount, 316 stainless steel, #4 brush finish, single-door, stainless steel clamps, padlock hasp and staple. | Stock | 1344
SSN4241608A | Wiegmann enclosure, NEMA 4/4X/12/13, 24 x 16 x 8in (HxWxD), wall mount, 316L stainless steel, No. 3 intermediate polished finish, single-door, stainless steel clamps, padlock hasp and staple. | Stock | 1091
HW24168S16HK | Hammond enclosure, NEMA 3R/4/4X/12/13, 24 x 16 x 8in (HxWxD), wall mount, 316 stainless steel, #4 brush finish, single-door, 3-point 316 stainless steel padlocking handle, handle hasp. | Stock | 1274
EN4SD241610GY | Hammond Eclipse series enclosure, NEMA 3R/4/12, 24 x 16 x 10in (HxWxD), wall mount, carbon steel, ANSI 61 gray, powder coat finish, single-door, 1/4-turn semi-flush latch. | Stock | 379
EN4SD241610LG | Hammond Eclipse series enclosure, NEMA 3R/4/12, 24 x 16 x 10in (HxWxD), wall mount, carbon steel, RAL 7035 light gray, powder coat finish, single-door, 1/4-turn semi-flush latch. | Stock | 379
N412241610C | Wiegmann Ultimate series enclosure, NEMA 4/12/13, 24 x 16 x 10in (HxWxD), wall mount, carbon steel, ANSI 61 gray, powder coat finish, single-door, 1/4-turn semi-flush oil-tight latch. | Stock | 356
N412241610CLG | Wiegmann Ultimate series enclosure, NEMA 4/12/13, 24 x 16 x 10in (HxWxD), wall mount, carbon steel, RAL 7035 light gray, powder coat finish, single-door, 1/4-turn semi-flush oil-tight latch. | Stock | 356
N412241610SSC | Wiegmann Ultimate series enclosure, NEMA 4/4X/12/13, 24 x 16 x 10in (HxWxD), wall mount, 304 stainless steel, No. 3 intermediate polished finish, single-door, 1/4-turn semi-flush oil-tight latch. | Stock | 762
EN4SD241610SS | Hammond Eclipse series enclosure, NEMA 3R/4/4X/12/13, 24 x 16 x 10in (HxWxD), wall mount, 304 stainless steel, #4 brush finish, single-door, 1/4-turn semi-flush 316 stainless steel latch. | Stock | 947
EN4SD241610S16 | Hammond Eclipse series enclosure, NEMA 3R/4/4X/12/13, 24 x 16 x 10in (HxWxD), wall mount, 316 stainless steel, #4 brush finish, single-door, 1/4-turn semi-flush 316 stainless steel latch. | Stock | 1330
SCE-24N2006LP | Saginaw enclosure, NEMA 1, 24 x 20 x 6in (HxWxD), wall mount, carbon steel, ANSI 61 gray, powder coat finish, single-door, 1/4-turn semi-flush latch. | Stock | 232
SCE-24N2006NKLP | Saginaw enclosure, NEMA 1, 24 x 20 x 6in (HxWxD), wall mount, with knockouts, carbon steel, ANSI 61 gray, powder coat finish, single-door, 1/4-turn semi-flush latch. | Stock | 255
SCE-24N2006NK-T | Saginaw enclosure, NEMA 1, 24 x 20 x 6in (HxWxD), wall mount, with knockouts, carbon steel, taupe tan, powder coat finish, single-door, 1/4-turn semi-flush latch. | Stock | 240
SCE-24N2006NK-B | Saginaw enclosure, NEMA 1, 24 x 20 x 6in (HxWxD), wall mount, with knockouts, carbon steel, precaution blue, powder coat finish, single-door, 1/4-turn semi-flush latch. | Stock | 240
N1C202406LP | Wiegmann enclosure, NEMA 1, 24 x 20 x 6in (HxWxD), wall mount, carbon steel, ANSI 61 gray, powder coat finish, single-door, 1/4-turn flush-mounted latch. | Stock | 290
SCE-24R2006LP | Saginaw enclosure, NEMA 3R, 24 x 20 x 6in (HxWxD), wall mount, carbon steel, ANSI 61 gray, powder coat finish, single-door, 1/4-turn padlocking wing handle. | Stock | 308
SCE-24EL2006LP | Saginaw Enviroline series enclosure, NEMA 3R/4/12/13, 24 x 20 x 6in (HxWxD), wall mount, carbon steel, ANSI 61 gray, powder coat finish, single-door, 1/4-turn semi-flush latch. | Stock | 333
SCE-24EL2006LPLG | Saginaw Enviroline series enclosure, NEMA 3R/4/12/13, 24 x 20 x 6in (HxWxD), wall mount, carbon steel, RAL 7035 light gray, powder coat finish, single-door, 1/4-turn semi-flush latch. | Stock | 333
EN4SD24206GY | Hammond Eclipse series enclosure, NEMA 3R/4/12, 24 x 20 x 6in (HxWxD), wall mount, carbon steel, ANSI 61 gray, powder coat finish, single-door, 1/4-turn semi-flush latch. | Stock | 388
EN4SD24206LG | Hammond Eclipse series enclosure, NEMA 3R/4/12, 24 x 20 x 6in (HxWxD), wall mount, carbon steel, RAL 7035 light gray, powder coat finish, single-door, 1/4-turn semi-flush latch. | Stock | 388
N412242006C | Wiegmann Ultimate series enclosure, NEMA 4/12/13, 24 x 20 x 6in (HxWxD), wall mount, carbon steel, ANSI 61 gray, powder coat finish, single-door, 1/4-turn semi-flush oil-tight latch. | Stock | 355
N412242006CLG | Wiegmann Ultimate series enclosure, NEMA 4/12/13, 24 x 20 x 6in (HxWxD), wall mount, carbon steel, RAL 7035 light gray, powder coat finish, single-door, 1/4-turn semi-flush oil-tight latch. | Stock | 355
SCE-24H2006LP | Saginaw enclosure, NEMA 3R/4/12/13, 24 x 20 x 6in (HxWxD), wall mount, carbon steel, ANSI 61 gray, powder coat finish, single-door, plated steel clamps, padlock hasp and staple. | Stock | 378
N12242006 | Wiegmann enclosure, NEMA 12/13, 24 x 20 x 6in (HxWxD), wall mount, carbon steel, ANSI 61 gray, powder coat finish, single-door, plated steel clamps, padlock hasp and staple. | Stock | 465
N4122420063PTC | Wiegmann Ultimate series enclosure, NEMA 4/12/13, 24 x 20 x 6in (HxWxD), wall mount, carbon steel, ANSI 61 gray, powder coat finish, single-door, 3-point keylocking/padlocking combo handle, handle hasp. | Stock | 487
HW24206GYHK | Hammond enclosure, NEMA 3R/4/12, 24 x 20 x 6in (HxWxD), wall mount, carbon steel, ANSI 61 gray, powder coat finish, single-door, 3-point padlocking handle, handle hasp. | Stock | 593
1418E6 | Hammond enclosure, NEMA 12/13, 24 x 20 x 6in (HxWxD), wall mount, carbon steel, ANSI 61 gray, powder coat finish, single-door, stainless steel clamps, padlock hasp and staple. | Stock | 568
EN4SD24206WGY | Hammond Eclipse series enclosure, NEMA 3R/4/12, 24 x 20 x 6in (HxWxD), wall mount, carbon steel, ANSI 61 gray, powder coat finish, single-door, 1/4-turn semi-flush latch, polycarbonate window. | Stock | 572
EN4SD24206WLG | Hammond Eclipse series enclosure, NEMA 3R/4/12, 24 x 20 x 6in (HxWxD), wall mount, carbon steel, RAL 7035 light gray, powder coat finish, single-door, 1/4-turn semi-flush latch, polycarbonate window. | Stock | 572
N412242006WC | Wiegmann Ultimate series enclosure, NEMA 4/12/13, 24 x 20 x 6in (HxWxD), wall mount, carbon steel, ANSI 61 gray, powder coat finish, single-door, 1/4-turn semi-flush oil-tight latch, polycarbonate window. | Stock | 554
1418N4E6 | Hammond enclosure, NEMA 3R/4/12, 24 x 20 x 6in (HxWxD), wall mount, carbon steel, ANSI 61 gray, powder coat finish, single-door, stainless steel clamps, padlock hasp and staple. | Stock | 678
1418N4ALE6 | Hammond enclosure, NEMA 4/4X/12/13, 24 x 20 x 6in (HxWxD), wall mount, 5052-H32 aluminum, natural finish, single-door, aluminum clamps, padlock hasp and staple. | Stock | 946
EN4SD24206SS | Hammond Eclipse series enclosure, NEMA 3R/4/4X/12/13, 24 x 20 x 6in (HxWxD), wall mount, 304 stainless steel, #4 brush finish, single-door, 1/4-turn semi-flush 316 stainless steel latch. | Stock | 901
SCE-24EL2006SSLP | Saginaw Enviroline series enclosure, NEMA 3R/4/4X/12/13, 24 x 20 x 6in (HxWxD), wall mount, 304 stainless steel, #4 brush finish, single-door, 1/4-turn semi-flush latch. | Stock | 879
SCE-24H2006SSLP | Saginaw enclosure, NEMA 3R/4/4X/12/13, 24 x 20 x 6in (HxWxD), wall mount, 304 stainless steel, #4 brush finish, single-door, stainless steel clamps, padlock hasp and staple. | Stock | 888
SCE-24EL2006SS6LP | Saginaw Enviroline series enclosure, NEMA 3R/4/4X/12/13, 24 x 20 x 6in (HxWxD), wall mount, 316L stainless steel, #4 brush finish, single-door, 1/4-turn semi-flush latch. | Stock | 1055
SSN4242006 | Wiegmann enclosure, NEMA 4/4X/12/13, 24 x 20 x 6in (HxWxD), wall mount, 304 stainless steel, No. 3 intermediate polished finish, single-door, stainless steel clamps, padlock hasp and staple. | Stock | 929
1418N4SSE6 | Hammond enclosure, NEMA 3R/4/4X/12/13, 24 x 20 x 6in (HxWxD), wall mount, 304 stainless steel, #4 brush finish, single-door, stainless steel clamps, padlock hasp and staple. | Stock | 1200
HW24206SSHK | Hammond enclosure, NEMA 3R/4/4X/12/13, 24 x 20 x 6in (HxWxD), wall mount, 304 stainless steel, #4 brush finish, single-door, 3-point 316 stainless steel padlocking handle, handle hasp. | Stock | 1077
SCE-24H2006SS6LP | Saginaw enclosure, NEMA 3R/4/4X/12/13, 24 x 20 x 6in (HxWxD), wall mount, 316L stainless steel, #4 brush finish, single-door, stainless steel clamps, padlock hasp and staple. | Stock | 1095
1418N4S16E6 | Hammond enclosure, NEMA 3R/4/4X/12/13, 24 x 20 x 6in (HxWxD), wall mount, 316 stainless steel, #4 brush finish, single-door, stainless steel clamps, padlock hasp and staple. | Stock | 1390
HW24206S16HK | Hammond enclosure, NEMA 3R/4/4X/12/13, 24 x 20 x 6in (HxWxD), wall mount, 316 stainless steel, #4 brush finish, single-door, 3-point 316 stainless steel padlocking handle, handle hasp. | Stock | 1307
N1A24207 | Hammond enclosure, NEMA 1, 24 x 20 x 7in (HxWxD), wall mount, carbon steel, ANSI 61 gray, powder coat finish, single-door, 1/4-turn semi-flush latch. | Stock | 341
B242007CH | Wiegmann enclosure, NEMA 12, 24 x 20 x 7in (HxWxD), wall mount, carbon steel, ANSI 61 gray, powder coat finish, single-door, plated steel clamps. | Stock | 487
1418JE7 | Hammond enclosure, NEMA 12, 24 x 20 x 7in (HxWxD), wall mount, carbon steel, ANSI 61 gray, powder coat finish, hinged screw cover. | Stock | 582
SCE-24N2008LP | Saginaw enclosure, NEMA 1, 24 x 20 x 8in (HxWxD), wall mount, carbon steel, ANSI 61 gray, powder coat finish, single-door, 1/4-turn semi-flush latch. | Stock | 253
SCE-24N2008NKLP | Saginaw enclosure, NEMA 1, 24 x 20 x 8in (HxWxD), wall mount, with knockouts, carbon steel, ANSI 61 gray, powder coat finish, single-door, 1/4-turn semi-flush latch. | Stock | 279
N1C202408LP | Wiegmann enclosure, NEMA 1, 24 x 20 x 8in (HxWxD), wall mount, carbon steel, ANSI 61 gray, powder coat finish, single-door, 1/4-turn flush-mounted latch. | Stock | 318
C3R24208HCR | Hammond enclosure, NEMA 3R, 24 x 20 x 8in (HxWxD), wall mount, galvanized steel, ANSI 61 gray, powder coat finish, hinged screw cover, padlock hasp and staple. | Stock | 338
SCE-24R2008LP | Saginaw enclosure, NEMA 3R, 24 x 20 x 8in (HxWxD), wall mount, carbon steel, ANSI 61 gray, powder coat finish, single-door, 1/4-turn padlocking wing handle. | Stock | 322
RHC242008 | Wiegmann enclosure, NEMA 1/3R, 24 x 20 x 8in (HxWxD), wall mount, carbon steel, ANSI 61 gray, powder coat finish, single-door, 1/4-turn flush-mounted latch, padlock hasp and staple. | Stock | 340
SCE-24EL2008LP | Saginaw Enviroline series enclosure, NEMA 3R/4/12/13, 24 x 20 x 8in (HxWxD), wall mount, carbon steel, ANSI 61 gray, powder coat finish, single-door, 1/4-turn semi-flush latch. | Stock | 352
SCE-24EL2008LPLG | Saginaw Enviroline series enclosure, NEMA 3R/4/12/13, 24 x 20 x 8in (HxWxD), wall mount, carbon steel, RAL 7035 light gray, powder coat finish, single-door, 1/4-turn semi-flush latch. | Stock | 352
EN4SD24208GY | Hammond Eclipse series enclosure, NEMA 3R/4/12, 24 x 20 x 8in (HxWxD), wall mount, carbon steel, ANSI 61 gray, powder coat finish, single-door, 1/4-turn semi-flush latch. | Stock | 400
EN4SD24208LG | Hammond Eclipse series enclosure, NEMA 3R/4/12, 24 x 20 x 8in (HxWxD), wall mount, carbon steel, RAL 7035 light gray, powder coat finish, single-door, 1/4-turn semi-flush latch. | Stock | 400
N412242008C | Wiegmann Ultimate series enclosure, NEMA 4/12/13, 24 x 20 x 8in (HxWxD), wall mount, carbon steel, ANSI 61 gray, powder coat finish, single-door, 1/4-turn semi-flush oil-tight latch. | Stock | 372
N412242008CLG | Wiegmann Ultimate series enclosure, NEMA 4/12/13, 24 x 20 x 8in (HxWxD), wall mount, carbon steel, RAL 7035 light gray, powder coat finish, single-door, 1/4-turn semi-flush oil-tight latch. | Stock | 372
SCE-24H2008LP | Saginaw enclosure, NEMA 3R/4/12/13, 24 x 20 x 8in (HxWxD), wall mount, carbon steel, ANSI 61 gray, powder coat finish, single-door, plated steel clamps, padlock hasp and staple. | Stock | 401
N412242008CST | Wiegmann Ultimate series enclosure, slope top, NEMA 4/12/13, 24 x 20 x 8in (HxWxD), wall mount, carbon steel, ANSI 61 gray, powder coat finish, single-door, 1/4-turn semi-flush oil-tight latch. | Stock | 455
ST24208LG | Hammond Eclipse series enclosure, slope top, NEMA 3R/4/12, 24 x 20 x 8in (HxWxD), wall mount, carbon steel, RAL 7035 light gray, powder coat finish, single-door, 1/4-turn semi-flush latch. | Stock | 521
N12242008 | Wiegmann enclosure, NEMA 12/13, 24 x 20 x 8in (HxWxD), wall mount, carbon steel, ANSI 61 gray, powder coat finish, single-door, plated steel clamps, padlock hasp and staple. | Stock | 478
N4122420083PTC | Wiegmann Ultimate series enclosure, NEMA 4/12/13, 24 x 20 x 8in (HxWxD), wall mount, carbon steel, ANSI 61 gray, powder coat finish, single-door, 3-point keylocking/padlocking combo handle, handle hasp. | Stock | 498
B242009CH | Wiegmann enclosure, NEMA 12, 24 x 20 x 9in (HxWxD), wall mount, carbon steel, ANSI 61 gray, powder coat finish, single-door, plated steel clamps. | Stock | 521
HW24208GYHK | Hammond enclosure, NEMA 3R/4/12, 24 x 20 x 8in (HxWxD), wall mount, carbon steel, ANSI 61 gray, powder coat finish, single-door, 3-point padlocking handle, handle hasp. | Stock | 623
1418E8 | Hammond enclosure, NEMA 12/13, 24 x 20 x 8in (HxWxD), wall mount, carbon steel, ANSI 61 gray, powder coat finish, single-door, stainless steel clamps, padlock hasp and staple. | Stock | 598
EN4SD24208WGY | Hammond Eclipse series enclosure, NEMA 3R/4/12, 24 x 20 x 8in (HxWxD), wall mount, carbon steel, ANSI 61 gray, powder coat finish, single-door, 1/4-turn semi-flush latch, polycarbonate window. | Stock | 604
EN4SD24208WLG | Hammond Eclipse series enclosure, NEMA 3R/4/12, 24 x 20 x 8in (HxWxD), wall mount, carbon steel, RAL 7035 light gray, powder coat finish, single-door, 1/4-turn semi-flush latch, polycarbonate window. | Stock | 604
N412242008WC | Wiegmann Ultimate series enclosure, NEMA 4/12/13, 24 x 20 x 8in (HxWxD), wall mount, carbon steel, ANSI 61 gray, powder coat finish, single-door, 1/4-turn semi-flush oil-tight latch, polycarbonate window. | Stock | 586
N4242008 | Wiegmann enclosure, NEMA 4/12/13, 24 x 20 x 8in (HxWxD), wall mount, carbon steel, ANSI 61 gray, powder coat finish, single-door, stainless steel clamps, padlock hasp and staple. | Stock | 652
1418N4E8 | Hammond enclosure, NEMA 3R/4/12, 24 x 20 x 8in (HxWxD), wall mount, carbon steel, ANSI 61 gray, powder coat finish, single-door, stainless steel clamps, padlock hasp and staple. | Stock | 694
N24208HWT | Stahlin N series enclosure, NEMA 1/3/3R/4X/12, 24 x 20 x 8in (HxWxD), wall mount, fiberglass reinforced polyester, gray, single-door, twist-lock latch, padlock hasp and staple. | Stock | 1102
SCE-24EL2008SSLP | Saginaw Enviroline series enclosure, NEMA 3R/4/4X/12/13, 24 x 20 x 8in (HxWxD), wall mount, 304 stainless steel, #4 brush finish, single-door, 1/4-turn semi-flush latch. | Stock | 897
EN4SD24208SS | Hammond Eclipse series enclosure, NEMA 3R/4/4X/12/13, 24 x 20 x 8in (HxWxD), wall mount, 304 stainless steel, #4 brush finish, single-door, 1/4-turn semi-flush 316 stainless steel latch. | Stock | 967
N412242008SSC | Wiegmann Ultimate series enclosure, NEMA 4/4X/12/13, 24 x 20 x 8in (HxWxD), wall mount, 304 stainless steel, No. 3 intermediate polished finish, single-door, 1/4-turn semi-flush oil-tight latch. | Stock | 806
SCE-24H2008SSLP | Saginaw enclosure, NEMA 3R/4/4X/12/13, 24 x 20 x 8in (HxWxD), wall mount, 304 stainless steel, #4 brush finish, single-door, stainless steel clamps, padlock hasp and staple. | Stock | 952
ST242008SS | Hammond Eclipse series enclosure, slope top, NEMA 3R/4/4X/12/13, 24 x 20 x 8in (HxWxD), wall mount, 304 stainless steel, #4 brush finish, single-door, 1/4-turn semi-flush 316 stainless steel latch. | Stock | 1073
SCE-24EL2008SS6LP | Saginaw Enviroline series enclosure, NEMA 3R/4/4X/12/13, 24 x 20 x 8in (HxWxD), wall mount, 316L stainless steel, #4 brush finish, single-door, 1/4-turn semi-flush latch. | Stock | 1106
1418N4SSE8 | Hammond enclosure, NEMA 3R/4/4X/12/13, 24 x 20 x 8in (HxWxD), wall mount, 304 stainless steel, #4 brush finish, single-door, stainless steel clamps, padlock hasp and staple. | Stock | 1266
HW24208SSHK | Hammond enclosure, NEMA 3R/4/4X/12/13, 24 x 20 x 8in (HxWxD), wall mount, 304 stainless steel, #4 brush finish, single-door, 3-point 316 stainless steel padlocking handle, handle hasp. | Stock | 1113
SCE-24H2008SS6LP | Saginaw enclosure, NEMA 3R/4/4X/12/13, 24 x 20 x 8in (HxWxD), wall mount, 316L stainless steel, #4 brush finish, single-door, stainless steel clamps, padlock hasp and staple. | Stock | 1174
NW24208HWT | Stahlin N series enclosure, NEMA 1/3/3R/4X/12, 24 x 20 x 8in (HxWxD), wall mount, fiberglass reinforced polyester, gray, single-door, twist-lock latch, padlock hasp and staple, SAR acrylic window. | Stock | 2155
SSN4242008 | Wiegmann enclosure, NEMA 4/4X/12/13, 24 x 20 x 8in (HxWxD), wall mount, 304 stainless steel, No. 3 intermediate polished finish, single-door, stainless steel clamps, padlock hasp and staple. | Stock | 1038
SSN42420083PT | Wiegmann enclosure, NEMA 4/4X/12/13, 24 x 20 x 8in (HxWxD), wall mount, 304 stainless steel, No. 3 intermediate polished finish, single-door, 3-point 316L padlocking handle, handle hasp. | Stock | 1039
SCE-24EL2008SSST | Saginaw Enviroline series enclosure, slope top, NEMA 3R/4/4X/12/13, 24 x 20 x 8in (HxWxD), wall mount, 304 stainless steel, #4 brush finish, single-door, 1/4-turn semi-flush latch. | Stock | 1178
N412242008SS3PTC | Wiegmann Ultimate series enclosure, NEMA 4X/12/13, 24 x 20 x 8in (HxWxD), wall mount, 304 stainless steel, No. 3 intermediate polished finish, single-door, 3-point 316L padlocking handle, handle hasp. | Stock | 1134
SSN4242008A | Wiegmann enclosure, NEMA 4/4X/12/13, 24 x 20 x 8in (HxWxD), wall mount, 316L stainless steel, No. 3 intermediate polished finish, single-door, stainless steel clamps, padlock hasp and staple. | Stock | 1225
1418N4S16E8 | Hammond enclosure, NEMA 3R/4/4X/12/13, 24 x 20 x 8in (HxWxD), wall mount, 316 stainless steel, #4 brush finish, single-door, stainless steel clamps, padlock hasp and staple. | Stock | 1305
EN4SD24208S16 | Hammond Eclipse series enclosure, NEMA 3R/4/4X/12/13, 24 x 20 x 8in (HxWxD), wall mount, 316 stainless steel, #4 brush finish, single-door, 1/4-turn semi-flush 316 stainless steel latch. | Stock | 1310
HW24208S16HK | Hammond enclosure, NEMA 3R/4/4X/12/13, 24 x 20 x 8in (HxWxD), wall mount, 316 stainless steel, #4 brush finish, single-door, 3-point 316 stainless steel padlocking handle, handle hasp. | Stock | 1225
N412242008CSSST | Wiegmann Ultimate series enclosure, slope top, NEMA 4/4X/12/13, 24 x 20 x 8in (HxWxD), wall mount, 304 stainless steel, No. 3 intermediate polished finish, single-door, 1/4-turn semi-flush oil-tight latch. | Stock | 1163
EN4SD24208WSS | Hammond Eclipse series enclosure, NEMA 3R/4/4X/12/13, 24 x 20 x 8in (HxWxD), wall mount, 304 stainless steel, #4 brush finish, single-door, 1/4-turn semi-flush 316 stainless steel latch, polycarbonate window. | Stock | 1381
N412242008SSAC | Wiegmann Ultimate series enclosure, NEMA 4/4X/12/13, 24 x 20 x 8in (HxWxD), wall mount, 316L stainless steel, No. 3 intermediate polished finish, single-door, 1/4-turn semi-flush oil-tight latch. | Stock | 1366
N412242008WSSC | Wiegmann Ultimate series enclosure, NEMA 4/4X/12/13, 24 x 20 x 8in (HxWxD), wall mount, 304 stainless steel, No. 3 intermediate polished finish, single-door, 1/4-turn semi-flush oil-tight latch, polycarbonate window. | Stock | 1512
N1A24209 | Hammond enclosure, NEMA 1, 24 x 20 x 9in (HxWxD), wall mount, carbon steel, ANSI 61 gray, powder coat finish, single-door, 1/4-turn semi-flush latch. | Stock | 369
1418JE9 | Hammond enclosure, NEMA 12, 24 x 20 x 9in (HxWxD), wall mount, carbon steel, ANSI 61 gray, powder coat finish, hinged screw cover. | Stock | 618
SCE-24N2010LP | Saginaw enclosure, NEMA 1, 24 x 20 x 10in (HxWxD), wall mount, carbon steel, ANSI 61 gray, powder coat finish, single-door, 1/4-turn semi-flush latch. | Stock | 275
N1C202410LP | Wiegmann enclosure, NEMA 1, 24 x 20 x 10in (HxWxD), wall mount, carbon steel, ANSI 61 gray, powder coat finish, single-door, 1/4-turn flush-mounted latch. | Stock | 336
N412242010C | Wiegmann Ultimate series enclosure, NEMA 4/12/13, 24 x 20 x 10in (HxWxD), wall mount, carbon steel, ANSI 61 gray, powder coat finish, single-door, 1/4-turn semi-flush oil-tight latch. | Stock | 391
SCE-24EL2010LP | Saginaw Enviroline series enclosure, NEMA 3R/4/12/13, 24 x 20 x 10in (HxWxD), wall mount, carbon steel, ANSI 61 gray, powder coat finish, single-door, 1/4-turn semi-flush latch. | Stock | 374
SCE-24EL2010LPLG | Saginaw Enviroline series enclosure, NEMA 3R/4/12/13, 24 x 20 x 10in (HxWxD), wall mount, carbon steel, RAL 7035 light gray, powder coat finish, single-door, 1/4-turn semi-flush latch. | Stock | 374
EN4SD242010GY | Hammond Eclipse series enclosure, NEMA 3R/4/12, 24 x 20 x 10in (HxWxD), wall mount, carbon steel, ANSI 61 gray, powder coat finish, single-door, 1/4-turn semi-flush latch. | Stock | 411
EN4SD242010LG | Hammond Eclipse series enclosure, NEMA 3R/4/12, 24 x 20 x 10in (HxWxD), wall mount, carbon steel, RAL 7035 light gray, powder coat finish, single-door, 1/4-turn semi-flush latch. | Stock | 411
N412242010CLG | Wiegmann Ultimate series enclosure, NEMA 4/12/13, 24 x 20 x 10in (HxWxD), wall mount, carbon steel, RAL 7035 light gray, powder coat finish, single-door, 1/4-turn semi-flush oil-tight latch. | Stock | 391
SCE-24H2010LP | Saginaw enclosure, NEMA 3R/4/12/13, 24 x 20 x 10in (HxWxD), wall mount, carbon steel, ANSI 61 gray, powder coat finish, single-door, plated steel clamps, padlock hasp and staple. | Stock | 421
N12242010 | Wiegmann enclosure, NEMA 12/13, 24 x 20 x 10in (HxWxD), wall mount, carbon steel, ANSI 61 gray, powder coat finish, single-door, plated steel clamps, padlock hasp and staple. | Stock | 505
SCE-24EL2010LPPL | Saginaw Enviroline series enclosure, NEMA 3R/4/12/13, 24 x 20 x 10in (HxWxD), wall mount, carbon steel, ANSI 61 gray, powder coat finish, single-door, 3-point keylocking/padlocking combo handle. | Stock | 516
HW242010GYHK | Hammond enclosure, NEMA 3R/4/12, 24 x 20 x 10in (HxWxD), wall mount, carbon steel, ANSI 61 gray, powder coat finish, single-door, 3-point padlocking handle, handle hasp. | Stock | 653
1418E10 | Hammond enclosure, NEMA 12/13, 24 x 20 x 10in (HxWxD), wall mount, carbon steel, ANSI 61 gray, powder coat finish, single-door, stainless steel clamps, padlock hasp and staple. | Stock | 727
N412242010WC | Wiegmann Ultimate series enclosure, NEMA 4/12/13, 24 x 20 x 10in (HxWxD), wall mount, carbon steel, ANSI 61 gray, powder coat finish, single-door, 1/4-turn semi-flush oil-tight latch, polycarbonate window. | Stock | 609
N4242010 | Wiegmann enclosure, NEMA 4/12/13, 24 x 20 x 10in (HxWxD), wall mount, carbon steel, ANSI 61 gray, powder coat finish, single-door, stainless steel clamps, padlock hasp and staple. | Stock | 681
1418N4E10 | Hammond enclosure, NEMA 3R/4/12, 24 x 20 x 10in (HxWxD), wall mount, carbon steel, ANSI 61 gray, powder coat finish, single-door, stainless steel clamps, padlock hasp and staple. | Stock | 728
J2420HPL | Stahlin J series enclosure, NEMA 1/3/3R/4/4X/12/13, 24 x 20 x 10in (HxWxD), wall mount, fiberglass reinforced polyester, gray, single-door, quick-release latch, padlock hasp and staple, integral mounting flange. | Stock | 1109
1418N4ALE10 | Hammond enclosure, NEMA 4/4X/12/13, 24 x 20 x 10in (HxWxD), wall mount, 5052-H32 aluminum, natural finish, single-door, aluminum clamps, padlock hasp and staple. | Stock | 1060
N412242010SSC | Wiegmann Ultimate series enclosure, NEMA 4/4X/12/13, 24 x 20 x 10in (HxWxD), wall mount, 304 stainless steel, No. 3 intermediate polished finish, single-door, 1/4-turn semi-flush oil-tight latch. | Stock | 847
SCE-24EL2010SSLP | Saginaw Enviroline series enclosure, NEMA 3R/4/4X/12/13, 24 x 20 x 10in (HxWxD), wall mount, 304 stainless steel, #4 brush finish, single-door, 1/4-turn semi-flush latch. | Stock | 958
EN4SD242010SS | Hammond Eclipse series enclosure, NEMA 3R/4/4X/12/13, 24 x 20 x 10in (HxWxD), wall mount, 304 stainless steel, #4 brush finish, single-door, 1/4-turn semi-flush 316 stainless steel latch. | Stock | 1032
SCE-24H2010SSLP | Saginaw enclosure, NEMA 3R/4/4X/12/13, 24 x 20 x 10in (HxWxD), wall mount, 304 stainless steel, #4 brush finish, single-door, stainless steel clamps, padlock hasp and staple. | Stock | 1017
SCE-24EL2010SSLPPL | Saginaw Enviroline series enclosure, NEMA 3R/4/4X/12/13, 24 x 20 x 10in (HxWxD), wall mount, 304 stainless steel, #4 brush finish, single-door, 3-point keylocking/padlocking combo handle. | Stock | 1065
SCE-24EL2010SS6LP | Saginaw Enviroline series enclosure, NEMA 3R/4/4X/12/13, 24 x 20 x 10in (HxWxD), wall mount, 316L stainless steel, #4 brush finish, single-door, 1/4-turn semi-flush latch. | Stock | 1182
SSN4242010 | Wiegmann enclosure, NEMA 4/4X/12/13, 24 x 20 x 10in (HxWxD), wall mount, 304 stainless steel, No. 3 intermediate polished finish, single-door, stainless steel clamps, padlock hasp and staple. | Stock | 1067
1418N4SSE10 | Hammond enclosure, NEMA 3R/4/4X/12/13, 24 x 20 x 10in (HxWxD), wall mount, 304 stainless steel, #4 brush finish, single-door, stainless steel clamps, padlock hasp and staple. | Stock | 1226
SCE-24H2010SS6LP | Saginaw enclosure, NEMA 3R/4/4X/12/13, 24 x 20 x 10in (HxWxD), wall mount, 316L stainless steel, #4 brush finish, single-door, stainless steel clamps, padlock hasp and staple. | Stock | 1254
HW242010SSHK | Hammond enclosure, NEMA 3R/4/4X/12/13, 24 x 20 x 10in (HxWxD), wall mount, 304 stainless steel, #4 brush finish, single-door, 3-point 316 stainless steel padlocking handle, handle hasp. | Stock | 1318
EN4SD242010SSWH | Hammond Eclipse series enclosure, NEMA 3R/4/4X/12/13, 24 x 20 x 10in (HxWxD), wall mount, 304 stainless steel, RAL 9003 white, powder coat finish, single-door, 3-point 316 stainless steel padlocking handle, handle hasp. | Stock | 1237
SCE-24EL2010SS6LPPL | Saginaw Enviroline series enclosure, NEMA 3R/4/4X/12/13, 24 x 20 x 10in (HxWxD), wall mount, 316L stainless steel, #4 brush finish, single-door, 3-point keylocking/padlocking combo handle. | Stock | 1314
EN4SD242010WSS | Hammond Eclipse series enclosure, NEMA 3R/4/4X/12/13, 24 x 20 x 10in (HxWxD), wall mount, 304 stainless steel, #4 brush finish, single-door, 1/4-turn semi-flush 316 stainless steel latch, polycarbonate window. | Stock | 1439
EN4SD242010S16 | Hammond Eclipse series enclosure, NEMA 3R/4/4X/12/13, 24 x 20 x 10in (HxWxD), wall mount, 316 stainless steel, #4 brush finish, single-door, 1/4-turn semi-flush 316 stainless steel latch. | Stock | 1450
1418N4S16E10 | Hammond enclosure, NEMA 3R/4/4X/12/13, 24 x 20 x 10in (HxWxD), wall mount, 316 stainless steel, #4 brush finish, single-door, stainless steel clamps, padlock hasp and staple. | Stock | 1543
HW242010S16HK | Hammond enclosure, NEMA 3R/4/4X/12/13, 24 x 20 x 10in (HxWxD), wall mount, 316 stainless steel, #4 brush finish, single-door, 3-point 316 stainless steel padlocking handle, handle hasp. | Stock | 1537
SCE-24R2012LP | Saginaw enclosure, NEMA 3R, 24 x 20 x 12in (HxWxD), wall mount, carbon steel, ANSI 61 gray, powder coat finish, single-door, 1/4-turn padlocking wing handle. | Stock | 346
N1A242012 | Hammond enclosure, NEMA 1, 24 x 20 x 12in (HxWxD), wall mount, carbon steel, ANSI 61 gray, powder coat finish, single-door, 1/4-turn semi-flush latch. | Stock | 565
SCE-24EL2012LP | Saginaw Enviroline series enclosure, NEMA 3R/4/12/13, 24 x 20 x 12in (HxWxD), wall mount, carbon steel, ANSI 61 gray, powder coat finish, single-door, 1/4-turn semi-flush latch. | Stock | 393
SCE-24EL2012LPLG | Saginaw Enviroline series enclosure, NEMA 3R/4/12/13, 24 x 20 x 12in (HxWxD), wall mount, carbon steel, RAL 7035 light gray, powder coat finish, single-door, 1/4-turn semi-flush latch. | Stock | 393
EN4SD242012GY | Hammond Eclipse series enclosure, NEMA 3R/4/12, 24 x 20 x 12in (HxWxD), wall mount, carbon steel, ANSI 61 gray, powder coat finish, single-door, 1/4-turn semi-flush latch. | Stock | 455
EN4SD242012LG | Hammond Eclipse series enclosure, NEMA 3R/4/12, 24 x 20 x 12in (HxWxD), wall mount, carbon steel, RAL 7035 light gray, powder coat finish, single-door, 1/4-turn semi-flush latch. | Stock | 455
N412242012C | Wiegmann Ultimate series enclosure, NEMA 4/12/13, 24 x 20 x 12in (HxWxD), wall mount, carbon steel, ANSI 61 gray, powder coat finish, single-door, 1/4-turn semi-flush oil-tight latch. | Stock | 417
N412242012CLG | Wiegmann Ultimate series enclosure, NEMA 4/12/13, 24 x 20 x 12in (HxWxD), wall mount, carbon steel, RAL 7035 light gray, powder coat finish, single-door, 1/4-turn semi-flush oil-tight latch. | Stock | 417
SCE-24H2012LP | Saginaw enclosure, NEMA 3R/4/12/13, 24 x 20 x 12in (HxWxD), wall mount, carbon steel, ANSI 61 gray, powder coat finish, single-door, plated steel clamps, padlock hasp and staple. | Stock | 444
N12242012 | Wiegmann enclosure, NEMA 12/13, 24 x 20 x 12in (HxWxD), wall mount, carbon steel, ANSI 61 gray, powder coat finish, single-door, plated steel clamps, padlock hasp and staple. | Stock | 546
N4122420123PTC | Wiegmann Ultimate series enclosure, NEMA 4/12/13, 24 x 20 x 12in (HxWxD), wall mount, carbon steel, ANSI 61 gray, powder coat finish, single-door, 3-point keylocking/padlocking combo handle, handle hasp. | Stock | 555
1418E12 | Hammond enclosure, NEMA 12/13, 24 x 20 x 12in (HxWxD), wall mount, carbon steel, ANSI 61 gray, powder coat finish, single-door, stainless steel clamps, padlock hasp and staple. | Stock | 758
EN4SD242012WGY | Hammond Eclipse series enclosure, NEMA 3R/4/12, 24 x 20 x 12in (HxWxD), wall mount, carbon steel, ANSI 61 gray, powder coat finish, single-door, 1/4-turn semi-flush latch, polycarbonate window. | Stock | 673
EN4SD242012WLG | Hammond Eclipse series enclosure, NEMA 3R/4/12, 24 x 20 x 12in (HxWxD), wall mount, carbon steel, RAL 7035 light gray, powder coat finish, single-door, 1/4-turn semi-flush latch, polycarbonate window. | Stock | 673
N412242012WC | Wiegmann Ultimate series enclosure, NEMA 4/12/13, 24 x 20 x 12in (HxWxD), wall mount, carbon steel, ANSI 61 gray, powder coat finish, single-door, 1/4-turn semi-flush oil-tight latch, polycarbonate window. | Stock | 650
1418N4E12 | Hammond enclosure, NEMA 3R/4/12, 24 x 20 x 12in (HxWxD), wall mount, carbon steel, ANSI 61 gray, powder coat finish, single-door, stainless steel clamps, padlock hasp and staple. | Stock | 851
SCE-24EL2012SSLP | Saginaw Enviroline series enclosure, NEMA 3R/4/4X/12/13, 24 x 20 x 12in (HxWxD), wall mount, 304 stainless steel, #4 brush finish, single-door, 1/4-turn semi-flush latch. | Stock | 1094
SCE-24EL2012SS6LP | Saginaw Enviroline series enclosure, NEMA 3R/4/4X/12/13, 24 x 20 x 12in (HxWxD), wall mount, 316L stainless steel, #4 brush finish, single-door, 1/4-turn semi-flush latch. | Stock | 1254
SCE-24EL2012SSST | Saginaw Enviroline series enclosure, slope top, NEMA 3R/4/4X/12/13, 24 x 20 x 12in (HxWxD), wall mount, 304 stainless steel, #4 brush finish, single-door, 1/4-turn semi-flush latch. | Stock | 1436
SCE-24R2016LP | Saginaw enclosure, NEMA 3R, 24 x 20 x 16in (HxWxD), wall mount, carbon steel, ANSI 61 gray, powder coat finish, single-door, 1/4-turn padlocking wing handle. | Stock | 544
SCE-24EL2016LP | Saginaw Enviroline series enclosure, NEMA 3R/4/12/13, 24 x 20 x 16in (HxWxD), wall mount, carbon steel, ANSI 61 gray, powder coat finish, single-door, 1/4-turn semi-flush latch. | Stock | 584
SCE-24EL2016LPLG | Saginaw Enviroline series enclosure, NEMA 3R/4/12/13, 24 x 20 x 16in (HxWxD), wall mount, carbon steel, RAL 7035 light gray, powder coat finish, single-door, 1/4-turn semi-flush latch. | Stock | 584
EN4SD242016GY | Hammond Eclipse series enclosure, NEMA 3R/4/12, 24 x 20 x 16in (HxWxD), wall mount, carbon steel, ANSI 61 gray, powder coat finish, single-door, 1/4-turn semi-flush latch. | Stock | 500
EN4SD242016LG | Hammond Eclipse series enclosure, NEMA 3R/4/12, 24 x 20 x 16in (HxWxD), wall mount, carbon steel, RAL 7035 light gray, powder coat finish, single-door, 1/4-turn semi-flush latch. | Stock | 500
SCE-24H2016LP | Saginaw enclosure, NEMA 3R/4/12/13, 24 x 20 x 16in (HxWxD), wall mount, carbon steel, ANSI 61 gray, powder coat finish, single-door, plated steel clamps, padlock hasp and staple. | Stock | 625
N12242016 | Wiegmann enclosure, NEMA 12/13, 24 x 20 x 16in (HxWxD), wall mount, carbon steel, ANSI 61 gray, powder coat finish, single-door, plated steel clamps, padlock hasp and staple. | Stock | 584
1418E16 | Hammond enclosure, NEMA 12/13, 24 x 20 x 16in (HxWxD), wall mount, carbon steel, ANSI 61 gray, powder coat finish, single-door, stainless steel clamps, padlock hasp and staple. | Stock | 800
SCE-24N2406LP | Saginaw enclosure, NEMA 1, 24 x 24 x 6in (HxWxD), wall mount, carbon steel, ANSI 61 gray, powder coat finish, single-door, 1/4-turn semi-flush latch. | Stock | 235
N1C242406LP | Wiegmann enclosure, NEMA 1, 24 x 24 x 6in (HxWxD), wall mount, carbon steel, ANSI 61 gray, powder coat finish, single-door, 1/4-turn flush-mounted latch. | Stock | 319
SCE-24EL2406LP | Saginaw Enviroline series enclosure, NEMA 3R/4/12/13, 24 x 24 x 6in (HxWxD), wall mount, carbon steel, ANSI 61 gray, powder coat finish, single-door, 1/4-turn semi-flush latch. | Stock | 360
SCE-24EL2406LPLG | Saginaw Enviroline series enclosure, NEMA 3R/4/12/13, 24 x 24 x 6in (HxWxD), wall mount, carbon steel, RAL 7035 light gray, powder coat finish, single-door, 1/4-turn semi-flush latch. | Stock | 360
AH24246 | AttaBox Heartland SL series enclosure, NEMA 1/3R/4/4X/12, 24 x 24 x 6in (HxWxD), wall mount, polycarbonate, Pantone 7541 C light gray, single-door, polycarbonate quick-release latch, molded hasp, integral mounting flange. | Stock | 642
AH24246C | AttaBox Heartland SL series enclosure, NEMA 1/3R/4/4X/12, 24 x 24 x 6in (HxWxD), wall mount, polycarbonate, Pantone 7541 C light gray, smoked polycarbonate single-door, polycarbonate quick-release latch, molded hasp, integral mounting flange. | Stock | 688
AH24246SS | AttaBox Heartland SL series enclosure, NEMA 1/3R/4/4X/12, 24 x 24 x 6in (HxWxD), wall mount, polycarbonate, Pantone 7541 C light gray, single-door, stainless steel quick-release latch, molded hasp, integral mounting flange. | Stock | 686
AH24246CSS | AttaBox Heartland SL series enclosure, NEMA 1/3R/4/4X/12, 24 x 24 x 6in (HxWxD), wall mount, polycarbonate, Pantone 7541 C light gray, smoked polycarbonate single-door, stainless steel quick-release latch, molded hasp, integral mounting flange. | Stock | 734
EN4SD24246GY | Hammond Eclipse series enclosure, NEMA 3R/4/12, 24 x 24 x 6in (HxWxD), wall mount, carbon steel, ANSI 61 gray, powder coat finish, single-door, 1/4-turn semi-flush latch. | Stock | 420
EN4SD24246LG | Hammond Eclipse series enclosure, NEMA 3R/4/12, 24 x 24 x 6in (HxWxD), wall mount, carbon steel, RAL 7035 light gray, powder coat finish, single-door, 1/4-turn semi-flush latch. | Stock | 420
N412242406C | Wiegmann Ultimate series enclosure, NEMA 4/12/13, 24 x 24 x 6in (HxWxD), wall mount, carbon steel, ANSI 61 gray, powder coat finish, single-door, 1/4-turn semi-flush oil-tight latch. | Stock | 376
N412242406CLG | Wiegmann Ultimate series enclosure, NEMA 4/12/13, 24 x 24 x 6in (HxWxD), wall mount, carbon steel, RAL 7035 light gray, powder coat finish, single-door, 1/4-turn semi-flush oil-tight latch. | Stock | 376
SCE-24H2406LP | Saginaw enclosure, NEMA 3R/4/12/13, 24 x 24 x 6in (HxWxD), wall mount, carbon steel, ANSI 61 gray, powder coat finish, single-door, plated steel clamps, padlock hasp and staple. | Stock | 408
N12242406 | Wiegmann enclosure, NEMA 12/13, 24 x 24 x 6in (HxWxD), wall mount, carbon steel, ANSI 61 gray, powder coat finish, single-door, plated steel clamps, padlock hasp and staple. | Stock | 488
N4122424063PTC | Wiegmann Ultimate series enclosure, NEMA 4/12/13, 24 x 24 x 6in (HxWxD), wall mount, carbon steel, ANSI 61 gray, powder coat finish, single-door, 3-point keylocking/padlocking combo handle, handle hasp. | Stock | 518
HW24246GYHK | Hammond enclosure, NEMA 3R/4/12, 24 x 24 x 6in (HxWxD), wall mount, carbon steel, ANSI 61 gray, powder coat finish, single-door, 3-point padlocking handle, handle hasp. | Stock | 640
1418J6 | Hammond enclosure, NEMA 12/13, 24 x 24 x 6in (HxWxD), wall mount, carbon steel, ANSI 61 gray, powder coat finish, single-door, stainless steel clamps, padlock hasp and staple. | Stock | 724
EN4SD24246WGY | Hammond Eclipse series enclosure, NEMA 3R/4/12, 24 x 24 x 6in (HxWxD), wall mount, carbon steel, ANSI 61 gray, powder coat finish, single-door, 1/4-turn semi-flush latch, polycarbonate window. | Stock | 618
EN4SD24246WLG | Hammond Eclipse series enclosure, NEMA 3R/4/12, 24 x 24 x 6in (HxWxD), wall mount, carbon steel, RAL 7035 light gray, powder coat finish, single-door, 1/4-turn semi-flush latch, polycarbonate window. | Stock | 618
N412242406WC | Wiegmann Ultimate series enclosure, NEMA 4/12/13, 24 x 24 x 6in (HxWxD), wall mount, carbon steel, ANSI 61 gray, powder coat finish, single-door, 1/4-turn semi-flush oil-tight latch, polycarbonate window. | Stock | 597
1418N4J6 | Hammond enclosure, NEMA 3R/4/12, 24 x 24 x 6in (HxWxD), wall mount, carbon steel, ANSI 61 gray, powder coat finish, single-door, stainless steel clamps, padlock hasp and staple. | Stock | 806
SCE-24H2406SSLP | Saginaw enclosure, NEMA 3R/4/4X/12/13, 24 x 24 x 6in (HxWxD), wall mount, 304 stainless steel, #4 brush finish, single-door, stainless steel clamps, padlock hasp and staple. | Stock | 912
HW24246SSHK | Hammond enclosure, NEMA 3R/4/4X/12/13, 24 x 24 x 6in (HxWxD), wall mount, 304 stainless steel, #4 brush finish, single-door, 3-point 316 stainless steel padlocking handle, handle hasp. | Stock | 1194
1418N4SSJ6 | Hammond enclosure, NEMA 3R/4/4X/12/13, 24 x 24 x 6in (HxWxD), wall mount, 304 stainless steel, #4 brush finish, single-door, stainless steel clamps, padlock hasp and staple. | Stock | 1336
1418N4S16J6 | Hammond enclosure, NEMA 3R/4/4X/12/13, 24 x 24 x 6in (HxWxD), wall mount, 316 stainless steel, #4 brush finish, single-door, stainless steel clamps, padlock hasp and staple. | Stock | 1504
HW24246S16HK | Hammond enclosure, NEMA 3R/4/4X/12/13, 24 x 24 x 6in (HxWxD), wall mount, 316 stainless steel, #4 brush finish, single-door, 3-point 316 stainless steel padlocking handle, handle hasp. | Stock | 1433
N1A24247 | Hammond enclosure, NEMA 1, 24 x 24 x 7in (HxWxD), wall mount, carbon steel, ANSI 61 gray, powder coat finish, single-door, 1/4-turn semi-flush latch. | Stock | 382
B242407CH | Wiegmann enclosure, NEMA 12, 24 x 24 x 7in (HxWxD), wall mount, carbon steel, ANSI 61 gray, powder coat finish, single-door, plated steel clamps. | Stock | 536
1418JJ7 | Hammond enclosure, NEMA 12, 24 x 24 x 7in (HxWxD), wall mount, carbon steel, ANSI 61 gray, powder coat finish, hinged screw cover. | Stock | 741
SCE-24N2408LP | Saginaw enclosure, NEMA 1, 24 x 24 x 8in (HxWxD), wall mount, carbon steel, ANSI 61 gray, powder coat finish, single-door, 1/4-turn semi-flush latch. | Stock | 259
N1C242408LP | Wiegmann enclosure, NEMA 1, 24 x 24 x 8in (HxWxD), wall mount, carbon steel, ANSI 61 gray, powder coat finish, single-door, 1/4-turn flush-mounted latch. | Stock | 337
SCE-24R2408LP | Saginaw enclosure, NEMA 3R, 24 x 24 x 8in (HxWxD), wall mount, carbon steel, ANSI 61 gray, powder coat finish, single-door, 1/4-turn padlocking wing handle. | Stock | 350
C3R24248HCR | Hammond enclosure, NEMA 3R, 24 x 24 x 8in (HxWxD), wall mount, galvanized steel, ANSI 61 gray, powder coat finish, hinged screw cover, padlock hasp and staple. | Stock | 381
RHC242408 | Wiegmann enclosure, NEMA 1/3R, 24 x 24 x 8in (HxWxD), wall mount, carbon steel, ANSI 61 gray, powder coat finish, single-door, 1/4-turn flush-mounted latch, padlock hasp and staple. | Stock | 384
SCE-24EL2408LP | Saginaw Enviroline series enclosure, NEMA 3R/4/12/13, 24 x 24 x 8in (HxWxD), wall mount, carbon steel, ANSI 61 gray, powder coat finish, single-door, 1/4-turn semi-flush latch. | Stock | 380
SCE-24EL2408LPLG | Saginaw Enviroline series enclosure, NEMA 3R/4/12/13, 24 x 24 x 8in (HxWxD), wall mount, carbon steel, RAL 7035 light gray, powder coat finish, single-door, 1/4-turn semi-flush latch. | Stock | 380
EN4SD24248GY | Hammond Eclipse series enclosure, NEMA 3R/4/12, 24 x 24 x 8in (HxWxD), wall mount, carbon steel, ANSI 61 gray, powder coat finish, single-door, 1/4-turn semi-flush latch. | Stock | 433
EN4SD24248LG | Hammond Eclipse series enclosure, NEMA 3R/4/12, 24 x 24 x 8in (HxWxD), wall mount, carbon steel, RAL 7035 light gray, powder coat finish, single-door, 1/4-turn semi-flush latch. | Stock | 456
N412242408C | Wiegmann Ultimate series enclosure, NEMA 4/12/13, 24 x 24 x 8in (HxWxD), wall mount, carbon steel, ANSI 61 gray, powder coat finish, single-door, 1/4-turn semi-flush oil-tight latch. | Stock | 402
N412242408CLG | Wiegmann Ultimate series enclosure, NEMA 4/12/13, 24 x 24 x 8in (HxWxD), wall mount, carbon steel, RAL 7035 light gray, powder coat finish, single-door, 1/4-turn semi-flush oil-tight latch. | Stock | 402
SCE-24H2408LP | Saginaw enclosure, NEMA 3R/4/12/13, 24 x 24 x 8in (HxWxD), wall mount, carbon steel, ANSI 61 gray, powder coat finish, single-door, plated steel clamps, padlock hasp and staple. | Stock | 431
N412242408CGP | Wiegmann Ultimate series enclosure, NEMA 3R/4/12/13, 24 x 24 x 8in (HxWxD), wall mount, bottom gland plate, carbon steel, ANSI 61 gray, powder coat finish, single-door, 1/4-turn semi-flush oil-tight latch. | Stock | 819
N412242408CST | Wiegmann Ultimate series enclosure, slope top, NEMA 4/12/13, 24 x 24 x 8in (HxWxD), wall mount, carbon steel, ANSI 61 gray, powder coat finish, single-door, 1/4-turn semi-flush oil-tight latch. | Stock | 492
ST24248LG | Hammond Eclipse series enclosure, slope top, NEMA 3R/4/12, 24 x 24 x 8in (HxWxD), wall mount, carbon steel, RAL 7035 light gray, powder coat finish, single-door, 1/4-turn semi-flush latch. | Stock | 563
N12242408 | Wiegmann enclosure, NEMA 12/13, 24 x 24 x 8in (HxWxD), wall mount, carbon steel, ANSI 61 gray, powder coat finish, single-door, plated steel clamps, padlock hasp and staple. | Stock | 516
N4122424083PTC | Wiegmann Ultimate series enclosure, NEMA 4/12/13, 24 x 24 x 8in (HxWxD), wall mount, carbon steel, ANSI 61 gray, powder coat finish, single-door, 3-point keylocking/padlocking combo handle, handle hasp. | Stock | 530
HW24248GYHK | Hammond enclosure, NEMA 3R/4/12, 24 x 24 x 8in (HxWxD), wall mount, carbon steel, ANSI 61 gray, powder coat finish, single-door, 3-point padlocking handle, handle hasp. | Stock | 760
1418J8 | Hammond enclosure, NEMA 12/13, 24 x 24 x 8in (HxWxD), wall mount, carbon steel, ANSI 61 gray, powder coat finish, single-door, stainless steel clamps, padlock hasp and staple. | Stock | 745
EN4SD24248WGY | Hammond Eclipse series enclosure, NEMA 3R/4/12, 24 x 24 x 8in (HxWxD), wall mount, carbon steel, ANSI 61 gray, powder coat finish, single-door, 1/4-turn semi-flush latch, polycarbonate window. | Stock | 654
EN4SD24248WLG | Hammond Eclipse series enclosure, NEMA 3R/4/12, 24 x 24 x 8in (HxWxD), wall mount, carbon steel, RAL 7035 light gray, powder coat finish, single-door, 1/4-turn semi-flush latch, polycarbonate window. | Stock | 654
N412242408WC | Wiegmann Ultimate series enclosure, NEMA 4/12/13, 24 x 24 x 8in (HxWxD), wall mount, carbon steel, ANSI 61 gray, powder coat finish, single-door, 1/4-turn semi-flush oil-tight latch, polycarbonate window. | Stock | 632
N4242408 | Wiegmann enclosure, NEMA 4/12/13, 24 x 24 x 8in (HxWxD), wall mount, carbon steel, ANSI 61 gray, powder coat finish, single-door, stainless steel clamps, padlock hasp and staple. | Stock | 690
1418N4J8 | Hammond enclosure, NEMA 3R/4/12, 24 x 24 x 8in (HxWxD), wall mount, carbon steel, ANSI 61 gray, powder coat finish, single-door, stainless steel clamps, padlock hasp and staple. | Stock | 819
WA242408FM | Wiegmann enclosure, NEMA 12/13, 24 x 24 x 8in (HxWxD), flush wall mount, carbon steel, ANSI 61 gray, powder coat finish, hinged screw cover. | Stock | 814
1418N4ALJ8 | Hammond enclosure, NEMA 4/4X/12/13, 24 x 24 x 8in (HxWxD), wall mount, 5052-H32 aluminum, natural finish, single-door, aluminum clamps, padlock hasp and staple. | Stock | 1096
SCE-24EL2408SSLP | Saginaw Enviroline series enclosure, NEMA 3R/4/4X/12/13, 24 x 24 x 8in (HxWxD), wall mount, 304 stainless steel, #4 brush finish, single-door, 1/4-turn semi-flush latch. | Stock | 985
EN4SD24248SS | Hammond Eclipse series enclosure, NEMA 3R/4/4X/12/13, 24 x 24 x 8in (HxWxD), wall mount, 304 stainless steel, #4 brush finish, single-door, 1/4-turn semi-flush 316 stainless steel latch. | Stock | 1064
N412242408SSC | Wiegmann Ultimate series enclosure, NEMA 4/4X/12/13, 24 x 24 x 8in (HxWxD), wall mount, 304 stainless steel, No. 3 intermediate polished finish, single-door, 1/4-turn semi-flush oil-tight latch. | Stock | 887
SCE-24H2408SSLP | Saginaw enclosure, NEMA 3R/4/4X/12/13, 24 x 24 x 8in (HxWxD), wall mount, 304 stainless steel, #4 brush finish, single-door, stainless steel clamps, padlock hasp and staple. | Stock | 1047
EN4SD24248SSWH | Hammond Eclipse series enclosure, NEMA 3R/4/4X/12/13, 24 x 24 x 8in (HxWxD), wall mount, 304 stainless steel, RAL 9003 white, powder coat finish, single-door, 3-point 316 stainless steel padlocking handle, handle hasp. | Stock | 1085
ST242408SS | Hammond Eclipse series enclosure, slope top, NEMA 3R/4/4X/12/13, 24 x 24 x 8in (HxWxD), wall mount, 304 stainless steel, #4 brush finish, single-door, 1/4-turn semi-flush 316 stainless steel latch. | Stock | 1177
SCE-24EL2408SS6LP | Saginaw Enviroline series enclosure, NEMA 3R/4/4X/12/13, 24 x 24 x 8in (HxWxD), wall mount, 316L stainless steel, #4 brush finish, single-door, 1/4-turn semi-flush latch. | Stock | 1215
SSN4242408 | Wiegmann enclosure, NEMA 4/4X/12/13, 24 x 24 x 8in (HxWxD), wall mount, 304 stainless steel, No. 3 intermediate polished finish, single-door, stainless steel clamps, padlock hasp and staple. | Stock | 1097
1418N4SSJ8 | Hammond enclosure, NEMA 3R/4/4X/12/13, 24 x 24 x 8in (HxWxD), wall mount, 304 stainless steel, #4 brush finish, single-door, stainless steel clamps, padlock hasp and staple. | Stock | 1366
HW24248SSHK | Hammond enclosure, NEMA 3R/4/4X/12/13, 24 x 24 x 8in (HxWxD), wall mount, 304 stainless steel, #4 brush finish, single-door, 3-point 316 stainless steel padlocking handle, handle hasp. | Stock | 1371
SCE-24H2408SS6LP | Saginaw enclosure, NEMA 3R/4/4X/12/13, 24 x 24 x 8in (HxWxD), wall mount, 316L stainless steel, #4 brush finish, single-door, stainless steel clamps, padlock hasp and staple. | Stock | 1291
SSN42424083PT | Wiegmann enclosure, NEMA 4/4X/12/13, 24 x 24 x 8in (HxWxD), wall mount, 304 stainless steel, No. 3 intermediate polished finish, single-door, 3-point 316L padlocking handle, handle hasp. | Stock | 1230
SCE-24EL2408SSST | Saginaw Enviroline series enclosure, slope top, NEMA 3R/4/4X/12/13, 24 x 24 x 8in (HxWxD), wall mount, 304 stainless steel, #4 brush finish, single-door, 1/4-turn semi-flush latch. | Stock | 1294
N412242408SS3PTC | Wiegmann Ultimate series enclosure, NEMA 4X/12/13, 24 x 24 x 8in (HxWxD), wall mount, 304 stainless steel, No. 3 intermediate polished finish, single-door, 3-point 316L padlocking handle, handle hasp. | Stock | 1232
SSN4242408A | Wiegmann enclosure, NEMA 4/4X/12/13, 24 x 24 x 8in (HxWxD), wall mount, 316L stainless steel, No. 3 intermediate polished finish, single-door, stainless steel clamps, padlock hasp and staple. | Stock | 1348
EN4SD24248S16 | Hammond Eclipse series enclosure, NEMA 3R/4/4X/12/13, 24 x 24 x 8in (HxWxD), wall mount, 316 stainless steel, #4 brush finish, single-door, 1/4-turn semi-flush 316 stainless steel latch. | Stock | 1439
1418N4S16J8 | Hammond enclosure, NEMA 3R/4/4X/12/13, 24 x 24 x 8in (HxWxD), wall mount, 316 stainless steel, #4 brush finish, single-door, stainless steel clamps, padlock hasp and staple. | Stock | 1513
HW24248S16HK | Hammond enclosure, NEMA 3R/4/4X/12/13, 24 x 24 x 8in (HxWxD), wall mount, 316 stainless steel, #4 brush finish, single-door, 3-point 316 stainless steel padlocking handle, handle hasp. | Stock | 1523
N412242408CSSST | Wiegmann Ultimate series enclosure, slope top, NEMA 4/4X/12/13, 24 x 24 x 8in (HxWxD), wall mount, 304 stainless steel, No. 3 intermediate polished finish, single-door, 1/4-turn semi-flush oil-tight latch. | Stock | 1336
EN4SD24248WSS | Hammond Eclipse series enclosure, NEMA 3R/4/4X/12/13, 24 x 24 x 8in (HxWxD), wall mount, 304 stainless steel, #4 brush finish, single-door, 1/4-turn semi-flush 316 stainless steel latch, polycarbonate window. | Stock | 1510
N412242408WSSC | Wiegmann Ultimate series enclosure, NEMA 4/4X/12/13, 24 x 24 x 8in (HxWxD), wall mount, 304 stainless steel, No. 3 intermediate polished finish, single-door, 1/4-turn semi-flush oil-tight latch, polycarbonate window. | Stock | 1571
N1A24249 | Hammond enclosure, NEMA 1, 24 x 24 x 9in (HxWxD), wall mount, carbon steel, ANSI 61 gray, powder coat finish, single-door, 1/4-turn semi-flush latch. | Stock | 576
B242409CH | Wiegmann enclosure, NEMA 12, 24 x 24 x 9in (HxWxD), wall mount, carbon steel, ANSI 61 gray, powder coat finish, single-door, plated steel clamps. | Stock | 574
1418JJ9 | Hammond enclosure, NEMA 12, 24 x 24 x 9in (HxWxD), wall mount, carbon steel, ANSI 61 gray, powder coat finish, hinged screw cover. | Stock | 770
C3R242410HCR | Hammond enclosure, NEMA 3R, 24 x 24 x 10in (HxWxD), wall mount, galvanized steel, ANSI 61 gray, powder coat finish, hinged screw cover, padlock hasp and staple. | Stock | 402
SCE-24EL2410LP | Saginaw Enviroline series enclosure, NEMA 3R/4/12/13, 24 x 24 x 10in (HxWxD), wall mount, carbon steel, ANSI 61 gray, powder coat finish, single-door, 1/4-turn semi-flush latch. | Stock | 402
SCE-24EL2410LPLG | Saginaw Enviroline series enclosure, NEMA 3R/4/12/13, 24 x 24 x 10in (HxWxD), wall mount, carbon steel, RAL 7035 light gray, powder coat finish, single-door, 1/4-turn semi-flush latch. | Stock | 402
EN4SD242410GY | Hammond Eclipse series enclosure, NEMA 3R/4/12, 24 x 24 x 10in (HxWxD), wall mount, carbon steel, ANSI 61 gray, powder coat finish, single-door, 1/4-turn semi-flush latch. | Stock | 445
EN4SD242410LG | Hammond Eclipse series enclosure, NEMA 3R/4/12, 24 x 24 x 10in (HxWxD), wall mount, carbon steel, RAL 7035 light gray, powder coat finish, single-door, 1/4-turn semi-flush latch. | Stock | 445
N412242410C | Wiegmann Ultimate series enclosure, NEMA 4/12/13, 24 x 24 x 10in (HxWxD), wall mount, carbon steel, ANSI 61 gray, powder coat finish, single-door, 1/4-turn semi-flush oil-tight latch. | Stock | 422
N412242410CLG | Wiegmann Ultimate series enclosure, NEMA 4/12/13, 24 x 24 x 10in (HxWxD), wall mount, carbon steel, RAL 7035 light gray, powder coat finish, single-door, 1/4-turn semi-flush oil-tight latch. | Stock | 422
SCE-24H2410LP | Saginaw enclosure, NEMA 3R/4/12/13, 24 x 24 x 10in (HxWxD), wall mount, carbon steel, ANSI 61 gray, powder coat finish, single-door, plated steel clamps, padlock hasp and staple. | Stock | 454
N412242410CGP | Wiegmann Ultimate series enclosure, NEMA 3R/4/12/13, 24 x 24 x 10in (HxWxD), wall mount, bottom gland plate, carbon steel, ANSI 61 gray, powder coat finish, single-door, 1/4-turn semi-flush oil-tight latch. | Stock | 797
N412242410CST | Wiegmann Ultimate series enclosure, slope top, NEMA 4/12/13, 24 x 24 x 10in (HxWxD), wall mount, carbon steel, ANSI 61 gray, powder coat finish, single-door, 1/4-turn semi-flush oil-tight latch. | Stock | 506
ST242410LG | Hammond Eclipse series enclosure, slope top, NEMA 3R/4/12, 24 x 24 x 10in (HxWxD), wall mount, carbon steel, RAL 7035 light gray, powder coat finish, single-door, 1/4-turn semi-flush latch. | Stock | 578
AH242410 | AttaBox Heartland series enclosure, NEMA 1/3R/4/4X/12, 24 x 24 x 10in (HxWxD), wall mount, polycarbonate, Pantone 7541 C light gray, single-door, polycarbonate quick-release latch, molded hasp, integral mounting flange. | Stock | 672
N12242410 | Wiegmann enclosure, NEMA 12/13, 24 x 24 x 10in (HxWxD), wall mount, carbon steel, ANSI 61 gray, powder coat finish, single-door, plated steel clamps, padlock hasp and staple. | Stock | 561
SCE-24EL2410LPPL | Saginaw Enviroline series enclosure, NEMA 3R/4/12/13, 24 x 24 x 10in (HxWxD), wall mount, carbon steel, ANSI 61 gray, powder coat finish, single-door, 3-point keylocking/padlocking combo handle. | Stock | 544
AH242410C | AttaBox Heartland series enclosure, NEMA 1/3R/4/4X/12, 24 x 24 x 10in (HxWxD), wall mount, polycarbonate, Pantone 7541 C light gray, smoked polycarbonate single-door, polycarbonate quick-release latch, molded hasp, integral mounting flange. | Stock | 720
AH242410SS | AttaBox Heartland series enclosure, NEMA 1/3R/4/4X/12, 24 x 24 x 10in (HxWxD), wall mount, polycarbonate, Pantone 7541 C light gray, single-door, stainless steel quick-release latch, molded hasp, integral mounting flange. | Stock | 722
AH242410CSS | AttaBox Heartland series enclosure, NEMA 1/3R/4/4X/12, 24 x 24 x 10in (HxWxD), wall mount, polycarbonate, Pantone 7541 C light gray, smoked polycarbonate single-door, stainless steel quick-release latch, molded hasp, integral mounting flange. | Stock | 774
1418J10 | Hammond enclosure, NEMA 12/13, 24 x 24 x 10in (HxWxD), wall mount, carbon steel, ANSI 61 gray, powder coat finish, single-door, stainless steel clamps, padlock hasp and staple. | Stock | 767
N412242410WC | Wiegmann Ultimate series enclosure, NEMA 4/12/13, 24 x 24 x 10in (HxWxD), wall mount, carbon steel, ANSI 61 gray, powder coat finish, single-door, 1/4-turn semi-flush oil-tight latch, polycarbonate window. | Stock | 658
G242410E-P10 | Integra Genesis series enclosure, NEMA 1/2/3/3R/3S/4/4X/5/6/6P/12/13, 24 x 24 x 10in (HxWxD), wall mount, polycarbonate, gray, gloss finish, single-door, glass-filled nylon quick-release latch, padlock hasp and staple. | Stock | 589
N242410RT | Stahlin N series enclosure, NEMA 1/3R, 24 x 24 x 10in (HxWxD), wall mount, fiberglass reinforced polyester, gray, single-door, twist-lock latch, padlock hasp and staple. | Stock | 1178
AHWD242410 | AttaBox Heartland series enclosure, with shelf, NEMA 1/3R/4/4X/12, 24 x 24 x 10in (HxWxD), wall mount, polycarbonate, Pantone 7541 C light gray, single-door, polycarbonate quick-release latch, molded hasp, integral mounting flange. | Stock | 803
G242410CE-P10 | Integra Genesis series enclosure, NEMA 1/2/3/3R/3S/4/4X/5/6/6P/12/13, 24 x 24 x 10in (HxWxD), wall mount, polycarbonate, gray, gloss finish, clear polycarbonate single-door, glass-filled nylon quick-release latch, padlock hasp and staple. | Stock | 679
N242410HWT | Stahlin N series enclosure, NEMA 1/3/3R/4X/12, 24 x 24 x 10in (HxWxD), wall mount, fiberglass reinforced polyester, gray, single-door, twist-lock latch, padlock hasp and staple. | Stock | 1392
J2424HPL | Stahlin J series enclosure, NEMA 1/3/3R/4/4X/12/13, 24 x 24 x 10in (HxWxD), wall mount, fiberglass reinforced polyester, gray, single-door, quick-release latch, padlock hasp and staple, integral mounting flange. | Stock | 1314
EN4SD242410SS | Hammond Eclipse series enclosure, NEMA 3R/4/4X/12/13, 24 x 24 x 10in (HxWxD), wall mount, 304 stainless steel, #4 brush finish, single-door, 1/4-turn semi-flush 316 stainless steel latch. | Stock | 1113
SCE-24EL2410SSLP | Saginaw Enviroline series enclosure, NEMA 3R/4/4X/12/13, 24 x 24 x 10in (HxWxD), wall mount, 304 stainless steel, #4 brush finish, single-door, 1/4-turn semi-flush latch. | Stock | 1053
N412242410SSC | Wiegmann Ultimate series enclosure, NEMA 4/4X/12/13, 24 x 24 x 10in (HxWxD), wall mount, 304 stainless steel, No. 3 intermediate polished finish, single-door, 1/4-turn semi-flush oil-tight latch. | Stock | 958
SCE-24EL2410SSLPPL | Saginaw Enviroline series enclosure, NEMA 3R/4/4X/12/13, 24 x 24 x 10in (HxWxD), wall mount, 304 stainless steel, #4 brush finish, single-door, 3-point keylocking/padlocking combo handle. | Stock | 1159
SCE-24EL2410SS6LP | Saginaw Enviroline series enclosure, NEMA 3R/4/4X/12/13, 24 x 24 x 10in (HxWxD), wall mount, 316L stainless steel, #4 brush finish, single-door, 1/4-turn semi-flush latch. | Stock | 1299
NW242410HWT | Stahlin N series enclosure, NEMA 1/3/3R/4X/12, 24 x 24 x 10in (HxWxD), wall mount, fiberglass reinforced polyester, gray, single-door, twist-lock latch, padlock hasp and staple, SAR acrylic window. | Stock | 2478
SCE-24EL2410SS6LPPL | Saginaw Enviroline series enclosure, NEMA 3R/4/4X/12/13, 24 x 24 x 10in (HxWxD), wall mount, 316L stainless steel, #4 brush finish, single-door, 3-point keylocking/padlocking combo handle. | Stock | 1430
EN4SD242410WSS | Hammond Eclipse series enclosure, NEMA 3R/4/4X/12/13, 24 x 24 x 10in (HxWxD), wall mount, 304 stainless steel, #4 brush finish, single-door, 1/4-turn semi-flush 316 stainless steel latch, polycarbonate window. | Stock | 1552
EN4SD242410S16 | Hammond Eclipse series enclosure, NEMA 3R/4/4X/12/13, 24 x 24 x 10in (HxWxD), wall mount, 316 stainless steel, #4 brush finish, single-door, 1/4-turn semi-flush 316 stainless steel latch. | Stock | 1566
N412242410SSAC | Wiegmann Ultimate series enclosure, NEMA 4/4X/12/13, 24 x 24 x 10in (HxWxD), wall mount, 316L stainless steel, No. 3 intermediate polished finish, single-door, 1/4-turn semi-flush oil-tight latch. | Stock | 1569
B242411CH | Wiegmann enclosure, NEMA 12, 24 x 24 x 11in (HxWxD), wall mount, carbon steel, ANSI 61 gray, powder coat finish, single-door, plated steel clamps. | Stock | 647
1418JJ11 | Hammond enclosure, NEMA 12, 24 x 24 x 11in (HxWxD), wall mount, carbon steel, ANSI 61 gray, powder coat finish, hinged screw cover. | Stock | 823
SCE-24N2412LP | Saginaw enclosure, NEMA 1, 24 x 24 x 12in (HxWxD), wall mount, carbon steel, ANSI 61 gray, powder coat finish, single-door, 1/4-turn semi-flush latch. | Stock | 306
SCE-24R2412LP | Saginaw enclosure, NEMA 3R, 24 x 24 x 12in (HxWxD), wall mount, carbon steel, ANSI 61 gray, powder coat finish, single-door, 1/4-turn padlocking wing handle. | Stock | 374
N1C242412LP | Wiegmann enclosure, NEMA 1, 24 x 24 x 12in (HxWxD), wall mount, carbon steel, ANSI 61 gray, powder coat finish, single-door, 1/4-turn flush-mounted latch. | Stock | 359
N1A242412 | Hammond enclosure, NEMA 1, 24 x 24 x 12in (HxWxD), wall mount, carbon steel, ANSI 61 gray, powder coat finish, single-door, 1/4-turn semi-flush latch. | Stock | 619
SCE-24EL2412LP | Saginaw Enviroline series enclosure, NEMA 3R/4/12/13, 24 x 24 x 12in (HxWxD), wall mount, carbon steel, ANSI 61 gray, powder coat finish, single-door, 1/4-turn semi-flush latch. | Stock | 421
SCE-24EL2412LPLG | Saginaw Enviroline series enclosure, NEMA 3R/4/12/13, 24 x 24 x 12in (HxWxD), wall mount, carbon steel, RAL 7035 light gray, powder coat finish, single-door, 1/4-turn semi-flush latch. | Stock | 421
EN4SD242412GY | Hammond Eclipse series enclosure, NEMA 3R/4/12, 24 x 24 x 12in (HxWxD), wall mount, carbon steel, ANSI 61 gray, powder coat finish, single-door, 1/4-turn semi-flush latch. | Stock | 480
EN4SD242412LG | Hammond Eclipse series enclosure, NEMA 3R/4/12, 24 x 24 x 12in (HxWxD), wall mount, carbon steel, RAL 7035 light gray, powder coat finish, single-door, 1/4-turn semi-flush latch. | Stock | 480
N412242412C | Wiegmann Ultimate series enclosure, NEMA 4/12/13, 24 x 24 x 12in (HxWxD), wall mount, carbon steel, ANSI 61 gray, powder coat finish, single-door, 1/4-turn semi-flush oil-tight latch. | Stock | 446
N412242412CLG | Wiegmann Ultimate series enclosure, NEMA 4/12/13, 24 x 24 x 12in (HxWxD), wall mount, carbon steel, RAL 7035 light gray, powder coat finish, single-door, 1/4-turn semi-flush oil-tight latch. | Stock | 446
SCE-24H2412LP | Saginaw enclosure, NEMA 3R/4/12/13, 24 x 24 x 12in (HxWxD), wall mount, carbon steel, ANSI 61 gray, powder coat finish, single-door, plated steel clamps, padlock hasp and staple. | Stock | 478
N412242412CGP | Wiegmann Ultimate series enclosure, NEMA 3R/4/12/13, 24 x 24 x 12in (HxWxD), wall mount, bottom gland plate, carbon steel, ANSI 61 gray, powder coat finish, single-door, 1/4-turn semi-flush oil-tight latch. | Stock | 851
N412242412CST | Wiegmann Ultimate series enclosure, slope top, NEMA 4/12/13, 24 x 24 x 12in (HxWxD), wall mount, carbon steel, ANSI 61 gray, powder coat finish, single-door, 1/4-turn semi-flush oil-tight latch. | Stock | 546
ST242412LG | Hammond Eclipse series enclosure, slope top, NEMA 3R/4/12, 24 x 24 x 12in (HxWxD), wall mount, carbon steel, RAL 7035 light gray, powder coat finish, single-door, 1/4-turn semi-flush latch. | Stock | 627
N12242412 | Wiegmann enclosure, NEMA 12/13, 24 x 24 x 12in (HxWxD), wall mount, carbon steel, ANSI 61 gray, powder coat finish, single-door, plated steel clamps, padlock hasp and staple. | Stock | 573
N4122424123PTC | Wiegmann Ultimate series enclosure, NEMA 4/12/13, 24 x 24 x 12in (HxWxD), wall mount, carbon steel, ANSI 61 gray, powder coat finish, single-door, 3-point keylocking/padlocking combo handle, handle hasp. | Stock | 579
HW242412GYHK | Hammond enclosure, NEMA 3R/4/12, 24 x 24 x 12in (HxWxD), wall mount, carbon steel, ANSI 61 gray, powder coat finish, single-door, 3-point padlocking handle, handle hasp. | Stock | 807
1418J12 | Hammond enclosure, NEMA 12/13, 24 x 24 x 12in (HxWxD), wall mount, carbon steel, ANSI 61 gray, powder coat finish, single-door, stainless steel clamps, padlock hasp and staple. | Stock | 788
EN4SD242412WGY | Hammond Eclipse series enclosure, NEMA 3R/4/12, 24 x 24 x 12in (HxWxD), wall mount, carbon steel, ANSI 61 gray, powder coat finish, single-door, 1/4-turn semi-flush latch, polycarbonate window. | Stock | 725
EN4SD242412WLG | Hammond Eclipse series enclosure, NEMA 3R/4/12, 24 x 24 x 12in (HxWxD), wall mount, carbon steel, RAL 7035 light gray, powder coat finish, single-door, 1/4-turn semi-flush latch, polycarbonate window. | Stock | 725
N412242412WC | Wiegmann Ultimate series enclosure, NEMA 4/12/13, 24 x 24 x 12in (HxWxD), wall mount, carbon steel, ANSI 61 gray, powder coat finish, single-door, 1/4-turn semi-flush oil-tight latch, polycarbonate window. | Stock | 702
N242412HWT | Stahlin N series enclosure, NEMA 1/3/3R/4X/12, 24 x 24 x 12in (HxWxD), wall mount, fiberglass reinforced polyester, gray, single-door, twist-lock latch, padlock hasp and staple. | Stock | 1452
SCE-24EL2412SSLP | Saginaw Enviroline series enclosure, NEMA 3R/4/4X/12/13, 24 x 24 x 12in (HxWxD), wall mount, 304 stainless steel, #4 brush finish, single-door, 1/4-turn semi-flush latch. | Stock | 1121
EN4SD242412SS | Hammond Eclipse series enclosure, NEMA 3R/4/4X/12/13, 24 x 24 x 12in (HxWxD), wall mount, 304 stainless steel, #4 brush finish, single-door, 1/4-turn semi-flush 316 stainless steel latch. | Stock | 1267
SCE-24H2412SSLP | Saginaw enclosure, NEMA 3R/4/4X/12/13, 24 x 24 x 12in (HxWxD), wall mount, 304 stainless steel, #4 brush finish, single-door, stainless steel clamps, padlock hasp and staple. | Stock | 1189
N412242412SSC | Wiegmann Ultimate series enclosure, NEMA 4/4X/12/13, 24 x 24 x 12in (HxWxD), wall mount, 304 stainless steel, No. 3 intermediate polished finish, single-door, 1/4-turn semi-flush oil-tight latch. | Stock | 989
ST242412SS | Hammond Eclipse series enclosure, slope top, NEMA 3R/4/4X/12/13, 24 x 24 x 12in (HxWxD), wall mount, 304 stainless steel, #4 brush finish, single-door, 1/4-turn semi-flush 316 stainless steel latch. | Stock | 1340
SCE-24EL2412SS6LP | Saginaw Enviroline series enclosure, NEMA 3R/4/4X/12/13, 24 x 24 x 12in (HxWxD), wall mount, 316L stainless steel, #4 brush finish, single-door, 1/4-turn semi-flush latch. | Stock | 1383
SSN4242412 | Wiegmann enclosure, NEMA 4/4X/12/13, 24 x 24 x 12in (HxWxD), wall mount, 304 stainless steel, No. 3 intermediate polished finish, single-door, stainless steel clamps, padlock hasp and staple. | Stock | 1324
1418N4SSJ12 | Hammond enclosure, NEMA 3R/4/4X/12/13, 24 x 24 x 12in (HxWxD), wall mount, 304 stainless steel, #4 brush finish, single-door, stainless steel clamps, padlock hasp and staple. | Stock | 1508
HW242412SSHK | Hammond enclosure, NEMA 3R/4/4X/12/13, 24 x 24 x 12in (HxWxD), wall mount, 304 stainless steel, #4 brush finish, single-door, 3-point 316 stainless steel padlocking handle, handle hasp. | Stock | 1518
EN4SD242412SSWH | Hammond Eclipse series enclosure, NEMA 3R/4/4X/12/13, 24 x 24 x 12in (HxWxD), wall mount, 304 stainless steel, RAL 9003 white, powder coat finish, single-door, 3-point 316 stainless steel padlocking handle, handle hasp. | Stock | 1444
SCE-24H2412SS6LP | Saginaw enclosure, NEMA 3R/4/4X/12/13, 24 x 24 x 12in (HxWxD), wall mount, 316L stainless steel, #4 brush finish, single-door, stainless steel clamps, padlock hasp and staple. | Stock | 1466
SSN42424123PT | Wiegmann enclosure, NEMA 4/4X/12/13, 24 x 24 x 12in (HxWxD), wall mount, 304 stainless steel, No. 3 intermediate polished finish, single-door, 3-point 316L padlocking handle, handle hasp. | Stock | 1299
SCE-24EL2412SSST | Saginaw Enviroline series enclosure, slope top, NEMA 3R/4/4X/12/13, 24 x 24 x 12in (HxWxD), wall mount, 304 stainless steel, #4 brush finish, single-door, 1/4-turn semi-flush latch. | Stock | 1472
N412242412SS3PTC | Wiegmann Ultimate series enclosure, NEMA 4X/12/13, 24 x 24 x 12in (HxWxD), wall mount, 304 stainless steel, No. 3 intermediate polished finish, single-door, 3-point 316L padlocking handle, handle hasp. | Stock | 1437
N412242412CSSST | Wiegmann Ultimate series enclosure, slope top, NEMA 4/4X/12/13, 24 x 24 x 12in (HxWxD), wall mount, 304 stainless steel, No. 3 intermediate polished finish, single-door, 1/4-turn semi-flush oil-tight latch. | Stock | 1541
N412242412WSSC | Wiegmann Ultimate series enclosure, NEMA 4/4X/12/13, 24 x 24 x 12in (HxWxD), wall mount, 304 stainless steel, No. 3 intermediate polished finish, single-door, 1/4-turn semi-flush oil-tight latch, polycarbonate window. | Stock | 1465
1418N4S16J12 | Hammond enclosure, NEMA 3R/4/4X/12/13, 24 x 24 x 12in (HxWxD), wall mount, 316 stainless steel, #4 brush finish, single-door, stainless steel clamps, padlock hasp and staple. | Stock | 1757
EN4SD242412S16 | Hammond Eclipse series enclosure, NEMA 3R/4/4X/12/13, 24 x 24 x 12in (HxWxD), wall mount, 316 stainless steel, #4 brush finish, single-door, 1/4-turn semi-flush 316 stainless steel latch. | Stock | 1736
HW242412S16HK | Hammond enclosure, NEMA 3R/4/4X/12/13, 24 x 24 x 12in (HxWxD), wall mount, 316 stainless steel, #4 brush finish, single-door, 3-point 316 stainless steel padlocking handle, handle hasp. | Stock | 1783
N412242412SSAC | Wiegmann Ultimate series enclosure, NEMA 4/4X/12/13, 24 x 24 x 12in (HxWxD), wall mount, 316L stainless steel, No. 3 intermediate polished finish, single-door, 1/4-turn semi-flush oil-tight latch. | Stock | 1864
SCE-24R2416LP | Saginaw enclosure, NEMA 3R, 24 x 24 x 16in (HxWxD), wall mount, carbon steel, ANSI 61 gray, powder coat finish, single-door, 1/4-turn padlocking wing handle. | Stock | 566
SCE-24EL2416LP | Saginaw Enviroline series enclosure, NEMA 3R/4/12/13, 24 x 24 x 16in (HxWxD), wall mount, carbon steel, ANSI 61 gray, powder coat finish, single-door, 1/4-turn semi-flush latch. | Stock | 607
SCE-24EL2416LPLG | Saginaw Enviroline series enclosure, NEMA 3R/4/12/13, 24 x 24 x 16in (HxWxD), wall mount, carbon steel, RAL 7035 light gray, powder coat finish, single-door, 1/4-turn semi-flush latch. | Stock | 607
EN4SD242416GY | Hammond Eclipse series enclosure, NEMA 3R/4/12, 24 x 24 x 16in (HxWxD), wall mount, carbon steel, ANSI 61 gray, powder coat finish, single-door, 1/4-turn semi-flush latch. | Stock | 669
EN4SD242416LG | Hammond Eclipse series enclosure, NEMA 3R/4/12, 24 x 24 x 16in (HxWxD), wall mount, carbon steel, RAL 7035 light gray, powder coat finish, single-door, 1/4-turn semi-flush latch. | Stock | 669
N412242416C | Wiegmann Ultimate series enclosure, NEMA 4/12/13, 24 x 24 x 16in (HxWxD), wall mount, carbon steel, ANSI 61 gray, powder coat finish, single-door, 1/4-turn semi-flush oil-tight latch. | Stock | 486
N412242416CLG | Wiegmann Ultimate series enclosure, NEMA 4/12/13, 24 x 24 x 16in (HxWxD), wall mount, carbon steel, RAL 7035 light gray, powder coat finish, single-door, 1/4-turn semi-flush oil-tight latch. | Stock | 486
SCE-24H2416LP | Saginaw enclosure, NEMA 3R/4/12/13, 24 x 24 x 16in (HxWxD), wall mount, carbon steel, ANSI 61 gray, powder coat finish, single-door, plated steel clamps, padlock hasp and staple. | Stock | 651
N4122424163PTC | Wiegmann Ultimate series enclosure, NEMA 4/12/13, 24 x 24 x 16in (HxWxD), wall mount, carbon steel, ANSI 61 gray, powder coat finish, single-door, 3-point keylocking/padlocking combo handle, handle hasp. | Stock | 628
N12242416 | Wiegmann enclosure, NEMA 12/13, 24 x 24 x 16in (HxWxD), wall mount, carbon steel, ANSI 61 gray, powder coat finish, single-door, plated steel clamps, padlock hasp and staple. | Stock | 631
1418J16 | Hammond enclosure, NEMA 12/13, 24 x 24 x 16in (HxWxD), wall mount, carbon steel, ANSI 61 gray, powder coat finish, single-door, stainless steel clamps, padlock hasp and staple. | Stock | 845
EN4SD242416WGY | Hammond Eclipse series enclosure, NEMA 3R/4/12, 24 x 24 x 16in (HxWxD), wall mount, carbon steel, ANSI 61 gray, powder coat finish, single-door, 1/4-turn semi-flush latch, polycarbonate window. | Stock | 849
EN4SD242416WLG | Hammond Eclipse series enclosure, NEMA 3R/4/12, 24 x 24 x 16in (HxWxD), wall mount, carbon steel, RAL 7035 light gray, powder coat finish, single-door, 1/4-turn semi-flush latch, polycarbonate window. | Stock | 849
N412242416WC | Wiegmann Ultimate series enclosure, NEMA 4/12/13, 24 x 24 x 16in (HxWxD), wall mount, carbon steel, ANSI 61 gray, powder coat finish, single-door, 1/4-turn semi-flush oil-tight latch, polycarbonate window. | Stock | 772
SCE-24EL2416SSLP | Saginaw Enviroline series enclosure, NEMA 3R/4/4X/12/13, 24 x 24 x 16in (HxWxD), wall mount, 304 stainless steel, #4 brush finish, single-door, 1/4-turn semi-flush latch. | Stock | 1365
SCE-24EL2416SS6LP | Saginaw Enviroline series enclosure, NEMA 3R/4/4X/12/13, 24 x 24 x 16in (HxWxD), wall mount, 316L stainless steel, #4 brush finish, single-door, 1/4-turn semi-flush latch. | Stock | 1619
N412242416WSSC | Wiegmann Ultimate series enclosure, NEMA 4/4X/12/13, 24 x 24 x 16in (HxWxD), wall mount, 304 stainless steel, No. 3 intermediate polished finish, single-door, 1/4-turn semi-flush oil-tight latch, polycarbonate window. | Stock | 1657
SCE-24EL2416SSST | Saginaw Enviroline series enclosure, slope top, NEMA 3R/4/4X/12/13, 24 x 24 x 16in (HxWxD), wall mount, 304 stainless steel, #4 brush finish, single-door, 1/4-turn semi-flush latch. | Stock | 1963
EN4SD242420GY | Hammond Eclipse series enclosure, NEMA 3R/4/12, 24 x 24 x 20in (HxWxD), wall mount, carbon steel, ANSI 61 gray, powder coat finish, single-door, 1/4-turn semi-flush latch. | Stock | 702
EN4SD242420LG | Hammond Eclipse series enclosure, NEMA 3R/4/12, 24 x 24 x 20in (HxWxD), wall mount, carbon steel, RAL 7035 light gray, powder coat finish, single-door, 1/4-turn semi-flush latch. | Stock | 702
N412242420C | Wiegmann Ultimate series enclosure, NEMA 4/12/13, 24 x 24 x 20in (HxWxD), wall mount, carbon steel, ANSI 61 gray, powder coat finish, single-door, 1/4-turn semi-flush oil-tight latch. | Stock | 549
N412242420CLG | Wiegmann Ultimate series enclosure, NEMA 4/12/13, 24 x 24 x 20in (HxWxD), wall mount, carbon steel, RAL 7035 light gray, powder coat finish, single-door, 1/4-turn semi-flush oil-tight latch. | Stock | 549
N4122424203PTC | Wiegmann Ultimate series enclosure, NEMA 4/12/13, 24 x 24 x 20in (HxWxD), wall mount, carbon steel, ANSI 61 gray, powder coat finish, single-door, 3-point keylocking/padlocking combo handle, handle hasp. | Stock | 686
EN4SD242420WGY | Hammond Eclipse series enclosure, NEMA 3R/4/12, 24 x 24 x 20in (HxWxD), wall mount, carbon steel, ANSI 61 gray, powder coat finish, single-door, 1/4-turn semi-flush latch, polycarbonate window. | Stock | 901
EN4SD242420WLG | Hammond Eclipse series enclosure, NEMA 3R/4/12, 24 x 24 x 20in (HxWxD), wall mount, carbon steel, RAL 7035 light gray, powder coat finish, single-door, 1/4-turn semi-flush latch, polycarbonate window. | Stock | 901
SCE-24EL3008LP | Saginaw Enviroline series enclosure, NEMA 3R/4/12/13, 24 x 30 x 8in (HxWxD), wall mount, carbon steel, ANSI 61 gray, powder coat finish, single-door, 1/4-turn semi-flush latch. | Stock | 421
SCE-24EL3008LPLG | Saginaw Enviroline series enclosure, NEMA 3R/4/12/13, 24 x 30 x 8in (HxWxD), wall mount, carbon steel, RAL 7035 light gray, powder coat finish, single-door, 1/4-turn semi-flush latch. | Stock | 421
EN4SD24308GY | Hammond Eclipse series enclosure, NEMA 3R/4/12, 24 x 30 x 8in (HxWxD), wall mount, carbon steel, ANSI 61 gray, powder coat finish, single-door, 1/4-turn semi-flush latch. | Stock | 480
EN4SD24308LG | Hammond Eclipse series enclosure, NEMA 3R/4/12, 24 x 30 x 8in (HxWxD), wall mount, carbon steel, RAL 7035 light gray, powder coat finish, single-door, 1/4-turn semi-flush latch. | Stock | 480
N412243008C | Wiegmann Ultimate series enclosure, NEMA 4/12/13, 24 x 30 x 8in (HxWxD), wall mount, carbon steel, ANSI 61 gray, powder coat finish, single-door, 1/4-turn semi-flush oil-tight latch. | Stock | 446
N412243008CLG | Wiegmann Ultimate series enclosure, NEMA 4/12/13, 24 x 30 x 8in (HxWxD), wall mount, carbon steel, RAL 7035 light gray, powder coat finish, single-door, 1/4-turn semi-flush oil-tight latch. | Stock | 446
SCE-24H3008LP | Saginaw enclosure, NEMA 3R/4/12/13, 24 x 30 x 8in (HxWxD), wall mount, carbon steel, ANSI 61 gray, powder coat finish, single-door, plated steel clamps, padlock hasp and staple. | Stock | 618
N12243008 | Wiegmann enclosure, NEMA 12/13, 24 x 30 x 8in (HxWxD), wall mount, carbon steel, ANSI 61 gray, powder coat finish, single-door, plated steel clamps, padlock hasp and staple. | Stock | 573
N4122430083PTC | Wiegmann Ultimate series enclosure, NEMA 4/12/13, 24 x 30 x 8in (HxWxD), wall mount, carbon steel, ANSI 61 gray, powder coat finish, single-door, 3-point keylocking/padlocking combo handle. | Stock | 579
HW24308GYHK | Hammond enclosure, NEMA 3R/4/12, 24 x 30 x 8in (HxWxD), wall mount, carbon steel, ANSI 61 gray, powder coat finish, single-door, 3-point padlocking handle, handle hasp. | Stock | 817
1418KR8 | Hammond enclosure, NEMA 12/13, 24 x 30 x 8in (HxWxD), wall mount, carbon steel, ANSI 61 gray, powder coat finish, single-door, stainless steel clamps, padlock hasp and staple. | Stock | 803
N4243008 | Wiegmann enclosure, NEMA 4/12/13, 24 x 30 x 8in (HxWxD), wall mount, carbon steel, ANSI 61 gray, powder coat finish, single-door, stainless steel clamps, padlock hasp and staple. | Stock | 774
1418N4KR8 | Hammond enclosure, NEMA 3R/4/12, 24 x 30 x 8in (HxWxD), wall mount, carbon steel, ANSI 61 gray, powder coat finish, single-door, stainless steel clamps, padlock hasp and staple. | Stock | 900
SCE-24EL3008SSLP | Saginaw Enviroline series enclosure, NEMA 3R/4/4X/12/13, 24 x 30 x 8in (HxWxD), wall mount, 304 stainless steel, #4 brush finish, single-door, 1/4-turn semi-flush latch. | Stock | 1120
EN4SD24308SS | Hammond Eclipse series enclosure, NEMA 3R/4/4X/12/13, 24 x 30 x 8in (HxWxD), wall mount, 304 stainless steel, #4 brush finish, single-door, 1/4-turn semi-flush 316 stainless steel latch. | Stock | 1210
SCE-24H3008SSLP | Saginaw enclosure, NEMA 3R/4/4X/12/13, 24 x 30 x 8in (HxWxD), wall mount, 304 stainless steel, #4 brush finish, single-door, stainless steel clamps, padlock hasp and staple. | Stock | 1295
SCE-24EL3008SS6LP | Saginaw Enviroline series enclosure, NEMA 3R/4/4X/12/13, 24 x 30 x 8in (HxWxD), wall mount, 316L stainless steel, #4 brush finish, single-door, 1/4-turn semi-flush latch. | Stock | 1381
SSN4243008 | Wiegmann enclosure, NEMA 4/4X/12/13, 24 x 30 x 8in (HxWxD), wall mount, 304 stainless steel, No. 3 intermediate polished finish, single-door, stainless steel clamps, padlock hasp and staple. | Stock | 1415
SCE-24H3008SS6LP | Saginaw enclosure, NEMA 3R/4/4X/12/13, 24 x 30 x 8in (HxWxD), wall mount, 316L stainless steel, #4 brush finish, single-door, stainless steel clamps, padlock hasp and staple. | Stock | 1532
1418N4SSKR8 | Hammond enclosure, NEMA 3R/4/4X/12/13, 24 x 30 x 8in (HxWxD), wall mount, 304 stainless steel, #4 brush finish, single-door, stainless steel clamps, padlock hasp and staple. | Stock | 1519
HW24308SSHK | Hammond enclosure, NEMA 3R/4/4X/12/13, 24 x 30 x 8in (HxWxD), wall mount, 304 stainless steel, #4 brush finish, single-door, 3-point 316 stainless steel padlocking handle, handle hasp. | Stock | 1645
1418N4S16KR8 | Hammond enclosure, NEMA 3R/4/4X/12/13, 24 x 30 x 8in (HxWxD), wall mount, 316 stainless steel, #4 brush finish, single-door, stainless steel clamps, padlock hasp and staple. | Stock | 1768
HW24308S16HK | Hammond enclosure, NEMA 3R/4/4X/12/13, 24 x 30 x 8in (HxWxD), wall mount, 316 stainless steel, #4 brush finish, single-door, 3-point 316 stainless steel padlocking handle, handle hasp. | Stock | 1782
EN4SD243010GY | Hammond Eclipse series enclosure, NEMA 3R/4/12, 24 x 30 x 10in (HxWxD), wall mount, carbon steel, ANSI 61 gray, powder coat finish, single-door, 1/4-turn semi-flush latch. | Stock | 632
EN4SD243010LG | Hammond Eclipse series enclosure, NEMA 3R/4/12, 24 x 30 x 10in (HxWxD), wall mount, carbon steel, RAL 7035 light gray, powder coat finish, single-door, 1/4-turn semi-flush latch. | Stock | 632
SCE-24EL3010LP | Saginaw Enviroline series enclosure, NEMA 3R/4/12/13, 24 x 30 x 10in (HxWxD), wall mount, carbon steel, ANSI 61 gray, powder coat finish, single-door, 1/4-turn semi-flush latch. | Stock | 454
SCE-24EL3010LPLG | Saginaw Enviroline series enclosure, NEMA 3R/4/12/13, 24 x 30 x 10in (HxWxD), wall mount, carbon steel, RAL 7035 light gray, powder coat finish, single-door, 1/4-turn semi-flush latch. | Stock | 454
N412243010C | Wiegmann Ultimate series enclosure, NEMA 4/12/13, 24 x 30 x 10in (HxWxD), wall mount, carbon steel, ANSI 61 gray, powder coat finish, single-door, 1/4-turn semi-flush oil-tight latch. | Stock | 464
N412243010CLG | Wiegmann Ultimate series enclosure, NEMA 4/12/13, 24 x 30 x 10in (HxWxD), wall mount, carbon steel, RAL 7035 light gray, powder coat finish, single-door, 1/4-turn semi-flush oil-tight latch. | Stock | 464
J2430HPL | Stahlin J series enclosure, NEMA 1/3/3R/4/4X/12/13, 24 x 30 x 10in (HxWxD), wall mount, fiberglass reinforced polyester, gray, single-door, quick-release latch, padlock hasp and staple. | Stock | 1449
EN4SD243010SS | Hammond Eclipse series enclosure, NEMA 3R/4/4X/12/13, 24 x 30 x 10in (HxWxD), wall mount, 304 stainless steel, #4 brush finish, single-door, 1/4-turn semi-flush 316 stainless steel latch. | Stock | 1235
SCE-24EL3010SSLP | Saginaw Enviroline series enclosure, NEMA 3R/4/4X/12/13, 24 x 30 x 10in (HxWxD), wall mount, 304 stainless steel, #4 brush finish, single-door, 1/4-turn semi-flush latch. | Stock | 1204
SCE-24EL3010SS6LP | Saginaw Enviroline series enclosure, NEMA 3R/4/4X/12/13, 24 x 30 x 10in (HxWxD), wall mount, 316L stainless steel, #4 brush finish, single-door, 1/4-turn semi-flush latch. | Stock | 1485
EN4SD243010S16 | Hammond Eclipse series enclosure, NEMA 3R/4/4X/12/13, 24 x 30 x 10in (HxWxD), wall mount, 316 stainless steel, #4 brush finish, single-door, 1/4-turn semi-flush 316 stainless steel latch. | Stock | 1734
EN4SD243012GY | Hammond Eclipse series enclosure, NEMA 3R/4/12, 24 x 30 x 12in (HxWxD), wall mount, carbon steel, ANSI 61 gray, powder coat finish, single-door, 1/4-turn semi-flush latch. | Stock | 656
EN4SD243012LG | Hammond Eclipse series enclosure, NEMA 3R/4/12, 24 x 30 x 12in (HxWxD), wall mount, carbon steel, RAL 7035 light gray, powder coat finish, single-door, 1/4-turn semi-flush latch. | Stock | 656
SCE-24EL3012LP | Saginaw Enviroline series enclosure, NEMA 3R/4/12/13, 24 x 30 x 12in (HxWxD), wall mount, carbon steel, ANSI 61 gray, powder coat finish, single-door, 1/4-turn semi-flush latch. | Stock | 486
SCE-24EL3012LPLG | Saginaw Enviroline series enclosure, NEMA 3R/4/12/13, 24 x 30 x 12in (HxWxD), wall mount, carbon steel, RAL 7035 light gray, powder coat finish, single-door, 1/4-turn semi-flush latch. | Stock | 486
N412D243608C | Wiegmann Ultimate series enclosure, NEMA 3R/4/12/13, 24 x 36 x 8in (HxWxD), wall mount, carbon steel, ANSI 61 gray, powder coat finish, 2-door, 3-point keylocking/padlocking combo handle, handle hasp. | Stock | 2203
SCE-244208WFLP | Saginaw enclosure, NEMA 3R/12/13, 24 x 42 x 8in (HxWxD), wall mount, carbon steel, ANSI 61 gray, powder coat finish, double-door, 3-point keylocking/padlocking combo handle. | Stock | 792
EN4TD24428GY | Hammond Eclipse series enclosure, NEMA 3R/12, 24 x 42 x 8in (HxWxD), wall mount, carbon steel, ANSI 61 gray, powder coat finish, double-door, 3-point keylocking handle. | Stock | 866
EN4TD24428LG | Hammond Eclipse series enclosure, NEMA 3R/12, 24 x 42 x 8in (HxWxD), wall mount, carbon steel, RAL 7035 light gray, powder coat finish, double-door, 3-point keylocking handle. | Stock | 866
WA244208WF | Wiegmann enclosure, NEMA 12, 24 x 42 x 8in (HxWxD), wall mount, carbon steel, ANSI 61 gray, powder coat finish, double-door, 3-point keylocking handle. | Stock | 953
WA244808WF | Wiegmann enclosure, NEMA 12, 24 x 48 x 8in (HxWxD), wall mount, carbon steel, ANSI 61 gray, powder coat finish, double-door, 3-point keylocking handle. | Stock | 1029
1422P8 | Hammond enclosure, NEMA 12, 24 x 42 x 8in (HxWxD), wall mount, carbon steel, ANSI 61 gray, powder coat finish, double-door, 3-point keylocking handle. | Stock | 1117
HN4WM24428GY | Hammond enclosure, NEMA 3R/4/12, 24 x 42 x 8in (HxWxD), wall mount, carbon steel, ANSI 61 gray, powder coat finish, 2-door, 3-point padlocking handle, handle hasp. | Stock | 1543
HN4WM24428SS | Hammond enclosure, NEMA 3R/4X/12/13, 24 x 42 x 8in (HxWxD), wall mount, 304 stainless steel, #4 brush finish, 2-door, 3-point 316 stainless steel padlocking handle, handle hasp. | Stock | 3001
N412D244208SSC | Wiegmann Ultimate series enclosure, NEMA 3R/4/4X/12/13, 24 x 42 x 8in (HxWxD), wall mount, 304 stainless steel, No. 3 intermediate polished finish, 2-door, 3-point keylocking/padlocking combo handle, handle hasp. | Stock | 2930
HN4WM24428S16 | Hammond enclosure, NEMA 3R/4X/12/13, 24 x 42 x 8in (HxWxD), wall mount, 316 stainless steel, #4 brush finish, 2-door, 3-point 316 stainless steel padlocking handle, handle hasp. | Stock | 3586
EN4TD244210GY | Hammond Eclipse series enclosure, NEMA 3R/12, 24 x 42 x 10in (HxWxD), wall mount, carbon steel, ANSI 61 gray, powder coat finish, double-door, 3-point keylocking handle. | Stock | 895
EN4TD244210LG | Hammond Eclipse series enclosure, NEMA 3R/12, 24 x 42 x 10in (HxWxD), wall mount, carbon steel, RAL 7035 light gray, powder coat finish, double-door, 3-point keylocking handle. | Stock | 895
SCE-24EL4210WFLP | Saginaw Enviroline series enclosure, NEMA 3R/4/12/13, 24 x 42 x 10in (HxWxD), wall mount, carbon steel, ANSI 61 gray, powder coat finish, 2-door, 3-point keylocking/padlocking combo handle. | Stock | 1119
1422P10 | Hammond enclosure, NEMA 12, 24 x 42 x 10in (HxWxD), wall mount, carbon steel, ANSI 61 gray, powder coat finish, double-door, 3-point keylocking handle. | Stock | 1340
SCE-24EL4210SSWFLP | Saginaw Enviroline series enclosure, NEMA 3R/4/4X/12/13, 24 x 42 x 10in (HxWxD), wall mount, 304 stainless steel, #4 brush finish, 2-door, 3-point keylocking/padlocking combo handle. | Stock | 2871
SCE-244212WFLP | Saginaw enclosure, NEMA 3R/12/13, 24 x 42 x 12in (HxWxD), wall mount, carbon steel, ANSI 61 gray, powder coat finish, double-door, 3-point keylocking/padlocking combo handle. | Stock | 845
SCE-244808WFLP | Saginaw enclosure, NEMA 3R/12/13, 24 x 48 x 8in (HxWxD), wall mount, carbon steel, ANSI 61 gray, powder coat finish, double-door, 3-point keylocking/padlocking combo handle. | Stock | 835
EN4TD24488GY | Hammond Eclipse series enclosure, NEMA 3R/12, 24 x 48 x 8in (HxWxD), wall mount, carbon steel, ANSI 61 gray, powder coat finish, double-door, 3-point keylocking handle. | Stock | 915
EN4TD24488LG | Hammond Eclipse series enclosure, NEMA 3R/12, 24 x 48 x 8in (HxWxD), wall mount, carbon steel, RAL 7035 light gray, powder coat finish, double-door, 3-point keylocking handle. | Stock | 915
1422PW8 | Hammond enclosure, NEMA 12, 24 x 48 x 8in (HxWxD), wall mount, carbon steel, ANSI 61 gray, powder coat finish, double-door, 3-point keylocking handle. | Stock | 1222
HN4WM24488GY | Hammond enclosure, NEMA 3R/4/12, 24 x 48 x 8in (HxWxD), wall mount, carbon steel, ANSI 61 gray, powder coat finish, 2-door, 3-point padlocking handle, handle hasp. | Stock | 1684
HN4WM24488SS | Hammond enclosure, NEMA 3R/4X/12/13, 24 x 48 x 8in (HxWxD), wall mount, 304 stainless steel, #4 brush finish, 2-door, 3-point 316 stainless steel padlocking handle, handle hasp. | Stock | 3238
N412D244808SSC | Wiegmann Ultimate series enclosure, NEMA 3R/4/4X/12/13, 24 x 48 x 8in (HxWxD), wall mount, 304 stainless steel, No. 3 intermediate polished finish, 2-door, 3-point keylocking/padlocking combo handle, handle hasp. | Stock | 2979
HN4WM24488S16 | Hammond enclosure, NEMA 3R/4X/12/13, 24 x 48 x 8in (HxWxD), wall mount, 316 stainless steel, #4 brush finish, 2-door, 3-point 316 stainless steel padlocking handle, handle hasp. | Stock | 3867
SCE-24EL4810WFLP | Saginaw Enviroline series enclosure, NEMA 3R/4/12/13, 24 x 48 x 10in (HxWxD), wall mount, carbon steel, ANSI 61 gray, powder coat finish, 2-door, 3-point keylocking/padlocking combo handle. | Stock | 1163
SCE-24EL4810SSWFLP | Saginaw Enviroline series enclosure, NEMA 3R/4/4X/12/13, 24 x 48 x 10in (HxWxD), wall mount, 304 stainless steel, #4 brush finish, 2-door, 3-point keylocking/padlocking combo handle. | Stock | 2985
SCE-244812WFLP | Saginaw enclosure, NEMA 3R/12/13, 24 x 48 x 12in (HxWxD), wall mount, carbon steel, ANSI 61 gray, powder coat finish, double-door, 3-point keylocking/padlocking combo handle. | Stock | 874
SCE-29VR2412 | Saginaw enclosure, vented, NEMA 3R, 29 x 24 x 12in (HxWxD), wall mount, carbon steel, white, powder coat finish, single-door, 1/4-turn padlocking wing handle. | Stock | 1006
SCE-29VR2416 | Saginaw enclosure, vented, NEMA 3R, 29 x 24 x 16in (HxWxD), wall mount, carbon steel, white, powder coat finish, single-door, 1/4-turn padlocking wing handle. | Stock | 1111
EN4SD30128GY | Hammond Eclipse series enclosure, NEMA 3R/4/12, 30 x 12 x 8in (HxWxD), wall mount, carbon steel, ANSI 61 gray, powder coat finish, single-door, 1/4-turn semi-flush latch. | Stock | 431
EN4SD30128LG | Hammond Eclipse series enclosure, NEMA 3R/4/12, 30 x 12 x 8in (HxWxD), wall mount, carbon steel, RAL 7035 light gray, powder coat finish, single-door, 1/4-turn semi-flush latch. | Stock | 431
1418KA8 | Hammond enclosure, NEMA 12/13, 30 x 12 x 8in (HxWxD), wall mount, carbon steel, ANSI 61 gray, powder coat finish, single-door, stainless steel clamps, padlock hasp and staple. | Stock | 631
SCE-30EL1606LP | Saginaw Enviroline series enclosure, NEMA 3R/4/12/13, 30 x 16 x 6in (HxWxD), wall mount, carbon steel, ANSI 61 gray, powder coat finish, single-door, 1/4-turn semi-flush latch. | Stock | 336
SCE-30EL1606LPLG | Saginaw Enviroline series enclosure, NEMA 3R/4/12/13, 30 x 16 x 6in (HxWxD), wall mount, carbon steel, RAL 7035 light gray, powder coat finish, single-door, 1/4-turn semi-flush latch. | Stock | 336
SCE-30H1606LP | Saginaw enclosure, NEMA 3R/4/12/13, 30 x 16 x 6in (HxWxD), wall mount, carbon steel, ANSI 61 gray, powder coat finish, single-door, plated steel clamps, padlock hasp and staple. | Stock | 381
EN4SD30166GY | Hammond Eclipse series enclosure, NEMA 3R/4/12, 30 x 16 x 6in (HxWxD), wall mount, carbon steel, ANSI 61 gray, powder coat finish, single-door, 1/4-turn semi-flush latch. | Stock | 428
EN4SD30166LG | Hammond Eclipse series enclosure, NEMA 3R/4/12, 30 x 16 x 6in (HxWxD), wall mount, carbon steel, RAL 7035 light gray, powder coat finish, single-door, 1/4-turn semi-flush latch. | Stock | 428
N12301606 | Wiegmann enclosure, NEMA 12/13, 30 x 16 x 6in (HxWxD), wall mount, carbon steel, ANSI 61 gray, powder coat finish, single-door, plated steel clamps, padlock hasp and staple. | Stock | 469
1418FG6 | Hammond enclosure, NEMA 12/13, 30 x 16 x 6in (HxWxD), wall mount, carbon steel, ANSI 61 gray, powder coat finish, single-door, stainless steel clamps, padlock hasp and staple. | Stock | 585
SCE-30EL1606SSLP | Saginaw Enviroline series enclosure, NEMA 3R/4/4X/12/13, 30 x 16 x 6in (HxWxD), wall mount, 304 stainless steel, #4 brush finish, single-door, 1/4-turn semi-flush latch. | Stock | 938
SCE-30EL1606SS6LP | Saginaw Enviroline series enclosure, NEMA 3R/4/4X/12/13, 30 x 16 x 6in (HxWxD), wall mount, 316L stainless steel, #4 brush finish, single-door, 1/4-turn semi-flush latch. | Stock | 1157
EN4SD30168GY | Hammond Eclipse series enclosure, NEMA 3R/4/12, 30 x 16 x 8in (HxWxD), wall mount, carbon steel, ANSI 61 gray, powder coat finish, single-door, 1/4-turn semi-flush latch. | Stock | 435
EN4SD30168LG | Hammond Eclipse series enclosure, NEMA 3R/4/12, 30 x 16 x 8in (HxWxD), wall mount, carbon steel, RAL 7035 light gray, powder coat finish, single-door, 1/4-turn semi-flush latch. | Stock | 435
1418KG8 | Hammond enclosure, NEMA 12/13, 30 x 16 x 8in (HxWxD), wall mount, carbon steel, ANSI 61 gray, powder coat finish, single-door, stainless steel clamps, padlock hasp and staple. | Stock | 664
N1C203006LP | Wiegmann enclosure, NEMA 1, 30 x 20 x 6in (HxWxD), wall mount, carbon steel, ANSI 61 gray, powder coat finish, single-door, 1/4-turn flush-mounted latch. | Stock | 324
EN4SD30206GY | Hammond Eclipse series enclosure, NEMA 3R/4/12, 30 x 20 x 6in (HxWxD), wall mount, carbon steel, ANSI 61 gray, powder coat finish, single-door, 1/4-turn semi-flush latch. | Stock | 436
EN4SD30206LG | Hammond Eclipse series enclosure, NEMA 3R/4/12, 30 x 20 x 6in (HxWxD), wall mount, carbon steel, RAL 7035 light gray, powder coat finish, single-door, 1/4-turn semi-flush latch. | Stock | 436
SCE-30H2006LP | Saginaw enclosure, NEMA 3R/4/12/13, 30 x 20 x 6in (HxWxD), wall mount, carbon steel, ANSI 61 gray, powder coat finish, single-door, plated steel clamps, padlock hasp and staple. | Stock | 414
N12302006 | Wiegmann enclosure, NEMA 12/13, 30 x 20 x 6in (HxWxD), wall mount, carbon steel, ANSI 61 gray, powder coat finish, single-door, plated steel clamps, padlock hasp and staple. | Stock | 499
1418F6 | Hammond enclosure, NEMA 12/13, 30 x 20 x 6in (HxWxD), wall mount, carbon steel, ANSI 61 gray, powder coat finish, single-door, stainless steel clamps, padlock hasp and staple. | Stock | 746
1418N4F6 | Hammond enclosure, NEMA 3R/4/12, 30 x 20 x 6in (HxWxD), wall mount, carbon steel, ANSI 61 gray, powder coat finish, single-door, stainless steel clamps, padlock hasp and staple. | Stock | 819
N1A30207 | Hammond enclosure, NEMA 1, 30 x 20 x 7in (HxWxD), wall mount, carbon steel, ANSI 61 gray, powder coat finish, single-door, 1/4-turn semi-flush latch. | Stock | 561
B302007CH | Wiegmann enclosure, NEMA 12, 30 x 20 x 7in (HxWxD), wall mount, carbon steel, ANSI 61 gray, powder coat finish, single-door, plated steel clamps. | Stock | 551
1418JF7 | Hammond enclosure, NEMA 12, 30 x 20 x 7in (HxWxD), wall mount, carbon steel, ANSI 61 gray, powder coat finish, hinged screw cover. | Stock | 755
SCE-30EL2008LP | Saginaw Enviroline series enclosure, NEMA 3R/4/12/13, 30 x 20 x 8in (HxWxD), wall mount, carbon steel, ANSI 61 gray, powder coat finish, single-door, 1/4-turn semi-flush latch. | Stock | 388
SCE-30EL2008LPLG | Saginaw Enviroline series enclosure, NEMA 3R/4/12/13, 30 x 20 x 8in (HxWxD), wall mount, carbon steel, RAL 7035 light gray, powder coat finish, single-door, 1/4-turn semi-flush latch. | Stock | 388
EN4SD30208LG | Hammond Eclipse series enclosure, NEMA 3R/4/12, 30 x 20 x 8in (HxWxD), wall mount, carbon steel, RAL 7035 light gray, powder coat finish, single-door, 1/4-turn semi-flush latch. | Stock | 454
EN4SD30208GY | Hammond Eclipse series enclosure, NEMA 3R/4/12, 30 x 20 x 8in (HxWxD), wall mount, carbon steel, ANSI 61 gray, powder coat finish, single-door, 1/4-turn semi-flush latch. | Stock | 454
N412302008C | Wiegmann Ultimate series enclosure, NEMA 4/12/13, 30 x 20 x 8in (HxWxD), wall mount, carbon steel, ANSI 61 gray, powder coat finish, single-door, 1/4-turn semi-flush oil-tight latch. | Stock | 415
N412302008CLG | Wiegmann Ultimate series enclosure, NEMA 4/12/13, 30 x 20 x 8in (HxWxD), wall mount, carbon steel, RAL 7035 light gray, powder coat finish, single-door, 1/4-turn semi-flush oil-tight latch. | Stock | 415
SCE-30H2008LP | Saginaw enclosure, NEMA 3R/4/12/13, 30 x 20 x 8in (HxWxD), wall mount, carbon steel, ANSI 61 gray, powder coat finish, single-door, plated steel clamps, padlock hasp and staple. | Stock | 441
N12302008 | Wiegmann enclosure, NEMA 12/13, 30 x 20 x 8in (HxWxD), wall mount, carbon steel, ANSI 61 gray, powder coat finish, single-door, plated steel clamps, padlock hasp and staple. | Stock | 543
N4123020083PTC | Wiegmann Ultimate series enclosure, NEMA 4/12/13, 30 x 20 x 8in (HxWxD), wall mount, carbon steel, ANSI 61 gray, powder coat finish, single-door, 3-point keylocking/padlocking combo handle, handle hasp. | Stock | 553
HW30208GYHK | Hammond enclosure, NEMA 3R/4/12, 30 x 20 x 8in (HxWxD), wall mount, carbon steel, ANSI 61 gray, powder coat finish, single-door, 3-point padlocking handle, handle hasp. | Stock | 790
1418F8 | Hammond enclosure, NEMA 12/13, 30 x 20 x 8in (HxWxD), wall mount, carbon steel, ANSI 61 gray, powder coat finish, single-door, stainless steel clamps, padlock hasp and staple. | Stock | 770
1418N4F8 | Hammond enclosure, NEMA 3R/4/12, 30 x 20 x 8in (HxWxD), wall mount, carbon steel, ANSI 61 gray, powder coat finish, single-door, stainless steel clamps, padlock hasp and staple. | Stock | 847
N30208HWT | Stahlin N series enclosure, NEMA 1/3/3R/4X/12, 30 x 20 x 8in (HxWxD), wall mount, fiberglass reinforced polyester, gray, single-door, twist-lock latch, padlock hasp and staple. | Stock | 1392
SCE-30EL2008SSLP | Saginaw Enviroline series enclosure, NEMA 3R/4/4X/12/13, 30 x 20 x 8in (HxWxD), wall mount, 304 stainless steel, #4 brush finish, single-door, 1/4-turn semi-flush latch. | Stock | 1017
EN4SD30208SS | Hammond Eclipse series enclosure, NEMA 3R/4/4X/12/13, 30 x 20 x 8in (HxWxD), wall mount, 304 stainless steel, #4 brush finish, single-door, 1/4-turn semi-flush 316 stainless steel latch. | Stock | 1094
SCE-30H2008SSLP | Saginaw enclosure, NEMA 3R/4/4X/12/13, 30 x 20 x 8in (HxWxD), wall mount, 304 stainless steel, #4 brush finish, single-door, stainless steel clamps, padlock hasp and staple. | Stock | 1077
SCE-30EL2008SS6LP | Saginaw Enviroline series enclosure, NEMA 3R/4/4X/12/13, 30 x 20 x 8in (HxWxD), wall mount, 316L stainless steel, #4 brush finish, single-door, 1/4-turn semi-flush latch. | Stock | 1254
1418N4SSF8 | Hammond enclosure, NEMA 3R/4/4X/12/13, 30 x 20 x 8in (HxWxD), wall mount, 304 stainless steel, #4 brush finish, single-door, stainless steel clamps, padlock hasp and staple. | Stock | 1400
SCE-30H2008SS6LP | Saginaw enclosure, NEMA 3R/4/4X/12/13, 30 x 20 x 8in (HxWxD), wall mount, 316L stainless steel, #4 brush finish, single-door, stainless steel clamps, padlock hasp and staple. | Stock | 1328
HW30208SSHK | Hammond enclosure, NEMA 3R/4/4X/12/13, 30 x 20 x 8in (HxWxD), wall mount, 304 stainless steel, #4 brush finish, single-door, 3-point 316 stainless steel padlocking handle, handle hasp. | Stock | 1418
1418N4S16F8 | Hammond enclosure, NEMA 3R/4/4X/12/13, 30 x 20 x 8in (HxWxD), wall mount, 316 stainless steel, #4 brush finish, single-door, stainless steel clamps, padlock hasp and staple. | Stock | 1625
HW30208S16HK | Hammond enclosure, NEMA 3R/4/4X/12/13, 30 x 20 x 8in (HxWxD), wall mount, 316 stainless steel, #4 brush finish, single-door, 3-point 316 stainless steel padlocking handle, handle hasp. | Stock | 1644
N1A30209 | Hammond enclosure, NEMA 1, 30 x 20 x 9in (HxWxD), wall mount, carbon steel, ANSI 61 gray, powder coat finish, single-door, 1/4-turn semi-flush latch. | Stock | 599
B302009CH | Wiegmann enclosure, NEMA 12, 30 x 20 x 9in (HxWxD), wall mount, carbon steel, ANSI 61 gray, powder coat finish, single-door, plated steel clamps. | Stock | 591
1418JF9 | Hammond enclosure, NEMA 12, 30 x 20 x 9in (HxWxD), wall mount, carbon steel, ANSI 61 gray, powder coat finish, hinged screw cover. | Stock | 785
SCE-30EL2010LP | Saginaw Enviroline series enclosure, NEMA 3R/4/12/13, 30 x 20 x 10in (HxWxD), wall mount, carbon steel, ANSI 61 gray, powder coat finish, single-door, 1/4-turn semi-flush latch. | Stock | 408
SCE-30EL2010LPLG | Saginaw Enviroline series enclosure, NEMA 3R/4/12/13, 30 x 20 x 10in (HxWxD), wall mount, carbon steel, RAL 7035 light gray, powder coat finish, single-door, 1/4-turn semi-flush latch. | Stock | 408
EN4SD302010GY | Hammond Eclipse series enclosure, NEMA 3R/4/12, 30 x 20 x 10in (HxWxD), wall mount, carbon steel, ANSI 61 gray, powder coat finish, single-door, 1/4-turn semi-flush latch. | Stock | 453
EN4SD302010LG | Hammond Eclipse series enclosure, NEMA 3R/4/12, 30 x 20 x 10in (HxWxD), wall mount, carbon steel, RAL 7035 light gray, powder coat finish, single-door, 1/4-turn semi-flush latch. | Stock | 453
N412302010C | Wiegmann Ultimate series enclosure, NEMA 4/12/13, 30 x 20 x 10in (HxWxD), wall mount, carbon steel, ANSI 61 gray, powder coat finish, single-door, 1/4-turn semi-flush oil-tight latch. | Stock | 440
N412302010CLG | Wiegmann Ultimate series enclosure, NEMA 4/12/13, 30 x 20 x 10in (HxWxD), wall mount, carbon steel, RAL 7035 light gray, powder coat finish, single-door, 1/4-turn semi-flush oil-tight latch. | Stock | 440
SCE-30H2010LP | Saginaw enclosure, NEMA 3R/4/12/13, 30 x 20 x 10in (HxWxD), wall mount, carbon steel, ANSI 61 gray, powder coat finish, single-door, plated steel clamps, padlock hasp and staple. | Stock | 464
N12302010 | Wiegmann enclosure, NEMA 12/13, 30 x 20 x 10in (HxWxD), wall mount, carbon steel, ANSI 61 gray, powder coat finish, single-door, plated steel clamps, padlock hasp and staple. | Stock | 569
1418F10 | Hammond enclosure, NEMA 12/13, 30 x 20 x 10in (HxWxD), wall mount, carbon steel, ANSI 61 gray, powder coat finish, single-door, stainless steel clamps, padlock hasp and staple. | Stock | 793
N302010HWT | Stahlin N series enclosure, NEMA 1/3/3R/4X/12, 30 x 20 x 10in (HxWxD), wall mount, fiberglass reinforced polyester, gray, single-door, twist-lock latch, padlock hasp and staple. | Stock | 1555
EN4SD302010SS | Hammond Eclipse series enclosure, NEMA 3R/4/4X/12/13, 30 x 20 x 10in (HxWxD), wall mount, 304 stainless steel, #4 brush finish, single-door, 1/4-turn semi-flush 316 stainless steel latch. | Stock | 1136
SCE-30EL2010SSLP | Saginaw Enviroline series enclosure, NEMA 3R/4/4X/12/13, 30 x 20 x 10in (HxWxD), wall mount, 304 stainless steel, #4 brush finish, single-door, 1/4-turn semi-flush latch. | Stock | 1101
SCE-30EL2010SS6LP | Saginaw Enviroline series enclosure, NEMA 3R/4/4X/12/13, 30 x 20 x 10in (HxWxD), wall mount, 316L stainless steel, #4 brush finish, single-door, 1/4-turn semi-flush latch. | Stock | 1358
EN4SD302010S16 | Hammond Eclipse series enclosure, NEMA 3R/4/4X/12/13, 30 x 20 x 10in (HxWxD), wall mount, 316 stainless steel, #4 brush finish, single-door, 1/4-turn semi-flush 316 stainless steel latch. | Stock | 1597
SCE-30N2406LP | Saginaw enclosure, NEMA 1, 30 x 24 x 6in (HxWxD), wall mount, carbon steel, ANSI 61 gray, powder coat finish, single-door, 1/4-turn semi-flush latch. | Stock | 261
SCE-30N2406NKLP | Saginaw enclosure, NEMA 1, 30 x 24 x 6in (HxWxD), wall mount, with knockouts, carbon steel, ANSI 61 gray, powder coat finish, single-door, 1/4-turn semi-flush latch. | Stock | 287
N1C243006LP | Wiegmann enclosure, NEMA 1, 30 x 24 x 6in (HxWxD), wall mount, carbon steel, ANSI 61 gray, powder coat finish, single-door, 1/4-turn flush-mounted latch. | Stock | 340
SCE-30EL2406LP | Saginaw Enviroline series enclosure, NEMA 3R/4/12/13, 30 x 24 x 6in (HxWxD), wall mount, carbon steel, ANSI 61 gray, powder coat finish, single-door, 1/4-turn semi-flush latch. | Stock | 395
SCE-30EL2406LPLG | Saginaw Enviroline series enclosure, NEMA 3R/4/12/13, 30 x 24 x 6in (HxWxD), wall mount, carbon steel, RAL 7035 light gray, powder coat finish, single-door, 1/4-turn semi-flush latch. | Stock | 395
EN4SD30246GY | Hammond Eclipse series enclosure, NEMA 3R/4/12, 30 x 24 x 6in (HxWxD), wall mount, carbon steel, ANSI 61 gray, powder coat finish, single-door, 1/4-turn semi-flush latch. | Stock | 455
EN4SD30246LG | Hammond Eclipse series enclosure, NEMA 3R/4/12, 30 x 24 x 6in (HxWxD), wall mount, carbon steel, RAL 7035 light gray, powder coat finish, single-door, 1/4-turn semi-flush latch. | Stock | 455
SCE-30H2406LP | Saginaw enclosure, NEMA 3R/4/12/13, 30 x 24 x 6in (HxWxD), wall mount, carbon steel, ANSI 61 gray, powder coat finish, single-door, plated steel clamps, padlock hasp and staple. | Stock | 599
N12302406 | Wiegmann enclosure, NEMA 12/13, 30 x 24 x 6in (HxWxD), wall mount, carbon steel, ANSI 61 gray, powder coat finish, single-door, plated steel clamps, padlock hasp and staple. | Stock | 557
N412302406WC | Wiegmann Ultimate series enclosure, NEMA 4/12/13, 30 x 24 x 6in (HxWxD), wall mount, carbon steel, ANSI 61 gray, powder coat finish, single-door, 1/4-turn semi-flush oil-tight latch, polycarbonate window. | Stock | 655
1418K6 | Hammond enclosure, NEMA 12/13, 30 x 24 x 6in (HxWxD), wall mount, carbon steel, ANSI 61 gray, powder coat finish, single-door, stainless steel clamps, padlock hasp and staple. | Stock | 791
1418N4K6 | Hammond enclosure, NEMA 3R/4/12, 30 x 24 x 6in (HxWxD), wall mount, carbon steel, ANSI 61 gray, powder coat finish, single-door, stainless steel clamps, padlock hasp and staple. | Stock | 869
N1A30247 | Hammond enclosure, NEMA 1, 30 x 24 x 7in (HxWxD), wall mount, carbon steel, ANSI 61 gray, powder coat finish, single-door, 1/4-turn semi-flush latch. | Stock | 598
1418JK7 | Hammond enclosure, NEMA 12, 30 x 24 x 7in (HxWxD), wall mount, carbon steel, ANSI 61 gray, powder coat finish, hinged screw cover. | Stock | 809
SCE-30N2408LP | Saginaw enclosure, NEMA 1, 30 x 24 x 8in (HxWxD), wall mount, carbon steel, ANSI 61 gray, powder coat finish, single-door, 1/4-turn semi-flush latch. | Stock | 290
SCE-30N2408NKLP | Saginaw enclosure, NEMA 1, 30 x 24 x 8in (HxWxD), wall mount, with knockouts, carbon steel, ANSI 61 gray, powder coat finish, single-door, 1/4-turn semi-flush latch. | Stock | 319
N1C243008LP | Wiegmann enclosure, NEMA 1, 30 x 24 x 8in (HxWxD), wall mount, carbon steel, ANSI 61 gray, powder coat finish, single-door, 1/4-turn flush-mounted latch. | Stock | 361
C3R30248HCR | Hammond enclosure, NEMA 3R, 30 x 24 x 8in (HxWxD), wall mount, galvanized steel, ANSI 61 gray, powder coat finish, hinged screw cover, padlock hasp and staple. | Stock | 600
SCE-30R2408LP | Saginaw enclosure, NEMA 3R, 30 x 24 x 8in (HxWxD), wall mount, carbon steel, ANSI 61 gray, powder coat finish, single-door, 1/4-turn padlocking wing handle. | Stock | 580
SCE-30EL2408LP | Saginaw Enviroline series enclosure, NEMA 3R/4/12/13, 30 x 24 x 8in (HxWxD), wall mount, carbon steel, ANSI 61 gray, powder coat finish, single-door, 1/4-turn semi-flush latch. | Stock | 421
SCE-30EL2408LPLG | Saginaw Enviroline series enclosure, NEMA 3R/4/12/13, 30 x 24 x 8in (HxWxD), wall mount, carbon steel, RAL 7035 light gray, powder coat finish, single-door, 1/4-turn semi-flush latch. | Stock | 421
RHC302408 | Wiegmann enclosure, NEMA 1/3R, 30 x 24 x 8in (HxWxD), wall mount, carbon steel, ANSI 61 gray, powder coat finish, single-door, 1/4-turn flush-mounted latch, padlock hasp and staple. | Stock | 449
EN4SD30248GY | Hammond Eclipse series enclosure, NEMA 3R/4/12, 30 x 24 x 8in (HxWxD), wall mount, carbon steel, ANSI 61 gray, powder coat finish, single-door, 1/4-turn semi-flush latch. | Stock | 480
EN4SD30248LG | Hammond Eclipse series enclosure, NEMA 3R/4/12, 30 x 24 x 8in (HxWxD), wall mount, carbon steel, RAL 7035 light gray, powder coat finish, single-door, 1/4-turn semi-flush latch. | Stock | 624
N412302408C | Wiegmann Ultimate series enclosure, NEMA 4/12/13, 30 x 24 x 8in (HxWxD), wall mount, carbon steel, ANSI 61 gray, powder coat finish, single-door, 1/4-turn semi-flush oil-tight latch. | Stock | 446
N412302408CLG | Wiegmann Ultimate series enclosure, NEMA 4/12/13, 30 x 24 x 8in (HxWxD), wall mount, carbon steel, RAL 7035 light gray, powder coat finish, single-door, 1/4-turn semi-flush oil-tight latch. | Stock | 446
SCE-30H2408LP | Saginaw enclosure, NEMA 3R/4/12/13, 30 x 24 x 8in (HxWxD), wall mount, carbon steel, ANSI 61 gray, powder coat finish, single-door, plated steel clamps, padlock hasp and staple. | Stock | 618
N412302408CGP | Wiegmann Ultimate series enclosure, NEMA 3R/4/12/13, 30 x 24 x 8in (HxWxD), wall mount, bottom gland plate, carbon steel, ANSI 61 gray, powder coat finish, single-door, 1/4-turn semi-flush oil-tight latch. | Stock | 851
N412302408CST | Wiegmann Ultimate series enclosure, slope top, NEMA 4/12/13, 30 x 24 x 8in (HxWxD), wall mount, carbon steel, ANSI 61 gray, powder coat finish, single-door, 1/4-turn semi-flush oil-tight latch. | Stock | 546
ST30248LG | Hammond Eclipse series enclosure, slope top, NEMA 3R/4/12, 30 x 24 x 8in (HxWxD), wall mount, carbon steel, RAL 7035 light gray, powder coat finish, single-door, 1/4-turn semi-flush latch. | Stock | 628
N12302408 | Wiegmann enclosure, NEMA 12/13, 30 x 24 x 8in (HxWxD), wall mount, carbon steel, ANSI 61 gray, powder coat finish, single-door, plated steel clamps, padlock hasp and staple. | Stock | 573
N4123024083PTC | Wiegmann Ultimate series enclosure, NEMA 4/12/13, 30 x 24 x 8in (HxWxD), wall mount, carbon steel, ANSI 61 gray, powder coat finish, single-door, 3-point keylocking/padlocking combo handle, handle hasp. | Stock | 579
HW30248GYHK | Hammond enclosure, NEMA 3R/4/12, 30 x 24 x 8in (HxWxD), wall mount, carbon steel, ANSI 61 gray, powder coat finish, single-door, 3-point padlocking handle, handle hasp. | Stock | 817
1418K8 | Hammond enclosure, NEMA 12/13, 30 x 24 x 8in (HxWxD), wall mount, carbon steel, ANSI 61 gray, powder coat finish, single-door, stainless steel clamps, padlock hasp and staple. | Stock | 803
EN4SD30248WGY | Hammond Eclipse series enclosure, NEMA 3R/4/12, 30 x 24 x 8in (HxWxD), wall mount, carbon steel, ANSI 61 gray, powder coat finish, single-door, 1/4-turn semi-flush latch, polycarbonate window. | Stock | 725
EN4SD30248WLG | Hammond Eclipse series enclosure, NEMA 3R/4/12, 30 x 24 x 8in (HxWxD), wall mount, carbon steel, RAL 7035 light gray, powder coat finish, single-door, 1/4-turn semi-flush latch, polycarbonate window. | Stock | 725
N412302408WC | Wiegmann Ultimate series enclosure, NEMA 4/12/13, 30 x 24 x 8in (HxWxD), wall mount, carbon steel, ANSI 61 gray, powder coat finish, single-door, 1/4-turn semi-flush oil-tight latch, polycarbonate window. | Stock | 702
N4302408 | Wiegmann enclosure, NEMA 4/12/13, 30 x 24 x 8in (HxWxD), wall mount, carbon steel, ANSI 61 gray, powder coat finish, single-door, stainless steel clamps, padlock hasp and staple. | Stock | 781
1418N4K8 | Hammond enclosure, NEMA 3R/4/12, 30 x 24 x 8in (HxWxD), wall mount, carbon steel, ANSI 61 gray, powder coat finish, single-door, stainless steel clamps, padlock hasp and staple. | Stock | 886
N30247HWT | Stahlin N series enclosure, NEMA 1/3/3R/4X/12, 30 x 24 x 8in (HxWxD), wall mount, fiberglass reinforced polyester, gray, single-door, twist-lock latch, padlock hasp and staple. | Stock | 1439
WA302408FM | Wiegmann enclosure, NEMA 12/13, 30 x 24 x 8in (HxWxD), flush wall mount, carbon steel, ANSI 61 gray, powder coat finish, hinged screw cover. | Stock | 948
1418N4ALK8 | Hammond enclosure, NEMA 4/4X/12/13, 30 x 24 x 8in (HxWxD), wall mount, 5052-H32 aluminum, natural finish, single-door, aluminum clamps, padlock hasp and staple. | Stock | 1235
SCE-30EL2408SSLP | Saginaw Enviroline series enclosure, NEMA 3R/4/4X/12/13, 30 x 24 x 8in (HxWxD), wall mount, 304 stainless steel, #4 brush finish, single-door, 1/4-turn semi-flush latch. | Stock | 1121
EN4SD30248SS | Hammond Eclipse series enclosure, NEMA 3R/4/4X/12/13, 30 x 24 x 8in (HxWxD), wall mount, 304 stainless steel, #4 brush finish, single-door, 1/4-turn semi-flush 316 stainless steel latch. | Stock | 1210
N412302408SSC | Wiegmann Ultimate series enclosure, NEMA 4/4X/12/13, 30 x 24 x 8in (HxWxD), wall mount, 304 stainless steel, No. 3 intermediate polished finish, single-door, 1/4-turn semi-flush oil-tight latch. | Stock | 1008
SCE-30H2408SSLP | Saginaw enclosure, NEMA 3R/4/4X/12/13, 30 x 24 x 8in (HxWxD), wall mount, 304 stainless steel, #4 brush finish, single-door, stainless steel clamps, padlock hasp and staple. | Stock | 1295
ST302408SS | Hammond Eclipse series enclosure, slope top, NEMA 3R/4/4X/12/13, 30 x 24 x 8in (HxWxD), wall mount, 304 stainless steel, #4 brush finish, single-door, 1/4-turn semi-flush 316 stainless steel latch. | Stock | 1215
SCE-30EL2408SS6LP | Saginaw Enviroline series enclosure, NEMA 3R/4/4X/12/13, 30 x 24 x 8in (HxWxD), wall mount, 316L stainless steel, #4 brush finish, single-door, 1/4-turn semi-flush latch. | Stock | 1383
SSN4302408 | Wiegmann enclosure, NEMA 4/4X/12/13, 30 x 24 x 8in (HxWxD), wall mount, 304 stainless steel, No. 3 intermediate polished finish, single-door, stainless steel clamps, padlock hasp and staple. | Stock | 1324
HW30248SSHK | Hammond enclosure, NEMA 3R/4/4X/12/13, 30 x 24 x 8in (HxWxD), wall mount, 304 stainless steel, #4 brush finish, single-door, 3-point 316 stainless steel padlocking handle, handle hasp. | Stock | 1518
EN4SD30248SSWH | Hammond Eclipse series enclosure, NEMA 3R/4/4X/12/13, 30 x 24 x 8in (HxWxD), wall mount, 304 stainless steel, RAL 9003 white, powder coat finish, single-door, 3-point 316 stainless steel padlocking handle, handle hasp. | Stock | 1444
SCE-30H2408SS6LP | Saginaw enclosure, NEMA 3R/4/4X/12/13, 30 x 24 x 8in (HxWxD), wall mount, 316L stainless steel, #4 brush finish, single-door, stainless steel clamps, padlock hasp and staple. | Stock | 1532
1418N4SSK8 | Hammond enclosure, NEMA 3R/4/4X/12/13, 30 x 24 x 8in (HxWxD), wall mount, 304 stainless steel, #4 brush finish, single-door, stainless steel clamps, padlock hasp and staple. | Stock | 1519
N412302408CSSST | Wiegmann Ultimate series enclosure, slope top, NEMA 4/4X/12/13, 30 x 24 x 8in (HxWxD), wall mount, 304 stainless steel, No. 3 intermediate polished finish, single-door, 1/4-turn semi-flush oil-tight latch. | Stock | 1416
SCE-30EL2408SSST | Saginaw Enviroline series enclosure, slope top, NEMA 3R/4/4X/12/13, 30 x 24 x 8in (HxWxD), wall mount, 304 stainless steel, #4 brush finish, single-door, 1/4-turn semi-flush latch. | Stock | 1537
N412302408SS3PTC | Wiegmann Ultimate series enclosure, NEMA 4X/12/13, 30 x 24 x 8in (HxWxD), wall mount, 304 stainless steel, No. 3 intermediate polished finish, single-door, 3-point 316L padlocking handle, handle hasp. | Stock | 1564
EN4SD30248S16 | Hammond Eclipse series enclosure, NEMA 3R/4/4X/12/13, 30 x 24 x 8in (HxWxD), wall mount, 316 stainless steel, #4 brush finish, single-door, 1/4-turn semi-flush 316 stainless steel latch. | Stock | 1634
1418N4S16K8 | Hammond enclosure, NEMA 3R/4/4X/12/13, 30 x 24 x 8in (HxWxD), wall mount, 316 stainless steel, #4 brush finish, single-door, stainless steel clamps, padlock hasp and staple. | Stock | 1683
HW30248S16HK | Hammond enclosure, NEMA 3R/4/4X/12/13, 30 x 24 x 8in (HxWxD), wall mount, 316 stainless steel, #4 brush finish, single-door, 3-point 316 stainless steel padlocking handle, handle hasp. | Stock | 1692
EN4SD30248WSS | Hammond Eclipse series enclosure, NEMA 3R/4/4X/12/13, 30 x 24 x 8in (HxWxD), wall mount, 304 stainless steel, #4 brush finish, single-door, 1/4-turn semi-flush 316 stainless steel latch, polycarbonate window. | Stock | 1724
N412302408SSAC | Wiegmann Ultimate series enclosure, NEMA 4/4X/12/13, 30 x 24 x 8in (HxWxD), wall mount, 316L stainless steel, No. 3 intermediate polished finish, single-door, 1/4-turn semi-flush oil-tight latch. | Stock | 1872
N412302408WSSC | Wiegmann Ultimate series enclosure, NEMA 4/4X/12/13, 30 x 24 x 8in (HxWxD), wall mount, 304 stainless steel, No. 3 intermediate polished finish, single-door, 1/4-turn semi-flush oil-tight latch, polycarbonate window. | Stock | 1851
N1A30249 | Hammond enclosure, NEMA 1, 30 x 24 x 9in (HxWxD), wall mount, carbon steel, ANSI 61 gray, powder coat finish, single-door, 1/4-turn semi-flush latch. | Stock | 622
B302409CH | Wiegmann enclosure, NEMA 12, 30 x 24 x 9in (HxWxD), wall mount, carbon steel, ANSI 61 gray, powder coat finish, single-door, plated steel clamps. | Stock | 653
1418JK9 | Hammond enclosure, NEMA 12, 30 x 24 x 9in (HxWxD), wall mount, carbon steel, ANSI 61 gray, powder coat finish, hinged screw cover. | Stock | 841
N1C243010LP | Wiegmann enclosure, NEMA 1, 30 x 24 x 10in (HxWxD), wall mount, carbon steel, ANSI 61 gray, powder coat finish, single-door, 1/4-turn flush-mounted latch. | Stock | 418
EN4SD302410GY | Hammond Eclipse series enclosure, NEMA 3R/4/12, 30 x 24 x 10in (HxWxD), wall mount, carbon steel, ANSI 61 gray, powder coat finish, single-door, 1/4-turn semi-flush latch. | Stock | 632
EN4SD302410LG | Hammond Eclipse series enclosure, NEMA 3R/4/12, 30 x 24 x 10in (HxWxD), wall mount, carbon steel, RAL 7035 light gray, powder coat finish, single-door, 1/4-turn semi-flush latch. | Stock | 492
SCE-30EL2410LP | Saginaw Enviroline series enclosure, NEMA 3R/4/12/13, 30 x 24 x 10in (HxWxD), wall mount, carbon steel, ANSI 61 gray, powder coat finish, single-door, 1/4-turn semi-flush latch. | Stock | 454
SCE-30EL2410LPLG | Saginaw Enviroline series enclosure, NEMA 3R/4/12/13, 30 x 24 x 10in (HxWxD), wall mount, carbon steel, RAL 7035 light gray, powder coat finish, single-door, 1/4-turn semi-flush latch. | Stock | 454
N412302410C | Wiegmann Ultimate series enclosure, NEMA 4/12/13, 30 x 24 x 10in (HxWxD), wall mount, carbon steel, ANSI 61 gray, powder coat finish, single-door, 1/4-turn semi-flush oil-tight latch. | Stock | 464
N412302410CLG | Wiegmann Ultimate series enclosure, NEMA 4/12/13, 30 x 24 x 10in (HxWxD), wall mount, carbon steel, RAL 7035 light gray, powder coat finish, single-door, 1/4-turn semi-flush oil-tight latch. | Stock | 464
SCE-30H2410LP | Saginaw enclosure, NEMA 3R/4/12/13, 30 x 24 x 10in (HxWxD), wall mount, carbon steel, ANSI 61 gray, powder coat finish, single-door, plated steel clamps, padlock hasp and staple. | Stock | 637
N412302410CGP | Wiegmann Ultimate series enclosure, NEMA 3R/4/12/13, 30 x 24 x 10in (HxWxD), wall mount, bottom gland plate, carbon steel, ANSI 61 gray, powder coat finish, single-door, 1/4-turn semi-flush oil-tight latch. | Stock | 885
N412302410CST | Wiegmann Ultimate series enclosure, slope top, NEMA 4/12/13, 30 x 24 x 10in (HxWxD), wall mount, carbon steel, ANSI 61 gray, powder coat finish, single-door, 1/4-turn semi-flush oil-tight latch. | Stock | 561
ST302410LG | Hammond Eclipse series enclosure, slope top, NEMA 3R/4/12, 30 x 24 x 10in (HxWxD), wall mount, carbon steel, RAL 7035 light gray, powder coat finish, single-door, 1/4-turn semi-flush latch. | Stock | 740
N12302410 | Wiegmann enclosure, NEMA 12/13, 30 x 24 x 10in (HxWxD), wall mount, carbon steel, ANSI 61 gray, powder coat finish, single-door, plated steel clamps, padlock hasp and staple. | Stock | 600
HW302410GYHK | Hammond enclosure, NEMA 3R/4/12, 30 x 24 x 10in (HxWxD), wall mount, carbon steel, ANSI 61 gray, powder coat finish, single-door, 3-point padlocking handle, handle hasp. | Stock | 844
1418K10 | Hammond enclosure, NEMA 12/13, 30 x 24 x 10in (HxWxD), wall mount, carbon steel, ANSI 61 gray, powder coat finish, single-door, stainless steel clamps, padlock hasp and staple. | Stock | 828
C3R302410HCR | Hammond enclosure, NEMA 3R, 30 x 24 x 10in (HxWxD), wall mount, galvanized steel, ANSI 61 gray, powder coat finish, hinged screw cover, padlock hasp and staple. | Stock | 674
N412302410WC | Wiegmann Ultimate series enclosure, NEMA 4/12/13, 30 x 24 x 10in (HxWxD), wall mount, carbon steel, ANSI 61 gray, powder coat finish, single-door, 1/4-turn semi-flush oil-tight latch, polycarbonate window. | Stock | 733
N302410RT | Stahlin N series enclosure, NEMA 1/3R, 30 x 24 x 10in (HxWxD), wall mount, fiberglass reinforced polyester, gray, single-door, twist-lock latch, padlock hasp and staple. | Stock | 1261
N4302410 | Wiegmann enclosure, NEMA 4/12/13, 30 x 24 x 10in (HxWxD), wall mount, carbon steel, ANSI 61 gray, powder coat finish, single-door, stainless steel clamps, padlock hasp and staple. | Stock | 825
1418N4K10 | Hammond enclosure, NEMA 3R/4/12, 30 x 24 x 10in (HxWxD), wall mount, carbon steel, ANSI 61 gray, powder coat finish, single-door, stainless steel clamps, padlock hasp and staple. | Stock | 915
N302410HWT | Stahlin N series enclosure, NEMA 1/3/3R/4X/12, 30 x 24 x 10in (HxWxD), wall mount, fiberglass reinforced polyester, gray, single-door, twist-lock latch, padlock hasp and staple. | Stock | 1456
J3024HPL | Stahlin J series enclosure, NEMA 1/3/3R/4/4X/12/13, 30 x 24 x 10in (HxWxD), wall mount, fiberglass reinforced polyester, gray, single-door, quick-release latch, padlock hasp and staple. | Stock | 1329
EN4SD302410SS | Hammond Eclipse series enclosure, NEMA 3R/4/4X/12/13, 30 x 24 x 10in (HxWxD), wall mount, 304 stainless steel, #4 brush finish, single-door, 1/4-turn semi-flush 316 stainless steel latch. | Stock | 1236
SCE-30EL2410SSLP | Saginaw Enviroline series enclosure, NEMA 3R/4/4X/12/13, 30 x 24 x 10in (HxWxD), wall mount, 304 stainless steel, #4 brush finish, single-door, 1/4-turn semi-flush latch. | Stock | 1206
N412302410SSC | Wiegmann Ultimate series enclosure, NEMA 4/4X/12/13, 30 x 24 x 10in (HxWxD), wall mount, 304 stainless steel, No. 3 intermediate polished finish, single-door, 1/4-turn semi-flush oil-tight latch. | Stock | 1079
NW302410HWT | Stahlin N series enclosure, NEMA 1/3/3R/4X/12, 30 x 24 x 10in (HxWxD), wall mount, fiberglass reinforced polyester, gray, single-door, twist-lock latch, padlock hasp and staple, SAR acrylic window. | Stock | 2438
SCE-30EL2410SS6LP | Saginaw Enviroline series enclosure, NEMA 3R/4/4X/12/13, 30 x 24 x 10in (HxWxD), wall mount, 316L stainless steel, #4 brush finish, single-door, 1/4-turn semi-flush latch. | Stock | 1487
1418N4SSK10 | Hammond enclosure, NEMA 3R/4/4X/12/13, 30 x 24 x 10in (HxWxD), wall mount, 304 stainless steel, #4 brush finish, single-door, stainless steel clamps, padlock hasp and staple. | Stock | 1635
SSN4302410 | Wiegmann enclosure, NEMA 4/4X/12/13, 30 x 24 x 10in (HxWxD), wall mount, 304 stainless steel, No. 3 intermediate polished finish, single-door, stainless steel clamps, padlock hasp and staple. | Stock | 1392
EN4SD302410WSS | Hammond Eclipse series enclosure, NEMA 3R/4/4X/12/13, 30 x 24 x 10in (HxWxD), wall mount, 304 stainless steel, #4 brush finish, single-door, 1/4-turn semi-flush 316 stainless steel latch, polycarbonate window. | Stock | 1726
HW302410SSHK | Hammond enclosure, NEMA 3R/4/4X/12/13, 30 x 24 x 10in (HxWxD), wall mount, 304 stainless steel, #4 brush finish, single-door, 3-point 316 stainless steel padlocking handle, handle hasp. | Stock | 1671
EN4SD302410S16 | Hammond Eclipse series enclosure, NEMA 3R/4/4X/12/13, 30 x 24 x 10in (HxWxD), wall mount, 316 stainless steel, #4 brush finish, single-door, 1/4-turn semi-flush 316 stainless steel latch. | Stock | 1738
SSN4302410A | Wiegmann enclosure, NEMA 4/4X/12/13, 30 x 24 x 10in (HxWxD), wall mount, 316L stainless steel, No. 3 intermediate polished finish, single-door, stainless steel clamps, padlock hasp and staple. | Stock | 1702
1418N4S16K10 | Hammond enclosure, NEMA 3R/4/4X/12/13, 30 x 24 x 10in (HxWxD), wall mount, 316 stainless steel, #4 brush finish, single-door, stainless steel clamps, padlock hasp and staple. | Stock | 1854
HW302410S16HK | Hammond enclosure, NEMA 3R/4/4X/12/13, 30 x 24 x 10in (HxWxD), wall mount, 316 stainless steel, #4 brush finish, single-door, 3-point 316 stainless steel padlocking handle, handle hasp. | Stock | 1872
SCE-30N2412LP | Saginaw enclosure, NEMA 1, 30 x 24 x 12in (HxWxD), wall mount, carbon steel, ANSI 61 gray, powder coat finish, single-door, 1/4-turn semi-flush latch. | Stock | 341
N1C243012LP | Wiegmann enclosure, NEMA 1, 30 x 24 x 12in (HxWxD), wall mount, carbon steel, ANSI 61 gray, powder coat finish, single-door, 1/4-turn flush-mounted latch. | Stock | 428
SCE-30R2412LP | Saginaw enclosure, NEMA 3R, 30 x 24 x 12in (HxWxD), wall mount, carbon steel, ANSI 61 gray, powder coat finish, single-door, 1/4-turn padlocking wing handle. | Stock | 598
SCE-30EL2412LP | Saginaw Enviroline series enclosure, NEMA 3R/4/12/13, 30 x 24 x 12in (HxWxD), wall mount, carbon steel, ANSI 61 gray, powder coat finish, single-door, 1/4-turn semi-flush latch. | Stock | 468
SCE-30EL2412LPLG | Saginaw Enviroline series enclosure, NEMA 3R/4/12/13, 30 x 24 x 12in (HxWxD), wall mount, carbon steel, RAL 7035 light gray, powder coat finish, single-door, 1/4-turn semi-flush latch. | Stock | 468
N1A302412 | Hammond enclosure, NEMA 1, 30 x 24 x 12in (HxWxD), wall mount, carbon steel, ANSI 61 gray, powder coat finish, single-door, 1/4-turn semi-flush latch. | Stock | 671
EN4SD302412GY | Hammond Eclipse series enclosure, NEMA 3R/4/12, 30 x 24 x 12in (HxWxD), wall mount, carbon steel, ANSI 61 gray, powder coat finish, single-door, 1/4-turn semi-flush latch. | Stock | 661
EN4SD302412LG | Hammond Eclipse series enclosure, NEMA 3R/4/12, 30 x 24 x 12in (HxWxD), wall mount, carbon steel, RAL 7035 light gray, powder coat finish, single-door, 1/4-turn semi-flush latch. | Stock | 661
N412302412C | Wiegmann Ultimate series enclosure, NEMA 4/12/13, 30 x 24 x 12in (HxWxD), wall mount, carbon steel, ANSI 61 gray, powder coat finish, single-door, 1/4-turn semi-flush oil-tight latch. | Stock | 495
N412302412CLG | Wiegmann Ultimate series enclosure, NEMA 4/12/13, 30 x 24 x 12in (HxWxD), wall mount, carbon steel, RAL 7035 light gray, powder coat finish, single-door, 1/4-turn semi-flush oil-tight latch. | Stock | 495
SCE-30H2412LP | Saginaw enclosure, NEMA 3R/4/12/13, 30 x 24 x 12in (HxWxD), wall mount, carbon steel, ANSI 61 gray, powder coat finish, single-door, plated steel clamps, padlock hasp and staple. | Stock | 656
N412302412CGP | Wiegmann Ultimate series enclosure, NEMA 3R/4/12/13, 30 x 24 x 12in (HxWxD), wall mount, bottom gland plate, carbon steel, ANSI 61 gray, powder coat finish, single-door, 1/4-turn semi-flush oil-tight latch. | Stock | 946
N412302412CST | Wiegmann Ultimate series enclosure, slope top, NEMA 4/12/13, 30 x 24 x 12in (HxWxD), wall mount, carbon steel, ANSI 61 gray, powder coat finish, single-door, 1/4-turn semi-flush oil-tight latch. | Stock | 606
ST302412LG | Hammond Eclipse series enclosure, slope top, NEMA 3R/4/12, 30 x 24 x 12in (HxWxD), wall mount, carbon steel, RAL 7035 light gray, powder coat finish, single-door, 1/4-turn semi-flush latch. | Stock | 776
SCE-30EL2412LPPL | Saginaw Enviroline series enclosure, NEMA 3R/4/12/13, 30 x 24 x 12in (HxWxD), wall mount, carbon steel, ANSI 61 gray, powder coat finish, single-door, 3-point keylocking/padlocking combo handle. | Stock | 712
N4123024123PTC | Wiegmann Ultimate series enclosure, NEMA 4/12/13, 30 x 24 x 12in (HxWxD), wall mount, carbon steel, ANSI 61 gray, powder coat finish, single-door, 3-point keylocking/padlocking combo handle, handle hasp. | Stock | 633
N12302412 | Wiegmann enclosure, NEMA 12/13, 30 x 24 x 12in (HxWxD), wall mount, carbon steel, ANSI 61 gray, powder coat finish, single-door, plated steel clamps, padlock hasp and staple. | Stock | 637
HW302412GYHK | Hammond enclosure, NEMA 3R/4/12, 30 x 24 x 12in (HxWxD), wall mount, carbon steel, ANSI 61 gray, powder coat finish, single-door, 3-point padlocking handle, handle hasp. | Stock | 869
1418K12 | Hammond enclosure, NEMA 12/13, 30 x 24 x 12in (HxWxD), wall mount, carbon steel, ANSI 61 gray, powder coat finish, single-door, stainless steel clamps, padlock hasp and staple. | Stock | 853
EN4SD302412WGY | Hammond Eclipse series enclosure, NEMA 3R/4/12, 30 x 24 x 12in (HxWxD), wall mount, carbon steel, ANSI 61 gray, powder coat finish, single-door, 1/4-turn semi-flush latch, polycarbonate window. | Stock | 857
EN4SD302412WLG | Hammond Eclipse series enclosure, NEMA 3R/4/12, 30 x 24 x 12in (HxWxD), wall mount, carbon steel, RAL 7035 light gray, powder coat finish, single-door, 1/4-turn semi-flush latch, polycarbonate window. | Stock | 807
N412302412WC | Wiegmann Ultimate series enclosure, NEMA 4/12/13, 30 x 24 x 12in (HxWxD), wall mount, carbon steel, ANSI 61 gray, powder coat finish, single-door, 1/4-turn semi-flush oil-tight latch, polycarbonate window. | Stock | 781
N4302412 | Wiegmann enclosure, NEMA 4/12/13, 30 x 24 x 12in (HxWxD), wall mount, carbon steel, ANSI 61 gray, powder coat finish, single-door, stainless steel clamps, padlock hasp and staple. | Stock | 852
1418N4K12 | Hammond enclosure, NEMA 3R/4/12, 30 x 24 x 12in (HxWxD), wall mount, carbon steel, ANSI 61 gray, powder coat finish, single-door, stainless steel clamps, padlock hasp and staple. | Stock | 944
N302412HWT | Stahlin N series enclosure, NEMA 1/3/3R/4X/12, 30 x 24 x 12in (HxWxD), wall mount, fiberglass reinforced polyester, gray, single-door, twist-lock latch, padlock hasp and staple. | Stock | 1532
1418N4ALK12 | Hammond enclosure, NEMA 4/4X/12/13, 30 x 24 x 12in (HxWxD), wall mount, 5052-H32 aluminum, natural finish, single-door, aluminum clamps, padlock hasp and staple. | Stock | 1373
SCE-30EL2412SSLP | Saginaw Enviroline series enclosure, NEMA 3R/4/4X/12/13, 30 x 24 x 12in (HxWxD), wall mount, 304 stainless steel, #4 brush finish, single-door, 1/4-turn semi-flush latch. | Stock | 1277
EN4SD302412SS | Hammond Eclipse series enclosure, NEMA 3R/4/4X/12/13, 30 x 24 x 12in (HxWxD), wall mount, 304 stainless steel, #4 brush finish, single-door, 1/4-turn semi-flush 316 stainless steel latch. | Stock | 1465
N412302412SSC | Wiegmann Ultimate series enclosure, NEMA 4/4X/12/13, 30 x 24 x 12in (HxWxD), wall mount, 304 stainless steel, No. 3 intermediate polished finish, single-door, 1/4-turn semi-flush oil-tight latch. | Stock | 1339
SCE-30H2412SSLP | Saginaw enclosure, NEMA 3R/4/4X/12/13, 30 x 24 x 12in (HxWxD), wall mount, 304 stainless steel, #4 brush finish, single-door, stainless steel clamps, padlock hasp and staple. | Stock | 1431
SCE-30EL2412SSLPPL | Saginaw Enviroline series enclosure, NEMA 3R/4/4X/12/13, 30 x 24 x 12in (HxWxD), wall mount, 304 stainless steel, #4 brush finish, single-door, 3-point keylocking/padlocking combo handle. | Stock | 1462
ST302412SS | Hammond Eclipse series enclosure, slope top, NEMA 3R/4/4X/12/13, 30 x 24 x 12in (HxWxD), wall mount, 304 stainless steel, #4 brush finish, single-door, 1/4-turn semi-flush 316 stainless steel latch. | Stock | 1582
SCE-30EL2412SS6LP | Saginaw Enviroline series enclosure, NEMA 3R/4/4X/12/13, 30 x 24 x 12in (HxWxD), wall mount, 316L stainless steel, #4 brush finish, single-door, 1/4-turn semi-flush latch. | Stock | 1575
SCE-30EL2412SS6LPPL | Saginaw Enviroline series enclosure, NEMA 3R/4/4X/12/13, 30 x 24 x 12in (HxWxD), wall mount, 316L stainless steel, #4 brush finish, single-door, 3-point keylocking/padlocking combo handle. | Stock | 1738
1418N4SSK12 | Hammond enclosure, NEMA 3R/4/4X/12/13, 30 x 24 x 12in (HxWxD), wall mount, 304 stainless steel, #4 brush finish, single-door, stainless steel clamps, padlock hasp and staple. | Stock | 1673
HW302412SSHK | Hammond enclosure, NEMA 3R/4/4X/12/13, 30 x 24 x 12in (HxWxD), wall mount, 304 stainless steel, #4 brush finish, single-door, 3-point 316 stainless steel padlocking handle, handle hasp. | Stock | 1683
SCE-30H2412SS6LP | Saginaw enclosure, NEMA 3R/4/4X/12/13, 30 x 24 x 12in (HxWxD), wall mount, 316L stainless steel, #4 brush finish, single-door, stainless steel clamps, padlock hasp and staple. | Stock | 1700
SSN43024123PT | Wiegmann enclosure, NEMA 4/4X/12/13, 30 x 24 x 12in (HxWxD), wall mount, 304 stainless steel, No. 3 intermediate polished finish, single-door, 3-point 316L padlocking handle, handle hasp. | Stock | 1501
SCE-30EL2412SSST | Saginaw Enviroline series enclosure, slope top, NEMA 3R/4/4X/12/13, 30 x 24 x 12in (HxWxD), wall mount, 304 stainless steel, #4 brush finish, single-door, 1/4-turn semi-flush latch. | Stock | 1713
N412302412SS3PTC | Wiegmann Ultimate series enclosure, NEMA 4X/12/13, 30 x 24 x 12in (HxWxD), wall mount, 304 stainless steel, No. 3 intermediate polished finish, single-door, 3-point 316L padlocking handle, handle hasp. | Stock | 1683
1418N4S16K12 | Hammond enclosure, NEMA 3R/4/4X/12/13, 30 x 24 x 12in (HxWxD), wall mount, 316 stainless steel, #4 brush finish, single-door, stainless steel clamps, padlock hasp and staple. | Stock | 1859
EN4SD302412S16 | Hammond Eclipse series enclosure, NEMA 3R/4/4X/12/13, 30 x 24 x 12in (HxWxD), wall mount, 316 stainless steel, #4 brush finish, single-door, 1/4-turn semi-flush 316 stainless steel latch. | Stock | 1865
HW302412S16HK | Hammond enclosure, NEMA 3R/4/4X/12/13, 30 x 24 x 12in (HxWxD), wall mount, 316 stainless steel, #4 brush finish, single-door, 3-point 316 stainless steel padlocking handle, handle hasp. | Stock | 1878
N412302412CSSST | Wiegmann Ultimate series enclosure, slope top, NEMA 4/4X/12/13, 30 x 24 x 12in (HxWxD), wall mount, 304 stainless steel, No. 3 intermediate polished finish, single-door, 1/4-turn semi-flush oil-tight latch. | Stock | 1646
EN4SD302412WSS | Hammond Eclipse series enclosure, NEMA 3R/4/4X/12/13, 30 x 24 x 12in (HxWxD), wall mount, 304 stainless steel, #4 brush finish, single-door, 1/4-turn semi-flush 316 stainless steel latch, polycarbonate window. | Stock | 1909
N412302412WSSC | Wiegmann Ultimate series enclosure, NEMA 4/4X/12/13, 30 x 24 x 12in (HxWxD), wall mount, 304 stainless steel, No. 3 intermediate polished finish, single-door, 1/4-turn semi-flush oil-tight latch, polycarbonate window. | Stock | 1932
B302413CH | Wiegmann enclosure, NEMA 12, 30 x 24 x 13in (HxWxD), wall mount, carbon steel, ANSI 61 gray, powder coat finish, single-door, plated steel clamps. | Stock | 745
1418JK13 | Hammond enclosure, NEMA 12, 30 x 24 x 13in (HxWxD), wall mount, carbon steel, ANSI 61 gray, powder coat finish, hinged screw cover. | Stock | 904
SCE-30R2416LP | Saginaw enclosure, NEMA 3R, 30 x 24 x 16in (HxWxD), wall mount, carbon steel, ANSI 61 gray, powder coat finish, single-door, 1/4-turn padlocking wing handle. | Stock | 621
SCE-30EL2416LP | Saginaw Enviroline series enclosure, NEMA 3R/4/12/13, 30 x 24 x 16in (HxWxD), wall mount, carbon steel, ANSI 61 gray, powder coat finish, single-door, 1/4-turn semi-flush latch. | Stock | 645
SCE-30EL2416LPLG | Saginaw Enviroline series enclosure, NEMA 3R/4/12/13, 30 x 24 x 16in (HxWxD), wall mount, carbon steel, RAL 7035 light gray, powder coat finish, single-door, 1/4-turn semi-flush latch. | Stock | 645
EN4SD302416GY | Hammond Eclipse series enclosure, NEMA 3R/4/12, 30 x 24 x 16in (HxWxD), wall mount, carbon steel, ANSI 61 gray, powder coat finish, single-door, 1/4-turn semi-flush latch. | Stock | 702
EN4SD302416LG | Hammond Eclipse series enclosure, NEMA 3R/4/12, 30 x 24 x 16in (HxWxD), wall mount, carbon steel, RAL 7035 light gray, powder coat finish, single-door, 1/4-turn semi-flush latch. | Stock | 702
SCE-30H2416LP | Saginaw enclosure, NEMA 3R/4/12/13, 30 x 24 x 16in (HxWxD), wall mount, carbon steel, ANSI 61 gray, powder coat finish, single-door, plated steel clamps, padlock hasp and staple. | Stock | 694
N12302416 | Wiegmann enclosure, NEMA 12/13, 30 x 24 x 16in (HxWxD), wall mount, carbon steel, ANSI 61 gray, powder coat finish, single-door, plated steel clamps, padlock hasp and staple. | Stock | 709
HW302416GYHK | Hammond enclosure, NEMA 3R/4/12, 30 x 24 x 16in (HxWxD), wall mount, carbon steel, ANSI 61 gray, powder coat finish, single-door, 3-point padlocking handle, handle hasp. | Stock | 938
1418K16 | Hammond enclosure, NEMA 12/13, 30 x 24 x 16in (HxWxD), wall mount, carbon steel, ANSI 61 gray, powder coat finish, single-door, stainless steel clamps, padlock hasp and staple. | Stock | 916
1418N4K16 | Hammond enclosure, NEMA 3R/4/12, 30 x 24 x 16in (HxWxD), wall mount, carbon steel, ANSI 61 gray, powder coat finish, single-door, stainless steel clamps, padlock hasp and staple. | Stock | 1131
SCE-30EL2416SSLP | Saginaw Enviroline series enclosure, NEMA 3R/4/4X/12/13, 30 x 24 x 16in (HxWxD), wall mount, 304 stainless steel, #4 brush finish, single-door, 1/4-turn semi-flush latch. | Stock | 1482
EN4SD302416SS | Hammond Eclipse series enclosure, NEMA 3R/4/4X/12/13, 30 x 24 x 16in (HxWxD), wall mount, 304 stainless steel, #4 brush finish, single-door, 1/4-turn semi-flush 316 stainless steel latch. | Stock | 1581
SCE-30H2416SSLP | Saginaw enclosure, NEMA 3R/4/4X/12/13, 30 x 24 x 16in (HxWxD), wall mount, 304 stainless steel, #4 brush finish, single-door, stainless steel clamps, padlock hasp and staple. | Stock | 1569
SCE-30EL2416SS6LP | Saginaw Enviroline series enclosure, NEMA 3R/4/4X/12/13, 30 x 24 x 16in (HxWxD), wall mount, 316L stainless steel, #4 brush finish, single-door, 1/4-turn semi-flush latch. | Stock | 1763
1418N4SSK16 | Hammond enclosure, NEMA 3R/4/4X/12/13, 30 x 24 x 16in (HxWxD), wall mount, 304 stainless steel, #4 brush finish, single-door, stainless steel clamps, padlock hasp and staple. | Stock | 1829
SCE-30H2416SS6LP | Saginaw enclosure, NEMA 3R/4/4X/12/13, 30 x 24 x 16in (HxWxD), wall mount, 316L stainless steel, #4 brush finish, single-door, stainless steel clamps, padlock hasp and staple. | Stock | 1870
HW302416SSHK | Hammond enclosure, NEMA 3R/4/4X/12/13, 30 x 24 x 16in (HxWxD), wall mount, 304 stainless steel, #4 brush finish, single-door, 3-point 316 stainless steel padlocking handle, handle hasp. | Stock | 1918
1418N4S16K16 | Hammond enclosure, NEMA 3R/4/4X/12/13, 30 x 24 x 16in (HxWxD), wall mount, 316 stainless steel, #4 brush finish, single-door, stainless steel clamps, padlock hasp and staple. | Stock | 2179
HW302416S16HK | Hammond enclosure, NEMA 3R/4/4X/12/13, 30 x 24 x 16in (HxWxD), wall mount, 316 stainless steel, #4 brush finish, single-door, 3-point 316 stainless steel padlocking handle, handle hasp. | Stock | 2295
SCE-30EL2420LP | Saginaw Enviroline series enclosure, NEMA 3R/4/12/13, 30 x 24 x 20in (HxWxD), wall mount, carbon steel, ANSI 61 gray, powder coat finish, single-door, 1/4-turn semi-flush latch. | Stock | 679
SCE-30EL2420LPLG | Saginaw Enviroline series enclosure, NEMA 3R/4/12/13, 30 x 24 x 20in (HxWxD), wall mount, carbon steel, RAL 7035 light gray, powder coat finish, single-door, 1/4-turn semi-flush latch. | Stock | 679
EN4SD302420GY | Hammond Eclipse series enclosure, NEMA 3R/4/12, 30 x 24 x 20in (HxWxD), wall mount, carbon steel, ANSI 61 gray, powder coat finish, single-door, 1/4-turn semi-flush latch. | Stock | 750
EN4SD302420LG | Hammond Eclipse series enclosure, NEMA 3R/4/12, 30 x 24 x 20in (HxWxD), wall mount, carbon steel, RAL 7035 light gray, powder coat finish, single-door, 1/4-turn semi-flush latch. | Stock | 750
N412302420C | Wiegmann Ultimate series enclosure, NEMA 4/12/13, 30 x 24 x 20in (HxWxD), wall mount, carbon steel, ANSI 61 gray, powder coat finish, single-door, 1/4-turn semi-flush oil-tight latch. | Stock | 601
N412302420CLG | Wiegmann Ultimate series enclosure, NEMA 4/12/13, 30 x 24 x 20in (HxWxD), wall mount, carbon steel, RAL 7035 light gray, powder coat finish, single-door, 1/4-turn semi-flush oil-tight latch. | Stock | 601
SCE-30H2420LP | Saginaw enclosure, NEMA 3R/4/12/13, 30 x 24 x 20in (HxWxD), wall mount, carbon steel, ANSI 61 gray, powder coat finish, single-door, plated steel clamps, padlock hasp and staple. | Stock | 732
N412302420CST | Wiegmann Ultimate series enclosure, slope top, NEMA 4/12/13, 30 x 24 x 20in (HxWxD), wall mount, carbon steel, ANSI 61 gray, powder coat finish, single-door, 1/4-turn semi-flush oil-tight latch. | Stock | 714
ST302420LG | Hammond Eclipse series enclosure, slope top, NEMA 3R/4/12, 30 x 24 x 20in (HxWxD), wall mount, carbon steel, RAL 7035 light gray, powder coat finish, single-door, 1/4-turn semi-flush latch. | Stock | 895
N4123024203PTC | Wiegmann Ultimate series enclosure, NEMA 4/12/13, 30 x 24 x 20in (HxWxD), wall mount, carbon steel, ANSI 61 gray, powder coat finish, single-door, 3-point keylocking/padlocking combo handle, handle hasp. | Stock | 747
N12302420 | Wiegmann enclosure, NEMA 12/13, 30 x 24 x 20in (HxWxD), wall mount, carbon steel, ANSI 61 gray, powder coat finish, single-door, plated steel clamps, padlock hasp and staple. | Stock | 788
1418K20 | Hammond enclosure, NEMA 12/13, 30 x 24 x 20in (HxWxD), wall mount, carbon steel, ANSI 61 gray, powder coat finish, single-door, stainless steel clamps, padlock hasp and staple. | Stock | 967
EN4SD302420WGY | Hammond Eclipse series enclosure, NEMA 3R/4/12, 30 x 24 x 20in (HxWxD), wall mount, carbon steel, ANSI 61 gray, powder coat finish, single-door, 1/4-turn semi-flush latch, polycarbonate window. | Stock | 973
EN4SD302420WLG | Hammond Eclipse series enclosure, NEMA 3R/4/12, 30 x 24 x 20in (HxWxD), wall mount, carbon steel, RAL 7035 light gray, powder coat finish, single-door, 1/4-turn semi-flush latch, polycarbonate window. | Stock | 973
N412302420WC | Wiegmann Ultimate series enclosure, NEMA 4/12/13, 30 x 24 x 20in (HxWxD), wall mount, carbon steel, ANSI 61 gray, powder coat finish, single-door, 1/4-turn semi-flush oil-tight latch, polycarbonate window. | Stock | 962
SCE-30EL2424LP | Saginaw Enviroline series enclosure, NEMA 3R/4/12/13, 30 x 24 x 24in (HxWxD), wall mount, carbon steel, ANSI 61 gray, powder coat finish, single-door, 1/4-turn semi-flush latch. | Stock | 712
SCE-30EL2424LPLG | Saginaw Enviroline series enclosure, NEMA 3R/4/12/13, 30 x 24 x 24in (HxWxD), wall mount, carbon steel, RAL 7035 light gray, powder coat finish, single-door, 1/4-turn semi-flush latch. | Stock | 712
EN4SD302424LG | Hammond Eclipse series enclosure, NEMA 3R/4/12, 30 x 24 x 24in (HxWxD), wall mount, carbon steel, RAL 7035 light gray, powder coat finish, single-door, 1/4-turn semi-flush latch. | Stock | 793
EN4SD302424GY | Hammond Eclipse series enclosure, NEMA 3R/4/12, 30 x 24 x 24in (HxWxD), wall mount, carbon steel, ANSI 61 gray, powder coat finish, single-door, 1/4-turn semi-flush latch. | Stock | 793
SCE-30H2424LP | Saginaw enclosure, NEMA 3R/4/12/13, 30 x 24 x 24in (HxWxD), wall mount, carbon steel, ANSI 61 gray, powder coat finish, single-door, plated steel clamps, padlock hasp and staple. | Stock | 770
N12302424 | Wiegmann enclosure, NEMA 12/13, 30 x 24 x 24in (HxWxD), wall mount, carbon steel, ANSI 61 gray, powder coat finish, single-door, plated steel clamps, padlock hasp and staple. | Stock | 854
1418K24 | Hammond enclosure, NEMA 12/13, 30 x 24 x 24in (HxWxD), wall mount, carbon steel, ANSI 61 gray, powder coat finish, single-door, stainless steel clamps, padlock hasp and staple. | Stock | 1036
SCE-30N3008LP | Saginaw enclosure, NEMA 1, 30 x 30 x 8in (HxWxD), wall mount, carbon steel, ANSI 61 gray, powder coat finish, single-door, 1/4-turn semi-flush latch. | Stock | 327
N1C303008LP | Wiegmann enclosure, NEMA 1, 30 x 30 x 8in (HxWxD), wall mount, carbon steel, ANSI 61 gray, powder coat finish, single-door, 1/4-turn flush-mounted latch. | Stock | 430
SCE-30EL3008LP | Saginaw Enviroline series enclosure, NEMA 3R/4/12/13, 30 x 30 x 8in (HxWxD), wall mount, carbon steel, ANSI 61 gray, powder coat finish, single-door, 1/4-turn semi-flush latch. | Stock | 613
SCE-30EL3008LPLG | Saginaw Enviroline series enclosure, NEMA 3R/4/12/13, 30 x 30 x 8in (HxWxD), wall mount, carbon steel, RAL 7035 light gray, powder coat finish, single-door, 1/4-turn semi-flush latch. | Stock | 613
EN4SD30308GY | Hammond Eclipse series enclosure, NEMA 3R/4/12, 30 x 30 x 8in (HxWxD), wall mount, carbon steel, ANSI 61 gray, powder coat finish, single-door, 1/4-turn semi-flush latch. | Stock | 664
EN4SD30308LG | Hammond Eclipse series enclosure, NEMA 3R/4/12, 30 x 30 x 8in (HxWxD), wall mount, carbon steel, RAL 7035 light gray, powder coat finish, single-door, 1/4-turn semi-flush latch. | Stock | 664
N412303008C | Wiegmann Ultimate series enclosure, NEMA 4/12/13, 30 x 30 x 8in (HxWxD), wall mount, carbon steel, ANSI 61 gray, powder coat finish, single-door, 1/4-turn semi-flush oil-tight latch. | Stock | 498
N412303008CLG | Wiegmann Ultimate series enclosure, NEMA 4/12/13, 30 x 30 x 8in (HxWxD), wall mount, carbon steel, RAL 7035 light gray, powder coat finish, single-door, 1/4-turn semi-flush oil-tight latch. | Stock | 498
SCE-30H3008LP | Saginaw enclosure, NEMA 3R/4/12/13, 30 x 30 x 8in (HxWxD), wall mount, carbon steel, ANSI 61 gray, powder coat finish, single-door, plated steel clamps, padlock hasp and staple. | Stock | 658
C3R30308HCR | Hammond enclosure, NEMA 3R, 30 x 30 x 8in (HxWxD), wall mount, galvanized steel, ANSI 61 gray, powder coat finish, hinged screw cover, padlock hasp and staple. | Stock | 737
N412303008CST | Wiegmann Ultimate series enclosure, slope top, NEMA 4/12/13, 30 x 30 x 8in (HxWxD), wall mount, carbon steel, ANSI 61 gray, powder coat finish, single-door, 1/4-turn semi-flush oil-tight latch. | Stock | 626
ST30308LG | Hammond Eclipse series enclosure, slope top, NEMA 3R/4/12, 30 x 30 x 8in (HxWxD), wall mount, carbon steel, RAL 7035 light gray, powder coat finish, single-door, 1/4-turn semi-flush latch. | Stock | 782
N4123030083PTC | Wiegmann Ultimate series enclosure, NEMA 4/12/13, 30 x 30 x 8in (HxWxD), wall mount, carbon steel, ANSI 61 gray, powder coat finish, single-door, 3-point keylocking/padlocking combo handle, handle hasp. | Stock | 636
N12303008 | Wiegmann enclosure, NEMA 12/13, 30 x 30 x 8in (HxWxD), wall mount, carbon steel, ANSI 61 gray, powder coat finish, single-door, plated steel clamps, padlock hasp and staple. | Stock | 641
HW30308GYHK | Hammond enclosure, NEMA 3R/4/12, 30 x 30 x 8in (HxWxD), wall mount, carbon steel, ANSI 61 gray, powder coat finish, single-door, 3-point padlocking handle, handle hasp. | Stock | 881
1418KK8 | Hammond enclosure, NEMA 12/13, 30 x 30 x 8in (HxWxD), wall mount, carbon steel, ANSI 61 gray, powder coat finish, single-door, stainless steel clamps, padlock hasp and staple. | Stock | 887
N4303008 | Wiegmann enclosure, NEMA 4/12/13, 30 x 30 x 8in (HxWxD), wall mount, carbon steel, ANSI 61 gray, powder coat finish, single-door, stainless steel clamps, padlock hasp and staple. | Stock | 857
1418N4KK8 | Hammond enclosure, NEMA 3R/4/12, 30 x 30 x 8in (HxWxD), wall mount, carbon steel, ANSI 61 gray, powder coat finish, single-door, stainless steel clamps, padlock hasp and staple. | Stock | 980
SCE-30EL3008SSLP | Saginaw Enviroline series enclosure, NEMA 3R/4/4X/12/13, 30 x 30 x 8in (HxWxD), wall mount, 304 stainless steel, #4 brush finish, single-door, 1/4-turn semi-flush latch. | Stock | 1376
EN4SD30308SS | Hammond Eclipse series enclosure, NEMA 3R/4/4X/12/13, 30 x 30 x 8in (HxWxD), wall mount, 304 stainless steel, #4 brush finish, single-door, 1/4-turn semi-flush 316 stainless steel latch. | Stock | 1462
N412303008SSC | Wiegmann Ultimate series enclosure, NEMA 4/4X/12/13, 30 x 30 x 8in (HxWxD), wall mount, 304 stainless steel, No. 3 intermediate polished finish, single-door, 1/4-turn semi-flush oil-tight latch. | Stock | 1185
SCE-30H3008SSLP | Saginaw enclosure, NEMA 3R/4/4X/12/13, 30 x 30 x 8in (HxWxD), wall mount, 304 stainless steel, #4 brush finish, single-door, stainless steel clamps, padlock hasp and staple. | Stock | 1440
ST303008SS | Hammond Eclipse series enclosure, slope top, NEMA 3R/4/4X/12/13, 30 x 30 x 8in (HxWxD), wall mount, 304 stainless steel, #4 brush finish, single-door, 1/4-turn semi-flush 316 stainless steel latch. | Stock | 1588
SCE-30EL3008SS6LP | Saginaw Enviroline series enclosure, NEMA 3R/4/4X/12/13, 30 x 30 x 8in (HxWxD), wall mount, 316L stainless steel, #4 brush finish, single-door, 1/4-turn semi-flush latch. | Stock | 1633
SSN4303008 | Wiegmann enclosure, NEMA 4/4X/12/13, 30 x 30 x 8in (HxWxD), wall mount, 304 stainless steel, No. 3 intermediate polished finish, single-door, stainless steel clamps, padlock hasp and staple. | Stock | 1422
HW30308SSHK | Hammond enclosure, NEMA 3R/4/4X/12/13, 30 x 30 x 8in (HxWxD), wall mount, 304 stainless steel, #4 brush finish, single-door, 3-point 316 stainless steel padlocking handle, handle hasp. | Stock | 1692
SCE-30H3008SS6LP | Saginaw enclosure, NEMA 3R/4/4X/12/13, 30 x 30 x 8in (HxWxD), wall mount, 316L stainless steel, #4 brush finish, single-door, stainless steel clamps, padlock hasp and staple. | Stock | 1711
1418N4SSKK8 | Hammond enclosure, NEMA 3R/4/4X/12/13, 30 x 30 x 8in (HxWxD), wall mount, 304 stainless steel, #4 brush finish, single-door, stainless steel clamps, padlock hasp and staple. | Stock | 1708
SSN43030083PT | Wiegmann enclosure, NEMA 4/4X/12/13, 30 x 30 x 8in (HxWxD), wall mount, 304 stainless steel, No. 3 intermediate polished finish, single-door, 3-point 316L padlocking handle, handle hasp. | Stock | 1651
SCE-30EL3008SSST | Saginaw Enviroline series enclosure, slope top, NEMA 3R/4/4X/12/13, 30 x 30 x 8in (HxWxD), wall mount, 304 stainless steel, #4 brush finish, single-door, 1/4-turn semi-flush latch. | Stock | 1720
N412303008SS3PTC | Wiegmann Ultimate series enclosure, NEMA 4X/12/13, 30 x 30 x 8in (HxWxD), wall mount, 304 stainless steel, No. 3 intermediate polished finish, single-door, 3-point 316L padlocking handle, handle hasp. | Stock | 1683
N412303008CSSST | Wiegmann Ultimate series enclosure, slope top, NEMA 4/4X/12/13, 30 x 30 x 8in (HxWxD), wall mount, 304 stainless steel, No. 3 intermediate polished finish, single-door, 1/4-turn semi-flush oil-tight latch. | Stock | 1654
EN4SD30308S16 | Hammond Eclipse series enclosure, NEMA 3R/4/4X/12/13, 30 x 30 x 8in (HxWxD), wall mount, 316 stainless steel, #4 brush finish, single-door, 1/4-turn semi-flush 316 stainless steel latch. | Stock | 1945
HW30308S16HK | Hammond enclosure, NEMA 3R/4/4X/12/13, 30 x 30 x 8in (HxWxD), wall mount, 316 stainless steel, #4 brush finish, single-door, 3-point 316 stainless steel padlocking handle, handle hasp. | Stock | 1997
1418N4S16KK8 | Hammond enclosure, NEMA 3R/4/4X/12/13, 30 x 30 x 8in (HxWxD), wall mount, 316 stainless steel, #4 brush finish, single-door, stainless steel clamps, padlock hasp and staple. | Stock | 2000
N1A30309 | Hammond enclosure, NEMA 1, 30 x 30 x 9in (HxWxD), wall mount, carbon steel, ANSI 61 gray, powder coat finish, single-door, 1/4-turn semi-flush latch. | Stock | 674
EN4SD303010GY | Hammond Eclipse series enclosure, NEMA 3R/4/12, 30 x 30 x 10in (HxWxD), wall mount, carbon steel, ANSI 61 gray, powder coat finish, single-door, 1/4-turn semi-flush latch. | Stock | 674
EN4SD303010LG | Hammond Eclipse series enclosure, NEMA 3R/4/12, 30 x 30 x 10in (HxWxD), wall mount, carbon steel, RAL 7035 light gray, powder coat finish, single-door, 1/4-turn semi-flush latch. | Stock | 674
N412303010C | Wiegmann Ultimate series enclosure, NEMA 4/12/13, 30 x 30 x 10in (HxWxD), wall mount, carbon steel, ANSI 61 gray, powder coat finish, single-door, 1/4-turn semi-flush oil-tight latch. | Stock | 523
N412303010CLG | Wiegmann Ultimate series enclosure, NEMA 4/12/13, 30 x 30 x 10in (HxWxD), wall mount, carbon steel, RAL 7035 light gray, powder coat finish, single-door, 1/4-turn semi-flush oil-tight latch. | Stock | 523
SCE-30EL3010LP | Saginaw Enviroline series enclosure, NEMA 3R/4/12/13, 30 x 30 x 10in (HxWxD), wall mount, carbon steel, ANSI 61 gray, powder coat finish, single-door, 1/4-turn semi-flush latch. | Stock | 651
SCE-30EL3010LPLG | Saginaw Enviroline series enclosure, NEMA 3R/4/12/13, 30 x 30 x 10in (HxWxD), wall mount, carbon steel, RAL 7035 light gray, powder coat finish, single-door, 1/4-turn semi-flush latch. | Stock | 651
EN4SD303010SS | Hammond Eclipse series enclosure, NEMA 3R/4/4X/12/13, 30 x 30 x 10in (HxWxD), wall mount, 304 stainless steel, #4 brush finish, single-door, 1/4-turn semi-flush 316 stainless steel latch. | Stock | 1497
SCE-30EL3010SSLP | Saginaw Enviroline series enclosure, NEMA 3R/4/4X/12/13, 30 x 30 x 10in (HxWxD), wall mount, 304 stainless steel, #4 brush finish, single-door, 1/4-turn semi-flush latch. | Stock | 1443
N412303010SSC | Wiegmann Ultimate series enclosure, NEMA 4/4X/12/13, 30 x 30 x 10in (HxWxD), wall mount, 304 stainless steel, No. 3 intermediate polished finish, single-door, 1/4-turn semi-flush oil-tight latch. | Stock | 1245
SCE-30EL3010SS6LP | Saginaw Enviroline series enclosure, NEMA 3R/4/4X/12/13, 30 x 30 x 10in (HxWxD), wall mount, 316L stainless steel, #4 brush finish, single-door, 1/4-turn semi-flush latch. | Stock | 1715
EN4SD303010S16 | Hammond Eclipse series enclosure, NEMA 3R/4/4X/12/13, 30 x 30 x 10in (HxWxD), wall mount, 316 stainless steel, #4 brush finish, single-door, 1/4-turn semi-flush 316 stainless steel latch. | Stock | 1982
N412303010SSAC | Wiegmann Ultimate series enclosure, NEMA 4/4X/12/13, 30 x 30 x 10in (HxWxD), wall mount, 316L stainless steel, No. 3 intermediate polished finish, single-door, 1/4-turn semi-flush oil-tight latch. | Stock | 2186
SCE-30EL3012LP | Saginaw Enviroline series enclosure, NEMA 3R/4/12/13, 30 x 30 x 12in (HxWxD), wall mount, carbon steel, ANSI 61 gray, powder coat finish, single-door, 1/4-turn semi-flush latch. | Stock | 662
SCE-30EL3012LPLG | Saginaw Enviroline series enclosure, NEMA 3R/4/12/13, 30 x 30 x 12in (HxWxD), wall mount, carbon steel, RAL 7035 light gray, powder coat finish, single-door, 1/4-turn semi-flush latch. | Stock | 662
EN4SD303012GY | Hammond Eclipse series enclosure, NEMA 3R/4/12, 30 x 30 x 12in (HxWxD), wall mount, carbon steel, ANSI 61 gray, powder coat finish, single-door, 1/4-turn semi-flush latch. | Stock | 705
EN4SD303012LG | Hammond Eclipse series enclosure, NEMA 3R/4/12, 30 x 30 x 12in (HxWxD), wall mount, carbon steel, RAL 7035 light gray, powder coat finish, single-door, 1/4-turn semi-flush latch. | Stock | 705
N412303012C | Wiegmann Ultimate series enclosure, NEMA 4/12/13, 30 x 30 x 12in (HxWxD), wall mount, carbon steel, ANSI 61 gray, powder coat finish, single-door, 1/4-turn semi-flush oil-tight latch. | Stock | 554
N412303012CLG | Wiegmann Ultimate series enclosure, NEMA 4/12/13, 30 x 30 x 12in (HxWxD), wall mount, carbon steel, RAL 7035 light gray, powder coat finish, single-door, 1/4-turn semi-flush oil-tight latch. | Stock | 554
SCE-30H3012LP | Saginaw enclosure, NEMA 3R/4/12/13, 30 x 30 x 12in (HxWxD), wall mount, carbon steel, ANSI 61 gray, powder coat finish, single-door, plated steel clamps, padlock hasp and staple. | Stock | 701
C3R303012HCR | Hammond enclosure, NEMA 3R, 30 x 30 x 12in (HxWxD), wall mount, galvanized steel, ANSI 61 gray, powder coat finish, hinged screw cover, padlock hasp and staple. | Stock | 742
RHC303012 | Wiegmann enclosure, NEMA 1/3R, 30 x 30 x 12in (HxWxD), wall mount, carbon steel, ANSI 61 gray, powder coat finish, single-door, 1/4-turn flush-mounted latch, padlock hasp and staple. | Stock | 641
SCE-30EL3012LPPL | Saginaw Enviroline series enclosure, NEMA 3R/4/12/13, 30 x 30 x 12in (HxWxD), wall mount, carbon steel, ANSI 61 gray, powder coat finish, single-door, 3-point keylocking/padlocking combo handle. | Stock | 763
N4123030123PTC | Wiegmann Ultimate series enclosure, NEMA 4/12/13, 30 x 30 x 12in (HxWxD), wall mount, carbon steel, ANSI 61 gray, powder coat finish, single-door, 3-point keylocking/padlocking combo handle, handle hasp. | Stock | 697
N12303012 | Wiegmann enclosure, NEMA 12/13, 30 x 30 x 12in (HxWxD), wall mount, carbon steel, ANSI 61 gray, powder coat finish, single-door, plated steel clamps, padlock hasp and staple. | Stock | 712
1418KK12 | Hammond enclosure, NEMA 12/13, 30 x 30 x 12in (HxWxD), wall mount, carbon steel, ANSI 61 gray, powder coat finish, single-door, stainless steel clamps, padlock hasp and staple. | Stock | 943
EN4SD303012SS | Hammond Eclipse series enclosure, NEMA 3R/4/4X/12/13, 30 x 30 x 12in (HxWxD), wall mount, 304 stainless steel, #4 brush finish, single-door, 1/4-turn semi-flush 316 stainless steel latch. | Stock | 1570
SCE-30EL3012SSLP | Saginaw Enviroline series enclosure, NEMA 3R/4/4X/12/13, 30 x 30 x 12in (HxWxD), wall mount, 304 stainless steel, #4 brush finish, single-door, 1/4-turn semi-flush latch. | Stock | 1516
SCE-30EL3012SSLPPL | Saginaw Enviroline series enclosure, NEMA 3R/4/4X/12/13, 30 x 30 x 12in (HxWxD), wall mount, 304 stainless steel, #4 brush finish, single-door, 3-point keylocking/padlocking combo handle. | Stock | 1606
SCE-30EL3012SS6LP | Saginaw Enviroline series enclosure, NEMA 3R/4/4X/12/13, 30 x 30 x 12in (HxWxD), wall mount, 316L stainless steel, #4 brush finish, single-door, 1/4-turn semi-flush latch. | Stock | 1804
SCE-30EL3012SS6LPPL | Saginaw Enviroline series enclosure, NEMA 3R/4/4X/12/13, 30 x 30 x 12in (HxWxD), wall mount, 316L stainless steel, #4 brush finish, single-door, 3-point keylocking/padlocking combo handle. | Stock | 1915
SCE-30EL3012SSST | Saginaw Enviroline series enclosure, slope top, NEMA 3R/4/4X/12/13, 30 x 30 x 12in (HxWxD), wall mount, 304 stainless steel, #4 brush finish, single-door, 1/4-turn semi-flush latch. | Stock | 2097
RHC303016 | Wiegmann enclosure, NEMA 1/3R, 30 x 30 x 16in (HxWxD), wall mount, carbon steel, ANSI 61 gray, powder coat finish, single-door, 1/4-turn flush-mounted latch, padlock hasp and staple. | Stock | 689
C3R303016HCR | Hammond enclosure, NEMA 3R, 30 x 30 x 16in (HxWxD), wall mount, galvanized steel, ANSI 61 gray, powder coat finish, hinged screw cover, padlock hasp and staple. | Stock | 813
SCE-30EL3608LP | Saginaw Enviroline series enclosure, NEMA 3R/4/12/13, 30 x 36 x 8in (HxWxD), wall mount, carbon steel, ANSI 61 gray, powder coat finish, single-door, 1/4-turn semi-flush latch. | Stock | 649
SCE-30EL3608LPLG | Saginaw Enviroline series enclosure, NEMA 3R/4/12/13, 30 x 36 x 8in (HxWxD), wall mount, carbon steel, RAL 7035 light gray, powder coat finish, single-door, 1/4-turn semi-flush latch. | Stock | 649
EN4SD30368GY | Hammond Eclipse series enclosure, NEMA 3R/4/12, 30 x 36 x 8in (HxWxD), wall mount, carbon steel, ANSI 61 gray, powder coat finish, single-door, 1/4-turn semi-flush latch. | Stock | 701
EN4SD30368LG | Hammond Eclipse series enclosure, NEMA 3R/4/12, 30 x 36 x 8in (HxWxD), wall mount, carbon steel, RAL 7035 light gray, powder coat finish, single-door, 1/4-turn semi-flush latch. | Stock | 701
SCE-30H3608LP | Saginaw enclosure, NEMA 3R/4/12/13, 30 x 36 x 8in (HxWxD), wall mount, carbon steel, ANSI 61 gray, powder coat finish, single-door, plated steel clamps, padlock hasp and staple. | Stock | 698
N12303608 | Wiegmann enclosure, NEMA 12/13, 30 x 36 x 8in (HxWxD), wall mount, carbon steel, ANSI 61 gray, powder coat finish, single-door, plated steel clamps, padlock hasp and staple. | Stock | 782
1418MR8 | Hammond enclosure, NEMA 12/13, 30 x 36 x 8in (HxWxD), wall mount, carbon steel, ANSI 61 gray, powder coat finish, single-door, stainless steel clamps, padlock hasp and staple. | Stock | 970
SCE-30EL3608SSLP | Saginaw Enviroline series enclosure, NEMA 3R/4/4X/12/13, 30 x 36 x 8in (HxWxD), wall mount, 304 stainless steel, #4 brush finish, single-door, 1/4-turn semi-flush latch. | Stock | 1507
SCE-30EL3608SS6LP | Saginaw Enviroline series enclosure, NEMA 3R/4/4X/12/13, 30 x 36 x 8in (HxWxD), wall mount, 316L stainless steel, #4 brush finish, single-door, 1/4-turn semi-flush latch. | Stock | 1793
SCE-304210WFLP | Saginaw enclosure, NEMA 3R/12/13, 30 x 42 x 10in (HxWxD), wall mount, carbon steel, ANSI 61 gray, powder coat finish, double-door, 3-point keylocking/padlocking combo handle. | Stock | 893
EN4TD304210GY | Hammond Eclipse series enclosure, NEMA 3R/12, 30 x 42 x 10in (HxWxD), wall mount, carbon steel, ANSI 61 gray, powder coat finish, double-door, 3-point keylocking handle. | Stock | 975
EN4TD304210LG | Hammond Eclipse series enclosure, NEMA 3R/12, 30 x 42 x 10in (HxWxD), wall mount, carbon steel, RAL 7035 light gray, powder coat finish, double-door, 3-point keylocking handle. | Stock | 975
WA304210WF | Wiegmann enclosure, NEMA 12, 30 x 42 x 10in (HxWxD), wall mount, carbon steel, ANSI 61 gray, powder coat finish, double-door, 3-point keylocking handle. | Stock | 1132
SCE-30EL4210WFLP | Saginaw Enviroline series enclosure, NEMA 3R/4/12/13, 30 x 42 x 10in (HxWxD), wall mount, carbon steel, ANSI 61 gray, powder coat finish, 2-door, 3-point keylocking/padlocking combo handle. | Stock | 1180
1422R10 | Hammond enclosure, NEMA 12, 30 x 42 x 10in (HxWxD), wall mount, carbon steel, ANSI 61 gray, powder coat finish, double-door, 3-point keylocking handle. | Stock | 1347
HN4WM304210GY | Hammond enclosure, NEMA 3R/4/12, 30 x 42 x 10in (HxWxD), wall mount, carbon steel, ANSI 61 gray, powder coat finish, 2-door, 3-point padlocking handle, handle hasp. | Stock | 1872
SCE-30EL4210SSWFLP | Saginaw Enviroline series enclosure, NEMA 3R/4/4X/12/13, 30 x 42 x 10in (HxWxD), wall mount, 304 stainless steel, #4 brush finish, 2-door, 3-point keylocking/padlocking combo handle. | Stock | 3042
N412D304210SSC | Wiegmann Ultimate series enclosure, NEMA 3R/4/4X/12/13, 30 x 42 x 10in (HxWxD), wall mount, 304 stainless steel, No. 3 intermediate polished finish, 2-door, 3-point keylocking/padlocking combo handle, handle hasp. | Stock | 2819
HN4WM304210SS | Hammond enclosure, NEMA 3R/4X/12/13, 30 x 42 x 10in (HxWxD), wall mount, 304 stainless steel, #4 brush finish, 2-door, 3-point 316 stainless steel padlocking handle, handle hasp. | Stock | 3519
HN4WM304210S16 | Hammond enclosure, NEMA 3R/4X/12/13, 30 x 42 x 10in (HxWxD), wall mount, 316 stainless steel, #4 brush finish, 2-door, 3-point 316 stainless steel padlocking handle, handle hasp. | Stock | 4211
EN4TD30488GY | Hammond Eclipse series enclosure, NEMA 3R/12, 30 x 48 x 8in (HxWxD), wall mount, carbon steel, ANSI 61 gray, powder coat finish, double-door, 3-point keylocking handle. | Stock | 1008
EN4TD30488LG | Hammond Eclipse series enclosure, NEMA 3R/12, 30 x 48 x 8in (HxWxD), wall mount, carbon steel, RAL 7035 light gray, powder coat finish, double-door, 3-point keylocking handle. | Stock | 1008
SCE-304810WFLP | Saginaw enclosure, NEMA 3R/12/13, 30 x 48 x 10in (HxWxD), wall mount, carbon steel, ANSI 61 gray, powder coat finish, double-door, 3-point keylocking/padlocking combo handle. | Stock | 946
EN4TD304810GY | Hammond Eclipse series enclosure, NEMA 3R/12, 30 x 48 x 10in (HxWxD), wall mount, carbon steel, ANSI 61 gray, powder coat finish, double-door, 3-point keylocking handle. | Stock | 1017
EN4TD304810LG | Hammond Eclipse series enclosure, NEMA 3R/12, 30 x 48 x 10in (HxWxD), wall mount, carbon steel, RAL 7035 light gray, powder coat finish, double-door, 3-point keylocking handle. | Stock | 1017
WA304810WF | Wiegmann enclosure, NEMA 12, 30 x 48 x 10in (HxWxD), wall mount, carbon steel, ANSI 61 gray, powder coat finish, double-door, 3-point keylocking handle. | Stock | 1231
SCE-30EL4810WFLP | Saginaw Enviroline series enclosure, NEMA 3R/4/12/13, 30 x 48 x 10in (HxWxD), wall mount, carbon steel, ANSI 61 gray, powder coat finish, 2-door, 3-point keylocking/padlocking combo handle. | Stock | 1300
1422RW10 | Hammond enclosure, NEMA 12, 30 x 48 x 10in (HxWxD), wall mount, carbon steel, ANSI 61 gray, powder coat finish, double-door, 3-point keylocking handle. | Stock | 1473
HN4WM304810GY | Hammond enclosure, NEMA 3R/4/12, 30 x 48 x 10in (HxWxD), wall mount, carbon steel, ANSI 61 gray, powder coat finish, 2-door, 3-point padlocking handle, handle hasp. | Stock | 2046
N412D304810SSC | Wiegmann Ultimate series enclosure, NEMA 3R/4/4X/12/13, 30 x 48 x 10in (HxWxD), wall mount, 304 stainless steel, No. 3 intermediate polished finish, 2-door, 3-point keylocking/padlocking combo handle, handle hasp. | Stock | 2965
SCE-30EL4810SSWFLP | Saginaw Enviroline series enclosure, NEMA 3R/4/4X/12/13, 30 x 48 x 10in (HxWxD), wall mount, 304 stainless steel, #4 brush finish, 2-door, 3-point keylocking/padlocking combo handle. | Stock | 3214
HN4WM304810SS | Hammond enclosure, NEMA 3R/4X/12/13, 30 x 48 x 10in (HxWxD), wall mount, 304 stainless steel, #4 brush finish, 2-door, 3-point 316 stainless steel padlocking handle, handle hasp. | Stock | 3791
HN4WM304810S16 | Hammond enclosure, NEMA 3R/4X/12/13, 30 x 48 x 10in (HxWxD), wall mount, 316 stainless steel, #4 brush finish, 2-door, 3-point 316 stainless steel padlocking handle, handle hasp. | Stock | 4538
SCE-306010WFLP | Saginaw enclosure, NEMA 3R/12/13, 30 x 60 x 10in (HxWxD), wall mount, carbon steel, ANSI 61 gray, powder coat finish, double-door, 3-point keylocking/padlocking combo handle. | Stock | 1088
EN4TD306010GY | Hammond Eclipse series enclosure, NEMA 3R/12, 30 x 60 x 10in (HxWxD), wall mount, carbon steel, ANSI 61 gray, powder coat finish, double-door, 3-point keylocking handle. | Stock | 1211
EN4TD306010LG | Hammond Eclipse series enclosure, NEMA 3R/12, 30 x 60 x 10in (HxWxD), wall mount, carbon steel, RAL 7035 light gray, powder coat finish, double-door, 3-point keylocking handle. | Stock | 1211
SCE-30EL6010WFLP | Saginaw Enviroline series enclosure, NEMA 3R/4/12/13, 30 x 60 x 10in (HxWxD), wall mount, carbon steel, ANSI 61 gray, powder coat finish, 2-door, 3-point keylocking/padlocking combo handle. | Stock | 1437
WA306010WF | Wiegmann enclosure, NEMA 12, 30 x 60 x 10in (HxWxD), wall mount, carbon steel, ANSI 61 gray, powder coat finish, double-door, 3-point keylocking handle. | Stock | 1472
1422RX10 | Hammond enclosure, NEMA 12, 30 x 60 x 10in (HxWxD), wall mount, carbon steel, ANSI 61 gray, powder coat finish, double-door, 3-point keylocking handle. | Stock | 1764
HN4WM306010GY | Hammond enclosure, NEMA 3R/4/12, 30 x 60 x 10in (HxWxD), wall mount, carbon steel, ANSI 61 gray, powder coat finish, 2-door, 3-point padlocking handle, handle hasp. | Stock | 2454
N412D306010C | Wiegmann Ultimate series enclosure, NEMA 3R/4/12/13, 30 x 60 x 10in (HxWxD), wall mount, carbon steel, ANSI 61 gray, powder coat finish, 2-door, 3-point keylocking/padlocking combo handle, handle hasp. | Stock | 2708
N412D306010SSC | Wiegmann Ultimate series enclosure, NEMA 3R/4/4X/12/13, 30 x 60 x 10in (HxWxD), wall mount, 304 stainless steel, No. 3 intermediate polished finish, 2-door, 3-point keylocking/padlocking combo handle, handle hasp. | Stock | 3079
SCE-30EL6010SSWFLP | Saginaw Enviroline series enclosure, NEMA 3R/4/4X/12/13, 30 x 60 x 10in (HxWxD), wall mount, 304 stainless steel, #4 brush finish, 2-door, 3-point keylocking/padlocking combo handle. | Stock | 3609
HN4WM306010SS | Hammond enclosure, NEMA 3R/4X/12/13, 30 x 60 x 10in (HxWxD), wall mount, 304 stainless steel, #4 brush finish, 2-door, 3-point 316 stainless steel padlocking handle, handle hasp. | Stock | 4322
HN4WM306010S16 | Hammond enclosure, NEMA 3R/4X/12/13, 30 x 60 x 10in (HxWxD), wall mount, 316 stainless steel, #4 brush finish, 2-door, 3-point 316 stainless steel padlocking handle, handle hasp. | Stock | 5178
SCE-306012WFLP | Saginaw enclosure, NEMA 3R/12/13, 30 x 60 x 12in (HxWxD), wall mount, carbon steel, ANSI 61 gray, powder coat finish, double-door, 3-point keylocking/padlocking combo handle. | Stock | 1172
EN4TD306012GY | Hammond Eclipse series enclosure, NEMA 3R/12, 30 x 60 x 12in (HxWxD), wall mount, carbon steel, ANSI 61 gray, powder coat finish, double-door, 3-point keylocking handle. | Stock | 1299
EN4TD306012LG | Hammond Eclipse series enclosure, NEMA 3R/12, 30 x 60 x 12in (HxWxD), wall mount, carbon steel, RAL 7035 light gray, powder coat finish, double-door, 3-point keylocking handle. | Stock | 1299
SCE-35VR2412 | Saginaw enclosure, vented, NEMA 3R, 35 x 24 x 12in (HxWxD), wall mount, carbon steel, white, powder coat finish, single-door, 1/4-turn padlocking wing handle. | Stock | 1126
SCE-36H1606LP | Saginaw enclosure, NEMA 3R/4/12/13, 36 x 16 x 6in (HxWxD), wall mount, carbon steel, ANSI 61 gray, powder coat finish, single-door, plated steel clamps, padlock hasp and staple. | Stock | 565
SCE-36N2406LP | Saginaw enclosure, NEMA 1, 36 x 24 x 6in (HxWxD), wall mount, carbon steel, ANSI 61 gray, powder coat finish, single-door, 1/4-turn semi-flush latch. | Stock | 494
SCE-36N2406NK-T | Saginaw enclosure, NEMA 1, 36 x 24 x 6in (HxWxD), wall mount, with knockouts, carbon steel, taupe tan, powder coat finish, single-door, 1/4-turn semi-flush latch. | Stock | 540
SCE-36N2406NK-B | Saginaw enclosure, NEMA 1, 36 x 24 x 6in (HxWxD), wall mount, with knockouts, carbon steel, precaution blue, powder coat finish, single-door, 1/4-turn semi-flush latch. | Stock | 540
N1C243606LP | Wiegmann enclosure, NEMA 1, 36 x 24 x 6in (HxWxD), wall mount, carbon steel, ANSI 61 gray, powder coat finish, single-door, 1/4-turn flush-mounted latch. | Stock | 548
EN4SD36246GY | Hammond Eclipse series enclosure, NEMA 3R/4/12, 36 x 24 x 6in (HxWxD), wall mount, carbon steel, ANSI 61 gray, powder coat finish, single-door, 1/4-turn semi-flush latch. | Stock | 658
EN4SD36246LG | Hammond Eclipse series enclosure, NEMA 3R/4/12, 36 x 24 x 6in (HxWxD), wall mount, carbon steel, RAL 7035 light gray, powder coat finish, single-door, 1/4-turn semi-flush latch. | Stock | 526
SCE-36H2406LP | Saginaw enclosure, NEMA 3R/4/12/13, 36 x 24 x 6in (HxWxD), wall mount, carbon steel, ANSI 61 gray, powder coat finish, single-door, plated steel clamps, padlock hasp and staple. | Stock | 629
N12362406 | Wiegmann enclosure, NEMA 12/13, 36 x 24 x 6in (HxWxD), wall mount, carbon steel, ANSI 61 gray, powder coat finish, single-door, plated steel clamps, padlock hasp and staple. | Stock | 701
1418L6 | Hammond enclosure, NEMA 12/13, 36 x 24 x 6in (HxWxD), wall mount, carbon steel, ANSI 61 gray, powder coat finish, single-door, stainless steel clamps, padlock hasp and staple. | Stock | 848
1418N4L6 | Hammond enclosure, NEMA 3R/4/12, 36 x 24 x 6in (HxWxD), wall mount, carbon steel, ANSI 61 gray, powder coat finish, single-door, stainless steel clamps, padlock hasp and staple. | Stock | 936
N1A36247 | Hammond enclosure, NEMA 1, 36 x 24 x 7in (HxWxD), wall mount, carbon steel, ANSI 61 gray, powder coat finish, single-door, 1/4-turn semi-flush latch. | Stock | 637
B362407CH | Wiegmann enclosure, NEMA 12, 36 x 24 x 7in (HxWxD), wall mount, carbon steel, ANSI 61 gray, powder coat finish, single-door, plated steel clamps. | Stock | 764
1418JL7 | Hammond enclosure, NEMA 12, 36 x 24 x 7in (HxWxD), wall mount, carbon steel, ANSI 61 gray, powder coat finish, hinged screw cover. | Stock | 880
SCE-36N2408LP | Saginaw enclosure, NEMA 1, 36 x 24 x 8in (HxWxD), wall mount, carbon steel, ANSI 61 gray, powder coat finish, single-door, 1/4-turn semi-flush latch. | Stock | 515
N1C243608LP | Wiegmann enclosure, NEMA 1, 36 x 24 x 8in (HxWxD), wall mount, carbon steel, ANSI 61 gray, powder coat finish, single-door, 1/4-turn flush-mounted latch. | Stock | 578
SCE-36EL2408LP | Saginaw Enviroline series enclosure, NEMA 3R/4/12/13, 36 x 24 x 8in (HxWxD), wall mount, carbon steel, ANSI 61 gray, powder coat finish, single-door, 1/4-turn semi-flush latch. | Stock | 607
SCE-36EL2408LPLG | Saginaw Enviroline series enclosure, NEMA 3R/4/12/13, 36 x 24 x 8in (HxWxD), wall mount, carbon steel, RAL 7035 light gray, powder coat finish, single-door, 1/4-turn semi-flush latch. | Stock | 607
EN4SD36248GY | Hammond Eclipse series enclosure, NEMA 3R/4/12, 36 x 24 x 8in (HxWxD), wall mount, carbon steel, ANSI 61 gray, powder coat finish, single-door, 1/4-turn semi-flush latch. | Stock | 658
EN4SD36248LG | Hammond Eclipse series enclosure, NEMA 3R/4/12, 36 x 24 x 8in (HxWxD), wall mount, carbon steel, RAL 7035 light gray, powder coat finish, single-door, 1/4-turn semi-flush latch. | Stock | 526
N412362408C | Wiegmann Ultimate series enclosure, NEMA 4/12/13, 36 x 24 x 8in (HxWxD), wall mount, carbon steel, ANSI 61 gray, powder coat finish, single-door, 1/4-turn semi-flush oil-tight latch. | Stock | 626
N412362408CLG | Wiegmann Ultimate series enclosure, NEMA 4/12/13, 36 x 24 x 8in (HxWxD), wall mount, carbon steel, RAL 7035 light gray, powder coat finish, single-door, 1/4-turn semi-flush oil-tight latch. | Stock | 626
SCE-36H2408LP | Saginaw enclosure, NEMA 3R/4/12/13, 36 x 24 x 8in (HxWxD), wall mount, carbon steel, ANSI 61 gray, powder coat finish, single-door, plated steel clamps, padlock hasp and staple. | Stock | 651
N412362408CGP | Wiegmann Ultimate series enclosure, NEMA 3R/4/12/13, 36 x 24 x 8in (HxWxD), wall mount, bottom gland plate, carbon steel, ANSI 61 gray, powder coat finish, single-door, 1/4-turn semi-flush oil-tight latch. | Stock | 960
SCE-36R2408LP | Saginaw enclosure, NEMA 3R, 36 x 24 x 8in (HxWxD), wall mount, carbon steel, ANSI 61 gray, powder coat finish, single-door, 1/4-turn padlocking wing handle. | Stock | 721
N4123624083PTC | Wiegmann Ultimate series enclosure, NEMA 4/12/13, 36 x 24 x 8in (HxWxD), wall mount, carbon steel, ANSI 61 gray, powder coat finish, single-door, 3-point keylocking/padlocking combo handle, handle hasp. | Stock | 724
N12362408 | Wiegmann enclosure, NEMA 12/13, 36 x 24 x 8in (HxWxD), wall mount, carbon steel, ANSI 61 gray, powder coat finish, single-door, plated steel clamps, padlock hasp and staple. | Stock | 726
HW36248GYHK | Hammond enclosure, NEMA 3R/4/12, 36 x 24 x 8in (HxWxD), wall mount, carbon steel, ANSI 61 gray, powder coat finish, single-door, 3-point padlocking handle, handle hasp. | Stock | 870
1418L8 | Hammond enclosure, NEMA 12/13, 36 x 24 x 8in (HxWxD), wall mount, carbon steel, ANSI 61 gray, powder coat finish, single-door, stainless steel clamps, padlock hasp and staple. | Stock | 863
N4362408 | Wiegmann enclosure, NEMA 4/12/13, 36 x 24 x 8in (HxWxD), wall mount, carbon steel, ANSI 61 gray, powder coat finish, single-door, stainless steel clamps, padlock hasp and staple. | Stock | 877
1418N4L8 | Hammond enclosure, NEMA 3R/4/12, 36 x 24 x 8in (HxWxD), wall mount, carbon steel, ANSI 61 gray, powder coat finish, single-door, stainless steel clamps, padlock hasp and staple. | Stock | 953
SCE-36EL2408SSLP | Saginaw Enviroline series enclosure, NEMA 3R/4/4X/12/13, 36 x 24 x 8in (HxWxD), wall mount, 304 stainless steel, #4 brush finish, single-door, 1/4-turn semi-flush latch. | Stock | 1359
EN4SD36248SS | Hammond Eclipse series enclosure, NEMA 3R/4/4X/12/13, 36 x 24 x 8in (HxWxD), wall mount, 304 stainless steel, #4 brush finish, single-door, 1/4-turn semi-flush 316 stainless steel latch. | Stock | 1474
N412362408SSC | Wiegmann Ultimate series enclosure, NEMA 4/4X/12/13, 36 x 24 x 8in (HxWxD), wall mount, 304 stainless steel, No. 3 intermediate polished finish, single-door, 1/4-turn semi-flush oil-tight latch. | Stock | 1314
SCE-36H2408SSLP | Saginaw enclosure, NEMA 3R/4/4X/12/13, 36 x 24 x 8in (HxWxD), wall mount, 304 stainless steel, #4 brush finish, single-door, stainless steel clamps, padlock hasp and staple. | Stock | 1416
SCE-36EL2408SS6LP | Saginaw Enviroline series enclosure, NEMA 3R/4/4X/12/13, 36 x 24 x 8in (HxWxD), wall mount, 316L stainless steel, #4 brush finish, single-door, 1/4-turn semi-flush latch. | Stock | 1612
HW36248SSHK | Hammond enclosure, NEMA 3R/4/4X/12/13, 36 x 24 x 8in (HxWxD), wall mount, 304 stainless steel, #4 brush finish, single-door, 3-point 316 stainless steel padlocking handle, handle hasp. | Stock | 1664
SCE-36H2408SS6LP | Saginaw enclosure, NEMA 3R/4/4X/12/13, 36 x 24 x 8in (HxWxD), wall mount, 316L stainless steel, #4 brush finish, single-door, stainless steel clamps, padlock hasp and staple. | Stock | 1682
1418N4SSL8 | Hammond enclosure, NEMA 3R/4/4X/12/13, 36 x 24 x 8in (HxWxD), wall mount, 304 stainless steel, #4 brush finish, single-door, stainless steel clamps, padlock hasp and staple. | Stock | 1670
SCE-36EL2408SSST | Saginaw Enviroline series enclosure, slope top, NEMA 3R/4/4X/12/13, 36 x 24 x 8in (HxWxD), wall mount, 304 stainless steel, #4 brush finish, single-door, 1/4-turn semi-flush latch. | Stock | 1698
N412362408SS3PTC | Wiegmann Ultimate series enclosure, NEMA 4X/12/13, 36 x 24 x 8in (HxWxD), wall mount, 304 stainless steel, No. 3 intermediate polished finish, single-door, 3-point 316L padlocking handle, handle hasp. | Stock | 1673
EN4SD36248S16 | Hammond Eclipse series enclosure, NEMA 3R/4/4X/12/13, 36 x 24 x 8in (HxWxD), wall mount, 316 stainless steel, #4 brush finish, single-door, 1/4-turn semi-flush 316 stainless steel latch. | Stock | 1930
1418N4S16L8 | Hammond enclosure, NEMA 3R/4/4X/12/13, 36 x 24 x 8in (HxWxD), wall mount, 316 stainless steel, #4 brush finish, single-door, stainless steel clamps, padlock hasp and staple. | Stock | 1947
HW36248S16HK | Hammond enclosure, NEMA 3R/4/4X/12/13, 36 x 24 x 8in (HxWxD), wall mount, 316 stainless steel, #4 brush finish, single-door, 3-point 316 stainless steel padlocking handle, handle hasp. | Stock | 1955
N1A36249 | Hammond enclosure, NEMA 1, 36 x 24 x 9in (HxWxD), wall mount, carbon steel, ANSI 61 gray, powder coat finish, single-door, 1/4-turn semi-flush latch. | Stock | 665
B362409CH | Wiegmann enclosure, NEMA 12, 36 x 24 x 9in (HxWxD), wall mount, carbon steel, ANSI 61 gray, powder coat finish, single-door, plated steel clamps. | Stock | 798
1418JL9 | Hammond enclosure, NEMA 12, 36 x 24 x 9in (HxWxD), wall mount, carbon steel, ANSI 61 gray, powder coat finish, hinged screw cover. | Stock | 914
EN4SD362410GY | Hammond Eclipse series enclosure, NEMA 3R/4/12, 36 x 24 x 10in (HxWxD), wall mount, carbon steel, ANSI 61 gray, powder coat finish, single-door, 1/4-turn semi-flush latch. | Stock | 669
EN4SD362410LG | Hammond Eclipse series enclosure, NEMA 3R/4/12, 36 x 24 x 10in (HxWxD), wall mount, carbon steel, RAL 7035 light gray, powder coat finish, single-door, 1/4-turn semi-flush latch. | Stock | 669
SCE-36EL2410LP | Saginaw Enviroline series enclosure, NEMA 3R/4/12/13, 36 x 24 x 10in (HxWxD), wall mount, carbon steel, ANSI 61 gray, powder coat finish, single-door, 1/4-turn semi-flush latch. | Stock | 634
SCE-36EL2410LPLG | Saginaw Enviroline series enclosure, NEMA 3R/4/12/13, 36 x 24 x 10in (HxWxD), wall mount, carbon steel, RAL 7035 light gray, powder coat finish, single-door, 1/4-turn semi-flush latch. | Stock | 636
N412362410C | Wiegmann Ultimate series enclosure, NEMA 4/12/13, 36 x 24 x 10in (HxWxD), wall mount, carbon steel, ANSI 61 gray, powder coat finish, single-door, 1/4-turn semi-flush oil-tight latch. | Stock | 644
N412362410CLG | Wiegmann Ultimate series enclosure, NEMA 4/12/13, 36 x 24 x 10in (HxWxD), wall mount, carbon steel, RAL 7035 light gray, powder coat finish, single-door, 1/4-turn semi-flush oil-tight latch. | Stock | 644
SCE-36H2410LP | Saginaw enclosure, NEMA 3R/4/12/13, 36 x 24 x 10in (HxWxD), wall mount, carbon steel, ANSI 61 gray, powder coat finish, single-door, plated steel clamps, padlock hasp and staple. | Stock | 672
N412362410CGP | Wiegmann Ultimate series enclosure, NEMA 3R/4/12/13, 36 x 24 x 10in (HxWxD), wall mount, bottom gland plate, carbon steel, ANSI 61 gray, powder coat finish, single-door, 1/4-turn semi-flush oil-tight latch. | Stock | 982
N12362410 | Wiegmann enclosure, NEMA 12/13, 36 x 24 x 10in (HxWxD), wall mount, carbon steel, ANSI 61 gray, powder coat finish, single-door, plated steel clamps, padlock hasp and staple. | Stock | 751
HW362410GYHK | Hammond enclosure, NEMA 3R/4/12, 36 x 24 x 10in (HxWxD), wall mount, carbon steel, ANSI 61 gray, powder coat finish, single-door, 3-point padlocking handle, handle hasp. | Stock | 899
1418L10 | Hammond enclosure, NEMA 12/13, 36 x 24 x 10in (HxWxD), wall mount, carbon steel, ANSI 61 gray, powder coat finish, single-door, stainless steel clamps, padlock hasp and staple. | Stock | 890
EN4SD362410SS | Hammond Eclipse series enclosure, NEMA 3R/4/4X/12/13, 36 x 24 x 10in (HxWxD), wall mount, 304 stainless steel, #4 brush finish, single-door, 1/4-turn semi-flush 316 stainless steel latch. | Stock | 1445
SCE-36EL2410SSLP | Saginaw Enviroline series enclosure, NEMA 3R/4/4X/12/13, 36 x 24 x 10in (HxWxD), wall mount, 304 stainless steel, #4 brush finish, single-door, 1/4-turn semi-flush latch. | Stock | 1432
N412362410SSC | Wiegmann Ultimate series enclosure, NEMA 4/4X/12/13, 36 x 24 x 10in (HxWxD), wall mount, 304 stainless steel, No. 3 intermediate polished finish, single-door, 1/4-turn semi-flush oil-tight latch. | Stock | 1303
SCE-36H2410SSLP | Saginaw enclosure, NEMA 3R/4/4X/12/13, 36 x 24 x 10in (HxWxD), wall mount, 304 stainless steel, #4 brush finish, single-door, stainless steel clamps, padlock hasp and staple. | Stock | 1493
SCE-36EL2410SS6LP | Saginaw Enviroline series enclosure, NEMA 3R/4/4X/12/13, 36 x 24 x 10in (HxWxD), wall mount, 316L stainless steel, #4 brush finish, single-door, 1/4-turn semi-flush latch. | Stock | 1701
SSN4362410 | Wiegmann enclosure, NEMA 4/4X/12/13, 36 x 24 x 10in (HxWxD), wall mount, 304 stainless steel, No. 3 intermediate polished finish, single-door, stainless steel clamps, padlock hasp and staple. | Stock | 1528
1418N4SSL10 | Hammond enclosure, NEMA 3R/4/4X/12/13, 36 x 24 x 10in (HxWxD), wall mount, 304 stainless steel, #4 brush finish, single-door, stainless steel clamps, padlock hasp and staple. | Stock | 1757
SCE-36H2410SS6LP | Saginaw enclosure, NEMA 3R/4/4X/12/13, 36 x 24 x 10in (HxWxD), wall mount, 316L stainless steel, #4 brush finish, single-door, stainless steel clamps, padlock hasp and staple. | Stock | 1777
HW362410SSHK | Hammond enclosure, NEMA 3R/4/4X/12/13, 36 x 24 x 10in (HxWxD), wall mount, 304 stainless steel, #4 brush finish, single-door, 3-point 316 stainless steel padlocking handle, handle hasp. | Stock | 1792
EN4SD362410S16 | Hammond Eclipse series enclosure, NEMA 3R/4/4X/12/13, 36 x 24 x 10in (HxWxD), wall mount, 316 stainless steel, #4 brush finish, single-door, 1/4-turn semi-flush 316 stainless steel latch. | Stock | 1909
1418N4S16L10 | Hammond enclosure, NEMA 3R/4/4X/12/13, 36 x 24 x 10in (HxWxD), wall mount, 316 stainless steel, #4 brush finish, single-door, stainless steel clamps, padlock hasp and staple. | Stock | 2070
HW362410S16HK | Hammond enclosure, NEMA 3R/4/4X/12/13, 36 x 24 x 10in (HxWxD), wall mount, 316 stainless steel, #4 brush finish, single-door, 3-point 316 stainless steel padlocking handle, handle hasp. | Stock | 2119
B362411CH | Wiegmann enclosure, NEMA 12, 36 x 24 x 11in (HxWxD), wall mount, carbon steel, ANSI 61 gray, powder coat finish, single-door, plated steel clamps. | Stock | 833
1418JL11 | Hammond enclosure, NEMA 12, 36 x 24 x 11in (HxWxD), wall mount, carbon steel, ANSI 61 gray, powder coat finish, hinged screw cover. | Stock | 950
SCE-36N2412LP | Saginaw enclosure, NEMA 1, 36 x 24 x 12in (HxWxD), wall mount, carbon steel, ANSI 61 gray, powder coat finish, single-door, 1/4-turn semi-flush latch. | Stock | 552
SCE-36EL2412LP | Saginaw Enviroline series enclosure, NEMA 3R/4/12/13, 36 x 24 x 12in (HxWxD), wall mount, carbon steel, ANSI 61 gray, powder coat finish, single-door, 1/4-turn semi-flush latch. | Stock | 645
SCE-36EL2412LPLG | Saginaw Enviroline series enclosure, NEMA 3R/4/12/13, 36 x 24 x 12in (HxWxD), wall mount, carbon steel, RAL 7035 light gray, powder coat finish, single-door, 1/4-turn semi-flush latch. | Stock | 645
C3R362412HCR | Hammond enclosure, NEMA 3R, 36 x 24 x 12in (HxWxD), wall mount, galvanized steel, ANSI 61 gray, powder coat finish, hinged screw cover, padlock hasp and staple. | Stock | 703
EN4SD362412GY | Hammond Eclipse series enclosure, NEMA 3R/4/12, 36 x 24 x 12in (HxWxD), wall mount, carbon steel, ANSI 61 gray, powder coat finish, single-door, 1/4-turn semi-flush latch. | Stock | 711
EN4SD362412LG | Hammond Eclipse series enclosure, NEMA 3R/4/12, 36 x 24 x 12in (HxWxD), wall mount, carbon steel, RAL 7035 light gray, powder coat finish, single-door, 1/4-turn semi-flush latch. | Stock | 711
N412362412C | Wiegmann Ultimate series enclosure, NEMA 4/12/13, 36 x 24 x 12in (HxWxD), wall mount, carbon steel, ANSI 61 gray, powder coat finish, single-door, 1/4-turn semi-flush oil-tight latch. | Stock | 670
N412362412CLG | Wiegmann Ultimate series enclosure, NEMA 4/12/13, 36 x 24 x 12in (HxWxD), wall mount, carbon steel, RAL 7035 light gray, powder coat finish, single-door, 1/4-turn semi-flush oil-tight latch. | Stock | 670
SCE-36H2412LP | Saginaw enclosure, NEMA 3R/4/12/13, 36 x 24 x 12in (HxWxD), wall mount, carbon steel, ANSI 61 gray, powder coat finish, single-door, plated steel clamps, padlock hasp and staple. | Stock | 694
SCE-36R2412LP | Saginaw enclosure, NEMA 3R, 36 x 24 x 12in (HxWxD), wall mount, carbon steel, ANSI 61 gray, powder coat finish, single-door, 1/4-turn padlocking wing handle. | Stock | 742
SCE-36EL2412LPPL | Saginaw Enviroline series enclosure, NEMA 3R/4/12/13, 36 x 24 x 12in (HxWxD), wall mount, carbon steel, ANSI 61 gray, powder coat finish, single-door, 3-point keylocking/padlocking combo handle. | Stock | 746
RHC362412 | Wiegmann enclosure, NEMA 1/3R, 36 x 24 x 12in (HxWxD), wall mount, carbon steel, ANSI 61 gray, powder coat finish, single-door, 1/4-turn flush-mounted latch, padlock hasp and staple. | Stock | 766
N412362412CGP | Wiegmann Ultimate series enclosure, NEMA 3R/4/12/13, 36 x 24 x 12in (HxWxD), wall mount, bottom gland plate, carbon steel, ANSI 61 gray, powder coat finish, single-door, 1/4-turn semi-flush oil-tight latch. | Stock | 1071
N12362412 | Wiegmann enclosure, NEMA 12/13, 36 x 24 x 12in (HxWxD), wall mount, carbon steel, ANSI 61 gray, powder coat finish, single-door, plated steel clamps, padlock hasp and staple. | Stock | 782
N4123624123PTC | Wiegmann Ultimate series enclosure, NEMA 4/12/13, 36 x 24 x 12in (HxWxD), wall mount, carbon steel, ANSI 61 gray, powder coat finish, single-door, 3-point keylocking/padlocking combo handle, handle hasp. | Stock | 770
1418L12 | Hammond enclosure, NEMA 12/13, 36 x 24 x 12in (HxWxD), wall mount, carbon steel, ANSI 61 gray, powder coat finish, single-door, stainless steel clamps, padlock hasp and staple. | Stock | 917
1418N4L12 | Hammond enclosure, NEMA 3R/4/12, 36 x 24 x 12in (HxWxD), wall mount, carbon steel, ANSI 61 gray, powder coat finish, single-door, stainless steel clamps, padlock hasp and staple. | Stock | 1077
EN4SD362412SS | Hammond Eclipse series enclosure, NEMA 3R/4/4X/12/13, 36 x 24 x 12in (HxWxD), wall mount, 304 stainless steel, #4 brush finish, single-door, 1/4-turn semi-flush 316 stainless steel latch. | Stock | 1578
N412362412SSC | Wiegmann Ultimate series enclosure, NEMA 4/4X/12/13, 36 x 24 x 12in (HxWxD), wall mount, 304 stainless steel, No. 3 intermediate polished finish, single-door, 1/4-turn semi-flush oil-tight latch. | Stock | 1340
SCE-36EL2412SSLPPL | Saginaw Enviroline series enclosure, NEMA 3R/4/4X/12/13, 36 x 24 x 12in (HxWxD), wall mount, 304 stainless steel, #4 brush finish, single-door, 3-point keylocking/padlocking combo handle. | Stock | 1590
SCE-36EL2412SS6LPPL | Saginaw Enviroline series enclosure, NEMA 3R/4/4X/12/13, 36 x 24 x 12in (HxWxD), wall mount, 316L stainless steel, #4 brush finish, single-door, 3-point keylocking/padlocking combo handle. | Stock | 1896
SCE-36EL2412SSST | Saginaw Enviroline series enclosure, slope top, NEMA 3R/4/4X/12/13, 36 x 24 x 12in (HxWxD), wall mount, 304 stainless steel, #4 brush finish, single-door, 1/4-turn semi-flush latch. | Stock | 1875
N412362412SS3PTC | Wiegmann Ultimate series enclosure, NEMA 4X/12/13, 36 x 24 x 12in (HxWxD), wall mount, 304 stainless steel, No. 3 intermediate polished finish, single-door, 3-point 316L padlocking handle, handle hasp. | Stock | 1915
EN4SD362412S16 | Hammond Eclipse series enclosure, NEMA 3R/4/4X/12/13, 36 x 24 x 12in (HxWxD), wall mount, 316 stainless steel, #4 brush finish, single-door, 1/4-turn semi-flush 316 stainless steel latch. | Stock | 1982
SCE-36EL2416LP | Saginaw Enviroline series enclosure, NEMA 3R/4/12/13, 36 x 24 x 16in (HxWxD), wall mount, carbon steel, ANSI 61 gray, powder coat finish, single-door, 1/4-turn semi-flush latch. | Stock | 658
SCE-36EL2416LPLG | Saginaw Enviroline series enclosure, NEMA 3R/4/12/13, 36 x 24 x 16in (HxWxD), wall mount, carbon steel, RAL 7035 light gray, powder coat finish, single-door, 1/4-turn semi-flush latch. | Stock | 658
EN4SD362416GY | Hammond Eclipse series enclosure, NEMA 3R/4/12, 36 x 24 x 16in (HxWxD), wall mount, carbon steel, ANSI 61 gray, powder coat finish, single-door, 1/4-turn semi-flush latch. | Stock | 757
EN4SD362416LG | Hammond Eclipse series enclosure, NEMA 3R/4/12, 36 x 24 x 16in (HxWxD), wall mount, carbon steel, RAL 7035 light gray, powder coat finish, single-door, 1/4-turn semi-flush latch. | Stock | 757
SCE-36H2416LP | Saginaw enclosure, NEMA 3R/4/12/13, 36 x 24 x 16in (HxWxD), wall mount, carbon steel, ANSI 61 gray, powder coat finish, single-door, plated steel clamps, padlock hasp and staple. | Stock | 741
SCE-36R2416LP | Saginaw enclosure, NEMA 3R, 36 x 24 x 16in (HxWxD), wall mount, carbon steel, ANSI 61 gray, powder coat finish, single-door, 1/4-turn padlocking wing handle. | Stock | 762
SCE-36N3006LP | Saginaw enclosure, NEMA 1, 36 x 30 x 6in (HxWxD), wall mount, carbon steel, ANSI 61 gray, powder coat finish, single-door, 1/4-turn semi-flush latch. | Stock | 514
N1C303606LP | Wiegmann enclosure, NEMA 1, 36 x 30 x 6in (HxWxD), wall mount, carbon steel, ANSI 61 gray, powder coat finish, single-door, 1/4-turn flush-mounted latch. | Stock | 585
EN4SD36306GY | Hammond Eclipse series enclosure, NEMA 3R/4/12, 36 x 30 x 6in (HxWxD), wall mount, carbon steel, ANSI 61 gray, powder coat finish, single-door, 1/4-turn semi-flush latch. | Stock | 696
EN4SD36306LG | Hammond Eclipse series enclosure, NEMA 3R/4/12, 36 x 30 x 6in (HxWxD), wall mount, carbon steel, RAL 7035 light gray, powder coat finish, single-door, 1/4-turn semi-flush latch. | Stock | 696
N12363006 | Wiegmann enclosure, NEMA 12/13, 36 x 30 x 6in (HxWxD), wall mount, carbon steel, ANSI 61 gray, powder coat finish, single-door, plated steel clamps, padlock hasp and staple. | Stock | 767
1418M6 | Hammond enclosure, NEMA 12/13, 36 x 30 x 6in (HxWxD), wall mount, carbon steel, ANSI 61 gray, powder coat finish, single-door, stainless steel clamps, padlock hasp and staple. | Stock | 940
N1A36307 | Hammond enclosure, NEMA 1, 36 x 30 x 7in (HxWxD), wall mount, carbon steel, ANSI 61 gray, powder coat finish, single-door, 1/4-turn semi-flush latch. | Stock | 699
SCE-36N3008LP | Saginaw enclosure, NEMA 1, 36 x 30 x 8in (HxWxD), wall mount, carbon steel, ANSI 61 gray, powder coat finish, single-door, 1/4-turn semi-flush latch. | Stock | 537
N1C303608LP | Wiegmann enclosure, NEMA 1, 36 x 30 x 8in (HxWxD), wall mount, carbon steel, ANSI 61 gray, powder coat finish, single-door, 1/4-turn flush-mounted latch. | Stock | 603
SCE-36EL3008LP | Saginaw Enviroline series enclosure, NEMA 3R/4/12/13, 36 x 30 x 8in (HxWxD), wall mount, carbon steel, ANSI 61 gray, powder coat finish, single-door, 1/4-turn semi-flush latch. | Stock | 649
SCE-36EL3008LPLG | Saginaw Enviroline series enclosure, NEMA 3R/4/12/13, 36 x 30 x 8in (HxWxD), wall mount, carbon steel, RAL 7035 light gray, powder coat finish, single-door, 1/4-turn semi-flush latch. | Stock | 649
EN4SD36308GY | Hammond Eclipse series enclosure, NEMA 3R/4/12, 36 x 30 x 8in (HxWxD), wall mount, carbon steel, ANSI 61 gray, powder coat finish, single-door, 1/4-turn semi-flush latch. | Stock | 702
EN4SD36308LG | Hammond Eclipse series enclosure, NEMA 3R/4/12, 36 x 30 x 8in (HxWxD), wall mount, carbon steel, RAL 7035 light gray, powder coat finish, single-door, 1/4-turn semi-flush latch. | Stock | 702
N412363008C | Wiegmann Ultimate series enclosure, NEMA 4/12/13, 36 x 30 x 8in (HxWxD), wall mount, carbon steel, ANSI 61 gray, powder coat finish, single-door, 1/4-turn semi-flush oil-tight latch. | Stock | 669
N412363008CLG | Wiegmann Ultimate series enclosure, NEMA 4/12/13, 36 x 30 x 8in (HxWxD), wall mount, carbon steel, RAL 7035 light gray, powder coat finish, single-door, 1/4-turn semi-flush oil-tight latch. | Stock | 669
SCE-36H3008LP | Saginaw enclosure, NEMA 3R/4/12/13, 36 x 30 x 8in (HxWxD), wall mount, carbon steel, ANSI 61 gray, powder coat finish, single-door, plated steel clamps, padlock hasp and staple. | Stock | 698
SCE-36R3008LP | Saginaw enclosure, NEMA 3R, 36 x 30 x 8in (HxWxD), wall mount, carbon steel, ANSI 61 gray, powder coat finish, single-door, 1/4-turn padlocking wing handle. | Stock | 749
N412363008CST | Wiegmann Ultimate series enclosure, slope top, NEMA 4/12/13, 36 x 30 x 8in (HxWxD), wall mount, carbon steel, ANSI 61 gray, powder coat finish, single-door, 1/4-turn semi-flush oil-tight latch. | Stock | 757
ST36308LG | Hammond Eclipse series enclosure, slope top, NEMA 3R/4/12, 36 x 30 x 8in (HxWxD), wall mount, carbon steel, RAL 7035 light gray, powder coat finish, single-door, 1/4-turn semi-flush latch. | Stock | 836
N4123630083PTC | Wiegmann Ultimate series enclosure, NEMA 4/12/13, 36 x 30 x 8in (HxWxD), wall mount, carbon steel, ANSI 61 gray, powder coat finish, single-door, 3-point keylocking/padlocking combo handle, handle hasp. | Stock | 771
N12363008 | Wiegmann enclosure, NEMA 12/13, 36 x 30 x 8in (HxWxD), wall mount, carbon steel, ANSI 61 gray, powder coat finish, single-door, plated steel clamps, padlock hasp and staple. | Stock | 782
HW36308GYHK | Hammond enclosure, NEMA 3R/4/12, 36 x 30 x 8in (HxWxD), wall mount, carbon steel, ANSI 61 gray, powder coat finish, single-door, 3-point padlocking handle, handle hasp. | Stock | 944
1418M8 | Hammond enclosure, NEMA 12/13, 36 x 30 x 8in (HxWxD), wall mount, carbon steel, ANSI 61 gray, powder coat finish, single-door, stainless steel clamps, padlock hasp and staple. | Stock | 955
1418N4M8 | Hammond enclosure, NEMA 3R/4/12, 36 x 30 x 8in (HxWxD), wall mount, carbon steel, ANSI 61 gray, powder coat finish, single-door, stainless steel clamps, padlock hasp and staple. | Stock | 1088
N36308HWT | Stahlin N series enclosure, NEMA 1/3/3R/4X/12, 36 x 30 x 8in (HxWxD), wall mount, fiberglass reinforced polyester, gray, single-door, twist-lock latch, padlock hasp and staple. | Stock | 1710
1418N4ALM8 | Hammond enclosure, NEMA 4/4X/12/13, 36 x 30 x 8in (HxWxD), wall mount, 5052-H32 aluminum, natural finish, single-door, aluminum clamps, padlock hasp and staple. | Stock | 1614
SCE-36EL3008SSLP | Saginaw Enviroline series enclosure, NEMA 3R/4/4X/12/13, 36 x 30 x 8in (HxWxD), wall mount, 304 stainless steel, #4 brush finish, single-door, 1/4-turn semi-flush latch. | Stock | 1507
EN4SD36308SS | Hammond Eclipse series enclosure, NEMA 3R/4/4X/12/13, 36 x 30 x 8in (HxWxD), wall mount, 304 stainless steel, #4 brush finish, single-door, 1/4-turn semi-flush 316 stainless steel latch. | Stock | 1647
N412363008SSC | Wiegmann Ultimate series enclosure, NEMA 4/4X/12/13, 36 x 30 x 8in (HxWxD), wall mount, 304 stainless steel, No. 3 intermediate polished finish, single-door, 1/4-turn semi-flush oil-tight latch. | Stock | 1466
SCE-36H3008SSLP | Saginaw enclosure, NEMA 3R/4/4X/12/13, 36 x 30 x 8in (HxWxD), wall mount, 304 stainless steel, #4 brush finish, single-door, stainless steel clamps, padlock hasp and staple. | Stock | 1584
ST363008SS | Hammond Eclipse series enclosure, slope top, NEMA 3R/4/4X/12/13, 36 x 30 x 8in (HxWxD), wall mount, 304 stainless steel, #4 brush finish, single-door, 1/4-turn semi-flush 316 stainless steel latch. | Stock | 1752
SCE-36EL3008SS6LP | Saginaw Enviroline series enclosure, NEMA 3R/4/4X/12/13, 36 x 30 x 8in (HxWxD), wall mount, 316L stainless steel, #4 brush finish, single-door, 1/4-turn semi-flush latch. | Stock | 1793
HW36308SSHK | Hammond enclosure, NEMA 3R/4/4X/12/13, 36 x 30 x 8in (HxWxD), wall mount, 304 stainless steel, #4 brush finish, single-door, 3-point 316 stainless steel padlocking handle, handle hasp. | Stock | 1865
SCE-36H3008SS6LP | Saginaw enclosure, NEMA 3R/4/4X/12/13, 36 x 30 x 8in (HxWxD), wall mount, 316L stainless steel, #4 brush finish, single-door, stainless steel clamps, padlock hasp and staple. | Stock | 1888
1418N4SSM8 | Hammond enclosure, NEMA 3R/4/4X/12/13, 36 x 30 x 8in (HxWxD), wall mount, 304 stainless steel, #4 brush finish, single-door, stainless steel clamps, padlock hasp and staple. | Stock | 1886
SSN43630083PT | Wiegmann enclosure, NEMA 4/4X/12/13, 36 x 30 x 8in (HxWxD), wall mount, 304 stainless steel, No. 3 intermediate polished finish, single-door, 3-point 316L padlocking handle, handle hasp. | Stock | 1677
SCE-36EL3008SSST | Saginaw Enviroline series enclosure, slope top, NEMA 3R/4/4X/12/13, 36 x 30 x 8in (HxWxD), wall mount, 304 stainless steel, #4 brush finish, single-door, 1/4-turn semi-flush latch. | Stock | 1892
N412363008SS3PTC | Wiegmann Ultimate series enclosure, NEMA 4X/12/13, 36 x 30 x 8in (HxWxD), wall mount, 304 stainless steel, No. 3 intermediate polished finish, single-door, 3-point 316L padlocking handle, handle hasp. | Stock | 2008
EN4SD36308S16 | Hammond Eclipse series enclosure, NEMA 3R/4/4X/12/13, 36 x 30 x 8in (HxWxD), wall mount, 316 stainless steel, #4 brush finish, single-door, 1/4-turn semi-flush 316 stainless steel latch. | Stock | 2093
1418N4S16M8 | Hammond enclosure, NEMA 3R/4/4X/12/13, 36 x 30 x 8in (HxWxD), wall mount, 316 stainless steel, #4 brush finish, single-door, stainless steel clamps, padlock hasp and staple. | Stock | 2120
N412363008CSSST | Wiegmann Ultimate series enclosure, slope top, NEMA 4/4X/12/13, 36 x 30 x 8in (HxWxD), wall mount, 304 stainless steel, No. 3 intermediate polished finish, single-door, 1/4-turn semi-flush oil-tight latch. | Stock | 2112
HW36308S16HK | Hammond enclosure, NEMA 3R/4/4X/12/13, 36 x 30 x 8in (HxWxD), wall mount, 316 stainless steel, #4 brush finish, single-door, 3-point 316 stainless steel padlocking handle, handle hasp. | Stock | 2139
N1A36309 | Hammond enclosure, NEMA 1, 36 x 30 x 9in (HxWxD), wall mount, carbon steel, ANSI 61 gray, powder coat finish, single-door, 1/4-turn semi-flush latch. | Stock | 728
B363009CH | Wiegmann enclosure, NEMA 12, 36 x 30 x 9in (HxWxD), wall mount, carbon steel, ANSI 61 gray, powder coat finish, single-door, plated steel clamps. | Stock | 875
1418JM9 | Hammond enclosure, NEMA 12, 36 x 30 x 9in (HxWxD), wall mount, carbon steel, ANSI 61 gray, powder coat finish, hinged screw cover. | Stock | 1043
SCE-36EL3010LP | Saginaw Enviroline series enclosure, NEMA 3R/4/12/13, 36 x 30 x 10in (HxWxD), wall mount, carbon steel, ANSI 61 gray, powder coat finish, single-door, 1/4-turn semi-flush latch. | Stock | 673
SCE-36EL3010LPLG | Saginaw Enviroline series enclosure, NEMA 3R/4/12/13, 36 x 30 x 10in (HxWxD), wall mount, carbon steel, RAL 7035 light gray, powder coat finish, single-door, 1/4-turn semi-flush latch. | Stock | 673
EN4SD363010GY | Hammond Eclipse series enclosure, NEMA 3R/4/12, 36 x 30 x 10in (HxWxD), wall mount, carbon steel, ANSI 61 gray, powder coat finish, single-door, 1/4-turn semi-flush latch. | Stock | 716
EN4SD363010LG | Hammond Eclipse series enclosure, NEMA 3R/4/12, 36 x 30 x 10in (HxWxD), wall mount, carbon steel, RAL 7035 light gray, powder coat finish, single-door, 1/4-turn semi-flush latch. | Stock | 716
N412363010C | Wiegmann Ultimate series enclosure, NEMA 4/12/13, 36 x 30 x 10in (HxWxD), wall mount, carbon steel, ANSI 61 gray, powder coat finish, single-door, 1/4-turn semi-flush oil-tight latch. | Stock | 689
N412363010CLG | Wiegmann Ultimate series enclosure, NEMA 4/12/13, 36 x 30 x 10in (HxWxD), wall mount, carbon steel, RAL 7035 light gray, powder coat finish, single-door, 1/4-turn semi-flush oil-tight latch. | Stock | 689
SCE-36H3010LP | Saginaw enclosure, NEMA 3R/4/12/13, 36 x 30 x 10in (HxWxD), wall mount, carbon steel, ANSI 61 gray, powder coat finish, single-door, plated steel clamps, padlock hasp and staple. | Stock | 722
N412363010CST | Wiegmann Ultimate series enclosure, slope top, NEMA 4/12/13, 36 x 30 x 10in (HxWxD), wall mount, carbon steel, ANSI 61 gray, powder coat finish, single-door, 1/4-turn semi-flush oil-tight latch. | Stock | 771
ST363010LG | Hammond Eclipse series enclosure, slope top, NEMA 3R/4/12, 36 x 30 x 10in (HxWxD), wall mount, carbon steel, RAL 7035 light gray, powder coat finish, single-door, 1/4-turn semi-flush latch. | Stock | 848
N12363010 | Wiegmann enclosure, NEMA 12/13, 36 x 30 x 10in (HxWxD), wall mount, carbon steel, ANSI 61 gray, powder coat finish, single-door, plated steel clamps, padlock hasp and staple. | Stock | 809
HW363010GYHK | Hammond enclosure, NEMA 3R/4/12, 36 x 30 x 10in (HxWxD), wall mount, carbon steel, ANSI 61 gray, powder coat finish, single-door, 3-point padlocking handle, handle hasp. | Stock | 975
1418M10 | Hammond enclosure, NEMA 12/13, 36 x 30 x 10in (HxWxD), wall mount, carbon steel, ANSI 61 gray, powder coat finish, single-door, stainless steel clamps, padlock hasp and staple. | Stock | 987
N4363010 | Wiegmann enclosure, NEMA 4/12/13, 36 x 30 x 10in (HxWxD), wall mount, carbon steel, ANSI 61 gray, powder coat finish, single-door, stainless steel clamps, padlock hasp and staple. | Stock | 999
N363010RT | Stahlin N series enclosure, NEMA 1/3R, 36 x 30 x 10in (HxWxD), wall mount, fiberglass reinforced polyester, gray, single-door, twist-lock latch, padlock hasp and staple. | Stock | 1579
1418N4M10 | Hammond enclosure, NEMA 3R/4/12, 36 x 30 x 10in (HxWxD), wall mount, carbon steel, ANSI 61 gray, powder coat finish, single-door, stainless steel clamps, padlock hasp and staple. | Stock | 1137
N363010HWT | Stahlin N series enclosure, NEMA 1/3/3R/4X/12, 36 x 30 x 10in (HxWxD), wall mount, fiberglass reinforced polyester, gray, single-door, twist-lock latch, padlock hasp and staple. | Stock | 1728
EN4SD363010SS | Hammond Eclipse series enclosure, NEMA 3R/4/4X/12/13, 36 x 30 x 10in (HxWxD), wall mount, 304 stainless steel, #4 brush finish, single-door, 1/4-turn semi-flush 316 stainless steel latch. | Stock | 1675
SCE-36EL3010SSLP | Saginaw Enviroline series enclosure, NEMA 3R/4/4X/12/13, 36 x 30 x 10in (HxWxD), wall mount, 304 stainless steel, #4 brush finish, single-door, 1/4-turn semi-flush latch. | Stock | 1598
N412363010SSC | Wiegmann Ultimate series enclosure, NEMA 4/4X/12/13, 36 x 30 x 10in (HxWxD), wall mount, 304 stainless steel, No. 3 intermediate polished finish, single-door, 1/4-turn semi-flush oil-tight latch. | Stock | 1612
SCE-36H3010SSLP | Saginaw enclosure, NEMA 3R/4/4X/12/13, 36 x 30 x 10in (HxWxD), wall mount, 304 stainless steel, #4 brush finish, single-door, stainless steel clamps, padlock hasp and staple. | Stock | 1667
SCE-36EL3010SS6LP | Saginaw Enviroline series enclosure, NEMA 3R/4/4X/12/13, 36 x 30 x 10in (HxWxD), wall mount, 316L stainless steel, #4 brush finish, single-door, 1/4-turn semi-flush latch. | Stock | 1906
SSN4363010 | Wiegmann enclosure, NEMA 4/4X/12/13, 36 x 30 x 10in (HxWxD), wall mount, 304 stainless steel, No. 3 intermediate polished finish, single-door, stainless steel clamps, padlock hasp and staple. | Stock | 1706
HW363010SSHK | Hammond enclosure, NEMA 3R/4/4X/12/13, 36 x 30 x 10in (HxWxD), wall mount, 304 stainless steel, #4 brush finish, single-door, 3-point 316 stainless steel padlocking handle, handle hasp. | Stock | 1965
SCE-36H3010SS6LP | Saginaw enclosure, NEMA 3R/4/4X/12/13, 36 x 30 x 10in (HxWxD), wall mount, 316L stainless steel, #4 brush finish, single-door, stainless steel clamps, padlock hasp and staple. | Stock | 2003
1418N4SSM10 | Hammond enclosure, NEMA 3R/4/4X/12/13, 36 x 30 x 10in (HxWxD), wall mount, 304 stainless steel, #4 brush finish, single-door, stainless steel clamps, padlock hasp and staple. | Stock | 1984
EN4SD363010S16 | Hammond Eclipse series enclosure, NEMA 3R/4/4X/12/13, 36 x 30 x 10in (HxWxD), wall mount, 316 stainless steel, #4 brush finish, single-door, 1/4-turn semi-flush 316 stainless steel latch. | Stock | 2247
SSN4363010A | Wiegmann enclosure, NEMA 4/4X/12/13, 36 x 30 x 10in (HxWxD), wall mount, 316L stainless steel, No. 3 intermediate polished finish, single-door, stainless steel clamps, padlock hasp and staple. | Stock | 2064
HW363010S16HK | Hammond enclosure, NEMA 3R/4/4X/12/13, 36 x 30 x 10in (HxWxD), wall mount, 316 stainless steel, #4 brush finish, single-door, 3-point 316 stainless steel padlocking handle, handle hasp. | Stock | 2385
1418N4S16M10 | Hammond enclosure, NEMA 3R/4/4X/12/13, 36 x 30 x 10in (HxWxD), wall mount, 316 stainless steel, #4 brush finish, single-door, stainless steel clamps, padlock hasp and staple. | Stock | 2382
SCE-36N3012LP | Saginaw enclosure, NEMA 1, 36 x 30 x 12in (HxWxD), wall mount, carbon steel, ANSI 61 gray, powder coat finish, single-door, 1/4-turn semi-flush latch. | Stock | 584
N1C303612LP | Wiegmann enclosure, NEMA 1, 36 x 30 x 12in (HxWxD), wall mount, carbon steel, ANSI 61 gray, powder coat finish, single-door, 1/4-turn flush-mounted latch. | Stock | 662
SCE-36EL3012LP | Saginaw Enviroline series enclosure, NEMA 3R/4/12/13, 36 x 30 x 12in (HxWxD), wall mount, carbon steel, ANSI 61 gray, powder coat finish, single-door, 1/4-turn semi-flush latch. | Stock | 689
SCE-36EL3012LPLG | Saginaw Enviroline series enclosure, NEMA 3R/4/12/13, 36 x 30 x 12in (HxWxD), wall mount, carbon steel, RAL 7035 light gray, powder coat finish, single-door, 1/4-turn semi-flush latch. | Stock | 689
EN4SD363012GY | Hammond Eclipse series enclosure, NEMA 3R/4/12, 36 x 30 x 12in (HxWxD), wall mount, carbon steel, ANSI 61 gray, powder coat finish, single-door, 1/4-turn semi-flush latch. | Stock | 749
EN4SD363012LG | Hammond Eclipse series enclosure, NEMA 3R/4/12, 36 x 30 x 12in (HxWxD), wall mount, carbon steel, RAL 7035 light gray, powder coat finish, single-door, 1/4-turn semi-flush latch. | Stock | 749
N412363012C | Wiegmann Ultimate series enclosure, NEMA 4/12/13, 36 x 30 x 12in (HxWxD), wall mount, carbon steel, ANSI 61 gray, powder coat finish, single-door, 1/4-turn semi-flush oil-tight latch. | Stock | 713
N412363012CLG | Wiegmann Ultimate series enclosure, NEMA 4/12/13, 36 x 30 x 12in (HxWxD), wall mount, carbon steel, RAL 7035 light gray, powder coat finish, single-door, 1/4-turn semi-flush oil-tight latch. | Stock | 713
N1A363012 | Hammond enclosure, NEMA 1, 36 x 30 x 12in (HxWxD), wall mount, carbon steel, ANSI 61 gray, powder coat finish, single-door, 1/4-turn semi-flush latch. | Stock | 787
SCE-36H3012LP | Saginaw enclosure, NEMA 3R/4/12/13, 36 x 30 x 12in (HxWxD), wall mount, carbon steel, ANSI 61 gray, powder coat finish, single-door, plated steel clamps, padlock hasp and staple. | Stock | 743
SCE-36R3012LP | Saginaw enclosure, NEMA 3R, 36 x 30 x 12in (HxWxD), wall mount, carbon steel, ANSI 61 gray, powder coat finish, single-door, 1/4-turn padlocking wing handle. | Stock | 771
C3R363012HCR | Hammond enclosure, NEMA 3R, 36 x 30 x 12in (HxWxD), wall mount, galvanized steel, ANSI 61 gray, powder coat finish, hinged screw cover, padlock hasp and staple. | Stock | 817
SCE-36EL3012LPPL | Saginaw Enviroline series enclosure, NEMA 3R/4/12/13, 36 x 30 x 12in (HxWxD), wall mount, carbon steel, ANSI 61 gray, powder coat finish, single-door, 3-point keylocking/padlocking combo handle. | Stock | 790
N412363012CGP | Wiegmann Ultimate series enclosure, NEMA 3R/4/12/13, 36 x 30 x 12in (HxWxD), wall mount, bottom gland plate, carbon steel, ANSI 61 gray, powder coat finish, single-door, 1/4-turn semi-flush oil-tight latch. | Stock | 1198
N412363012CST | Wiegmann Ultimate series enclosure, slope top, NEMA 4/12/13, 36 x 30 x 12in (HxWxD), wall mount, carbon steel, ANSI 61 gray, powder coat finish, single-door, 1/4-turn semi-flush oil-tight latch. | Stock | 809
ST363012LG | Hammond Eclipse series enclosure, slope top, NEMA 3R/4/12, 36 x 30 x 12in (HxWxD), wall mount, carbon steel, RAL 7035 light gray, powder coat finish, single-door, 1/4-turn semi-flush latch. | Stock | 892
N4123630123PTC | Wiegmann Ultimate series enclosure, NEMA 4/12/13, 36 x 30 x 12in (HxWxD), wall mount, carbon steel, ANSI 61 gray, powder coat finish, single-door, 3-point keylocking/padlocking combo handle, handle hasp. | Stock | 818
N12363012 | Wiegmann enclosure, NEMA 12/13, 36 x 30 x 12in (HxWxD), wall mount, carbon steel, ANSI 61 gray, powder coat finish, single-door, plated steel clamps, padlock hasp and staple. | Stock | 843
HW363012GYHK | Hammond enclosure, NEMA 3R/4/12, 36 x 30 x 12in (HxWxD), wall mount, carbon steel, ANSI 61 gray, powder coat finish, single-door, 3-point padlocking handle, handle hasp. | Stock | 1018
1418M12 | Hammond enclosure, NEMA 12/13, 36 x 30 x 12in (HxWxD), wall mount, carbon steel, ANSI 61 gray, powder coat finish, single-door, stainless steel clamps, padlock hasp and staple. | Stock | 1029
N4363012 | Wiegmann enclosure, NEMA 4/12/13, 36 x 30 x 12in (HxWxD), wall mount, carbon steel, ANSI 61 gray, powder coat finish, single-door, stainless steel clamps, padlock hasp and staple. | Stock | 1051
N363012RT | Stahlin N series enclosure, NEMA 1/3R, 36 x 30 x 12in (HxWxD), wall mount, fiberglass reinforced polyester, gray, single-door, twist-lock latch, padlock hasp and staple. | Stock | 1664
1418N4M12 | Hammond enclosure, NEMA 3R/4/12, 36 x 30 x 12in (HxWxD), wall mount, carbon steel, ANSI 61 gray, powder coat finish, single-door, stainless steel clamps, padlock hasp and staple. | Stock | 1189
N363012HWT | Stahlin N series enclosure, NEMA 1/3/3R/4X/12, 36 x 30 x 12in (HxWxD), wall mount, fiberglass reinforced polyester, gray, single-door, twist-lock latch, padlock hasp and staple. | Stock | 1853
1418N4ALM12 | Hammond enclosure, NEMA 4/4X/12/13, 36 x 30 x 12in (HxWxD), wall mount, 5052-H32 aluminum, natural finish, single-door, aluminum clamps, padlock hasp and staple. | Stock | 1757
SCE-36EL3012SSLP | Saginaw Enviroline series enclosure, NEMA 3R/4/4X/12/13, 36 x 30 x 12in (HxWxD), wall mount, 304 stainless steel, #4 brush finish, single-door, 1/4-turn semi-flush latch. | Stock | 1677
EN4SD363012SS | Hammond Eclipse series enclosure, NEMA 3R/4/4X/12/13, 36 x 30 x 12in (HxWxD), wall mount, 304 stainless steel, #4 brush finish, single-door, 1/4-turn semi-flush 316 stainless steel latch. | Stock | 1830
N412363012SSC | Wiegmann Ultimate series enclosure, NEMA 4/4X/12/13, 36 x 30 x 12in (HxWxD), wall mount, 304 stainless steel, No. 3 intermediate polished finish, single-door, 1/4-turn semi-flush oil-tight latch. | Stock | 1548
SCE-36H3012SSLP | Saginaw enclosure, NEMA 3R/4/4X/12/13, 36 x 30 x 12in (HxWxD), wall mount, 304 stainless steel, #4 brush finish, single-door, stainless steel clamps, padlock hasp and staple. | Stock | 1751
SCE-36EL3012SSLPPL | Saginaw Enviroline series enclosure, NEMA 3R/4/4X/12/13, 36 x 30 x 12in (HxWxD), wall mount, 304 stainless steel, #4 brush finish, single-door, 3-point keylocking/padlocking combo handle. | Stock | 1768
ST363012SS | Hammond Eclipse series enclosure, slope top, NEMA 3R/4/4X/12/13, 36 x 30 x 12in (HxWxD), wall mount, 304 stainless steel, #4 brush finish, single-door, 1/4-turn semi-flush 316 stainless steel latch. | Stock | 1937
SCE-36EL3012SS6LP | Saginaw Enviroline series enclosure, NEMA 3R/4/4X/12/13, 36 x 30 x 12in (HxWxD), wall mount, 316L stainless steel, #4 brush finish, single-door, 1/4-turn semi-flush latch. | Stock | 2018
NW363012HWT | Stahlin N series enclosure, NEMA 1/3/3R/4X/12, 36 x 30 x 12in (HxWxD), wall mount, fiberglass reinforced polyester, gray, single-door, twist-lock latch, padlock hasp and staple, SAR acrylic window. | Stock | 3464
SSN4363012 | Wiegmann enclosure, NEMA 4/4X/12/13, 36 x 30 x 12in (HxWxD), wall mount, 304 stainless steel, No. 3 intermediate polished finish, single-door, stainless steel clamps, padlock hasp and staple. | Stock | 1803
HW363012SSHK | Hammond enclosure, NEMA 3R/4/4X/12/13, 36 x 30 x 12in (HxWxD), wall mount, 304 stainless steel, #4 brush finish, single-door, 3-point 316 stainless steel padlocking handle, handle hasp. | Stock | 2086
EN4SD363012SSWH | Hammond Eclipse series enclosure, NEMA 3R/4/4X/12/13, 36 x 30 x 12in (HxWxD), wall mount, 304 stainless steel, RAL 9003 white, powder coat finish, single-door, 3-point 316 stainless steel padlocking handle, handle hasp. | Stock | 2086
SCE-36H3012SS6LP | Saginaw enclosure, NEMA 3R/4/4X/12/13, 36 x 30 x 12in (HxWxD), wall mount, 316L stainless steel, #4 brush finish, single-door, stainless steel clamps, padlock hasp and staple. | Stock | 2124
1418N4SSM12 | Hammond enclosure, NEMA 3R/4/4X/12/13, 36 x 30 x 12in (HxWxD), wall mount, 304 stainless steel, #4 brush finish, single-door, stainless steel clamps, padlock hasp and staple. | Stock | 2098
SCE-36EL3012SS6LPPL | Saginaw Enviroline series enclosure, NEMA 3R/4/4X/12/13, 36 x 30 x 12in (HxWxD), wall mount, 316L stainless steel, #4 brush finish, single-door, 3-point keylocking/padlocking combo handle. | Stock | 2148
SCE-36EL3012SSST | Saginaw Enviroline series enclosure, slope top, NEMA 3R/4/4X/12/13, 36 x 30 x 12in (HxWxD), wall mount, 304 stainless steel, #4 brush finish, single-door, 1/4-turn semi-flush latch. | Stock | 2148
N412363012SS3PTC | Wiegmann Ultimate series enclosure, NEMA 4X/12/13, 36 x 30 x 12in (HxWxD), wall mount, 304 stainless steel, No. 3 intermediate polished finish, single-door, 3-point 316L padlocking handle, handle hasp. | Stock | 2255
EN4SD363012S16 | Hammond Eclipse series enclosure, NEMA 3R/4/4X/12/13, 36 x 30 x 12in (HxWxD), wall mount, 316 stainless steel, #4 brush finish, single-door, 1/4-turn semi-flush 316 stainless steel latch. | Stock | 2358
N412363012CSSST | Wiegmann Ultimate series enclosure, slope top, NEMA 4/4X/12/13, 36 x 30 x 12in (HxWxD), wall mount, 304 stainless steel, No. 3 intermediate polished finish, single-door, 1/4-turn semi-flush oil-tight latch. | Stock | 2097
1418N4S16M12 | Hammond enclosure, NEMA 3R/4/4X/12/13, 36 x 30 x 12in (HxWxD), wall mount, 316 stainless steel, #4 brush finish, single-door, stainless steel clamps, padlock hasp and staple. | Stock | 2518
HW363012S16HK | Hammond enclosure, NEMA 3R/4/4X/12/13, 36 x 30 x 12in (HxWxD), wall mount, 316 stainless steel, #4 brush finish, single-door, 3-point 316 stainless steel padlocking handle, handle hasp. | Stock | 2530
B363013CH | Wiegmann enclosure, NEMA 12, 36 x 30 x 13in (HxWxD), wall mount, carbon steel, ANSI 61 gray, powder coat finish, single-door, plated steel clamps. | Stock | 949
1418JM13 | Hammond enclosure, NEMA 12, 36 x 30 x 13in (HxWxD), wall mount, carbon steel, ANSI 61 gray, powder coat finish, hinged screw cover. | Stock | 1151
SCE-36EL3016LP | Saginaw Enviroline series enclosure, NEMA 3R/4/12/13, 36 x 30 x 16in (HxWxD), wall mount, carbon steel, ANSI 61 gray, powder coat finish, single-door, 1/4-turn semi-flush latch. | Stock | 730
SCE-36EL3016LPLG | Saginaw Enviroline series enclosure, NEMA 3R/4/12/13, 36 x 30 x 16in (HxWxD), wall mount, carbon steel, RAL 7035 light gray, powder coat finish, single-door, 1/4-turn semi-flush latch. | Stock | 730
EN4SD363016GY | Hammond Eclipse series enclosure, NEMA 3R/4/12, 36 x 30 x 16in (HxWxD), wall mount, carbon steel, ANSI 61 gray, powder coat finish, single-door, 1/4-turn semi-flush latch. | Stock | 811
EN4SD363016LG | Hammond Eclipse series enclosure, NEMA 3R/4/12, 36 x 30 x 16in (HxWxD), wall mount, carbon steel, RAL 7035 light gray, powder coat finish, single-door, 1/4-turn semi-flush latch. | Stock | 811
N412363016C | Wiegmann Ultimate series enclosure, NEMA 4/12/13, 36 x 30 x 16in (HxWxD), wall mount, carbon steel, ANSI 61 gray, powder coat finish, single-door, 1/4-turn semi-flush oil-tight latch. | Stock | 759
N412363016CLG | Wiegmann Ultimate series enclosure, NEMA 4/12/13, 36 x 30 x 16in (HxWxD), wall mount, carbon steel, RAL 7035 light gray, powder coat finish, single-door, 1/4-turn semi-flush oil-tight latch. | Stock | 759
SCE-36R3016LP | Saginaw enclosure, NEMA 3R, 36 x 30 x 16in (HxWxD), wall mount, carbon steel, ANSI 61 gray, powder coat finish, single-door, 1/4-turn padlocking wing handle. | Stock | 791
SCE-36H3016LP | Saginaw enclosure, NEMA 3R/4/12/13, 36 x 30 x 16in (HxWxD), wall mount, carbon steel, ANSI 61 gray, powder coat finish, single-door, plated steel clamps, padlock hasp and staple. | Stock | 791
N412363016CST | Wiegmann Ultimate series enclosure, slope top, NEMA 4/12/13, 36 x 30 x 16in (HxWxD), wall mount, carbon steel, ANSI 61 gray, powder coat finish, single-door, 1/4-turn semi-flush oil-tight latch. | Stock | 856
N4123630163PTC | Wiegmann Ultimate series enclosure, NEMA 4/12/13, 36 x 30 x 16in (HxWxD), wall mount, carbon steel, ANSI 61 gray, powder coat finish, single-door, 3-point keylocking/padlocking combo handle, handle hasp. | Stock | 893
ST363016LG | Hammond Eclipse series enclosure, slope top, NEMA 3R/4/12, 36 x 30 x 16in (HxWxD), wall mount, carbon steel, RAL 7035 light gray, powder coat finish, single-door, 1/4-turn semi-flush latch. | Stock | 976
N12363016 | Wiegmann enclosure, NEMA 12/13, 36 x 30 x 16in (HxWxD), wall mount, carbon steel, ANSI 61 gray, powder coat finish, single-door, plated steel clamps, padlock hasp and staple. | Stock | 907
HW363016GYHK | Hammond enclosure, NEMA 3R/4/12, 36 x 30 x 16in (HxWxD), wall mount, carbon steel, ANSI 61 gray, powder coat finish, single-door, 3-point padlocking handle, handle hasp. | Stock | 1139
1418M16 | Hammond enclosure, NEMA 12/13, 36 x 30 x 16in (HxWxD), wall mount, carbon steel, ANSI 61 gray, powder coat finish, single-door, stainless steel clamps, padlock hasp and staple. | Stock | 1143
1418N4M16 | Hammond enclosure, NEMA 3R/4/12, 36 x 30 x 16in (HxWxD), wall mount, carbon steel, ANSI 61 gray, powder coat finish, single-door, stainless steel clamps, padlock hasp and staple. | Stock | 1291
SCE-36EL3016SSLP | Saginaw Enviroline series enclosure, NEMA 3R/4/4X/12/13, 36 x 30 x 16in (HxWxD), wall mount, 304 stainless steel, #4 brush finish, single-door, 1/4-turn semi-flush latch. | Stock | 1754
EN4SD363016SS | Hammond Eclipse series enclosure, NEMA 3R/4/4X/12/13, 36 x 30 x 16in (HxWxD), wall mount, 304 stainless steel, #4 brush finish, single-door, 1/4-turn semi-flush 316 stainless steel latch. | Stock | 1950
SCE-36H3016SSLP | Saginaw enclosure, NEMA 3R/4/4X/12/13, 36 x 30 x 16in (HxWxD), wall mount, 304 stainless steel, #4 brush finish, single-door, stainless steel clamps, padlock hasp and staple. | Stock | 1917
ST363016SS | Hammond Eclipse series enclosure, slope top, NEMA 3R/4/4X/12/13, 36 x 30 x 16in (HxWxD), wall mount, 304 stainless steel, #4 brush finish, single-door, 1/4-turn semi-flush 316 stainless steel latch. | Stock | 2154
1418N4SSM16 | Hammond enclosure, NEMA 3R/4/4X/12/13, 36 x 30 x 16in (HxWxD), wall mount, 304 stainless steel, #4 brush finish, single-door, stainless steel clamps, padlock hasp and staple. | Stock | 2318
SCE-36H3016SS6LP | Saginaw enclosure, NEMA 3R/4/4X/12/13, 36 x 30 x 16in (HxWxD), wall mount, 316L stainless steel, #4 brush finish, single-door, stainless steel clamps, padlock hasp and staple. | Stock | 2363
SCE-36EL3016SSST | Saginaw Enviroline series enclosure, slope top, NEMA 3R/4/4X/12/13, 36 x 30 x 16in (HxWxD), wall mount, 304 stainless steel, #4 brush finish, single-door, 1/4-turn semi-flush latch. | Stock | 2277
HW363016SSHK | Hammond enclosure, NEMA 3R/4/4X/12/13, 36 x 30 x 16in (HxWxD), wall mount, 304 stainless steel, #4 brush finish, single-door, 3-point 316 stainless steel padlocking handle, handle hasp. | Stock | 2389
N412363016CSSST | Wiegmann Ultimate series enclosure, slope top, NEMA 4/4X/12/13, 36 x 30 x 16in (HxWxD), wall mount, 304 stainless steel, No. 3 intermediate polished finish, single-door, 1/4-turn semi-flush oil-tight latch. | Stock | 2335
1418N4S16M16 | Hammond enclosure, NEMA 3R/4/4X/12/13, 36 x 30 x 16in (HxWxD), wall mount, 316 stainless steel, #4 brush finish, single-door, stainless steel clamps, padlock hasp and staple. | Stock | 2789
HW363016S16HK | Hammond enclosure, NEMA 3R/4/4X/12/13, 36 x 30 x 16in (HxWxD), wall mount, 316 stainless steel, #4 brush finish, single-door, 3-point 316 stainless steel padlocking handle, handle hasp. | Stock | 2906
SCE-36EL3020LP | Saginaw Enviroline series enclosure, NEMA 3R/4/12/13, 36 x 30 x 20in (HxWxD), wall mount, carbon steel, ANSI 61 gray, powder coat finish, single-door, 1/4-turn semi-flush latch. | Stock | 770
SCE-36EL3020LPLG | Saginaw Enviroline series enclosure, NEMA 3R/4/12/13, 36 x 30 x 20in (HxWxD), wall mount, carbon steel, RAL 7035 light gray, powder coat finish, single-door, 1/4-turn semi-flush latch. | Stock | 770
EN4SD363020GY | Hammond Eclipse series enclosure, NEMA 3R/4/12, 36 x 30 x 20in (HxWxD), wall mount, carbon steel, ANSI 61 gray, powder coat finish, single-door, 1/4-turn semi-flush latch. | Stock | 858
EN4SD363020LG | Hammond Eclipse series enclosure, NEMA 3R/4/12, 36 x 30 x 20in (HxWxD), wall mount, carbon steel, RAL 7035 light gray, powder coat finish, single-door, 1/4-turn semi-flush latch. | Stock | 858
N412363020C | Wiegmann Ultimate series enclosure, NEMA 4/12/13, 36 x 30 x 20in (HxWxD), wall mount, carbon steel, ANSI 61 gray, powder coat finish, single-door, 1/4-turn semi-flush oil-tight latch. | Stock | 805
N412363020CLG | Wiegmann Ultimate series enclosure, NEMA 4/12/13, 36 x 30 x 20in (HxWxD), wall mount, carbon steel, RAL 7035 light gray, powder coat finish, single-door, 1/4-turn semi-flush oil-tight latch. | Stock | 805
SCE-36H3020LP | Saginaw enclosure, NEMA 3R/4/12/13, 36 x 30 x 20in (HxWxD), wall mount, carbon steel, ANSI 61 gray, powder coat finish, single-door, plated steel clamps, padlock hasp and staple. | Stock | 836
N4123630203PTC | Wiegmann Ultimate series enclosure, NEMA 4/12/13, 36 x 30 x 20in (HxWxD), wall mount, carbon steel, ANSI 61 gray, powder coat finish, single-door, 3-point keylocking/padlocking combo handle, handle hasp. | Stock | 948
N12363020 | Wiegmann enclosure, NEMA 12/13, 36 x 30 x 20in (HxWxD), wall mount, carbon steel, ANSI 61 gray, powder coat finish, single-door, plated steel clamps, padlock hasp and staple. | Stock | 979
1418M20 | Hammond enclosure, NEMA 12/13, 36 x 30 x 20in (HxWxD), wall mount, carbon steel, ANSI 61 gray, powder coat finish, single-door, stainless steel clamps, padlock hasp and staple. | Stock | 1229
SCE-36EL3608LP | Saginaw Enviroline series enclosure, NEMA 3R/4/12/13, 36 x 36 x 8in (HxWxD), wall mount, carbon steel, ANSI 61 gray, powder coat finish, single-door, 1/4-turn semi-flush latch. | Stock | 689
SCE-36EL3608LPLG | Saginaw Enviroline series enclosure, NEMA 3R/4/12/13, 36 x 36 x 8in (HxWxD), wall mount, carbon steel, RAL 7035 light gray, powder coat finish, single-door, 1/4-turn semi-flush latch. | Stock | 689
EN4SD36368GY | Hammond Eclipse series enclosure, NEMA 3R/4/12, 36 x 36 x 8in (HxWxD), wall mount, carbon steel, ANSI 61 gray, powder coat finish, single-door, 1/4-turn semi-flush latch. | Stock | 749
EN4SD36368LG | Hammond Eclipse series enclosure, NEMA 3R/4/12, 36 x 36 x 8in (HxWxD), wall mount, carbon steel, RAL 7035 light gray, powder coat finish, single-door, 1/4-turn semi-flush latch. | Stock | 749
N412363608C | Wiegmann Ultimate series enclosure, NEMA 4/12/13, 36 x 36 x 8in (HxWxD), wall mount, carbon steel, ANSI 61 gray, powder coat finish, single-door, 1/4-turn semi-flush oil-tight latch. | Stock | 713
N412363608CLG | Wiegmann Ultimate series enclosure, NEMA 4/12/13, 36 x 36 x 8in (HxWxD), wall mount, carbon steel, RAL 7035 light gray, powder coat finish, single-door, 1/4-turn semi-flush oil-tight latch. | Stock | 713
SCE-36H3608LP | Saginaw enclosure, NEMA 3R/4/12/13, 36 x 36 x 8in (HxWxD), wall mount, carbon steel, ANSI 61 gray, powder coat finish, single-door, plated steel clamps, padlock hasp and staple. | Stock | 743
N4123636083PTC | Wiegmann Ultimate series enclosure, NEMA 4/12/13, 36 x 36 x 8in (HxWxD), wall mount, carbon steel, ANSI 61 gray, powder coat finish, single-door, 3-point keylocking/padlocking combo handle, handle hasp. | Stock | 818
N12363608 | Wiegmann enclosure, NEMA 12/13, 36 x 36 x 8in (HxWxD), wall mount, carbon steel, ANSI 61 gray, powder coat finish, single-door, plated steel clamps, padlock hasp and staple. | Stock | 843
1418LL8 | Hammond enclosure, NEMA 12/13, 36 x 36 x 8in (HxWxD), wall mount, carbon steel, ANSI 61 gray, powder coat finish, single-door, stainless steel clamps, padlock hasp and staple. | Stock | 1061
SCE-36EL3608SSLP | Saginaw Enviroline series enclosure, NEMA 3R/4/4X/12/13, 36 x 36 x 8in (HxWxD), wall mount, 304 stainless steel, #4 brush finish, single-door, 1/4-turn semi-flush latch. | Stock | 1694
SCE-36EL3608SS6LP | Saginaw Enviroline series enclosure, NEMA 3R/4/4X/12/13, 36 x 36 x 8in (HxWxD), wall mount, 316L stainless steel, #4 brush finish, single-door, 1/4-turn semi-flush latch. | Stock | 2042
EN4SD363610GY | Hammond Eclipse series enclosure, NEMA 3R/4/12, 36 x 36 x 10in (HxWxD), wall mount, carbon steel, ANSI 61 gray, powder coat finish, single-door, 1/4-turn semi-flush latch. | Stock | 762
EN4SD363610LG | Hammond Eclipse series enclosure, NEMA 3R/4/12, 36 x 36 x 10in (HxWxD), wall mount, carbon steel, RAL 7035 light gray, powder coat finish, single-door, 1/4-turn semi-flush latch. | Stock | 762
SCE-36EL3610LP | Saginaw Enviroline series enclosure, NEMA 3R/4/12/13, 36 x 36 x 10in (HxWxD), wall mount, carbon steel, ANSI 61 gray, powder coat finish, single-door, 1/4-turn semi-flush latch. | Stock | 722
SCE-36EL3610LPLG | Saginaw Enviroline series enclosure, NEMA 3R/4/12/13, 36 x 36 x 10in (HxWxD), wall mount, carbon steel, RAL 7035 light gray, powder coat finish, single-door, 1/4-turn semi-flush latch. | Stock | 722
N412363610C | Wiegmann Ultimate series enclosure, NEMA 4/12/13, 36 x 36 x 10in (HxWxD), wall mount, carbon steel, ANSI 61 gray, powder coat finish, single-door, 1/4-turn semi-flush oil-tight latch. | Stock | 734
N412363610CLG | Wiegmann Ultimate series enclosure, NEMA 4/12/13, 36 x 36 x 10in (HxWxD), wall mount, carbon steel, RAL 7035 light gray, powder coat finish, single-door, 1/4-turn semi-flush oil-tight latch. | Stock | 734
C3R363610HCR | Hammond enclosure, NEMA 3R, 36 x 36 x 10in (HxWxD), wall mount, galvanized steel, ANSI 61 gray, powder coat finish, hinged screw cover, padlock hasp and staple. | Stock | 879
EN4SD363610SSR | Hammond Eclipse series enclosure, NEMA 3R/4/4X/12/13, 36 x 36 x 10in (HxWxD), wall mount, 304 stainless steel, #4 brush finish, single-door, 1/4-turn semi-flush 316 stainless steel latch. | Stock | 1754
N412363610SSC | Wiegmann Ultimate series enclosure, NEMA 4/4X/12/13, 36 x 36 x 10in (HxWxD), wall mount, 304 stainless steel, No. 3 intermediate polished finish, single-door, 1/4-turn semi-flush oil-tight latch. | Stock | 1560
EN4SD363610S16R | Hammond Eclipse series enclosure, NEMA 3R/4/4X/12/13, 36 x 36 x 10in (HxWxD), wall mount, 316 stainless steel, #4 brush finish, single-door, 1/4-turn semi-flush 316 stainless steel latch. | Stock | 2425
SCE-36EL3612LP | Saginaw Enviroline series enclosure, NEMA 3R/4/12/13, 36 x 36 x 12in (HxWxD), wall mount, carbon steel, ANSI 61 gray, powder coat finish, single-door, 1/4-turn semi-flush latch. | Stock | 734
SCE-36EL3612LPLG | Saginaw Enviroline series enclosure, NEMA 3R/4/12/13, 36 x 36 x 12in (HxWxD), wall mount, carbon steel, RAL 7035 light gray, powder coat finish, single-door, 1/4-turn semi-flush latch. | Stock | 734
N412363612C | Wiegmann Ultimate series enclosure, NEMA 4/12/13, 36 x 36 x 12in (HxWxD), wall mount, carbon steel, ANSI 61 gray, powder coat finish, single-door, 1/4-turn semi-flush oil-tight latch. | Stock | 765
N412363612CLG | Wiegmann Ultimate series enclosure, NEMA 4/12/13, 36 x 36 x 12in (HxWxD), wall mount, carbon steel, RAL 7035 light gray, powder coat finish, single-door, 1/4-turn semi-flush oil-tight latch. | Stock | 765
EN4SD363612GY | Hammond Eclipse series enclosure, NEMA 3R/4/12, 36 x 36 x 12in (HxWxD), wall mount, carbon steel, ANSI 61 gray, powder coat finish, single-door, 1/4-turn semi-flush latch. | Stock | 814
EN4SD363612LG | Hammond Eclipse series enclosure, NEMA 3R/4/12, 36 x 36 x 12in (HxWxD), wall mount, carbon steel, RAL 7035 light gray, powder coat finish, single-door, 1/4-turn semi-flush latch. | Stock | 814
SCE-36H3612LP | Saginaw enclosure, NEMA 3R/4/12/13, 36 x 36 x 12in (HxWxD), wall mount, carbon steel, ANSI 61 gray, powder coat finish, single-door, plated steel clamps, padlock hasp and staple. | Stock | 796
C3R363612HCR | Hammond enclosure, NEMA 3R, 36 x 36 x 12in (HxWxD), wall mount, galvanized steel, ANSI 61 gray, powder coat finish, hinged screw cover, padlock hasp and staple. | Stock | 882
RHC363612 | Wiegmann enclosure, NEMA 1/3R, 36 x 36 x 12in (HxWxD), wall mount, carbon steel, ANSI 61 gray, powder coat finish, single-door, 1/4-turn flush-mounted latch, padlock hasp and staple. | Stock | 871
N412363612CGP | Wiegmann Ultimate series enclosure, NEMA 3R/4/12/13, 36 x 36 x 12in (HxWxD), wall mount, bottom gland plate, carbon steel, ANSI 61 gray, powder coat finish, single-door, 1/4-turn semi-flush oil-tight latch. | Stock | 1294
N412363612CST | Wiegmann Ultimate series enclosure, slope top, NEMA 4/12/13, 36 x 36 x 12in (HxWxD), wall mount, carbon steel, ANSI 61 gray, powder coat finish, single-door, 1/4-turn semi-flush oil-tight latch. | Stock | 867
N4123636123PTC | Wiegmann Ultimate series enclosure, NEMA 4/12/13, 36 x 36 x 12in (HxWxD), wall mount, carbon steel, ANSI 61 gray, powder coat finish, single-door, 3-point keylocking/padlocking combo handle, handle hasp. | Stock | 915
ST363612LG | Hammond Eclipse series enclosure, slope top, NEMA 3R/4/12, 36 x 36 x 12in (HxWxD), wall mount, carbon steel, RAL 7035 light gray, powder coat finish, single-door, 1/4-turn semi-flush latch. | Stock | 961
N12363612 | Wiegmann enclosure, NEMA 12/13, 36 x 36 x 12in (HxWxD), wall mount, carbon steel, ANSI 61 gray, powder coat finish, single-door, plated steel clamps, padlock hasp and staple. | Stock | 910
HW363612GYHK | Hammond enclosure, NEMA 3R/4/12, 36 x 36 x 12in (HxWxD), wall mount, carbon steel, ANSI 61 gray, powder coat finish, single-door, 3-point padlocking handle, handle hasp. | Stock | 1145
1418LL12 | Hammond enclosure, NEMA 12/13, 36 x 36 x 12in (HxWxD), wall mount, carbon steel, ANSI 61 gray, powder coat finish, single-door, stainless steel clamps, padlock hasp and staple. | Stock | 1154
SCE-36EL3612SSLP | Saginaw Enviroline series enclosure, NEMA 3R/4/4X/12/13, 36 x 36 x 12in (HxWxD), wall mount, 304 stainless steel, #4 brush finish, single-door, 1/4-turn semi-flush latch. | Stock | 1850
N412363612SSC | Wiegmann Ultimate series enclosure, NEMA 4/4X/12/13, 36 x 36 x 12in (HxWxD), wall mount, 304 stainless steel, No. 3 intermediate polished finish, single-door, 1/4-turn semi-flush oil-tight latch. | Stock | 1656
EN4SD363612SSR | Hammond Eclipse series enclosure, NEMA 3R/4/4X/12/13, 36 x 36 x 12in (HxWxD), wall mount, 304 stainless steel, #4 brush finish, single-door, 1/4-turn semi-flush 316 stainless steel latch. | Stock | 2001
SCE-36H3612SSLP | Saginaw enclosure, NEMA 3R/4/4X/12/13, 36 x 36 x 12in (HxWxD), wall mount, 304 stainless steel, #4 brush finish, single-door, stainless steel clamps, padlock hasp and staple. | Stock | 1934
SCE-36EL3612SSLPPL | Saginaw Enviroline series enclosure, NEMA 3R/4/4X/12/13, 36 x 36 x 12in (HxWxD), wall mount, 304 stainless steel, #4 brush finish, single-door, 3-point keylocking/padlocking combo handle. | Stock | 1960
ST363612SS | Hammond Eclipse series enclosure, slope top, NEMA 3R/4/4X/12/13, 36 x 36 x 12in (HxWxD), wall mount, 304 stainless steel, #4 brush finish, single-door, 1/4-turn semi-flush 316 stainless steel latch. | Stock | 2175
SCE-36EL3612SS6LP | Saginaw Enviroline series enclosure, NEMA 3R/4/4X/12/13, 36 x 36 x 12in (HxWxD), wall mount, 316L stainless steel, #4 brush finish, single-door, 1/4-turn semi-flush latch. | Stock | 2267
SCE-36EL3612SSST | Saginaw Enviroline series enclosure, slope top, NEMA 3R/4/4X/12/13, 36 x 36 x 12in (HxWxD), wall mount, 304 stainless steel, #4 brush finish, single-door, 1/4-turn semi-flush latch. | Stock | 2414
SSN4363612 | Wiegmann enclosure, NEMA 4/4X/12/13, 36 x 36 x 12in (HxWxD), wall mount, 304 stainless steel, No. 3 intermediate polished finish, single-door, stainless steel clamps, padlock hasp and staple. | Stock | 2179
HW363612SSHK | Hammond enclosure, NEMA 3R/4/4X/12/13, 36 x 36 x 12in (HxWxD), wall mount, 304 stainless steel, #4 brush finish, single-door, 3-point 316 stainless steel padlocking handle, handle hasp. | Stock | 2343
EN4SD363612SSWH | Hammond Eclipse series enclosure, NEMA 3R/4/4X/12/13, 36 x 36 x 12in (HxWxD), wall mount, 304 stainless steel, RAL 9003 white, powder coat finish, single-door, 3-point 316 stainless steel padlocking handle, handle hasp. | Stock | 2343
SCE-36H3612SS6LP | Saginaw enclosure, NEMA 3R/4/4X/12/13, 36 x 36 x 12in (HxWxD), wall mount, 316L stainless steel, #4 brush finish, single-door, stainless steel clamps, padlock hasp and staple. | Stock | 2386
1418N4SSLL12 | Hammond enclosure, NEMA 3R/4/4X/12/13, 36 x 36 x 12in (HxWxD), wall mount, 304 stainless steel, #4 brush finish, single-door, stainless steel clamps, padlock hasp and staple. | Stock | 2360
SSN43636123PT | Wiegmann enclosure, NEMA 4/4X/12/13, 36 x 36 x 12in (HxWxD), wall mount, 304 stainless steel, No. 3 intermediate polished finish, single-door, 3-point 316L padlocking handle, handle hasp. | Stock | 2110
N412363612SS3PTC | Wiegmann Ultimate series enclosure, NEMA 4X/12/13, 36 x 36 x 12in (HxWxD), wall mount, 304 stainless steel, No. 3 intermediate polished finish, single-door, 3-point 316L padlocking handle, handle hasp. | Stock | 2275
N412363612CSSST | Wiegmann Ultimate series enclosure, slope top, NEMA 4/4X/12/13, 36 x 36 x 12in (HxWxD), wall mount, 304 stainless steel, No. 3 intermediate polished finish, single-door, 1/4-turn semi-flush oil-tight latch. | Stock | 2674
1418N4S16LL12 | Hammond enclosure, NEMA 3R/4/4X/12/13, 36 x 36 x 12in (HxWxD), wall mount, 316 stainless steel, #4 brush finish, single-door, stainless steel clamps, padlock hasp and staple. | Stock | 2834
HW363612S16HK | Hammond enclosure, NEMA 3R/4/4X/12/13, 36 x 36 x 12in (HxWxD), wall mount, 316 stainless steel, #4 brush finish, single-door, 3-point 316 stainless steel padlocking handle, handle hasp. | Stock | 2842
EN4SD363612S16R | Hammond Eclipse series enclosure, NEMA 3R/4/4X/12/13, 36 x 36 x 12in (HxWxD), wall mount, 316 stainless steel, #4 brush finish, single-door, 1/4-turn semi-flush 316 stainless steel latch. | Stock | 2873
N412363612SSAC | Wiegmann Ultimate series enclosure, NEMA 4/4X/12/13, 36 x 36 x 12in (HxWxD), wall mount, 316L stainless steel, No. 3 intermediate polished finish, single-door, 1/4-turn semi-flush oil-tight latch. | Stock | 3030
SCE-36EL3616LP | Saginaw Enviroline series enclosure, NEMA 3R/4/12/13, 36 x 36 x 16in (HxWxD), wall mount, carbon steel, ANSI 61 gray, powder coat finish, single-door, 1/4-turn semi-flush latch. | Stock | 778
SCE-36EL3616LPLG | Saginaw Enviroline series enclosure, NEMA 3R/4/12/13, 36 x 36 x 16in (HxWxD), wall mount, carbon steel, RAL 7035 light gray, powder coat finish, single-door, 1/4-turn semi-flush latch. | Stock | 778
EN4SD363616GY | Hammond Eclipse series enclosure, NEMA 3R/4/12, 36 x 36 x 16in (HxWxD), wall mount, carbon steel, ANSI 61 gray, powder coat finish, single-door, 1/4-turn semi-flush latch. | Stock | 857
EN4SD363616LG | Hammond Eclipse series enclosure, NEMA 3R/4/12, 36 x 36 x 16in (HxWxD), wall mount, carbon steel, RAL 7035 light gray, powder coat finish, single-door, 1/4-turn semi-flush latch. | Stock | 857
SCE-36H3616LP | Saginaw enclosure, NEMA 3R/4/12/13, 36 x 36 x 16in (HxWxD), wall mount, carbon steel, ANSI 61 gray, powder coat finish, single-door, plated steel clamps, padlock hasp and staple. | Stock | 846
SCE-364212WFLP | Saginaw enclosure, NEMA 3R/12/13, 36 x 42 x 12in (HxWxD), wall mount, carbon steel, ANSI 61 gray, powder coat finish, double-door, 3-point keylocking/padlocking combo handle. | Stock | 1007
EN4TD364212GY | Hammond Eclipse series enclosure, NEMA 3R/12, 36 x 42 x 12in (HxWxD), wall mount, carbon steel, ANSI 61 gray, powder coat finish, double-door, 3-point keylocking handle. | Stock | 1161
EN4TD364212LG | Hammond Eclipse series enclosure, NEMA 3R/12, 36 x 42 x 12in (HxWxD), wall mount, carbon steel, RAL 7035 light gray, powder coat finish, double-door, 3-point keylocking handle. | Stock | 1161
WA364212WF | Wiegmann enclosure, NEMA 12, 36 x 42 x 12in (HxWxD), wall mount, carbon steel, ANSI 61 gray, powder coat finish, double-door, 3-point keylocking handle. | Stock | 1362
1422UV12 | Hammond enclosure, NEMA 12, 36 x 42 x 12in (HxWxD), wall mount, carbon steel, ANSI 61 gray, powder coat finish, double-door, 3-point keylocking handle. | Stock | 1616
HN4WM364212GY | Hammond enclosure, NEMA 3R/4/12, 36 x 42 x 12in (HxWxD), wall mount, carbon steel, ANSI 61 gray, powder coat finish, 2-door, 3-point padlocking handle, handle hasp. | Stock | 2247
N412D364212SSC | Wiegmann Ultimate series enclosure, NEMA 3R/4/4X/12/13, 36 x 42 x 12in (HxWxD), wall mount, 304 stainless steel, No. 3 intermediate polished finish, 2-door, 3-point keylocking/padlocking combo handle, handle hasp. | Stock | 2990
SCE-36EL4212SSWFLP | Saginaw Enviroline series enclosure, NEMA 3R/4/4X/12/13, 36 x 42 x 12in (HxWxD), wall mount, 304 stainless steel, #4 brush finish, 2-door, 3-point keylocking/padlocking combo handle. | Stock | 3623
HN4WM364212SS | Hammond enclosure, NEMA 3R/4X/12/13, 36 x 42 x 12in (HxWxD), wall mount, 304 stainless steel, #4 brush finish, 2-door, 3-point 316 stainless steel padlocking handle, handle hasp. | Stock | 4077
HN4WM364212S16 | Hammond enclosure, NEMA 3R/4X/12/13, 36 x 42 x 12in (HxWxD), wall mount, 316 stainless steel, #4 brush finish, 2-door, 3-point 316 stainless steel padlocking handle, handle hasp. | Stock | 4880
SCE-364216WFLP | Saginaw enclosure, NEMA 3R/12/13, 36 x 42 x 16in (HxWxD), wall mount, carbon steel, ANSI 61 gray, powder coat finish, double-door, 3-point keylocking/padlocking combo handle. | Stock | 1096
SCE-36EL4216WFLP | Saginaw Enviroline series enclosure, NEMA 3R/4/12/13, 36 x 42 x 16in (HxWxD), wall mount, carbon steel, ANSI 61 gray, powder coat finish, 2-door, 3-point keylocking/padlocking combo handle. | Stock | 1425
SCE-364810WFLP | Saginaw enclosure, NEMA 3R/12/13, 36 x 48 x 10in (HxWxD), wall mount, carbon steel, ANSI 61 gray, powder coat finish, double-door, 3-point keylocking/padlocking combo handle. | Stock | 1082
SCE-364812WFLP | Saginaw enclosure, NEMA 3R/12/13, 36 x 48 x 12in (HxWxD), wall mount, carbon steel, ANSI 61 gray, powder coat finish, double-door, 3-point keylocking/padlocking combo handle. | Stock | 1099
EN4TD364812GY | Hammond Eclipse series enclosure, NEMA 3R/12, 36 x 48 x 12in (HxWxD), wall mount, carbon steel, ANSI 61 gray, powder coat finish, double-door, 3-point keylocking handle. | Stock | 1245
EN4TD364812LG | Hammond Eclipse series enclosure, NEMA 3R/12, 36 x 48 x 12in (HxWxD), wall mount, carbon steel, RAL 7035 light gray, powder coat finish, double-door, 3-point keylocking handle. | Stock | 1245
WA364812WF | Wiegmann enclosure, NEMA 12, 36 x 48 x 12in (HxWxD), wall mount, carbon steel, ANSI 61 gray, powder coat finish, double-door, 3-point keylocking handle. | Stock | 1444
SCE-36EL4812WFLP | Saginaw Enviroline series enclosure, NEMA 3R/4/12/13, 36 x 48 x 12in (HxWxD), wall mount, carbon steel, ANSI 61 gray, powder coat finish, 2-door, 3-point keylocking/padlocking combo handle. | Stock | 1499
1422UW12 | Hammond enclosure, NEMA 12, 36 x 48 x 12in (HxWxD), wall mount, carbon steel, ANSI 61 gray, powder coat finish, double-door, 3-point keylocking handle. | Stock | 1727
HN4WM364812GY | Hammond enclosure, NEMA 3R/4/12, 36 x 48 x 12in (HxWxD), wall mount, carbon steel, ANSI 61 gray, powder coat finish, 2-door, 3-point padlocking handle, handle hasp. | Stock | 2403
N412D364812C | Wiegmann Ultimate series enclosure, NEMA 3R/4/12/13, 36 x 48 x 12in (HxWxD), wall mount, carbon steel, ANSI 61 gray, powder coat finish, 2-door, 3-point keylocking/padlocking combo handle, handle hasp. | Stock | 2825
N412D364812SSC | Wiegmann Ultimate series enclosure, NEMA 3R/4/4X/12/13, 36 x 48 x 12in (HxWxD), wall mount, 304 stainless steel, No. 3 intermediate polished finish, 2-door, 3-point keylocking/padlocking combo handle, handle hasp. | Stock | 3125
SCE-36EL4812SSWFLP | Saginaw Enviroline series enclosure, NEMA 3R/4/4X/12/13, 36 x 48 x 12in (HxWxD), wall mount, 304 stainless steel, #4 brush finish, 2-door, 3-point keylocking/padlocking combo handle. | Stock | 3713
HN4WM364812SS | Hammond enclosure, NEMA 3R/4X/12/13, 36 x 48 x 12in (HxWxD), wall mount, 304 stainless steel, #4 brush finish, 2-door, 3-point 316 stainless steel padlocking handle, handle hasp. | Stock | 4428
HN4WM364812S16 | Hammond enclosure, NEMA 3R/4X/12/13, 36 x 48 x 12in (HxWxD), wall mount, 316 stainless steel, #4 brush finish, 2-door, 3-point 316 stainless steel padlocking handle, handle hasp. | Stock | 5303
SCE-364816WFLP | Saginaw enclosure, NEMA 3R/12/13, 36 x 48 x 16in (HxWxD), wall mount, carbon steel, ANSI 61 gray, powder coat finish, double-door, 3-point keylocking/padlocking combo handle. | Stock | 1200
SCE-366012WFLP | Saginaw enclosure, NEMA 3R/12/13, 36 x 60 x 12in (HxWxD), wall mount, carbon steel, ANSI 61 gray, powder coat finish, double-door, 3-point keylocking/padlocking combo handle. | Stock | 1281
EN4TD366012LG | Hammond Eclipse series enclosure, NEMA 3R/12, 36 x 60 x 12in (HxWxD), wall mount, carbon steel, RAL 7035 light gray, powder coat finish, double-door, 3-point keylocking handle. | Stock | 1452
EN4TD366012GY | Hammond Eclipse series enclosure, NEMA 3R/12, 36 x 60 x 12in (HxWxD), wall mount, carbon steel, ANSI 61 gray, powder coat finish, double-door, 3-point keylocking handle. | Stock | 1452
SCE-36EL6012WFLP | Saginaw Enviroline series enclosure, NEMA 3R/4/12/13, 36 x 60 x 12in (HxWxD), wall mount, carbon steel, ANSI 61 gray, powder coat finish, 2-door, 3-point keylocking/padlocking combo handle. | Stock | 1665
WA366012WF | Wiegmann enclosure, NEMA 12, 36 x 60 x 12in (HxWxD), wall mount, carbon steel, ANSI 61 gray, powder coat finish, double-door, 3-point keylocking handle. | Stock | 1682
1422UX12 | Hammond enclosure, NEMA 12, 36 x 60 x 12in (HxWxD), wall mount, carbon steel, ANSI 61 gray, powder coat finish, double-door, 3-point keylocking handle. | Stock | 2028
HN4WM366012GY | Hammond enclosure, NEMA 3R/4/12, 36 x 60 x 12in (HxWxD), wall mount, carbon steel, ANSI 61 gray, powder coat finish, 2-door, 3-point padlocking handle, handle hasp. | Stock | 2822
SCE-36EL6012SSWFLP | Saginaw Enviroline series enclosure, NEMA 3R/4/4X/12/13, 36 x 60 x 12in (HxWxD), wall mount, 304 stainless steel, #4 brush finish, 2-door, 3-point keylocking/padlocking combo handle. | Stock | 4100
HN4WM366012SS | Hammond enclosure, NEMA 3R/4X/12/13, 36 x 60 x 12in (HxWxD), wall mount, 304 stainless steel, #4 brush finish, 2-door, 3-point 316 stainless steel padlocking handle, handle hasp. | Stock | 5070
HN4WM366012S16 | Hammond enclosure, NEMA 3R/4X/12/13, 36 x 60 x 12in (HxWxD), wall mount, 316 stainless steel, #4 brush finish, 2-door, 3-point 316 stainless steel padlocking handle, handle hasp. | Stock | 6073
SCE-366016WFLP | Saginaw enclosure, NEMA 3R/12/13, 36 x 60 x 16in (HxWxD), wall mount, carbon steel, ANSI 61 gray, powder coat finish, double-door, 3-point keylocking/padlocking combo handle. | Stock | 1427
SCE-40EL2412LP | Saginaw Enviroline series enclosure, NEMA 3R/4/12/13, 40 x 24 x 12in (HxWxD), wall mount, carbon steel, ANSI 61 gray, powder coat finish, single-door, 1/4-turn semi-flush latch. | Stock | 667
SCE-40EL2412LPLG | Saginaw Enviroline series enclosure, NEMA 3R/4/12/13, 40 x 24 x 12in (HxWxD), wall mount, carbon steel, RAL 7035 light gray, powder coat finish, single-door, 1/4-turn semi-flush latch. | Stock | 667
N412402412C | Wiegmann Ultimate series enclosure, NEMA 4/12/13, 40 x 24 x 12in (HxWxD), wall mount, carbon steel, ANSI 61 gray, powder coat finish, single-door, 1/4-turn semi-flush oil-tight latch. | Stock | 731
N412402412CLG | Wiegmann Ultimate series enclosure, NEMA 4/12/13, 40 x 24 x 12in (HxWxD), wall mount, carbon steel, RAL 7035 light gray, powder coat finish, single-door, 1/4-turn semi-flush oil-tight latch. | Stock | 731
N4124024123PTC | Wiegmann Ultimate series enclosure, NEMA 4/12/13, 40 x 24 x 12in (HxWxD), wall mount, carbon steel, ANSI 61 gray, powder coat finish, single-door, 3-point keylocking/padlocking combo handle, handle hasp. | Stock | 802
SCE-41VR2412 | Saginaw enclosure, vented, NEMA 3R, 41 x 24 x 12in (HxWxD), wall mount, carbon steel, white, powder coat finish, single-door, 1/4-turn padlocking wing handle. | Stock | 1273
SCE-42H2408LP | Saginaw enclosure, NEMA 3R/4/12/13, 42 x 24 x 8in (HxWxD), wall mount, carbon steel, ANSI 61 gray, powder coat finish, single-door, plated steel clamps, padlock hasp and staple. | Stock | 686
EN4SD42248GY | Hammond Eclipse series enclosure, NEMA 3R/4/12, 42 x 24 x 8in (HxWxD), wall mount, carbon steel, ANSI 61 gray, powder coat finish, single-door, 3-point keylocking handle. | Stock | 758
EN4SD42248LG | Hammond Eclipse series enclosure, NEMA 3R/4/12, 42 x 24 x 8in (HxWxD), wall mount, carbon steel, RAL 7035 light gray, powder coat finish, single-door, 3-point keylocking handle. | Stock | 758
N12422408 | Wiegmann enclosure, NEMA 12/13, 42 x 24 x 8in (HxWxD), wall mount, carbon steel, ANSI 61 gray, powder coat finish, single-door, plated steel clamps, padlock hasp and staple. | Stock | 776
1418N8 | Hammond enclosure, NEMA 12/13, 42 x 24 x 8in (HxWxD), wall mount, carbon steel, ANSI 61 gray, powder coat finish, single-door, stainless steel clamps, padlock hasp and staple. | Stock | 941
N1A42249 | Hammond enclosure, NEMA 1, 42 x 24 x 9in (HxWxD), wall mount, carbon steel, ANSI 61 gray, powder coat finish, single-door, 1/4-turn semi-flush latch. | Stock | 708
SCE-42EL2410LP | Saginaw Enviroline series enclosure, NEMA 3R/4/12/13, 42 x 24 x 10in (HxWxD), wall mount, carbon steel, ANSI 61 gray, powder coat finish, single-door, 1/4-turn semi-flush latch. | Stock | 693
SCE-42EL2410LPLG | Saginaw Enviroline series enclosure, NEMA 3R/4/12/13, 42 x 24 x 10in (HxWxD), wall mount, carbon steel, RAL 7035 light gray, powder coat finish, single-door, 1/4-turn semi-flush latch. | Stock | 693
EN4SD422410GY | Hammond Eclipse series enclosure, NEMA 3R/4/12, 42 x 24 x 10in (HxWxD), wall mount, carbon steel, ANSI 61 gray, powder coat finish, single-door, 3-point keylocking handle. | Stock | 793
EN4SD422410LG | Hammond Eclipse series enclosure, NEMA 3R/4/12, 42 x 24 x 10in (HxWxD), wall mount, carbon steel, RAL 7035 light gray, powder coat finish, single-door, 3-point keylocking handle. | Stock | 793
SCE-42EL2410SSLP | Saginaw Enviroline series enclosure, NEMA 3R/4/4X/12/13, 42 x 24 x 10in (HxWxD), wall mount, 304 stainless steel, #4 brush finish, single-door, 1/4-turn semi-flush latch. | Stock | 1616
SCE-42EL2410SS6LP | Saginaw Enviroline series enclosure, NEMA 3R/4/4X/12/13, 42 x 24 x 10in (HxWxD), wall mount, 316L stainless steel, #4 brush finish, single-door, 1/4-turn semi-flush latch. | Stock | 1884
EN4SD422412LG | Hammond Eclipse series enclosure, NEMA 3R/4/12, 42 x 24 x 12in (HxWxD), wall mount, carbon steel, RAL 7035 light gray, powder coat finish, single-door, 3-point keylocking handle. | Stock | 831
EN4SD422416LG | Hammond Eclipse series enclosure, NEMA 3R/4/12, 42 x 24 x 16in (HxWxD), wall mount, carbon steel, RAL 7035 light gray, powder coat finish, single-door, 3-point keylocking handle. | Stock | 911
EN4SD422412GY | Hammond Eclipse series enclosure, NEMA 3R/4/12, 42 x 24 x 12in (HxWxD), wall mount, carbon steel, ANSI 61 gray, powder coat finish, single-door, 3-point keylocking handle. | Stock | 831
EN4SD422416GY | Hammond Eclipse series enclosure, NEMA 3R/4/12, 42 x 24 x 16in (HxWxD), wall mount, carbon steel, ANSI 61 gray, powder coat finish, single-door, 3-point keylocking handle. | Stock | 911
SCE-42EL3008LP | Saginaw Enviroline series enclosure, NEMA 3R/4/12/13, 42 x 30 x 8in (HxWxD), wall mount, carbon steel, ANSI 61 gray, powder coat finish, single-door, 1/4-turn semi-flush latch. | Stock | 686
SCE-42EL3008LPLG | Saginaw Enviroline series enclosure, NEMA 3R/4/12/13, 42 x 30 x 8in (HxWxD), wall mount, carbon steel, RAL 7035 light gray, powder coat finish, single-door, 1/4-turn semi-flush latch. | Stock | 686
SCE-42H3008LP | Saginaw enclosure, NEMA 3R/4/12/13, 42 x 30 x 8in (HxWxD), wall mount, carbon steel, ANSI 61 gray, powder coat finish, single-door, plated steel clamps, padlock hasp and staple. | Stock | 739
EN4SD42308GY | Hammond Eclipse series enclosure, NEMA 3R/4/12, 42 x 30 x 8in (HxWxD), wall mount, carbon steel, ANSI 61 gray, powder coat finish, single-door, 3-point keylocking handle. | Stock | 802
EN4SD42308LG | Hammond Eclipse series enclosure, NEMA 3R/4/12, 42 x 30 x 8in (HxWxD), wall mount, carbon steel, RAL 7035 light gray, powder coat finish, single-door, 3-point keylocking handle. | Stock | 802
N12423008 | Wiegmann enclosure, NEMA 12/13, 42 x 30 x 8in (HxWxD), wall mount, carbon steel, ANSI 61 gray, powder coat finish, single-door, plated steel clamps, padlock hasp and staple. | Stock | 841
1418O8 | Hammond enclosure, NEMA 12/13, 42 x 30 x 8in (HxWxD), wall mount, carbon steel, ANSI 61 gray, powder coat finish, single-door, stainless steel clamps, padlock hasp and staple. | Stock | 1069
1418N4O8 | Hammond enclosure, NEMA 3R/4/12, 42 x 30 x 8in (HxWxD), wall mount, carbon steel, ANSI 61 gray, powder coat finish, single-door, stainless steel clamps, padlock hasp and staple. | Stock | 1228
N1C304209 | Wiegmann enclosure, NEMA 1, 42 x 30 x 9in (HxWxD), wall mount, carbon steel, ANSI 61 gray, powder coat finish, single-door, 1/4-turn flush-mounted latch. | Stock | 832
1418JO9 | Hammond enclosure, NEMA 12, 42 x 30 x 9in (HxWxD), wall mount, carbon steel, ANSI 61 gray, powder coat finish, hinged screw cover. | Stock | 1194
SCE-42EL3010LP | Saginaw Enviroline series enclosure, NEMA 3R/4/12/13, 42 x 30 x 10in (HxWxD), wall mount, carbon steel, ANSI 61 gray, powder coat finish, single-door, 1/4-turn semi-flush latch. | Stock | 706
SCE-42EL3010LPLG | Saginaw Enviroline series enclosure, NEMA 3R/4/12/13, 42 x 30 x 10in (HxWxD), wall mount, carbon steel, RAL 7035 light gray, powder coat finish, single-door, 1/4-turn semi-flush latch. | Stock | 706
SCE-42H3010LP | Saginaw enclosure, NEMA 3R/4/12/13, 42 x 30 x 10in (HxWxD), wall mount, carbon steel, ANSI 61 gray, powder coat finish, single-door, plated steel clamps, padlock hasp and staple. | Stock | 762
EN4SD423010GY | Hammond Eclipse series enclosure, NEMA 3R/4/12, 42 x 30 x 10in (HxWxD), wall mount, carbon steel, ANSI 61 gray, powder coat finish, single-door, 3-point keylocking handle. | Stock | 816
EN4SD423010LG | Hammond Eclipse series enclosure, NEMA 3R/4/12, 42 x 30 x 10in (HxWxD), wall mount, carbon steel, RAL 7035 light gray, powder coat finish, single-door, 3-point keylocking handle. | Stock | 816
N12423010 | Wiegmann enclosure, NEMA 12/13, 42 x 30 x 10in (HxWxD), wall mount, carbon steel, ANSI 61 gray, powder coat finish, single-door, plated steel clamps, padlock hasp and staple. | Stock | 877
HW423010GYHK | Hammond enclosure, NEMA 3R/4/12, 42 x 30 x 10in (HxWxD), wall mount, carbon steel, ANSI 61 gray, powder coat finish, single-door, 3-point padlocking handle, handle hasp. | Stock | 1097
1418O10 | Hammond enclosure, NEMA 12/13, 42 x 30 x 10in (HxWxD), wall mount, carbon steel, ANSI 61 gray, powder coat finish, single-door, stainless steel clamps, padlock hasp and staple. | Stock | 1116
SCE-42EL3010SSLP | Saginaw Enviroline series enclosure, NEMA 3R/4/4X/12/13, 42 x 30 x 10in (HxWxD), wall mount, 304 stainless steel, #4 brush finish, single-door, 1/4-turn semi-flush latch. | Stock | 1743
EN4SD423010SSR | Hammond Eclipse series enclosure, NEMA 3R/4/4X/12/13, 42 x 30 x 10in (HxWxD), wall mount, 304 stainless steel, #4 brush finish, single-door, 1/4-turn semi-flush 316 stainless steel latch. | Stock | 1828
SCE-42H3010SSLP | Saginaw enclosure, NEMA 3R/4/4X/12/13, 42 x 30 x 10in (HxWxD), wall mount, 304 stainless steel, #4 brush finish, single-door, stainless steel clamps, padlock hasp and staple. | Stock | 1819
SCE-42EL3010SS6LP | Saginaw Enviroline series enclosure, NEMA 3R/4/4X/12/13, 42 x 30 x 10in (HxWxD), wall mount, 316L stainless steel, #4 brush finish, single-door, 1/4-turn semi-flush latch. | Stock | 2112
HW423010SSHK | Hammond enclosure, NEMA 3R/4/4X/12/13, 42 x 30 x 10in (HxWxD), wall mount, 304 stainless steel, #4 brush finish, single-door, 3-point 316 stainless steel padlocking handle, handle hasp. | Stock | 2148
SSN4423010 | Wiegmann enclosure, NEMA 4/4X/12/13, 42 x 30 x 10in (HxWxD), wall mount, 304 stainless steel, No. 3 intermediate polished finish, single-door, stainless steel clamps, padlock hasp and staple. | Stock | 2002
SCE-42H3010SS6LP | Saginaw enclosure, NEMA 3R/4/4X/12/13, 42 x 30 x 10in (HxWxD), wall mount, 316L stainless steel, #4 brush finish, single-door, stainless steel clamps, padlock hasp and staple. | Stock | 2222
1418N4SSO10 | Hammond enclosure, NEMA 3R/4/4X/12/13, 42 x 30 x 10in (HxWxD), wall mount, 304 stainless steel, #4 brush finish, single-door, stainless steel clamps, padlock hasp and staple. | Stock | 2204
HW423010S16HK | Hammond enclosure, NEMA 3R/4/4X/12/13, 42 x 30 x 10in (HxWxD), wall mount, 316 stainless steel, #4 brush finish, single-door, 3-point 316 stainless steel padlocking handle, handle hasp. | Stock | 2531
1418N4S16O10 | Hammond enclosure, NEMA 3R/4/4X/12/13, 42 x 30 x 10in (HxWxD), wall mount, 316 stainless steel, #4 brush finish, single-door, stainless steel clamps, padlock hasp and staple. | Stock | 2645
SCE-42EL3012LP | Saginaw Enviroline series enclosure, NEMA 3R/4/12/13, 42 x 30 x 12in (HxWxD), wall mount, carbon steel, ANSI 61 gray, powder coat finish, single-door, 1/4-turn semi-flush latch. | Stock | 729
SCE-42EL3012LPLG | Saginaw Enviroline series enclosure, NEMA 3R/4/12/13, 42 x 30 x 12in (HxWxD), wall mount, carbon steel, RAL 7035 light gray, powder coat finish, single-door, 1/4-turn semi-flush latch. | Stock | 729
SCE-42H3012LP | Saginaw enclosure, NEMA 3R/4/12/13, 42 x 30 x 12in (HxWxD), wall mount, carbon steel, ANSI 61 gray, powder coat finish, single-door, plated steel clamps, padlock hasp and staple. | Stock | 789
SCE-42R3012LP | Saginaw enclosure, NEMA 3R, 42 x 30 x 12in (HxWxD), wall mount, carbon steel, ANSI 61 gray, powder coat finish, single-door, 1/4-turn padlocking wing handle. | Stock | 834
C3R423012HCR | Hammond enclosure, NEMA 3R, 42 x 30 x 12in (HxWxD), wall mount, galvanized steel, ANSI 61 gray, powder coat finish, hinged screw cover, padlock hasp and staple. | Stock | 872
EN4SD423012GY | Hammond Eclipse series enclosure, NEMA 3R/4/12, 42 x 30 x 12in (HxWxD), wall mount, carbon steel, ANSI 61 gray, powder coat finish, single-door, 3-point keylocking handle. | Stock | 875
EN4SD423012LG | Hammond Eclipse series enclosure, NEMA 3R/4/12, 42 x 30 x 12in (HxWxD), wall mount, carbon steel, RAL 7035 light gray, powder coat finish, single-door, 3-point keylocking handle. | Stock | 875
N12423012 | Wiegmann enclosure, NEMA 12/13, 42 x 30 x 12in (HxWxD), wall mount, carbon steel, ANSI 61 gray, powder coat finish, single-door, plated steel clamps, padlock hasp and staple. | Stock | 908
N1A423012 | Hammond enclosure, NEMA 1, 42 x 30 x 12in (HxWxD), wall mount, carbon steel, ANSI 61 gray, powder coat finish, single-door, 1/4-turn semi-flush latch. | Stock | 1116
1418O12 | Hammond enclosure, NEMA 12/13, 42 x 30 x 12in (HxWxD), wall mount, carbon steel, ANSI 61 gray, powder coat finish, single-door, stainless steel clamps, padlock hasp and staple. | Stock | 1164
SCE-42EL3012SSLP | Saginaw Enviroline series enclosure, NEMA 3R/4/4X/12/13, 42 x 30 x 12in (HxWxD), wall mount, 304 stainless steel, #4 brush finish, single-door, 1/4-turn semi-flush latch. | Stock | 1850
N1C304213 | Wiegmann enclosure, NEMA 1, 42 x 30 x 13in (HxWxD), wall mount, carbon steel, ANSI 61 gray, powder coat finish, single-door, 1/4-turn flush-mounted latch. | Stock | 903
SCE-42EL3016LP | Saginaw Enviroline series enclosure, NEMA 3R/4/12/13, 42 x 30 x 16in (HxWxD), wall mount, carbon steel, ANSI 61 gray, powder coat finish, single-door, 1/4-turn semi-flush latch. | Stock | 758
SCE-42EL3016LPLG | Saginaw Enviroline series enclosure, NEMA 3R/4/12/13, 42 x 30 x 16in (HxWxD), wall mount, carbon steel, RAL 7035 light gray, powder coat finish, single-door, 1/4-turn semi-flush latch. | Stock | 758
SCE-42H3016LP | Saginaw enclosure, NEMA 3R/4/12/13, 42 x 30 x 16in (HxWxD), wall mount, carbon steel, ANSI 61 gray, powder coat finish, single-door, plated steel clamps, padlock hasp and staple. | Stock | 841
SCE-42R3016LP | Saginaw enclosure, NEMA 3R, 42 x 30 x 16in (HxWxD), wall mount, carbon steel, ANSI 61 gray, powder coat finish, single-door, 1/4-turn padlocking wing handle. | Stock | 862
EN4SD423016GY | Hammond Eclipse series enclosure, NEMA 3R/4/12, 42 x 30 x 16in (HxWxD), wall mount, carbon steel, ANSI 61 gray, powder coat finish, single-door, 3-point keylocking handle. | Stock | 945
EN4SD423016LG | Hammond Eclipse series enclosure, NEMA 3R/4/12, 42 x 30 x 16in (HxWxD), wall mount, carbon steel, RAL 7035 light gray, powder coat finish, single-door, 3-point keylocking handle. | Stock | 945
SCE-42EL3608LP | Saginaw Enviroline series enclosure, NEMA 3R/4/12/13, 42 x 36 x 8in (HxWxD), wall mount, carbon steel, ANSI 61 gray, powder coat finish, single-door, 1/4-turn semi-flush latch. | Stock | 731
SCE-42EL3608LPLG | Saginaw Enviroline series enclosure, NEMA 3R/4/12/13, 42 x 36 x 8in (HxWxD), wall mount, carbon steel, RAL 7035 light gray, powder coat finish, single-door, 1/4-turn semi-flush latch. | Stock | 731
EN4SD42368GY | Hammond Eclipse series enclosure, NEMA 3R/4/12, 42 x 36 x 8in (HxWxD), wall mount, carbon steel, ANSI 61 gray, powder coat finish, single-door, 3-point keylocking handle. | Stock | 814
EN4SD42368LG | Hammond Eclipse series enclosure, NEMA 3R/4/12, 42 x 36 x 8in (HxWxD), wall mount, carbon steel, RAL 7035 light gray, powder coat finish, single-door, 3-point keylocking handle. | Stock | 814
SCE-42H3608LP | Saginaw enclosure, NEMA 3R/4/12/13, 42 x 36 x 8in (HxWxD), wall mount, carbon steel, ANSI 61 gray, powder coat finish, single-door, plated steel clamps, padlock hasp and staple. | Stock | 791
N12423608 | Wiegmann enclosure, NEMA 12/13, 42 x 36 x 8in (HxWxD), wall mount, carbon steel, ANSI 61 gray, powder coat finish, single-door, plated steel clamps, padlock hasp and staple. | Stock | 906
HW42368GYHK | Hammond enclosure, NEMA 3R/4/12, 42 x 36 x 8in (HxWxD), wall mount, carbon steel, ANSI 61 gray, powder coat finish, single-door, 3-point padlocking handle, handle hasp. | Stock | 1048
1418P8 | Hammond enclosure, NEMA 12/13, 42 x 36 x 8in (HxWxD), wall mount, carbon steel, ANSI 61 gray, powder coat finish, single-door, stainless steel clamps, padlock hasp and staple. | Stock | 1202
1418N4P8 | Hammond enclosure, NEMA 3R/4/12, 42 x 36 x 8in (HxWxD), wall mount, carbon steel, ANSI 61 gray, powder coat finish, single-door, stainless steel clamps, padlock hasp and staple. | Stock | 1382
EN4SD42368SSR | Hammond Eclipse series enclosure, NEMA 3R/4/4X/12/13, 42 x 36 x 8in (HxWxD), wall mount, 304 stainless steel, #4 brush finish, single-door, 1/4-turn semi-flush 316 stainless steel latch. | Stock | 1985
SCE-42H3608SSLP | Saginaw enclosure, NEMA 3R/4/4X/12/13, 42 x 36 x 8in (HxWxD), wall mount, 304 stainless steel, #4 brush finish, single-door, stainless steel clamps, padlock hasp and staple. | Stock | 1917
SCE-42H3608SS6LP | Saginaw enclosure, NEMA 3R/4/4X/12/13, 42 x 36 x 8in (HxWxD), wall mount, 316L stainless steel, #4 brush finish, single-door, stainless steel clamps, padlock hasp and staple. | Stock | 2363
1418N4SSP8 | Hammond enclosure, NEMA 3R/4/4X/12/13, 42 x 36 x 8in (HxWxD), wall mount, 304 stainless steel, #4 brush finish, single-door, stainless steel clamps, padlock hasp and staple. | Stock | 2358
HW42368SSHK | Hammond enclosure, NEMA 3R/4/4X/12/13, 42 x 36 x 8in (HxWxD), wall mount, 304 stainless steel, #4 brush finish, single-door, 3-point 316 stainless steel padlocking handle, handle hasp. | Stock | 2675
1418N4S16P8 | Hammond enclosure, NEMA 3R/4/4X/12/13, 42 x 36 x 8in (HxWxD), wall mount, 316 stainless steel, #4 brush finish, single-door, stainless steel clamps, padlock hasp and staple. | Stock | 2806
HW42368S16HK | Hammond enclosure, NEMA 3R/4/4X/12/13, 42 x 36 x 8in (HxWxD), wall mount, 316 stainless steel, #4 brush finish, single-door, 3-point 316 stainless steel padlocking handle, handle hasp. | Stock | 2843
N1C364209 | Wiegmann enclosure, NEMA 1, 42 x 36 x 9in (HxWxD), wall mount, carbon steel, ANSI 61 gray, powder coat finish, single-door, 1/4-turn flush-mounted latch. | Stock | 908
B423609CH | Wiegmann enclosure, NEMA 12, 42 x 36 x 9in (HxWxD), wall mount, carbon steel, ANSI 61 gray, powder coat finish, single-door, plated steel clamps. | Stock | 1096
1418JP9 | Hammond enclosure, NEMA 12, 42 x 36 x 9in (HxWxD), wall mount, carbon steel, ANSI 61 gray, powder coat finish, hinged screw cover. | Stock | 1363
SCE-42EL3610LP | Saginaw Enviroline series enclosure, NEMA 3R/4/12/13, 42 x 36 x 10in (HxWxD), wall mount, carbon steel, ANSI 61 gray, powder coat finish, single-door, 1/4-turn semi-flush latch. | Stock | 754
SCE-42EL3610LPLG | Saginaw Enviroline series enclosure, NEMA 3R/4/12/13, 42 x 36 x 10in (HxWxD), wall mount, carbon steel, RAL 7035 light gray, powder coat finish, single-door, 1/4-turn semi-flush latch. | Stock | 754
EN4SD423610GY | Hammond Eclipse series enclosure, NEMA 3R/4/12, 42 x 36 x 10in (HxWxD), wall mount, carbon steel, ANSI 61 gray, powder coat finish, single-door, 3-point keylocking handle. | Stock | 829
EN4SD423610LG | Hammond Eclipse series enclosure, NEMA 3R/4/12, 42 x 36 x 10in (HxWxD), wall mount, carbon steel, RAL 7035 light gray, powder coat finish, single-door, 3-point keylocking handle. | Stock | 829
N412423610C | Wiegmann Ultimate series enclosure, NEMA 4/12/13, 42 x 36 x 10in (HxWxD), wall mount, carbon steel, ANSI 61 gray, powder coat finish, single-door, 1/4-turn semi-flush oil-tight latch. | Stock | 786
N412423610CLG | Wiegmann Ultimate series enclosure, NEMA 4/12/13, 42 x 36 x 10in (HxWxD), wall mount, carbon steel, RAL 7035 light gray, powder coat finish, single-door, 1/4-turn semi-flush oil-tight latch. | Stock | 786
SCE-42H3610LP | Saginaw enclosure, NEMA 3R/4/12/13, 42 x 36 x 10in (HxWxD), wall mount, carbon steel, ANSI 61 gray, powder coat finish, single-door, plated steel clamps, padlock hasp and staple. | Stock | 817
N12423610 | Wiegmann enclosure, NEMA 12/13, 42 x 36 x 10in (HxWxD), wall mount, carbon steel, ANSI 61 gray, powder coat finish, single-door, plated steel clamps, padlock hasp and staple. | Stock | 944
1418P10 | Hammond enclosure, NEMA 12/13, 42 x 36 x 10in (HxWxD), wall mount, carbon steel, ANSI 61 gray, powder coat finish, single-door, stainless steel clamps, padlock hasp and staple. | Stock | 1254
EN4SD423610SSR | Hammond Eclipse series enclosure, NEMA 3R/4/4X/12/13, 42 x 36 x 10in (HxWxD), wall mount, 304 stainless steel, #4 brush finish, single-door, 1/4-turn semi-flush 316 stainless steel latch. | Stock | 1955
N412423610SSC | Wiegmann Ultimate series enclosure, NEMA 4/4X/12/13, 42 x 36 x 10in (HxWxD), wall mount, 304 stainless steel, No. 3 intermediate polished finish, single-door, 1/4-turn semi-flush oil-tight latch. | Stock | 1715
EN4SD423610S16R | Hammond Eclipse series enclosure, NEMA 3R/4/4X/12/13, 42 x 36 x 10in (HxWxD), wall mount, 316 stainless steel, #4 brush finish, single-door, 1/4-turn semi-flush 316 stainless steel latch. | Stock | 2751
SCE-42EL3612LP | Saginaw Enviroline series enclosure, NEMA 3R/4/12/13, 42 x 36 x 12in (HxWxD), wall mount, carbon steel, ANSI 61 gray, powder coat finish, single-door, 1/4-turn semi-flush latch. | Stock | 778
SCE-42EL3612LPLG | Saginaw Enviroline series enclosure, NEMA 3R/4/12/13, 42 x 36 x 12in (HxWxD), wall mount, carbon steel, RAL 7035 light gray, powder coat finish, single-door, 1/4-turn semi-flush latch. | Stock | 778
EN4SD423612GY | Hammond Eclipse series enclosure, NEMA 3R/4/12, 42 x 36 x 12in (HxWxD), wall mount, carbon steel, ANSI 61 gray, powder coat finish, single-door, 3-point keylocking handle. | Stock | 903
EN4SD423612LG | Hammond Eclipse series enclosure, NEMA 3R/4/12, 42 x 36 x 12in (HxWxD), wall mount, carbon steel, RAL 7035 light gray, powder coat finish, single-door, 3-point keylocking handle. | Stock | 903
N412423612C | Wiegmann Ultimate series enclosure, NEMA 4/12/13, 42 x 36 x 12in (HxWxD), wall mount, carbon steel, ANSI 61 gray, powder coat finish, single-door, 1/4-turn semi-flush oil-tight latch. | Stock | 807
N412423612CLG | Wiegmann Ultimate series enclosure, NEMA 4/12/13, 42 x 36 x 12in (HxWxD), wall mount, carbon steel, RAL 7035 light gray, powder coat finish, single-door, 1/4-turn semi-flush oil-tight latch. | Stock | 807
SCE-42H3612LP | Saginaw enclosure, NEMA 3R/4/12/13, 42 x 36 x 12in (HxWxD), wall mount, carbon steel, ANSI 61 gray, powder coat finish, single-door, plated steel clamps, padlock hasp and staple. | Stock | 846
SCE-42EL3612LPPL | Saginaw Enviroline series enclosure, NEMA 3R/4/12/13, 42 x 36 x 12in (HxWxD), wall mount, carbon steel, ANSI 61 gray, powder coat finish, single-door, 3-point keylocking/padlocking combo handle. | Stock | 879
C3R423612HCR | Hammond enclosure, NEMA 3R, 42 x 36 x 12in (HxWxD), wall mount, galvanized steel, ANSI 61 gray, powder coat finish, hinged screw cover, padlock hasp and staple. | Stock | 955
N4124236123PTC | Wiegmann Ultimate series enclosure, NEMA 4/12/13, 42 x 36 x 12in (HxWxD), wall mount, carbon steel, ANSI 61 gray, powder coat finish, single-door, 3-point keylocking/padlocking combo handle, handle hasp. | Stock | 952
N12423612 | Wiegmann enclosure, NEMA 12/13, 42 x 36 x 12in (HxWxD), wall mount, carbon steel, ANSI 61 gray, powder coat finish, single-door, plated steel clamps, padlock hasp and staple. | Stock | 994
HW423612GYHK | Hammond enclosure, NEMA 3R/4/12, 42 x 36 x 12in (HxWxD), wall mount, carbon steel, ANSI 61 gray, powder coat finish, single-door, 3-point padlocking handle, handle hasp. | Stock | 1257
N1A423612 | Hammond enclosure, NEMA 1, 42 x 36 x 12in (HxWxD), wall mount, carbon steel, ANSI 61 gray, powder coat finish, single-door, 1/4-turn semi-flush latch. | Stock | 1271
1418P12 | Hammond enclosure, NEMA 12/13, 42 x 36 x 12in (HxWxD), wall mount, carbon steel, ANSI 61 gray, powder coat finish, single-door, stainless steel clamps, padlock hasp and staple. | Stock | 1275
1418N4P12 | Hammond enclosure, NEMA 3R/4/12, 42 x 36 x 12in (HxWxD), wall mount, carbon steel, ANSI 61 gray, powder coat finish, single-door, stainless steel clamps, padlock hasp and staple. | Stock | 1511
SCE-42EL3612SSLP | Saginaw Enviroline series enclosure, NEMA 3R/4/4X/12/13, 42 x 36 x 12in (HxWxD), wall mount, 304 stainless steel, #4 brush finish, single-door, 1/4-turn semi-flush latch. | Stock | 2023
N412423612SSC | Wiegmann Ultimate series enclosure, NEMA 4/4X/12/13, 42 x 36 x 12in (HxWxD), wall mount, 304 stainless steel, No. 3 intermediate polished finish, single-door, 1/4-turn semi-flush oil-tight latch. | Stock | 1820
EN4SD423612SSR | Hammond Eclipse series enclosure, NEMA 3R/4/4X/12/13, 42 x 36 x 12in (HxWxD), wall mount, 304 stainless steel, #4 brush finish, single-door, 1/4-turn semi-flush 316 stainless steel latch. | Stock | 2219
SCE-42EL3612SSLPPL | Saginaw Enviroline series enclosure, NEMA 3R/4/4X/12/13, 42 x 36 x 12in (HxWxD), wall mount, 304 stainless steel, #4 brush finish, single-door, 3-point keylocking/padlocking combo handle. | Stock | 2120
SCE-42EL3612SS6LP | Saginaw Enviroline series enclosure, NEMA 3R/4/4X/12/13, 42 x 36 x 12in (HxWxD), wall mount, 316L stainless steel, #4 brush finish, single-door, 1/4-turn semi-flush latch. | Stock | 2495
HW423612SSHK | Hammond enclosure, NEMA 3R/4/4X/12/13, 42 x 36 x 12in (HxWxD), wall mount, 304 stainless steel, #4 brush finish, single-door, 3-point 316 stainless steel padlocking handle, handle hasp. | Stock | 2598
EN4SD423612SSWH | Hammond Eclipse series enclosure, NEMA 3R/4/4X/12/13, 42 x 36 x 12in (HxWxD), wall mount, 304 stainless steel, RAL 9003 white, powder coat finish, single-door, 3-point 316 stainless steel padlocking handle, handle hasp. | Stock | 2598
SCE-42EL3612SS6LPPL | Saginaw Enviroline series enclosure, NEMA 3R/4/4X/12/13, 42 x 36 x 12in (HxWxD), wall mount, 316L stainless steel, #4 brush finish, single-door, 3-point keylocking/padlocking combo handle. | Stock | 2615
N412423612SS3PTC | Wiegmann Ultimate series enclosure, NEMA 4X/12/13, 42 x 36 x 12in (HxWxD), wall mount, 304 stainless steel, No. 3 intermediate polished finish, single-door, 3-point 316L padlocking handle, handle hasp. | Stock | 2361
EN4SD423612S16R | Hammond Eclipse series enclosure, NEMA 3R/4/4X/12/13, 42 x 36 x 12in (HxWxD), wall mount, 316 stainless steel, #4 brush finish, single-door, 1/4-turn semi-flush 316 stainless steel latch. | Stock | 3180
HW423612S16HK | Hammond enclosure, NEMA 3R/4/4X/12/13, 42 x 36 x 12in (HxWxD), wall mount, 316 stainless steel, #4 brush finish, single-door, 3-point 316 stainless steel padlocking handle, handle hasp. | Stock | 3278
SCE-42EL3616LP | Saginaw Enviroline series enclosure, NEMA 3R/4/12/13, 42 x 36 x 16in (HxWxD), wall mount, carbon steel, ANSI 61 gray, powder coat finish, single-door, 1/4-turn semi-flush latch. | Stock | 827
SCE-42EL3616LPLG | Saginaw Enviroline series enclosure, NEMA 3R/4/12/13, 42 x 36 x 16in (HxWxD), wall mount, carbon steel, RAL 7035 light gray, powder coat finish, single-door, 1/4-turn semi-flush latch. | Stock | 827
EN4SD423616GY | Hammond Eclipse series enclosure, NEMA 3R/4/12, 42 x 36 x 16in (HxWxD), wall mount, carbon steel, ANSI 61 gray, powder coat finish, single-door, 3-point keylocking handle. | Stock | 940
EN4SD423616LG | Hammond Eclipse series enclosure, NEMA 3R/4/12, 42 x 36 x 16in (HxWxD), wall mount, carbon steel, RAL 7035 light gray, powder coat finish, single-door, 3-point keylocking handle. | Stock | 940
SCE-42H3616LP | Saginaw enclosure, NEMA 3R/4/12/13, 42 x 36 x 16in (HxWxD), wall mount, carbon steel, ANSI 61 gray, powder coat finish, single-door, plated steel clamps, padlock hasp and staple. | Stock | 900
N12423616 | Wiegmann enclosure, NEMA 12/13, 42 x 36 x 16in (HxWxD), wall mount, carbon steel, ANSI 61 gray, powder coat finish, single-door, plated steel clamps, padlock hasp and staple. | Stock | 1081
1418P16 | Hammond enclosure, NEMA 12/13, 42 x 36 x 16in (HxWxD), wall mount, carbon steel, ANSI 61 gray, powder coat finish, single-door, stainless steel clamps, padlock hasp and staple. | Stock | 1410
SCE-42EL3616SSLP | Saginaw Enviroline series enclosure, NEMA 3R/4/4X/12/13, 42 x 36 x 16in (HxWxD), wall mount, 304 stainless steel, #4 brush finish, single-door, 1/4-turn semi-flush latch. | Stock | 2148
SCE-42EL3616SS6LP | Saginaw Enviroline series enclosure, NEMA 3R/4/4X/12/13, 42 x 36 x 16in (HxWxD), wall mount, 316L stainless steel, #4 brush finish, single-door, 1/4-turn semi-flush latch. | Stock | 2649
SCE-424212WFLP | Saginaw enclosure, NEMA 3R/12/13, 42 x 42 x 12in (HxWxD), wall mount, carbon steel, ANSI 61 gray, powder coat finish, double-door, 3-point keylocking/padlocking combo handle. | Stock | 1112
WA424212WF | Wiegmann enclosure, NEMA 12, 42 x 42 x 12in (HxWxD), wall mount, carbon steel, ANSI 61 gray, powder coat finish, double-door, 3-point keylocking handle. | Stock | 1502
SCE-42EL4212WFLP | Saginaw Enviroline series enclosure, NEMA 3R/4/12/13, 42 x 42 x 12in (HxWxD), wall mount, carbon steel, ANSI 61 gray, powder coat finish, 2-door, 3-point keylocking/padlocking combo handle. | Stock | 1588
1422VV12 | Hammond enclosure, NEMA 12, 42 x 42 x 12in (HxWxD), wall mount, carbon steel, ANSI 61 gray, powder coat finish, double-door, 3-point keylocking handle. | Stock | 1788
HN4WM424212GY | Hammond enclosure, NEMA 3R/4/12, 42 x 42 x 12in (HxWxD), wall mount, carbon steel, ANSI 61 gray, powder coat finish, 2-door, 3-point padlocking handle, handle hasp. | Stock | 2489
N412D424212SSC | Wiegmann Ultimate series enclosure, NEMA 3R/4/4X/12/13, 42 x 42 x 12in (HxWxD), wall mount, 304 stainless steel, No. 3 intermediate polished finish, 2-door, 3-point keylocking/padlocking combo handle, handle hasp. | Stock | 3063
SCE-42EL4212SSWFLP | Saginaw Enviroline series enclosure, NEMA 3R/4/4X/12/13, 42 x 42 x 12in (HxWxD), wall mount, 304 stainless steel, #4 brush finish, 2-door, 3-point keylocking/padlocking combo handle. | Stock | 3672
HN4WM424212SS | Hammond enclosure, NEMA 3R/4X/12/13, 42 x 42 x 12in (HxWxD), wall mount, 304 stainless steel, #4 brush finish, 2-door, 3-point 316 stainless steel padlocking handle, handle hasp. | Stock | 4488
HN4WM424212S16 | Hammond enclosure, NEMA 3R/4X/12/13, 42 x 42 x 12in (HxWxD), wall mount, 316 stainless steel, #4 brush finish, 2-door, 3-point 316 stainless steel padlocking handle, handle hasp. | Stock | 5374
SCE-424216WFLP | Saginaw enclosure, NEMA 3R/12/13, 42 x 42 x 16in (HxWxD), wall mount, carbon steel, ANSI 61 gray, powder coat finish, double-door, 3-point keylocking/padlocking combo handle. | Stock | 1263
SCE-424812WFLP | Saginaw enclosure, NEMA 3R/12/13, 42 x 48 x 12in (HxWxD), wall mount, carbon steel, ANSI 61 gray, powder coat finish, double-door, 3-point keylocking/padlocking combo handle. | Stock | 1214
WA424812WF | Wiegmann enclosure, NEMA 12, 42 x 48 x 12in (HxWxD), wall mount, carbon steel, ANSI 61 gray, powder coat finish, double-door, 3-point keylocking handle. | Stock | 1639
SCE-42EL4812WFLP | Saginaw Enviroline series enclosure, NEMA 3R/4/12/13, 42 x 48 x 12in (HxWxD), wall mount, carbon steel, ANSI 61 gray, powder coat finish, 2-door, 3-point keylocking/padlocking combo handle. | Stock | 1733
1422VW12 | Hammond enclosure, NEMA 12, 42 x 48 x 12in (HxWxD), wall mount, carbon steel, ANSI 61 gray, powder coat finish, double-door, 3-point keylocking handle. | Stock | 1966
HN4WM424812GY | Hammond enclosure, NEMA 3R/4/12, 42 x 48 x 12in (HxWxD), wall mount, carbon steel, ANSI 61 gray, powder coat finish, 2-door, 3-point padlocking handle, handle hasp. | Stock | 2733
N412D424812SSC | Wiegmann Ultimate series enclosure, NEMA 3R/4/4X/12/13, 42 x 48 x 12in (HxWxD), wall mount, 304 stainless steel, No. 3 intermediate polished finish, 2-door, 3-point keylocking/padlocking combo handle, handle hasp. | Stock | 3324
SCE-42EL4812SSWFLP | Saginaw Enviroline series enclosure, NEMA 3R/4/4X/12/13, 42 x 48 x 12in (HxWxD), wall mount, 304 stainless steel, #4 brush finish, 2-door, 3-point keylocking/padlocking combo handle. | Stock | 4079
HN4WM424812SS | Hammond enclosure, NEMA 3R/4X/12/13, 42 x 48 x 12in (HxWxD), wall mount, 304 stainless steel, #4 brush finish, 2-door, 3-point 316 stainless steel padlocking handle, handle hasp. | Stock | 4857
HN4WM424812S16 | Hammond enclosure, NEMA 3R/4X/12/13, 42 x 48 x 12in (HxWxD), wall mount, 316 stainless steel, #4 brush finish, 2-door, 3-point 316 stainless steel padlocking handle, handle hasp. | Stock | 5817
SCE-424816WFLP | Saginaw enclosure, NEMA 3R/12/13, 42 x 48 x 16in (HxWxD), wall mount, carbon steel, ANSI 61 gray, powder coat finish, double-door, 3-point keylocking/padlocking combo handle. | Stock | 1362
SCE-426012WFALP | Saginaw enclosure, NEMA 3R/12/13, 42 x 60 x 12in (HxWxD), wall mount, carbon steel, ANSI 61 gray, powder coat finish, double-door, 3-point keylocking/padlocking combo handle. | Stock | 1416
WA426012WF | Wiegmann enclosure, NEMA 12, 42 x 60 x 12in (HxWxD), wall mount, carbon steel, ANSI 61 gray, powder coat finish, double-door, 3-point keylocking handle. | Stock | 1861
SCE-42EL6012WFALP | Saginaw Enviroline series enclosure, NEMA 3R/4/12/13, 42 x 60 x 12in (HxWxD), wall mount, carbon steel, ANSI 61 gray, powder coat finish, 2-door, 3-point keylocking/padlocking combo handle. | Stock | 1933
1422VX12 | Hammond enclosure, NEMA 12, 42 x 60 x 12in (HxWxD), wall mount, carbon steel, ANSI 61 gray, powder coat finish, double-door, 3-point keylocking handle. | Stock | 2281
HN4WM426012GY | Hammond enclosure, NEMA 3R/4/12, 42 x 60 x 12in (HxWxD), wall mount, carbon steel, ANSI 61 gray, powder coat finish, 2-door, 3-point padlocking handle, handle hasp. | Stock | 3173
N412D426012SSC | Wiegmann Ultimate series enclosure, NEMA 3R/4/4X/12/13, 42 x 60 x 12in (HxWxD), wall mount, 304 stainless steel, No. 3 intermediate polished finish, 2-door, 3-point keylocking/padlocking combo handle, handle hasp. | Stock | 3490
SCE-42EL6012SSWFALP | Saginaw Enviroline series enclosure, NEMA 3R/4/4X/12/13, 42 x 60 x 12in (HxWxD), wall mount, 304 stainless steel, #4 brush finish, 2-door, 3-point keylocking/padlocking combo handle. | Stock | 4284
HN4WM426012SS | Hammond enclosure, NEMA 3R/4X/12/13, 42 x 60 x 12in (HxWxD), wall mount, 304 stainless steel, #4 brush finish, 2-door, 3-point 316 stainless steel padlocking handle, handle hasp. | Stock | 5576
HN4WM426012S16 | Hammond enclosure, NEMA 3R/4X/12/13, 42 x 60 x 12in (HxWxD), wall mount, 316 stainless steel, #4 brush finish, 2-door, 3-point 316 stainless steel padlocking handle, handle hasp. | Stock | 6675
SCE-426016WFALP | Saginaw enclosure, NEMA 3R/12/13, 42 x 60 x 16in (HxWxD), wall mount, carbon steel, ANSI 61 gray, powder coat finish, double-door, 3-point keylocking/padlocking combo handle. | Stock | 1624
SCE-47VR2414 | Saginaw enclosure, vented, NEMA 3R, 47 x 24 x 14in (HxWxD), wall mount, carbon steel, white, powder coat finish, single-door, 1/4-turn padlocking wing handle. | Stock | 1538
SCE-48EL2408LP | Saginaw Enviroline series enclosure, NEMA 3R/4/12/13, 48 x 24 x 8in (HxWxD), wall mount, carbon steel, ANSI 61 gray, powder coat finish, single-door, 1/4-turn semi-flush latch. | Stock | 668
SCE-48EL2408LPLG | Saginaw Enviroline series enclosure, NEMA 3R/4/12/13, 48 x 24 x 8in (HxWxD), wall mount, carbon steel, RAL 7035 light gray, powder coat finish, single-door, 1/4-turn semi-flush latch. | Stock | 668
SCE-48H2408LP | Saginaw enclosure, NEMA 3R/4/12/13, 48 x 24 x 8in (HxWxD), wall mount, carbon steel, ANSI 61 gray, powder coat finish, single-door, plated steel clamps, padlock hasp and staple. | Stock | 720
EN4SD48248GY | Hammond Eclipse series enclosure, NEMA 3R/4/12, 48 x 24 x 8in (HxWxD), wall mount, carbon steel, ANSI 61 gray, powder coat finish, single-door, 3-point keylocking handle. | Stock | 853
EN4SD48248LG | Hammond Eclipse series enclosure, NEMA 3R/4/12, 48 x 24 x 8in (HxWxD), wall mount, carbon steel, RAL 7035 light gray, powder coat finish, single-door, 3-point keylocking handle. | Stock | 853
N12482408 | Wiegmann enclosure, NEMA 12/13, 48 x 24 x 8in (HxWxD), wall mount, carbon steel, ANSI 61 gray, powder coat finish, single-door, plated steel clamps, padlock hasp and staple. | Stock | 822
1418Q8 | Hammond enclosure, NEMA 12/13, 48 x 24 x 8in (HxWxD), wall mount, carbon steel, ANSI 61 gray, powder coat finish, single-door, stainless steel clamps, padlock hasp and staple. | Stock | 1014
N412482410C | Wiegmann Ultimate series enclosure, NEMA 4/12/13, 48 x 24 x 10in (HxWxD), wall mount, carbon steel, ANSI 61 gray, powder coat finish, single-door, 1/4-turn semi-flush oil-tight latch. | Stock | 731
N412482410CLG | Wiegmann Ultimate series enclosure, NEMA 4/12/13, 48 x 24 x 10in (HxWxD), wall mount, carbon steel, RAL 7035 light gray, powder coat finish, single-door, 1/4-turn semi-flush oil-tight latch. | Stock | 731
EN4SD482410GY | Hammond Eclipse series enclosure, NEMA 3R/4/12, 48 x 24 x 10in (HxWxD), wall mount, carbon steel, ANSI 61 gray, powder coat finish, single-door, 3-point keylocking handle. | Stock | 860
EN4SD482410LG | Hammond Eclipse series enclosure, NEMA 3R/4/12, 48 x 24 x 10in (HxWxD), wall mount, carbon steel, RAL 7035 light gray, powder coat finish, single-door, 3-point keylocking handle. | Stock | 860
EN4SD482410SS | Hammond Eclipse series enclosure, NEMA 3R/4/4X/12/13, 48 x 24 x 10in (HxWxD), wall mount, 304 stainless steel, #4 brush finish, single-door, 3-point keylocking handle. | Stock | 2035
EN4SD482410S16 | Hammond Eclipse series enclosure, NEMA 3R/4/4X/12/13, 48 x 24 x 10in (HxWxD), wall mount, 316 stainless steel, #4 brush finish, single-door, 3-point keylocking handle. | Stock | 2864
SCE-48EL2412LP | Saginaw Enviroline series enclosure, NEMA 3R/4/12/13, 48 x 24 x 12in (HxWxD), wall mount, carbon steel, ANSI 61 gray, powder coat finish, single-door, 1/4-turn semi-flush latch. | Stock | 711
SCE-48EL2412LPLG | Saginaw Enviroline series enclosure, NEMA 3R/4/12/13, 48 x 24 x 12in (HxWxD), wall mount, carbon steel, RAL 7035 light gray, powder coat finish, single-door, 1/4-turn semi-flush latch. | Stock | 711
N412482412C | Wiegmann Ultimate series enclosure, NEMA 4/12/13, 48 x 24 x 12in (HxWxD), wall mount, carbon steel, ANSI 61 gray, powder coat finish, single-door, 1/4-turn semi-flush oil-tight latch. | Stock | 739
N412482412CLG | Wiegmann Ultimate series enclosure, NEMA 4/12/13, 48 x 24 x 12in (HxWxD), wall mount, carbon steel, RAL 7035 light gray, powder coat finish, single-door, 1/4-turn semi-flush oil-tight latch. | Stock | 739
EN4SD482412GY | Hammond Eclipse series enclosure, NEMA 3R/4/12, 48 x 24 x 12in (HxWxD), wall mount, carbon steel, ANSI 61 gray, powder coat finish, single-door, 3-point keylocking handle. | Stock | 855
EN4SD482412LG | Hammond Eclipse series enclosure, NEMA 3R/4/12, 48 x 24 x 12in (HxWxD), wall mount, carbon steel, RAL 7035 light gray, powder coat finish, single-door, 3-point keylocking handle. | Stock | 855
N4124824123PTC | Wiegmann Ultimate series enclosure, NEMA 4/12/13, 48 x 24 x 12in (HxWxD), wall mount, carbon steel, ANSI 61 gray, powder coat finish, single-door, 3-point keylocking/padlocking combo handle, handle hasp. | Stock | 859
SCE-48EL2412SSLP | Saginaw Enviroline series enclosure, NEMA 3R/4/4X/12/13, 48 x 24 x 12in (HxWxD), wall mount, 304 stainless steel, #4 brush finish, single-door, 1/4-turn semi-flush latch. | Stock | 1962
SCE-48EL3008LP | Saginaw Enviroline series enclosure, NEMA 3R/4/12/13, 48 x 30 x 8in (HxWxD), wall mount, carbon steel, ANSI 61 gray, powder coat finish, single-door, 1/4-turn semi-flush latch. | Stock | 731
SCE-48EL3008LPLG | Saginaw Enviroline series enclosure, NEMA 3R/4/12/13, 48 x 30 x 8in (HxWxD), wall mount, carbon steel, RAL 7035 light gray, powder coat finish, single-door, 1/4-turn semi-flush latch. | Stock | 731
SCE-48H3008LP | Saginaw enclosure, NEMA 3R/4/12/13, 48 x 30 x 8in (HxWxD), wall mount, carbon steel, ANSI 61 gray, powder coat finish, single-door, plated steel clamps, padlock hasp and staple. | Stock | 779
EN4SD48308GY | Hammond Eclipse series enclosure, NEMA 3R/4/12, 48 x 30 x 8in (HxWxD), wall mount, carbon steel, ANSI 61 gray, powder coat finish, single-door, 3-point keylocking handle. | Stock | 859
EN4SD48308LG | Hammond Eclipse series enclosure, NEMA 3R/4/12, 48 x 30 x 8in (HxWxD), wall mount, carbon steel, RAL 7035 light gray, powder coat finish, single-door, 3-point keylocking handle. | Stock | 859
N12483008 | Wiegmann enclosure, NEMA 12/13, 48 x 30 x 8in (HxWxD), wall mount, carbon steel, ANSI 61 gray, powder coat finish, single-door, plated steel clamps, padlock hasp and staple. | Stock | 895
1418R8 | Hammond enclosure, NEMA 12/13, 48 x 30 x 8in (HxWxD), wall mount, carbon steel, ANSI 61 gray, powder coat finish, single-door, stainless steel clamps, padlock hasp and staple. | Stock | 1167
SCE-48EL3010LP | Saginaw Enviroline series enclosure, NEMA 3R/4/12/13, 48 x 30 x 10in (HxWxD), wall mount, carbon steel, ANSI 61 gray, powder coat finish, single-door, 1/4-turn semi-flush latch. | Stock | 744
SCE-48EL3010LPLG | Saginaw Enviroline series enclosure, NEMA 3R/4/12/13, 48 x 30 x 10in (HxWxD), wall mount, carbon steel, RAL 7035 light gray, powder coat finish, single-door, 1/4-turn semi-flush latch. | Stock | 744
SCE-48H3010LP | Saginaw enclosure, NEMA 3R/4/12/13, 48 x 30 x 10in (HxWxD), wall mount, carbon steel, ANSI 61 gray, powder coat finish, single-door, plated steel clamps, padlock hasp and staple. | Stock | 805
EN4SD483010GY | Hammond Eclipse series enclosure, NEMA 3R/4/12, 48 x 30 x 10in (HxWxD), wall mount, carbon steel, ANSI 61 gray, powder coat finish, single-door, 3-point keylocking handle. | Stock | 867
EN4SD483010LG | Hammond Eclipse series enclosure, NEMA 3R/4/12, 48 x 30 x 10in (HxWxD), wall mount, carbon steel, RAL 7035 light gray, powder coat finish, single-door, 3-point keylocking handle. | Stock | 867
N12483010 | Wiegmann enclosure, NEMA 12/13, 48 x 30 x 10in (HxWxD), wall mount, carbon steel, ANSI 61 gray, powder coat finish, single-door, plated steel clamps, padlock hasp and staple. | Stock | 929
1418R10 | Hammond enclosure, NEMA 12/13, 48 x 30 x 10in (HxWxD), wall mount, carbon steel, ANSI 61 gray, powder coat finish, single-door, stainless steel clamps, padlock hasp and staple. | Stock | 1221
N4483010 | Wiegmann enclosure, NEMA 4/12/13, 48 x 30 x 10in (HxWxD), wall mount, carbon steel, ANSI 61 gray, powder coat finish, single-door, stainless steel clamps, padlock hasp and staple. | Stock | 1224
1418N4R10 | Hammond enclosure, NEMA 3R/4/12, 48 x 30 x 10in (HxWxD), wall mount, carbon steel, ANSI 61 gray, powder coat finish, single-door, stainless steel clamps, padlock hasp and staple. | Stock | 1407
SCE-48EL3012LP | Saginaw Enviroline series enclosure, NEMA 3R/4/12/13, 48 x 30 x 12in (HxWxD), wall mount, carbon steel, ANSI 61 gray, powder coat finish, single-door, 1/4-turn semi-flush latch. | Stock | 769
SCE-48EL3016LP | Saginaw Enviroline series enclosure, NEMA 3R/4/12/13, 48 x 30 x 16in (HxWxD), wall mount, carbon steel, ANSI 61 gray, powder coat finish, single-door, 1/4-turn semi-flush latch. | Stock | 799
SCE-48EL3016LPLG | Saginaw Enviroline series enclosure, NEMA 3R/4/12/13, 48 x 30 x 16in (HxWxD), wall mount, carbon steel, RAL 7035 light gray, powder coat finish, single-door, 1/4-turn semi-flush latch. | Stock | 799
SCE-48H3016LP | Saginaw enclosure, NEMA 3R/4/12/13, 48 x 30 x 16in (HxWxD), wall mount, carbon steel, ANSI 61 gray, powder coat finish, single-door, plated steel clamps, padlock hasp and staple. | Stock | 888
EN4SD483016GY | Hammond Eclipse series enclosure, NEMA 3R/4/12, 48 x 30 x 16in (HxWxD), wall mount, carbon steel, ANSI 61 gray, powder coat finish, single-door, 3-point keylocking handle. | Stock | 965
EN4SD483016LG | Hammond Eclipse series enclosure, NEMA 3R/4/12, 48 x 30 x 16in (HxWxD), wall mount, carbon steel, RAL 7035 light gray, powder coat finish, single-door, 3-point keylocking handle. | Stock | 965
EN4SD48368GY | Hammond Eclipse series enclosure, NEMA 3R/4/12, 48 x 36 x 8in (HxWxD), wall mount, carbon steel, ANSI 61 gray, powder coat finish, single-door, 3-point keylocking handle. | Stock | 868
EN4SD48368LG | Hammond Eclipse series enclosure, NEMA 3R/4/12, 48 x 36 x 8in (HxWxD), wall mount, carbon steel, RAL 7035 light gray, powder coat finish, single-door, 3-point keylocking handle. | Stock | 868
SCE-48H3608LP | Saginaw enclosure, NEMA 3R/4/12/13, 48 x 36 x 8in (HxWxD), wall mount, carbon steel, ANSI 61 gray, powder coat finish, single-door, plated steel clamps, padlock hasp and staple. | Stock | 836
SCE-48EL3608LP | Saginaw Enviroline series enclosure, NEMA 3R/4/12/13, 48 x 36 x 8in (HxWxD), wall mount, carbon steel, ANSI 61 gray, powder coat finish, single-door, 1/4-turn semi-flush latch. | Stock | 770
SCE-48EL3608LPLG | Saginaw Enviroline series enclosure, NEMA 3R/4/12/13, 48 x 36 x 8in (HxWxD), wall mount, carbon steel, RAL 7035 light gray, powder coat finish, single-door, 1/4-turn semi-flush latch. | Stock | 770
N12483608 | Wiegmann enclosure, NEMA 12/13, 48 x 36 x 8in (HxWxD), wall mount, carbon steel, ANSI 61 gray, powder coat finish, single-door, plated steel clamps, padlock hasp and staple. | Stock | 979
HW48368GYHK | Hammond enclosure, NEMA 3R/4/12, 48 x 36 x 8in (HxWxD), wall mount, carbon steel, ANSI 61 gray, powder coat finish, single-door, 3-point padlocking handle, handle hasp. | Stock | 1239
1418S8 | Hammond enclosure, NEMA 12/13, 48 x 36 x 8in (HxWxD), wall mount, carbon steel, ANSI 61 gray, powder coat finish, single-door, stainless steel clamps, padlock hasp and staple. | Stock | 1291
N4483608 | Wiegmann enclosure, NEMA 4/12/13, 48 x 36 x 8in (HxWxD), wall mount, carbon steel, ANSI 61 gray, powder coat finish, single-door, stainless steel clamps, padlock hasp and staple. | Stock | 1297
1418N4S8 | Hammond enclosure, NEMA 3R/4/12, 48 x 36 x 8in (HxWxD), wall mount, carbon steel, ANSI 61 gray, powder coat finish, single-door, stainless steel clamps, padlock hasp and staple. | Stock | 1517
1418N4ALS8 | Hammond enclosure, NEMA 4/4X/12/13, 48 x 36 x 8in (HxWxD), wall mount, 5052-H32 aluminum, natural finish, single-door, aluminum clamps, padlock hasp and staple. | Stock | 2148
EN4SD48368SSR | Hammond Eclipse series enclosure, NEMA 3R/4/4X/12/13, 48 x 36 x 8in (HxWxD), wall mount, 304 stainless steel, #4 brush finish, single-door, 1/4-turn semi-flush 316 stainless steel latch. | Stock | 2191
SCE-48H3608SSLP | Saginaw enclosure, NEMA 3R/4/4X/12/13, 48 x 36 x 8in (HxWxD), wall mount, 304 stainless steel, #4 brush finish, single-door, stainless steel clamps, padlock hasp and staple. | Stock | 2112
HW48368SSHK | Hammond enclosure, NEMA 3R/4/4X/12/13, 48 x 36 x 8in (HxWxD), wall mount, 304 stainless steel, #4 brush finish, single-door, 3-point 316 stainless steel padlocking handle, handle hasp. | Stock | 2553
SCE-48H3608SS6LP | Saginaw enclosure, NEMA 3R/4/4X/12/13, 48 x 36 x 8in (HxWxD), wall mount, 316L stainless steel, #4 brush finish, single-door, stainless steel clamps, padlock hasp and staple. | Stock | 2604
1418N4SSS8 | Hammond enclosure, NEMA 3R/4/4X/12/13, 48 x 36 x 8in (HxWxD), wall mount, 304 stainless steel, #4 brush finish, single-door, stainless steel clamps, padlock hasp and staple. | Stock | 2601
HW48368S16HK | Hammond enclosure, NEMA 3R/4/4X/12/13, 48 x 36 x 8in (HxWxD), wall mount, 316 stainless steel, #4 brush finish, single-door, 3-point 316 stainless steel padlocking handle, handle hasp. | Stock | 3098
1418N4S16S8 | Hammond enclosure, NEMA 3R/4/4X/12/13, 48 x 36 x 8in (HxWxD), wall mount, 316 stainless steel, #4 brush finish, single-door, stainless steel clamps, padlock hasp and staple. | Stock | 3118
N1C364809 | Wiegmann enclosure, NEMA 1, 48 x 36 x 9in (HxWxD), wall mount, carbon steel, ANSI 61 gray, powder coat finish, single-door, 1/4-turn flush-mounted latch. | Stock | 981
SCE-48EL3610LP | Saginaw Enviroline series enclosure, NEMA 3R/4/12/13, 48 x 36 x 10in (HxWxD), wall mount, carbon steel, ANSI 61 gray, powder coat finish, single-door, 1/4-turn semi-flush latch. | Stock | 798
SCE-48EL3610LPLG | Saginaw Enviroline series enclosure, NEMA 3R/4/12/13, 48 x 36 x 10in (HxWxD), wall mount, carbon steel, RAL 7035 light gray, powder coat finish, single-door, 1/4-turn semi-flush latch. | Stock | 798
EN4SD483610GY | Hammond Eclipse series enclosure, NEMA 3R/4/12, 48 x 36 x 10in (HxWxD), wall mount, carbon steel, ANSI 61 gray, powder coat finish, single-door, 3-point keylocking handle. | Stock | 878
EN4SD483610LG | Hammond Eclipse series enclosure, NEMA 3R/4/12, 48 x 36 x 10in (HxWxD), wall mount, carbon steel, RAL 7035 light gray, powder coat finish, single-door, 3-point keylocking handle. | Stock | 878
N412483610C | Wiegmann Ultimate series enclosure, NEMA 4/12/13, 48 x 36 x 10in (HxWxD), wall mount, carbon steel, ANSI 61 gray, powder coat finish, single-door, 1/4-turn semi-flush oil-tight latch. | Stock | 831
N412483610CLG | Wiegmann Ultimate series enclosure, NEMA 4/12/13, 48 x 36 x 10in (HxWxD), wall mount, carbon steel, RAL 7035 light gray, powder coat finish, single-door, 1/4-turn semi-flush oil-tight latch. | Stock | 831
SCE-48H3610LP | Saginaw enclosure, NEMA 3R/4/12/13, 48 x 36 x 10in (HxWxD), wall mount, carbon steel, ANSI 61 gray, powder coat finish, single-door, plated steel clamps, padlock hasp and staple. | Stock | 867
N412483610CST | Wiegmann Ultimate series enclosure, slope top, NEMA 4/12/13, 48 x 36 x 10in (HxWxD), wall mount, carbon steel, ANSI 61 gray, powder coat finish, single-door, 1/4-turn semi-flush oil-tight latch. | Stock | 976
ST483610LG | Hammond Eclipse series enclosure, slope top, NEMA 3R/4/12, 48 x 36 x 10in (HxWxD), wall mount, carbon steel, RAL 7035 light gray, powder coat finish, single-door, 3-point keylocking handle. | Stock | 1095
N12483610 | Wiegmann enclosure, NEMA 12/13, 48 x 36 x 10in (HxWxD), wall mount, carbon steel, ANSI 61 gray, powder coat finish, single-door, plated steel clamps, padlock hasp and staple. | Stock | 1013
HW483610GYHK | Hammond enclosure, NEMA 3R/4/12, 48 x 36 x 10in (HxWxD), wall mount, carbon steel, ANSI 61 gray, powder coat finish, single-door, 3-point padlocking handle, handle hasp. | Stock | 1296
1418S10 | Hammond enclosure, NEMA 12/13, 48 x 36 x 10in (HxWxD), wall mount, carbon steel, ANSI 61 gray, powder coat finish, single-door, stainless steel clamps, padlock hasp and staple. | Stock | 1346
1418N4S10 | Hammond enclosure, NEMA 3R/4/12, 48 x 36 x 10in (HxWxD), wall mount, carbon steel, ANSI 61 gray, powder coat finish, single-door, stainless steel clamps, padlock hasp and staple. | Stock | 1583
EN4SD483610SSR | Hammond Eclipse series enclosure, NEMA 3R/4/4X/12/13, 48 x 36 x 10in (HxWxD), wall mount, 304 stainless steel, #4 brush finish, single-door, 1/4-turn semi-flush 316 stainless steel latch. | Stock | 2233
N412483610SSC | Wiegmann Ultimate series enclosure, NEMA 4/4X/12/13, 48 x 36 x 10in (HxWxD), wall mount, 304 stainless steel, No. 3 intermediate polished finish, single-door, 1/4-turn semi-flush oil-tight latch. | Stock | 2034
SCE-48H3610SSLP | Saginaw enclosure, NEMA 3R/4/4X/12/13, 48 x 36 x 10in (HxWxD), wall mount, 304 stainless steel, #4 brush finish, single-door, stainless steel clamps, padlock hasp and staple. | Stock | 2344
SSN4483610 | Wiegmann enclosure, NEMA 4/4X/12/13, 48 x 36 x 10in (HxWxD), wall mount, 304 stainless steel, No. 3 intermediate polished finish, single-door, stainless steel clamps, padlock hasp and staple. | Stock | 2374
HW483610SSHK | Hammond enclosure, NEMA 3R/4/4X/12/13, 48 x 36 x 10in (HxWxD), wall mount, 304 stainless steel, #4 brush finish, single-door, 3-point 316 stainless steel padlocking handle, handle hasp. | Stock | 2846
1418N4SSS10 | Hammond enclosure, NEMA 3R/4/4X/12/13, 48 x 36 x 10in (HxWxD), wall mount, 304 stainless steel, #4 brush finish, single-door, stainless steel clamps, padlock hasp and staple. | Stock | 2876
EN4SD483610S16R | Hammond Eclipse series enclosure, NEMA 3R/4/4X/12/13, 48 x 36 x 10in (HxWxD), wall mount, 316 stainless steel, #4 brush finish, single-door, 1/4-turn semi-flush 316 stainless steel latch. | Stock | 3102
SSN4483610A | Wiegmann enclosure, NEMA 4/4X/12/13, 48 x 36 x 10in (HxWxD), wall mount, 316L stainless steel, No. 3 intermediate polished finish, single-door, stainless steel clamps, padlock hasp and staple. | Stock | 2880
HW483610S16HK | Hammond enclosure, NEMA 3R/4/4X/12/13, 48 x 36 x 10in (HxWxD), wall mount, 316 stainless steel, #4 brush finish, single-door, 3-point 316 stainless steel padlocking handle, handle hasp. | Stock | 3326
1418N4S16S10 | Hammond enclosure, NEMA 3R/4/4X/12/13, 48 x 36 x 10in (HxWxD), wall mount, 316 stainless steel, #4 brush finish, single-door, stainless steel clamps, padlock hasp and staple. | Stock | 3333
N1C364811 | Wiegmann enclosure, NEMA 1, 48 x 36 x 11in (HxWxD), wall mount, carbon steel, ANSI 61 gray, powder coat finish, single-door, 1/4-turn flush-mounted latch. | Stock | 1040
B483611CH | Wiegmann enclosure, NEMA 12, 48 x 36 x 11in (HxWxD), wall mount, carbon steel, ANSI 61 gray, powder coat finish, single-door, plated steel clamps. | Stock | 1189
1418JS11 | Hammond enclosure, NEMA 12, 48 x 36 x 11in (HxWxD), wall mount, carbon steel, ANSI 61 gray, powder coat finish, hinged screw cover. | Stock | 1496
SCE-48EL3612LP | Saginaw Enviroline series enclosure, NEMA 3R/4/12/13, 48 x 36 x 12in (HxWxD), wall mount, carbon steel, ANSI 61 gray, powder coat finish, single-door, 1/4-turn semi-flush latch. | Stock | 823
SCE-48EL3612LPLG | Saginaw Enviroline series enclosure, NEMA 3R/4/12/13, 48 x 36 x 12in (HxWxD), wall mount, carbon steel, RAL 7035 light gray, powder coat finish, single-door, 1/4-turn semi-flush latch. | Stock | 823
EN4SD483612GY | Hammond Eclipse series enclosure, NEMA 3R/4/12, 48 x 36 x 12in (HxWxD), wall mount, carbon steel, ANSI 61 gray, powder coat finish, single-door, 3-point keylocking handle. | Stock | 902
EN4SD483612LG | Hammond Eclipse series enclosure, NEMA 3R/4/12, 48 x 36 x 12in (HxWxD), wall mount, carbon steel, RAL 7035 light gray, powder coat finish, single-door, 3-point keylocking handle. | Stock | 902
N412483612C | Wiegmann Ultimate series enclosure, NEMA 4/12/13, 48 x 36 x 12in (HxWxD), wall mount, carbon steel, ANSI 61 gray, powder coat finish, single-door, 1/4-turn semi-flush oil-tight latch. | Stock | 854
N412483612CLG | Wiegmann Ultimate series enclosure, NEMA 4/12/13, 48 x 36 x 12in (HxWxD), wall mount, carbon steel, RAL 7035 light gray, powder coat finish, single-door, 1/4-turn semi-flush oil-tight latch. | Stock | 854
SCE-48H3612LP | Saginaw enclosure, NEMA 3R/4/12/13, 48 x 36 x 12in (HxWxD), wall mount, carbon steel, ANSI 61 gray, powder coat finish, single-door, plated steel clamps, padlock hasp and staple. | Stock | 895
SCE-48EL3612LPPL | Saginaw Enviroline series enclosure, NEMA 3R/4/12/13, 48 x 36 x 12in (HxWxD), wall mount, carbon steel, ANSI 61 gray, powder coat finish, single-door, 3-point keylocking/padlocking combo handle. | Stock | 924
N4124836123PTC | Wiegmann Ultimate series enclosure, NEMA 4/12/13, 48 x 36 x 12in (HxWxD), wall mount, carbon steel, ANSI 61 gray, powder coat finish, single-door, 3-point keylocking/padlocking combo handle, handle hasp. | Stock | 978
C3R483612HCR | Hammond enclosure, NEMA 3R, 48 x 36 x 12in (HxWxD), wall mount, galvanized steel, ANSI 61 gray, powder coat finish, hinged screw cover, padlock hasp and staple. | Stock | 1050
N412483612CST | Wiegmann Ultimate series enclosure, slope top, NEMA 4/12/13, 48 x 36 x 12in (HxWxD), wall mount, carbon steel, ANSI 61 gray, powder coat finish, single-door, 1/4-turn semi-flush oil-tight latch. | Stock | 1018
ST483612LG | Hammond Eclipse series enclosure, slope top, NEMA 3R/4/12, 48 x 36 x 12in (HxWxD), wall mount, carbon steel, RAL 7035 light gray, powder coat finish, single-door, 3-point keylocking handle. | Stock | 1143
N12483612 | Wiegmann enclosure, NEMA 12/13, 48 x 36 x 12in (HxWxD), wall mount, carbon steel, ANSI 61 gray, powder coat finish, single-door, plated steel clamps, padlock hasp and staple. | Stock | 1043
HW483612GYHK | Hammond enclosure, NEMA 3R/4/12, 48 x 36 x 12in (HxWxD), wall mount, carbon steel, ANSI 61 gray, powder coat finish, single-door, 3-point padlocking handle, handle hasp. | Stock | 1354
N1A483612 | Hammond enclosure, NEMA 1, 48 x 36 x 12in (HxWxD), wall mount, carbon steel, ANSI 61 gray, powder coat finish, single-door, 1/4-turn semi-flush latch. | Stock | 1348
1418S12 | Hammond enclosure, NEMA 12/13, 48 x 36 x 12in (HxWxD), wall mount, carbon steel, ANSI 61 gray, powder coat finish, single-door, stainless steel clamps, padlock hasp and staple. | Stock | 1400
1418N4S12 | Hammond enclosure, NEMA 3R/4/12, 48 x 36 x 12in (HxWxD), wall mount, carbon steel, ANSI 61 gray, powder coat finish, single-door, stainless steel clamps, padlock hasp and staple. | Stock | 1610
N483612HWT | Stahlin N series enclosure, NEMA 1/3/3R/4X/12, 48 x 36 x 12in (HxWxD), wall mount, fiberglass reinforced polyester, gray, single-door, twist-lock latch, padlock hasp and staple. | Stock | 3089
SCE-48EL3612SSLP | Saginaw Enviroline series enclosure, NEMA 3R/4/4X/12/13, 48 x 36 x 12in (HxWxD), wall mount, 304 stainless steel, #4 brush finish, single-door, 1/4-turn semi-flush latch. | Stock | 2242
N412483612SSC | Wiegmann Ultimate series enclosure, NEMA 4/4X/12/13, 48 x 36 x 12in (HxWxD), wall mount, 304 stainless steel, No. 3 intermediate polished finish, single-door, 1/4-turn semi-flush oil-tight latch. | Stock | 2040
EN4SD483612SSR | Hammond Eclipse series enclosure, NEMA 3R/4/4X/12/13, 48 x 36 x 12in (HxWxD), wall mount, 304 stainless steel, #4 brush finish, single-door, 1/4-turn semi-flush 316 stainless steel latch. | Stock | 2440
SCE-48H3612SSLP | Saginaw enclosure, NEMA 3R/4/4X/12/13, 48 x 36 x 12in (HxWxD), wall mount, 304 stainless steel, #4 brush finish, single-door, stainless steel clamps, padlock hasp and staple. | Stock | 2359
SCE-48EL3612SSLPPL | Saginaw Enviroline series enclosure, NEMA 3R/4/4X/12/13, 48 x 36 x 12in (HxWxD), wall mount, 304 stainless steel, #4 brush finish, single-door, 3-point keylocking/padlocking combo handle. | Stock | 2340
ST483612SS | Hammond Eclipse series enclosure, slope top, NEMA 3R/4/4X/12/13, 48 x 36 x 12in (HxWxD), wall mount, 304 stainless steel, #4 brush finish, single-door, 1/4-turn semi-flush stainless steel. | Stock | 2631
SCE-48EL3612SS6LP | Saginaw Enviroline series enclosure, NEMA 3R/4/4X/12/13, 48 x 36 x 12in (HxWxD), wall mount, 316L stainless steel, #4 brush finish, single-door, 1/4-turn semi-flush latch. | Stock | 2765
SSN4483612 | Wiegmann enclosure, NEMA 4/4X/12/13, 48 x 36 x 12in (HxWxD), wall mount, 304 stainless steel, No. 3 intermediate polished finish, single-door, stainless steel clamps, padlock hasp and staple. | Stock | 2471
HW483612SSHK | Hammond enclosure, NEMA 3R/4/4X/12/13, 48 x 36 x 12in (HxWxD), wall mount, 304 stainless steel, #4 brush finish, single-door, 3-point 316 stainless steel padlocking handle, handle hasp. | Stock | 2855
EN4SD483612SSWH | Hammond Eclipse series enclosure, NEMA 3R/4/4X/12/13, 48 x 36 x 12in (HxWxD), wall mount, 304 stainless steel, RAL 9003 white, powder coat finish, single-door, 3-point 316 stainless steel padlocking handle, handle hasp. | Stock | 2855
SCE-48H3612SS6LP | Saginaw enclosure, NEMA 3R/4/4X/12/13, 48 x 36 x 12in (HxWxD), wall mount, 316L stainless steel, #4 brush finish, single-door, stainless steel clamps, padlock hasp and staple. | Stock | 2910
1418N4SSS12 | Hammond enclosure, NEMA 3R/4/4X/12/13, 48 x 36 x 12in (HxWxD), wall mount, 304 stainless steel, #4 brush finish, single-door, stainless steel clamps, padlock hasp and staple. | Stock | 2886
N412483612SS3PTC | Wiegmann Ultimate series enclosure, NEMA 4X/12/13, 48 x 36 x 12in (HxWxD), wall mount, 304 stainless steel, No. 3 intermediate polished finish, single-door, 3-point 316L padlocking handle, handle hasp. | Stock | 2580
SCE-48EL3612SSST | Saginaw Enviroline series enclosure, slope top, NEMA 3R/4/4X/12/13, 48 x 36 x 12in (HxWxD), wall mount, 304 stainless steel, #4 brush finish, single-door, 1/4-turn semi-flush latch. | Stock | 3140
HW483612S16HK | Hammond enclosure, NEMA 3R/4/4X/12/13, 48 x 36 x 12in (HxWxD), wall mount, 316 stainless steel, #4 brush finish, single-door, 3-point 316 stainless steel padlocking handle, handle hasp. | Stock | 3464
1418N4S16S12 | Hammond enclosure, NEMA 3R/4/4X/12/13, 48 x 36 x 12in (HxWxD), wall mount, 316 stainless steel, #4 brush finish, single-door, stainless steel clamps, padlock hasp and staple. | Stock | 3463
EN4SD483612S16R | Hammond Eclipse series enclosure, NEMA 3R/4/4X/12/13, 48 x 36 x 12in (HxWxD), wall mount, 316 stainless steel, #4 brush finish, single-door, 1/4-turn semi-flush 316 stainless steel latch. | Stock | 3503
NW483612HWT | Stahlin N series enclosure, NEMA 1/3/3R/4X/12, 48 x 36 x 12in (HxWxD), wall mount, fiberglass reinforced polyester, gray, single-door, twist-lock latch, padlock hasp and staple, SAR acrylic window. | Stock | 5492
SCE-48EL3616LP | Saginaw Enviroline series enclosure, NEMA 3R/4/12/13, 48 x 36 x 16in (HxWxD), wall mount, carbon steel, ANSI 61 gray, powder coat finish, single-door, 1/4-turn semi-flush latch. | Stock | 875
SCE-48EL3616LPLG | Saginaw Enviroline series enclosure, NEMA 3R/4/12/13, 48 x 36 x 16in (HxWxD), wall mount, carbon steel, RAL 7035 light gray, powder coat finish, single-door, 1/4-turn semi-flush latch. | Stock | 875
EN4SD483616GY | Hammond Eclipse series enclosure, NEMA 3R/4/12, 48 x 36 x 16in (HxWxD), wall mount, carbon steel, ANSI 61 gray, powder coat finish, single-door, 3-point keylocking handle. | Stock | 962
EN4SD483616LG | Hammond Eclipse series enclosure, NEMA 3R/4/12, 48 x 36 x 16in (HxWxD), wall mount, carbon steel, RAL 7035 light gray, powder coat finish, single-door, 3-point keylocking handle. | Stock | 962
N412483616C | Wiegmann Ultimate series enclosure, NEMA 4/12/13, 48 x 36 x 16in (HxWxD), wall mount, carbon steel, ANSI 61 gray, powder coat finish, single-door, 1/4-turn semi-flush oil-tight latch. | Stock | 909
N412483616CLG | Wiegmann Ultimate series enclosure, NEMA 4/12/13, 48 x 36 x 16in (HxWxD), wall mount, carbon steel, RAL 7035 light gray, powder coat finish, single-door, 1/4-turn semi-flush oil-tight latch. | Stock | 909
SCE-48H3616LP | Saginaw enclosure, NEMA 3R/4/12/13, 48 x 36 x 16in (HxWxD), wall mount, carbon steel, ANSI 61 gray, powder coat finish, single-door, plated steel clamps, padlock hasp and staple. | Stock | 955
SCE-48EL3616LPPL | Saginaw Enviroline series enclosure, NEMA 3R/4/12/13, 48 x 36 x 16in (HxWxD), wall mount, carbon steel, ANSI 61 gray, powder coat finish, single-door, 3-point keylocking/padlocking combo handle. | Stock | 982
N4124836163PTC | Wiegmann Ultimate series enclosure, NEMA 4/12/13, 48 x 36 x 16in (HxWxD), wall mount, carbon steel, ANSI 61 gray, powder coat finish, single-door, 3-point keylocking/padlocking combo handle, handle hasp. | Stock | 1063
N412483616CST | Wiegmann Ultimate series enclosure, slope top, NEMA 4/12/13, 48 x 36 x 16in (HxWxD), wall mount, carbon steel, ANSI 61 gray, powder coat finish, single-door, 1/4-turn semi-flush oil-tight latch. | Stock | 1118
ST483616LG | Hammond Eclipse series enclosure, slope top, NEMA 3R/4/12, 48 x 36 x 16in (HxWxD), wall mount, carbon steel, RAL 7035 light gray, powder coat finish, single-door, 3-point keylocking handle. | Stock | 1255
C3R483616HCR | Hammond enclosure, NEMA 3R, 48 x 36 x 16in (HxWxD), wall mount, galvanized steel, ANSI 61 gray, powder coat finish, hinged screw cover, padlock hasp and staple. | Stock | 1195
N12483616 | Wiegmann enclosure, NEMA 12/13, 48 x 36 x 16in (HxWxD), wall mount, carbon steel, ANSI 61 gray, powder coat finish, single-door, plated steel clamps, padlock hasp and staple. | Stock | 1143
HW483616GYHK | Hammond enclosure, NEMA 3R/4/12, 48 x 36 x 16in (HxWxD), wall mount, carbon steel, ANSI 61 gray, powder coat finish, single-door, 3-point padlocking handle, handle hasp. | Stock | 1469
1418S16 | Hammond enclosure, NEMA 12/13, 48 x 36 x 16in (HxWxD), wall mount, carbon steel, ANSI 61 gray, powder coat finish, single-door, stainless steel clamps, padlock hasp and staple. | Stock | 1510
1418N4S16 | Hammond enclosure, NEMA 3R/4/12, 48 x 36 x 16in (HxWxD), wall mount, carbon steel, ANSI 61 gray, powder coat finish, single-door, stainless steel clamps, padlock hasp and staple. | Stock | 1740
N483616HWT | Stahlin N series enclosure, NEMA 1/3/3R/4X/12, 48 x 36 x 16in (HxWxD), wall mount, fiberglass reinforced polyester, gray, single-door, twist-lock latch, padlock hasp and staple. | Stock | 3416
EN4SD483616SSR | Hammond Eclipse series enclosure, NEMA 3R/4/4X/12/13, 48 x 36 x 16in (HxWxD), wall mount, 304 stainless steel, #4 brush finish, single-door, 1/4-turn semi-flush 316 stainless steel latch. | Stock | 2478
SCE-48EL3616SSLP | Saginaw Enviroline series enclosure, NEMA 3R/4/4X/12/13, 48 x 36 x 16in (HxWxD), wall mount, 304 stainless steel, #4 brush finish, single-door, 1/4-turn semi-flush latch. | Stock | 2444
SCE-48EL3616SSLPPL | Saginaw Enviroline series enclosure, NEMA 3R/4/4X/12/13, 48 x 36 x 16in (HxWxD), wall mount, 304 stainless steel, #4 brush finish, single-door, 3-point keylocking/padlocking combo handle. | Stock | 2552
SCE-48H3616SSLP | Saginaw enclosure, NEMA 3R/4/4X/12/13, 48 x 36 x 16in (HxWxD), wall mount, 304 stainless steel, #4 brush finish, single-door, stainless steel clamps, padlock hasp and staple. | Stock | 2608
ST483616SS | Hammond Eclipse series enclosure, slope top, NEMA 3R/4/4X/12/13, 48 x 36 x 16in (HxWxD), wall mount, 304 stainless steel, #4 brush finish, single-door, 1/4-turn semi-flush 316 stainless steel latch. | Stock | 2930
SCE-48EL3616SS6LP | Saginaw Enviroline series enclosure, NEMA 3R/4/4X/12/13, 48 x 36 x 16in (HxWxD), wall mount, 316L stainless steel, #4 brush finish, single-door, 1/4-turn semi-flush latch. | Stock | 3014
HW483616SSHK | Hammond enclosure, NEMA 3R/4/4X/12/13, 48 x 36 x 16in (HxWxD), wall mount, 304 stainless steel, #4 brush finish, single-door, 3-point 316 stainless steel padlocking handle, handle hasp. | Stock | 3154
EN4SD483616SSWH | Hammond Eclipse series enclosure, NEMA 3R/4/4X/12/13, 48 x 36 x 16in (HxWxD), wall mount, 304 stainless steel, RAL 9003 white, powder coat finish, single-door, 3-point 316 stainless steel padlocking handle, handle hasp. | Stock | 3154
SCE-48H3616SS6LP | Saginaw enclosure, NEMA 3R/4/4X/12/13, 48 x 36 x 16in (HxWxD), wall mount, 316L stainless steel, #4 brush finish, single-door, stainless steel clamps, padlock hasp and staple. | Stock | 3217
1418N4SSS16 | Hammond enclosure, NEMA 3R/4/4X/12/13, 48 x 36 x 16in (HxWxD), wall mount, 304 stainless steel, #4 brush finish, single-door, stainless steel clamps, padlock hasp and staple. | Stock | 3168
SCE-48EL3616SSST | Saginaw Enviroline series enclosure, slope top, NEMA 3R/4/4X/12/13, 48 x 36 x 16in (HxWxD), wall mount, 304 stainless steel, #4 brush finish, single-door, 1/4-turn semi-flush latch. | Stock | 3210
EN4SD483616S16R | Hammond Eclipse series enclosure, NEMA 3R/4/4X/12/13, 48 x 36 x 16in (HxWxD), wall mount, 316 stainless steel, #4 brush finish, single-door, 1/4-turn semi-flush 316 stainless steel latch. | Stock | 3414
HW483616S16HK | Hammond enclosure, NEMA 3R/4/4X/12/13, 48 x 36 x 16in (HxWxD), wall mount, 316 stainless steel, #4 brush finish, single-door, 3-point 316 stainless steel padlocking handle, handle hasp. | Stock | 3595
1418N4S16S16 | Hammond enclosure, NEMA 3R/4/4X/12/13, 48 x 36 x 16in (HxWxD), wall mount, 316 stainless steel, #4 brush finish, single-door, stainless steel clamps, padlock hasp and staple. | Stock | 3590
N412483616CSSST | Wiegmann Ultimate series enclosure, slope top, NEMA 4/4X/12/13, 48 x 36 x 16in (HxWxD), wall mount, 304 stainless steel, No. 3 intermediate polished finish, single-door, 1/4-turn semi-flush oil-tight latch. | Stock | 3603
N1C364817 | Wiegmann enclosure, NEMA 1, 48 x 36 x 17in (HxWxD), wall mount, carbon steel, ANSI 61 gray, powder coat finish, single-door, 1/4-turn flush-mounted latch. | Stock | 1216
SCE-48EL3620LP | Saginaw Enviroline series enclosure, NEMA 3R/4/12/13, 48 x 36 x 20in (HxWxD), wall mount, carbon steel, ANSI 61 gray, powder coat finish, single-door, 1/4-turn semi-flush latch. | Stock | 928
SCE-48EL3620LPLG | Saginaw Enviroline series enclosure, NEMA 3R/4/12/13, 48 x 36 x 20in (HxWxD), wall mount, carbon steel, RAL 7035 light gray, powder coat finish, single-door, 1/4-turn semi-flush latch. | Stock | 928
EN4SD483620GY | Hammond Eclipse series enclosure, NEMA 3R/4/12, 48 x 36 x 20in (HxWxD), wall mount, carbon steel, ANSI 61 gray, powder coat finish, single-door, 3-point keylocking handle. | Stock | 1031
EN4SD483620LG | Hammond Eclipse series enclosure, NEMA 3R/4/12, 48 x 36 x 20in (HxWxD), wall mount, carbon steel, RAL 7035 light gray, powder coat finish, single-door, 3-point keylocking handle. | Stock | 1031
SCE-48H3620LP | Saginaw enclosure, NEMA 3R/4/12/13, 48 x 36 x 20in (HxWxD), wall mount, carbon steel, ANSI 61 gray, powder coat finish, single-door, plated steel clamps, padlock hasp and staple. | Stock | 1036
N12483620 | Wiegmann enclosure, NEMA 12/13, 48 x 36 x 20in (HxWxD), wall mount, carbon steel, ANSI 61 gray, powder coat finish, single-door, plated steel clamps, padlock hasp and staple. | Stock | 1340
1418S20 | Hammond enclosure, NEMA 12/13, 48 x 36 x 20in (HxWxD), wall mount, carbon steel, ANSI 61 gray, powder coat finish, single-door, stainless steel clamps, padlock hasp and staple. | Stock | 1658
SCE-484812WFLP | Saginaw enclosure, NEMA 3R/12/13, 48 x 48 x 12in (HxWxD), wall mount, carbon steel, ANSI 61 gray, powder coat finish, double-door, 3-point keylocking/padlocking combo handle. | Stock | 1325
EN4TD484812GY | Hammond Eclipse series enclosure, NEMA 3R/12, 48 x 48 x 12in (HxWxD), wall mount, carbon steel, ANSI 61 gray, powder coat finish, double-door, 3-point keylocking handle. | Stock | 1567
EN4TD484812LG | Hammond Eclipse series enclosure, NEMA 3R/12, 48 x 48 x 12in (HxWxD), wall mount, carbon steel, RAL 7035 light gray, powder coat finish, double-door, 3-point keylocking handle. | Stock | 1567
WA484812WF | Wiegmann enclosure, NEMA 12, 48 x 48 x 12in (HxWxD), wall mount, carbon steel, ANSI 61 gray, powder coat finish, double-door, 3-point keylocking handle. | Stock | 1743
SCE-48EL4812WFLP | Saginaw Enviroline series enclosure, NEMA 3R/4/12/13, 48 x 48 x 12in (HxWxD), wall mount, carbon steel, ANSI 61 gray, powder coat finish, 2-door, 3-point keylocking/padlocking combo handle. | Stock | 1883
1422WW12 | Hammond enclosure, NEMA 12, 48 x 48 x 12in (HxWxD), wall mount, carbon steel, ANSI 61 gray, powder coat finish, double-door, 3-point keylocking handle. | Stock | 2132
HN4WM484812GY | Hammond enclosure, NEMA 3R/4/12, 48 x 48 x 12in (HxWxD), wall mount, carbon steel, ANSI 61 gray, powder coat finish, 2-door, 3-point padlocking handle, handle hasp. | Stock | 2965
N412D484812C | Wiegmann Ultimate series enclosure, NEMA 3R/4/12/13, 48 x 48 x 12in (HxWxD), wall mount, carbon steel, ANSI 61 gray, powder coat finish, 2-door, 3-point keylocking/padlocking combo handle, handle hasp. | Stock | 3211
N412D484812SSC | Wiegmann Ultimate series enclosure, NEMA 3R/4/4X/12/13, 48 x 48 x 12in (HxWxD), wall mount, 304 stainless steel, No. 3 intermediate polished finish, 2-door, 3-point keylocking/padlocking combo handle, handle hasp. | Stock | 3170
SCE-48EL4812SSWFLP | Saginaw Enviroline series enclosure, NEMA 3R/4/4X/12/13, 48 x 48 x 12in (HxWxD), wall mount, 304 stainless steel, #4 brush finish, 2-door, 3-point keylocking/padlocking combo handle. | Stock | 4186
HN4WM484812SS | Hammond enclosure, NEMA 3R/4X/12/13, 48 x 48 x 12in (HxWxD), wall mount, 304 stainless steel, #4 brush finish, 2-door, 3-point 316 stainless steel padlocking handle, handle hasp. | Stock | 5308
HN4WM484812S16 | Hammond enclosure, NEMA 3R/4X/12/13, 48 x 48 x 12in (HxWxD), wall mount, 316 stainless steel, #4 brush finish, 2-door, 3-point 316 stainless steel padlocking handle, handle hasp. | Stock | 6357
SCE-484816WFLP | Saginaw enclosure, NEMA 3R/12/13, 48 x 48 x 16in (HxWxD), wall mount, carbon steel, ANSI 61 gray, powder coat finish, double-door, 3-point keylocking/padlocking combo handle. | Stock | 1550
SCE-53VR3616 | Saginaw enclosure, vented, NEMA 3R, 53 x 36 x 16in (HxWxD), wall mount, carbon steel, white, powder coat finish, single-door, 1/4-turn padlocking wing handle. | Stock | 2473
SCE-53VR3620 | Saginaw enclosure, vented, NEMA 3R, 53 x 36 x 20in (HxWxD), wall mount, carbon steel, white, powder coat finish, single-door, 1/4-turn padlocking wing handle. | Stock | 2753
SCE-60EL2412LP | Saginaw Enviroline series enclosure, NEMA 3R/4/12/13, 60 x 24 x 12in (HxWxD), wall mount, carbon steel, ANSI 61 gray, powder coat finish, single-door, 1/4-turn semi-flush latch. | Stock | 778
SCE-60EL2412LPLG | Saginaw Enviroline series enclosure, NEMA 3R/4/12/13, 60 x 24 x 12in (HxWxD), wall mount, carbon steel, RAL 7035 light gray, powder coat finish, single-door, 1/4-turn semi-flush latch. | Stock | 778
SCE-60EL3608LP | Saginaw Enviroline series enclosure, NEMA 3R/4/12/13, 60 x 36 x 8in (HxWxD), wall mount, carbon steel, ANSI 61 gray, powder coat finish, single-door, 1/4-turn semi-flush latch. | Stock | 868
SCE-60EL3608LPLG | Saginaw Enviroline series enclosure, NEMA 3R/4/12/13, 60 x 36 x 8in (HxWxD), wall mount, carbon steel, RAL 7035 light gray, powder coat finish, single-door, 1/4-turn semi-flush latch. | Stock | 868
EN4SD60368GY | Hammond Eclipse series enclosure, NEMA 3R/4/12, 60 x 36 x 8in (HxWxD), wall mount, carbon steel, ANSI 61 gray, powder coat finish, single-door, 3-point keylocking handle. | Stock | 945
EN4SD60368LG | Hammond Eclipse series enclosure, NEMA 3R/4/12, 60 x 36 x 8in (HxWxD), wall mount, carbon steel, RAL 7035 light gray, powder coat finish, single-door, 3-point keylocking handle. | Stock | 945
SCE-60H3608LP | Saginaw enclosure, NEMA 3R/4/12/13, 60 x 36 x 8in (HxWxD), wall mount, carbon steel, ANSI 61 gray, powder coat finish, single-door, plated steel clamps, padlock hasp and staple. | Stock | 929
N12603608 | Wiegmann enclosure, NEMA 12/13, 60 x 36 x 8in (HxWxD), wall mount, carbon steel, ANSI 61 gray, powder coat finish, single-door, plated steel clamps, padlock hasp and staple. | Stock | 1132
1418T8 | Hammond enclosure, NEMA 12/13, 60 x 36 x 8in (HxWxD), wall mount, carbon steel, ANSI 61 gray, powder coat finish, single-door, stainless steel clamps, padlock hasp and staple. | Stock | 1560
1418N4T8 | Hammond enclosure, NEMA 3R/4/12, 60 x 36 x 8in (HxWxD), wall mount, carbon steel, ANSI 61 gray, powder coat finish, single-door, stainless steel clamps, padlock hasp and staple. | Stock | 1785
SCE-60EL3610LP | Saginaw Enviroline series enclosure, NEMA 3R/4/12/13, 60 x 36 x 10in (HxWxD), wall mount, carbon steel, ANSI 61 gray, powder coat finish, single-door, 1/4-turn semi-flush latch. | Stock | 884
SCE-60EL3610LPLG | Saginaw Enviroline series enclosure, NEMA 3R/4/12/13, 60 x 36 x 10in (HxWxD), wall mount, carbon steel, RAL 7035 light gray, powder coat finish, single-door, 1/4-turn semi-flush latch. | Stock | 884
EN4SD603610GY | Hammond Eclipse series enclosure, NEMA 3R/4/12, 60 x 36 x 10in (HxWxD), wall mount, carbon steel, ANSI 61 gray, powder coat finish, single-door, 3-point keylocking handle. | Stock | 975
EN4SD603610LG | Hammond Eclipse series enclosure, NEMA 3R/4/12, 60 x 36 x 10in (HxWxD), wall mount, carbon steel, RAL 7035 light gray, powder coat finish, single-door, 3-point keylocking handle. | Stock | 975
N412603610C | Wiegmann Ultimate series enclosure, NEMA 4/12/13, 60 x 36 x 10in (HxWxD), wall mount, carbon steel, ANSI 61 gray, powder coat finish, single-door, 1/4-turn semi-flush oil-tight latch. | Stock | 922
N412603610CLG | Wiegmann Ultimate series enclosure, NEMA 4/12/13, 60 x 36 x 10in (HxWxD), wall mount, carbon steel, RAL 7035 light gray, powder coat finish, single-door, 1/4-turn semi-flush oil-tight latch. | Stock | 922
SCE-60H3610LP | Saginaw enclosure, NEMA 3R/4/12/13, 60 x 36 x 10in (HxWxD), wall mount, carbon steel, ANSI 61 gray, powder coat finish, single-door, plated steel clamps, padlock hasp and staple. | Stock | 966
N12603610 | Wiegmann enclosure, NEMA 12/13, 60 x 36 x 10in (HxWxD), wall mount, carbon steel, ANSI 61 gray, powder coat finish, single-door, plated steel clamps, padlock hasp and staple. | Stock | 1157
1418T10 | Hammond enclosure, NEMA 12/13, 60 x 36 x 10in (HxWxD), wall mount, carbon steel, ANSI 61 gray, powder coat finish, single-door, stainless steel clamps, padlock hasp and staple. | Stock | 1585
1418N4T10 | Hammond enclosure, NEMA 3R/4/12, 60 x 36 x 10in (HxWxD), wall mount, carbon steel, ANSI 61 gray, powder coat finish, single-door, stainless steel clamps, padlock hasp and staple. | Stock | 1860
EN4SD603610SSR | Hammond Eclipse series enclosure, NEMA 3R/4/4X/12/13, 60 x 36 x 10in (HxWxD), wall mount, 304 stainless steel, #4 brush finish, single-door, 1/4-turn semi-flush 316 stainless steel latch. | Stock | 2474
N412603610SSC | Wiegmann Ultimate series enclosure, NEMA 4/4X/12/13, 60 x 36 x 10in (HxWxD), wall mount, 304 stainless steel, No. 3 intermediate polished finish, single-door, 1/4-turn semi-flush oil-tight latch. | Stock | 2390
EN4SD603610S16R | Hammond Eclipse series enclosure, NEMA 3R/4/4X/12/13, 60 x 36 x 10in (HxWxD), wall mount, 316 stainless steel, #4 brush finish, single-door, 1/4-turn semi-flush 316 stainless steel latch. | Stock | 3487
SCE-60EL3612LP | Saginaw Enviroline series enclosure, NEMA 3R/4/12/13, 60 x 36 x 12in (HxWxD), wall mount, carbon steel, ANSI 61 gray, powder coat finish, single-door, 1/4-turn semi-flush latch. | Stock | 912
SCE-60EL3612LPLG | Saginaw Enviroline series enclosure, NEMA 3R/4/12/13, 60 x 36 x 12in (HxWxD), wall mount, carbon steel, RAL 7035 light gray, powder coat finish, single-door, 1/4-turn semi-flush latch. | Stock | 912
EN4SD603612GY | Hammond Eclipse series enclosure, NEMA 3R/4/12, 60 x 36 x 12in (HxWxD), wall mount, carbon steel, ANSI 61 gray, powder coat finish, single-door, 3-point keylocking handle. | Stock | 1015
EN4SD603612LG | Hammond Eclipse series enclosure, NEMA 3R/4/12, 60 x 36 x 12in (HxWxD), wall mount, carbon steel, RAL 7035 light gray, powder coat finish, single-door, 3-point keylocking handle. | Stock | 1015
N412603612C | Wiegmann Ultimate series enclosure, NEMA 4/12/13, 60 x 36 x 12in (HxWxD), wall mount, carbon steel, ANSI 61 gray, powder coat finish, single-door, 1/4-turn semi-flush oil-tight latch. | Stock | 949
N412603612CLG | Wiegmann Ultimate series enclosure, NEMA 4/12/13, 60 x 36 x 12in (HxWxD), wall mount, carbon steel, RAL 7035 light gray, powder coat finish, single-door, 1/4-turn semi-flush oil-tight latch. | Stock | 950
SCE-60H3612LP | Saginaw enclosure, NEMA 3R/4/12/13, 60 x 36 x 12in (HxWxD), wall mount, carbon steel, ANSI 61 gray, powder coat finish, single-door, plated steel clamps, padlock hasp and staple. | Stock | 1012
SCE-60EL3612LPPL | Saginaw Enviroline series enclosure, NEMA 3R/4/12/13, 60 x 36 x 12in (HxWxD), wall mount, carbon steel, ANSI 61 gray, powder coat finish, single-door, 3-point keylocking/padlocking combo handle. | Stock | 1034
N4126036123PTC | Wiegmann Ultimate series enclosure, NEMA 4/12/13, 60 x 36 x 12in (HxWxD), wall mount, carbon steel, ANSI 61 gray, powder coat finish, single-door, 3-point keylocking/padlocking combo handle, handle hasp. | Stock | 1123
N412603612CST | Wiegmann Ultimate series enclosure, slope top, NEMA 4/12/13, 60 x 36 x 12in (HxWxD), wall mount, carbon steel, ANSI 61 gray, powder coat finish, single-door, 1/4-turn semi-flush oil-tight latch. | Stock | 1189
ST603612LG | Hammond Eclipse series enclosure, slope top, NEMA 3R/4/12, 60 x 36 x 12in (HxWxD), wall mount, carbon steel, RAL 7035 light gray, powder coat finish, single-door, 3-point keylocking handle. | Stock | 1334
C3R603612HCR | Hammond enclosure, NEMA 3R, 60 x 36 x 12in (HxWxD), wall mount, galvanized steel, ANSI 61 gray, powder coat finish, hinged screw cover, padlock hasp and staple. | Stock | 1258
N12603612 | Wiegmann enclosure, NEMA 12/13, 60 x 36 x 12in (HxWxD), wall mount, carbon steel, ANSI 61 gray, powder coat finish, single-door, plated steel clamps, padlock hasp and staple. | Stock | 1214
HW603612GYHK | Hammond enclosure, NEMA 3R/4/12, 60 x 36 x 12in (HxWxD), wall mount, carbon steel, ANSI 61 gray, powder coat finish, single-door, 3-point padlocking handle, handle hasp. | Stock | 1595
1418T12 | Hammond enclosure, NEMA 12/13, 60 x 36 x 12in (HxWxD), wall mount, carbon steel, ANSI 61 gray, powder coat finish, single-door, stainless steel clamps, padlock hasp and staple. | Stock | 1648
N603612HWT | Stahlin N series enclosure, NEMA 1/3/3R/4X/12, 60 x 36 x 12in (HxWxD), wall mount, fiberglass reinforced polyester, gray, single-door, twist-lock latch, padlock hasp and staple. | Stock | 3905
1418N4ALT12 | Hammond enclosure, NEMA 4/4X/12/13, 60 x 36 x 12in (HxWxD), wall mount, 5052-H32 aluminum, natural finish, single-door, aluminum clamps, padlock hasp and staple. | Stock | 2779
EN4SD603612SSR | Hammond Eclipse series enclosure, NEMA 3R/4/4X/12/13, 60 x 36 x 12in (HxWxD), wall mount, 304 stainless steel, #4 brush finish, single-door, 1/4-turn semi-flush 316 stainless steel latch. | Stock | 2758
N412603612SSC | Wiegmann Ultimate series enclosure, NEMA 4/4X/12/13, 60 x 36 x 12in (HxWxD), wall mount, 304 stainless steel, No. 3 intermediate polished finish, single-door, 1/4-turn semi-flush oil-tight latch. | Stock | 2570
SCE-60EL3612SSLP | Saginaw Enviroline series enclosure, NEMA 3R/4/4X/12/13, 60 x 36 x 12in (HxWxD), wall mount, 304 stainless steel, #4 brush finish, single-door, 1/4-turn semi-flush latch. | Stock | 2646
SCE-60EL3612SSLPPL | Saginaw Enviroline series enclosure, NEMA 3R/4/4X/12/13, 60 x 36 x 12in (HxWxD), wall mount, 304 stainless steel, #4 brush finish, single-door, 3-point keylocking/padlocking combo handle. | Stock | 2742
SCE-60H3612SSLP | Saginaw enclosure, NEMA 3R/4/4X/12/13, 60 x 36 x 12in (HxWxD), wall mount, 304 stainless steel, #4 brush finish, single-door, stainless steel clamps, padlock hasp and staple. | Stock | 2785
SCE-60EL3612SS6LP | Saginaw Enviroline series enclosure, NEMA 3R/4/4X/12/13, 60 x 36 x 12in (HxWxD), wall mount, 316L stainless steel, #4 brush finish, single-door, 1/4-turn semi-flush latch. | Stock | 3263
N412603612SS3PTC | Wiegmann Ultimate series enclosure, NEMA 4X/12/13, 60 x 36 x 12in (HxWxD), wall mount, 304 stainless steel, No. 3 intermediate polished finish, single-door, 3-point 316L padlocking handle, handle hasp. | Stock | 2900
ST603612SS | Hammond Eclipse series enclosure, slope top, NEMA 3R/4/4X/12/13, 60 x 36 x 12in (HxWxD), wall mount, 304 stainless steel, #4 brush finish, single-door, 1/4-turn semi-flush stainless steel. | Stock | 3241
SCE-60EL3612SS6LPPL | Saginaw Enviroline series enclosure, NEMA 3R/4/4X/12/13, 60 x 36 x 12in (HxWxD), wall mount, 316L stainless steel, #4 brush finish, single-door, 3-point keylocking/padlocking combo handle. | Stock | 3382
HW603612SSHK | Hammond enclosure, NEMA 3R/4/4X/12/13, 60 x 36 x 12in (HxWxD), wall mount, 304 stainless steel, #4 brush finish, single-door, 3-point 316 stainless steel padlocking handle, handle hasp. | Stock | 3368
EN4SD603612SSWH | Hammond Eclipse series enclosure, NEMA 3R/4/4X/12/13, 60 x 36 x 12in (HxWxD), wall mount, 304 stainless steel, RAL 9003 white, powder coat finish, single-door, 3-point 316 stainless steel padlocking handle, handle hasp. | Stock | 3368
SCE-60H3612SS6LP | Saginaw enclosure, NEMA 3R/4/4X/12/13, 60 x 36 x 12in (HxWxD), wall mount, 316L stainless steel, #4 brush finish, single-door, stainless steel clamps, padlock hasp and staple. | Stock | 3435
1418N4SST12 | Hammond enclosure, NEMA 3R/4/4X/12/13, 60 x 36 x 12in (HxWxD), wall mount, 304 stainless steel, #4 brush finish, single-door, stainless steel clamps, padlock hasp and staple. | Stock | 3414
SCE-60EL3612SSST | Saginaw Enviroline series enclosure, slope top, NEMA 3R/4/4X/12/13, 60 x 36 x 12in (HxWxD), wall mount, 304 stainless steel, #4 brush finish, single-door, 1/4-turn semi-flush latch. | Stock | 3592
HW603612S16HK | Hammond enclosure, NEMA 3R/4/4X/12/13, 60 x 36 x 12in (HxWxD), wall mount, 316 stainless steel, #4 brush finish, single-door, 3-point 316 stainless steel padlocking handle, handle hasp. | Stock | 4086
1418N4S16T12 | Hammond enclosure, NEMA 3R/4/4X/12/13, 60 x 36 x 12in (HxWxD), wall mount, 316 stainless steel, #4 brush finish, single-door, stainless steel clamps, padlock hasp and staple. | Stock | 4093
EN4SD603612S16R | Hammond Eclipse series enclosure, NEMA 3R/4/4X/12/13, 60 x 36 x 12in (HxWxD), wall mount, 316 stainless steel, #4 brush finish, single-door, 1/4-turn semi-flush 316 stainless steel latch. | Stock | 4132
SCE-60EL3616LP | Saginaw Enviroline series enclosure, NEMA 3R/4/12/13, 60 x 36 x 16in (HxWxD), wall mount, carbon steel, ANSI 61 gray, powder coat finish, single-door, 1/4-turn semi-flush latch. | Stock | 977
SCE-60EL3616LPLG | Saginaw Enviroline series enclosure, NEMA 3R/4/12/13, 60 x 36 x 16in (HxWxD), wall mount, carbon steel, RAL 7035 light gray, powder coat finish, single-door, 1/4-turn semi-flush latch. | Stock | 977
EN4SD603616GY | Hammond Eclipse series enclosure, NEMA 3R/4/12, 60 x 36 x 16in (HxWxD), wall mount, carbon steel, ANSI 61 gray, powder coat finish, single-door, 3-point keylocking handle. | Stock | 1106
EN4SD603616LG | Hammond Eclipse series enclosure, NEMA 3R/4/12, 60 x 36 x 16in (HxWxD), wall mount, carbon steel, RAL 7035 light gray, powder coat finish, single-door, 3-point keylocking handle. | Stock | 1106
SCE-60H3616LP | Saginaw enclosure, NEMA 3R/4/12/13, 60 x 36 x 16in (HxWxD), wall mount, carbon steel, ANSI 61 gray, powder coat finish, single-door, plated steel clamps, padlock hasp and staple. | Stock | 1106
SCE-60EL3616LPPL | Saginaw Enviroline series enclosure, NEMA 3R/4/12/13, 60 x 36 x 16in (HxWxD), wall mount, carbon steel, ANSI 61 gray, powder coat finish, single-door, 3-point keylocking/padlocking combo handle. | Stock | 1119
N12603616 | Wiegmann enclosure, NEMA 12/13, 60 x 36 x 16in (HxWxD), wall mount, carbon steel, ANSI 61 gray, powder coat finish, single-door, plated steel clamps, padlock hasp and staple. | Stock | 1368
HW603616GYHK | Hammond enclosure, NEMA 3R/4/12, 60 x 36 x 16in (HxWxD), wall mount, carbon steel, ANSI 61 gray, powder coat finish, single-door, 3-point padlocking handle, handle hasp. | Stock | 1772
1418T16 | Hammond enclosure, NEMA 12/13, 60 x 36 x 16in (HxWxD), wall mount, carbon steel, ANSI 61 gray, powder coat finish, single-door, stainless steel clamps, padlock hasp and staple. | Stock | 1815
N4603616 | Wiegmann enclosure, NEMA 4/12/13, 60 x 36 x 16in (HxWxD), wall mount, carbon steel, ANSI 61 gray, powder coat finish, single-door, stainless steel clamps, padlock hasp and staple. | Stock | 1779
1418N4T16 | Hammond enclosure, NEMA 3R/4/12, 60 x 36 x 16in (HxWxD), wall mount, carbon steel, ANSI 61 gray, powder coat finish, single-door, stainless steel clamps, padlock hasp and staple. | Stock | 2039
N603616HWT | Stahlin N series enclosure, NEMA 1/3/3R/4X/12, 60 x 36 x 16in (HxWxD), wall mount, fiberglass reinforced polyester, gray, single-door, twist-lock latch, padlock hasp and staple. | Stock | 4211
SCE-60EL3616SSLP | Saginaw Enviroline series enclosure, NEMA 3R/4/4X/12/13, 60 x 36 x 16in (HxWxD), wall mount, 304 stainless steel, #4 brush finish, single-door, 1/4-turn semi-flush latch. | Stock | 2855
SCE-60EL3616SSLPPL | Saginaw Enviroline series enclosure, NEMA 3R/4/4X/12/13, 60 x 36 x 16in (HxWxD), wall mount, 304 stainless steel, #4 brush finish, single-door, 3-point keylocking/padlocking combo handle. | Stock | 2959
SCE-60EL3616SS6LP | Saginaw Enviroline series enclosure, NEMA 3R/4/4X/12/13, 60 x 36 x 16in (HxWxD), wall mount, 316L stainless steel, #4 brush finish, single-door, 1/4-turn semi-flush latch. | Stock | 3521
ST603616SS | Hammond Eclipse series enclosure, slope top, NEMA 3R/4/4X/12/13, 60 x 36 x 16in (HxWxD), wall mount, 304 stainless steel, #4 brush finish, single-door, 1/4-turn semi-flush 316 stainless steel latch. | Stock | 3610
SCE-60EL3616SSST | Saginaw Enviroline series enclosure, slope top, NEMA 3R/4/4X/12/13, 60 x 36 x 16in (HxWxD), wall mount, 304 stainless steel, #4 brush finish, single-door, 1/4-turn semi-flush latch. | Stock | 3749
HW603616SSHK | Hammond enclosure, NEMA 3R/4/4X/12/13, 60 x 36 x 16in (HxWxD), wall mount, 304 stainless steel, #4 brush finish, single-door, 3-point 316 stainless steel padlocking handle, handle hasp. | Stock | 3885
1418N4SST16 | Hammond enclosure, NEMA 3R/4/4X/12/13, 60 x 36 x 16in (HxWxD), wall mount, 304 stainless steel, #4 brush finish, single-door, stainless steel clamps, padlock hasp and staple. | Stock | 3904
N412603616CSSST | Wiegmann Ultimate series enclosure, slope top, NEMA 4/4X/12/13, 60 x 36 x 16in (HxWxD), wall mount, 304 stainless steel, No. 3 intermediate polished finish, single-door, 1/4-turn semi-flush oil-tight latch. | Stock | 4440
1418N4S16T16 | Hammond enclosure, NEMA 3R/4/4X/12/13, 60 x 36 x 16in (HxWxD), wall mount, 316 stainless steel, #4 brush finish, single-door, stainless steel clamps, padlock hasp and staple. | Stock | 4527
HW603616S16HK | Hammond enclosure, NEMA 3R/4/4X/12/13, 60 x 36 x 16in (HxWxD), wall mount, 316 stainless steel, #4 brush finish, single-door, 3-point 316 stainless steel padlocking handle, handle hasp. | Stock | 4543
SCE-60EL3620LP | Saginaw Enviroline series enclosure, NEMA 3R/4/12/13, 60 x 36 x 20in (HxWxD), wall mount, carbon steel, ANSI 61 gray, powder coat finish, single-door, 1/4-turn semi-flush latch. | Stock | 1064
SCE-60EL3620LPLG | Saginaw Enviroline series enclosure, NEMA 3R/4/12/13, 60 x 36 x 20in (HxWxD), wall mount, carbon steel, RAL 7035 light gray, powder coat finish, single-door, 1/4-turn semi-flush latch. | Stock | 1064
EN4SD603620GY | Hammond Eclipse series enclosure, NEMA 3R/4/12, 60 x 36 x 20in (HxWxD), wall mount, carbon steel, ANSI 61 gray, powder coat finish, single-door, 3-point keylocking handle. | Stock | 1240
EN4SD603620LG | Hammond Eclipse series enclosure, NEMA 3R/4/12, 60 x 36 x 20in (HxWxD), wall mount, carbon steel, RAL 7035 light gray, powder coat finish, single-door, 3-point keylocking handle. | Stock | 1240
SCE-60H3620LP | Saginaw enclosure, NEMA 3R/4/12/13, 60 x 36 x 20in (HxWxD), wall mount, carbon steel, ANSI 61 gray, powder coat finish, single-door, plated steel clamps, padlock hasp and staple. | Stock | 1203
N12603620 | Wiegmann enclosure, NEMA 12/13, 60 x 36 x 20in (HxWxD), wall mount, carbon steel, ANSI 61 gray, powder coat finish, single-door, plated steel clamps, padlock hasp and staple. | Stock | 1524
1418T20 | Hammond enclosure, NEMA 12/13, 60 x 36 x 20in (HxWxD), wall mount, carbon steel, ANSI 61 gray, powder coat finish, single-door, stainless steel clamps, padlock hasp and staple. | Stock | 1940
SCE-60EL3624LP | Saginaw Enviroline series enclosure, NEMA 3R/4/12/13, 60 x 36 x 24in (HxWxD), wall mount, carbon steel, ANSI 61 gray, powder coat finish, single-door, 1/4-turn semi-flush latch. | Stock | 1440
SCE-60EL3624LPLG | Saginaw Enviroline series enclosure, NEMA 3R/4/12/13, 60 x 36 x 24in (HxWxD), wall mount, carbon steel, RAL 7035 light gray, powder coat finish, single-door, 1/4-turn semi-flush latch. | Stock | 1440
SCE-60EL3624LPPL | Saginaw Enviroline series enclosure, NEMA 3R/4/12/13, 60 x 36 x 24in (HxWxD), wall mount, carbon steel, ANSI 61 gray, powder coat finish, single-door, 3-point keylocking/padlocking combo handle. | Stock | 1582
SCE-60EL3624SSLP | Saginaw Enviroline series enclosure, NEMA 3R/4/4X/12/13, 60 x 36 x 24in (HxWxD), wall mount, 304 stainless steel, #4 brush finish, single-door, 1/4-turn semi-flush latch. | Stock | 3439
SCE-60EL3624SSLPPL | Saginaw Enviroline series enclosure, NEMA 3R/4/4X/12/13, 60 x 36 x 24in (HxWxD), wall mount, 304 stainless steel, #4 brush finish, single-door, 3-point keylocking/padlocking combo handle. | Stock | 3538
SCE-65VR3616 | Saginaw enclosure, vented, NEMA 3R, 65 x 36 x 16in (HxWxD), wall mount, carbon steel, white, powder coat finish, single-door, 1/4-turn padlocking wing handle. | Stock | 2798
SCE-65VR3620 | Saginaw enclosure, vented, NEMA 3R, 65 x 36 x 20in (HxWxD), wall mount, carbon steel, white, powder coat finish, single-door, 1/4-turn padlocking wing handle. | Stock | 3068
SCE-72EL3012LP | Saginaw Enviroline series enclosure, NEMA 3R/4/12/13, 72 x 30 x 12in (HxWxD), wall mount, carbon steel, ANSI 61 gray, powder coat finish, single-door, 1/4-turn semi-flush latch. | Stock | 958
SCE-72EL3012LPLG | Saginaw Enviroline series enclosure, NEMA 3R/4/12/13, 72 x 30 x 12in (HxWxD), wall mount, carbon steel, RAL 7035 light gray, powder coat finish, single-door, 1/4-turn semi-flush latch. | Stock | 958
EN4SD723012LG | Hammond Eclipse series enclosure, NEMA 3R/4/12, 72 x 30 x 12in (HxWxD), wall mount, carbon steel, RAL 7035 light gray, powder coat finish, single-door, 3-point keylocking handle. | Stock | 1052
EN4SD723012GY | Hammond Eclipse series enclosure, NEMA 3R/4/12, 72 x 30 x 12in (HxWxD), wall mount, carbon steel, ANSI 61 gray, powder coat finish, single-door, 3-point keylocking handle. | Stock | 1052
SCE-72H3012LP | Saginaw enclosure, NEMA 3R/4/12/13, 72 x 30 x 12in (HxWxD), wall mount, carbon steel, ANSI 61 gray, powder coat finish, single-door, plated steel clamps, padlock hasp and staple. | Stock | 1082
1418U12 | Hammond enclosure, NEMA 12/13, 72 x 30 x 12in (HxWxD), wall mount, carbon steel, ANSI 61 gray, powder coat finish, single-door, stainless steel clamps, padlock hasp and staple. | Stock | 1686
EN4SD723016GY | Hammond Eclipse series enclosure, NEMA 3R/4/12, 72 x 30 x 16in (HxWxD), wall mount, carbon steel, ANSI 61 gray, powder coat finish, single-door, 3-point keylocking handle. | Stock | 1154
EN4SD723016LG | Hammond Eclipse series enclosure, NEMA 3R/4/12, 72 x 30 x 16in (HxWxD), wall mount, carbon steel, RAL 7035 light gray, powder coat finish, single-door, 3-point keylocking handle. | Stock | 1154
SCE-72EL3016LP | Saginaw Enviroline series enclosure, NEMA 3R/4/12/13, 72 x 30 x 16in (HxWxD), wall mount, carbon steel, ANSI 61 gray, powder coat finish, single-door, 1/4-turn semi-flush latch. | Stock | 1093
SCE-72EL3016LPLG | Saginaw Enviroline series enclosure, NEMA 3R/4/12/13, 72 x 30 x 16in (HxWxD), wall mount, carbon steel, RAL 7035 light gray, powder coat finish, single-door, 1/4-turn semi-flush latch. | Stock | 1093
SCE-72H3016LP | Saginaw enclosure, NEMA 3R/4/12/13, 72 x 30 x 16in (HxWxD), wall mount, carbon steel, ANSI 61 gray, powder coat finish, single-door, plated steel clamps, padlock hasp and staple. | Stock | 1238
N12723016 | Wiegmann enclosure, NEMA 12/13, 72 x 30 x 16in (HxWxD), wall mount, carbon steel, ANSI 61 gray, powder coat finish, single-door, plated steel clamps, padlock hasp and staple. | Stock | 1502
1418U16 | Hammond enclosure, NEMA 12/13, 72 x 30 x 16in (HxWxD), wall mount, carbon steel, ANSI 61 gray, powder coat finish, single-door, stainless steel clamps, padlock hasp and staple. | Stock | 1819
SCE-72EL3016SSLP | Saginaw Enviroline series enclosure, NEMA 3R/4/4X/12/13, 72 x 30 x 16in (HxWxD), wall mount, 304 stainless steel, #4 brush finish, single-door, 1/4-turn semi-flush latch. | Stock | 3063
SCE-72EL3016SS6LP | Saginaw Enviroline series enclosure, NEMA 3R/4/4X/12/13, 72 x 30 x 16in (HxWxD), wall mount, 316L stainless steel, #4 brush finish, single-door, 1/4-turn semi-flush latch. | Stock | 3778
EN4SD723020LG | Hammond Eclipse series enclosure, NEMA 3R/4/12, 72 x 30 x 20in (HxWxD), wall mount, carbon steel, RAL 7035 light gray, powder coat finish, single-door, 3-point keylocking handle. | Stock | 1275
EN4SD723020GY | Hammond Eclipse series enclosure, NEMA 3R/4/12, 72 x 30 x 20in (HxWxD), wall mount, carbon steel, ANSI 61 gray, powder coat finish, single-door, 3-point keylocking handle. | Stock | 1275
SCE-72EL3024LP | Saginaw Enviroline series enclosure, NEMA 3R/4/12/13, 72 x 30 x 24in (HxWxD), wall mount, carbon steel, ANSI 61 gray, powder coat finish, single-door, 1/4-turn semi-flush latch. | Stock | 1202
SCE-72EL3024LPLG | Saginaw Enviroline series enclosure, NEMA 3R/4/12/13, 72 x 30 x 24in (HxWxD), wall mount, carbon steel, RAL 7035 light gray, powder coat finish, single-door, 1/4-turn semi-flush latch. | Stock | 1202
EN4SD723024LG | Hammond Eclipse series enclosure, NEMA 3R/4/12, 72 x 30 x 24in (HxWxD), wall mount, carbon steel, RAL 7035 light gray, powder coat finish, single-door, 3-point keylocking handle. | Stock | 1360
EN4SD723024GY | Hammond Eclipse series enclosure, NEMA 3R/4/12, 72 x 30 x 24in (HxWxD), wall mount, carbon steel, ANSI 61 gray, powder coat finish, single-door, 3-point keylocking handle. | Stock | 1360
SCE-72H3024LP | Saginaw enclosure, NEMA 3R/4/12/13, 72 x 30 x 24in (HxWxD), wall mount, carbon steel, ANSI 61 gray, powder coat finish, single-door, plated steel clamps, padlock hasp and staple. | Stock | 1360
1418U24 | Hammond enclosure, NEMA 12/13, 72 x 30 x 24in (HxWxD), wall mount, carbon steel, ANSI 61 gray, powder coat finish, single-door, stainless steel clamps, padlock hasp and staple. | Stock | 2085
SCE-72EL3612LP | Saginaw Enviroline series enclosure, NEMA 3R/4/12/13, 72 x 36 x 12in (HxWxD), wall mount, carbon steel, ANSI 61 gray, powder coat finish, single-door, 1/4-turn semi-flush latch. | Stock | 1021
SCE-72EL3612LPLG | Saginaw Enviroline series enclosure, NEMA 3R/4/12/13, 72 x 36 x 12in (HxWxD), wall mount, carbon steel, RAL 7035 light gray, powder coat finish, single-door, 1/4-turn semi-flush latch. | Stock | 1021
EN4SD723612GY | Hammond Eclipse series enclosure, NEMA 3R/4/12, 72 x 36 x 12in (HxWxD), wall mount, carbon steel, ANSI 61 gray, powder coat finish, single-door, 3-point keylocking handle. | Stock | 1161
EN4SD723612LG | Hammond Eclipse series enclosure, NEMA 3R/4/12, 72 x 36 x 12in (HxWxD), wall mount, carbon steel, RAL 7035 light gray, powder coat finish, single-door, 3-point keylocking handle. | Stock | 1161
SCE-72H3612LP | Saginaw enclosure, NEMA 3R/4/12/13, 72 x 36 x 12in (HxWxD), wall mount, carbon steel, ANSI 61 gray, powder coat finish, single-door, plated steel clamps, padlock hasp and staple. | Stock | 1156
N12723612 | Wiegmann enclosure, NEMA 12/13, 72 x 36 x 12in (HxWxD), wall mount, carbon steel, ANSI 61 gray, powder coat finish, single-door, plated steel clamps, padlock hasp and staple. | Stock | 1517
1418V12 | Hammond enclosure, NEMA 12/13, 72 x 36 x 12in (HxWxD), wall mount, carbon steel, ANSI 61 gray, powder coat finish, single-door, stainless steel clamps, padlock hasp and staple. | Stock | 1894
SCE-72EL3612SSLP | Saginaw Enviroline series enclosure, NEMA 3R/4/4X/12/13, 72 x 36 x 12in (HxWxD), wall mount, 304 stainless steel, #4 brush finish, single-door, 1/4-turn semi-flush latch. | Stock | 3148
EN4SD723612SSR | Hammond Eclipse series enclosure, NEMA 3R/4/4X/12/13, 72 x 36 x 12in (HxWxD), wall mount, 304 stainless steel, #4 brush finish, single-door, 1/4-turn semi-flush 316 stainless steel latch. | Stock | 3557
SCE-72EL3612SS6LP | Saginaw Enviroline series enclosure, NEMA 3R/4/4X/12/13, 72 x 36 x 12in (HxWxD), wall mount, 316L stainless steel, #4 brush finish, single-door, 1/4-turn semi-flush latch. | Stock | 3882
EN4SD723612S16R | Hammond Eclipse series enclosure, NEMA 3R/4/4X/12/13, 72 x 36 x 12in (HxWxD), wall mount, 316 stainless steel, #4 brush finish, single-door, 1/4-turn semi-flush 316 stainless steel latch. | Stock | 4196
EN4SD723616GY | Hammond Eclipse series enclosure, NEMA 3R/4/12, 72 x 36 x 16in (HxWxD), wall mount, carbon steel, ANSI 61 gray, powder coat finish, single-door, 3-point keylocking handle. | Stock | 1247
EN4SD723616LG | Hammond Eclipse series enclosure, NEMA 3R/4/12, 72 x 36 x 16in (HxWxD), wall mount, carbon steel, RAL 7035 light gray, powder coat finish, single-door, 3-point keylocking handle. | Stock | 1247
SCE-72EL3616LP | Saginaw Enviroline series enclosure, NEMA 3R/4/12/13, 72 x 36 x 16in (HxWxD), wall mount, carbon steel, ANSI 61 gray, powder coat finish, single-door, 1/4-turn semi-flush latch. | Stock | 1163
SCE-72EL3616LPLG | Saginaw Enviroline series enclosure, NEMA 3R/4/12/13, 72 x 36 x 16in (HxWxD), wall mount, carbon steel, RAL 7035 light gray, powder coat finish, single-door, 1/4-turn semi-flush latch. | Stock | 1163
SCE-72H3616LP | Saginaw enclosure, NEMA 3R/4/12/13, 72 x 36 x 16in (HxWxD), wall mount, carbon steel, ANSI 61 gray, powder coat finish, single-door, plated steel clamps, padlock hasp and staple. | Stock | 1313
SCE-72EL3616SSLP | Saginaw Enviroline series enclosure, NEMA 3R/4/4X/12/13, 72 x 36 x 16in (HxWxD), wall mount, 304 stainless steel, #4 brush finish, single-door, 1/4-turn semi-flush latch. | Stock | 3324
SCE-72EL3616SS6LP | Saginaw Enviroline series enclosure, NEMA 3R/4/4X/12/13, 72 x 36 x 16in (HxWxD), wall mount, 316L stainless steel, #4 brush finish, single-door, 1/4-turn semi-flush latch. | Stock | 4099
SCE-72EL3624LP | Saginaw Enviroline series enclosure, NEMA 3R/4/12/13, 72 x 36 x 24in (HxWxD), wall mount, carbon steel, ANSI 61 gray, powder coat finish, single-door, 1/4-turn semi-flush latch. | Stock | 1652
SCE-72EL3624LPLG | Saginaw Enviroline series enclosure, NEMA 3R/4/12/13, 72 x 36 x 24in (HxWxD), wall mount, carbon steel, RAL 7035 light gray, powder coat finish, single-door, 1/4-turn semi-flush latch. | Stock | 1652
SCE-72EL3624LPPL | Saginaw Enviroline series enclosure, NEMA 3R/4/12/13, 72 x 36 x 24in (HxWxD), wall mount, carbon steel, ANSI 61 gray, powder coat finish, single-door, 3-point keylocking/padlocking combo handle. | Stock | 1794
SCE-72EL3624SSLPPL | Saginaw Enviroline series enclosure, NEMA 3R/4/4X/12/13, 72 x 36 x 24in (HxWxD), wall mount, 304 stainless steel, #4 brush finish, single-door, 3-point keylocking/padlocking combo handle. | Stock | 4300
Junction Box Enclosures
J442PVC | Stahlin NewSentry series enclosure, NEMA 1/2/3/4/4X/12/13, 4 x 4 x 2in (HxWxD), wall mount, PVC, gray, screw cover. | Stock | 28
CS443 | Hammond enclosure, NEMA 1, 4 x 4 x 3in (HxWxD), wall mount, carbon steel, ANSI 61 gray, powder coat finish, screw cover. | Stock | 13.5
CSKO443 | Hammond enclosure, NEMA 1, 4 x 4 x 3in (HxWxD), wall mount, with knockouts, carbon steel, ANSI 61 gray, powder coat finish, screw cover. | Stock | 13.5
SC040404 | Wiegmann enclosure, NEMA 1, 4 x 4 x 4in (HxWxD), wall mount, with knockouts, carbon steel, ANSI 61 gray, powder coat finish, screw cover. | Stock | 11
SC040404NK | Wiegmann enclosure, NEMA 1, 4 x 4 x 4in (HxWxD), wall mount, carbon steel, ANSI 61 gray, powder coat finish, screw cover. | Stock | 11
CS444 | Hammond enclosure, NEMA 1, 4 x 4 x 4in (HxWxD), wall mount, carbon steel, ANSI 61 gray, powder coat finish, screw cover. | Stock | 12
CSKO444 | Hammond enclosure, NEMA 1, 4 x 4 x 4in (HxWxD), wall mount, with knockouts, carbon steel, ANSI 61 gray, powder coat finish, screw cover. | Stock | 12
C3R444SC | Hammond enclosure, NEMA 3R, 4 x 4 x 4in (HxWxD), wall mount, with knockouts, galvanized steel, ANSI 61 gray, powder coat finish, screw cover, padlock hasp and staple. | Stock | 22.5
RSC040404 | Wiegmann enclosure, NEMA 1/3R, 4 x 4 x 4in (HxWxD), wall mount, with knockouts, carbon steel, ANSI 61 gray, powder coat finish, screw cover. | Stock | 24.5
RSC040404NK | Wiegmann enclosure, NEMA 1/3R, 4 x 4 x 4in (HxWxD), wall mount, carbon steel, ANSI 61 gray, powder coat finish, screw cover. | Stock | 24.5
J444PVC | Stahlin NewSentry series enclosure, NEMA 1/2/3/4/4X/12/13, 4 x 4 x 4in (HxWxD), wall mount, PVC, gray, screw cover. | Stock | 46.5
SCE-4R44 | Saginaw enclosure, NEMA 3R, 4 x 4 x 4in (HxWxD), wall mount, carbon steel, ANSI 61 gray, powder coat finish, screw cover, padlock hasp and staple. | Stock | 65
J446PVC | Stahlin NewSentry series enclosure, NEMA 1/2/3/4/4X/12/13, 4 x 4 x 6in (HxWxD), wall mount, PVC, gray, screw cover. | Stock | 53
J552PVC | Stahlin NewSentry series enclosure, NEMA 1/2/3/4/4X/12/13, 5 x 5 x 2in (HxWxD), wall mount, PVC, gray, screw cover. | Stock | 55
SC040604 | Wiegmann enclosure, NEMA 1, 6 x 4 x 4in (HxWxD), wall mount, with knockouts, carbon steel, ANSI 61 gray, powder coat finish, screw cover. | Stock | 13.5
SC040604NK | Wiegmann enclosure, NEMA 1, 6 x 4 x 4in (HxWxD), wall mount, carbon steel, ANSI 61 gray, powder coat finish, screw cover. | Stock | 13.5
CS644 | Hammond enclosure, NEMA 1, 6 x 4 x 4in (HxWxD), wall mount, carbon steel, ANSI 61 gray, powder coat finish, screw cover. | Stock | 13.5
CSKO644 | Hammond enclosure, NEMA 1, 6 x 4 x 4in (HxWxD), wall mount, with knockouts, carbon steel, ANSI 61 gray, powder coat finish, screw cover. | Stock | 13.5
A040604 | Wiegmann enclosure, NEMA 1, 6 x 4 x 4in (HxWxD), wall mount, with knockouts, carbon steel, ANSI 61 gray, powder coat finish, single-door, integral snap-tight latch. | Stock | 15.5
CHKO644 | Hammond enclosure, NEMA 1, 6 x 4 x 4in (HxWxD), wall mount, with knockouts, carbon steel, ANSI 61 gray, powder coat finish, single-door, 1/4-turn flush-mounted latch. | Stock | 15
C3R644SC | Hammond enclosure, NEMA 3R, 6 x 4 x 4in (HxWxD), wall mount, with knockouts, galvanized steel, ANSI 61 gray, powder coat finish, screw cover, padlock hasp and staple. | Stock | 26.5
RSC040604 | Wiegmann enclosure, NEMA 1/3R, 6 x 4 x 4in (HxWxD), wall mount, with knockouts, carbon steel, ANSI 61 gray, powder coat finish, screw cover. | Stock | 29
RSC040604NK | Wiegmann enclosure, NEMA 1/3R, 6 x 4 x 4in (HxWxD), wall mount, carbon steel, ANSI 61 gray, powder coat finish, screw cover. | Stock | 29
CS663 | Hammond enclosure, NEMA 1, 6 x 6 x 3in (HxWxD), wall mount, carbon steel, ANSI 61 gray, powder coat finish, screw cover. | Stock | 20
CSKO663 | Hammond enclosure, NEMA 1, 6 x 6 x 3in (HxWxD), wall mount, with knockouts, carbon steel, ANSI 61 gray, powder coat finish, screw cover. | Stock | 20
CHKO663 | Hammond enclosure, NEMA 1, 6 x 6 x 3.5in (HxWxD), wall mount, with knockouts, carbon steel, ANSI 61 gray, powder coat finish, single-door, 1/4-turn flush-mounted latch. | Stock | 16
CSG664 | Hammond enclosure, NEMA 1, 6 x 6 x 4in (HxWxD), wall mount, galvanized steel, screw cover. | Stock | 13
CSKOG664 | Hammond enclosure, NEMA 1, 6 x 6 x 4in (HxWxD), wall mount, with knockouts, galvanized steel, screw cover. | Stock | 13
CS664 | Hammond enclosure, NEMA 1, 6 x 6 x 4in (HxWxD), wall mount, carbon steel, ANSI 61 gray, powder coat finish, screw cover. | Stock | 13.5
CSKO664 | Hammond enclosure, NEMA 1, 6 x 6 x 4in (HxWxD), wall mount, with knockouts, carbon steel, ANSI 61 gray, powder coat finish, screw cover. | Stock | 13.5
CHKO664 | Hammond enclosure, NEMA 1, 6 x 6 x 4in (HxWxD), wall mount, with knockouts, carbon steel, ANSI 61 gray, powder coat finish, single-door, 1/4-turn flush-mounted latch. | Stock | 15.5
SC060604 | Wiegmann enclosure, NEMA 1, 6 x 6 x 4in (HxWxD), wall mount, with knockouts, carbon steel, ANSI 61 gray, powder coat finish, screw cover. | Stock | 16
SC060604NK | Wiegmann enclosure, NEMA 1, 6 x 6 x 4in (HxWxD), wall mount, carbon steel, ANSI 61 gray, powder coat finish, screw cover. | Stock | 16
A060604 | Wiegmann enclosure, NEMA 1, 6 x 6 x 4in (HxWxD), wall mount, with knockouts, carbon steel, ANSI 61 gray, powder coat finish, single-door, integral snap-tight latch. | Stock | 19
C3R664SC | Hammond enclosure, NEMA 3R, 6 x 6 x 4in (HxWxD), wall mount, with knockouts, galvanized steel, ANSI 61 gray, powder coat finish, screw cover, padlock hasp and staple. | Stock | 26
C3R664SCNKO | Hammond enclosure, NEMA 3R, 6 x 6 x 4in (HxWxD), wall mount, galvanized steel, ANSI 61 gray, powder coat finish, screw cover, padlock hasp and staple. | Stock | 26
RSC060604 | Wiegmann enclosure, NEMA 1/3R, 6 x 6 x 4in (HxWxD), wall mount, with knockouts, carbon steel, ANSI 61 gray, powder coat finish, screw cover, padlock hasp and staple. | Stock | 30.5
RSC060604NK | Wiegmann enclosure, NEMA 1/3R, 6 x 6 x 4in (HxWxD), wall mount, carbon steel, ANSI 61 gray, powder coat finish, screw cover, padlock hasp and staple. | Stock | 30.5
J664PVC | Stahlin NewSentry series enclosure, NEMA 1/2/3/4/4X/12/13, 6 x 6 x 4in (HxWxD), wall mount, PVC, gray, screw cover. | Stock | 57
SCE-6R64 | Saginaw enclosure, NEMA 3R, 6 x 6 x 4in (HxWxD), wall mount, carbon steel, ANSI 61 gray, powder coat finish, screw cover, padlock hasp and staple. | Stock | 69
C3SC664GY | Hammond enclosure, NEMA 3/4/12, 6 x 6 x 4in (HxWxD), wall mount, carbon steel, ANSI 61 gray, powder coat finish, screw cover. | Stock | 61
WA060604GSC | Wiegmann enclosure, NEMA 3/4, 6 x 6 x 4in (HxWxD), wall mount, carbon steel, ANSI 61 gray, powder coat finish, screw cover. | Stock | 81
RSC060604NKSS | Wiegmann enclosure, NEMA 1/3R/3RX, 6 x 6 x 4in (HxWxD), wall mount, 304 stainless steel, No. 3 intermediate polished finish, screw cover, padlock hasp and staple. | Stock | 91
WA060604GSCSS | Wiegmann enclosure, NEMA 3/4/4X, 6 x 6 x 4in (HxWxD), wall mount, 304 stainless steel, No. 3 intermediate polished finish, screw cover. | Stock | 128
C4XSC664SS | Hammond enclosure, NEMA 3/4X/12, 6 x 6 x 4in (HxWxD), wall mount, 304 stainless steel, #4 brush finish, screw cover. | Stock | 132
CSG666 | Hammond enclosure, NEMA 1, 6 x 6 x 6in (HxWxD), wall mount, galvanized steel, screw cover. | Stock | 17
CSKOG666 | Hammond enclosure, NEMA 1, 6 x 6 x 6in (HxWxD), wall mount, with knockouts, galvanized steel, screw cover. | Stock | 17
CS666 | Hammond enclosure, NEMA 1, 6 x 6 x 6in (HxWxD), wall mount, carbon steel, ANSI 61 gray, powder coat finish, screw cover. | Stock | 18
CSKO666 | Hammond enclosure, NEMA 1, 6 x 6 x 6in (HxWxD), wall mount, with knockouts, carbon steel, ANSI 61 gray, powder coat finish, screw cover. | Stock | 18
SC060606 | Wiegmann enclosure, NEMA 1, 6 x 6 x 6in (HxWxD), wall mount, with knockouts, carbon steel, ANSI 61 gray, powder coat finish, screw cover. | Stock | 19.5
SC060606NK | Wiegmann enclosure, NEMA 1, 6 x 6 x 6in (HxWxD), wall mount, carbon steel, ANSI 61 gray, powder coat finish, screw cover. | Stock | 19.5
CHKO666 | Hammond enclosure, NEMA 1, 6 x 6 x 6in (HxWxD), wall mount, with knockouts, carbon steel, ANSI 61 gray, powder coat finish, single-door, 1/4-turn flush-mounted latch. | Stock | 20.5
A060606 | Wiegmann enclosure, NEMA 1, 6 x 6 x 6in (HxWxD), wall mount, with knockouts, carbon steel, ANSI 61 gray, powder coat finish, single-door, integral snap-tight latch. | Stock | 23
RSC060606 | Wiegmann enclosure, NEMA 1/3R, 6 x 6 x 6in (HxWxD), wall mount, with knockouts, carbon steel, ANSI 61 gray, powder coat finish, screw cover, padlock hasp and staple. | Stock | 32
RSC060606NK | Wiegmann enclosure, NEMA 1/3R, 6 x 6 x 6in (HxWxD), wall mount, carbon steel, ANSI 61 gray, powder coat finish, screw cover, padlock hasp and staple. | Stock | 32
C3R666SC | Hammond enclosure, NEMA 3R, 6 x 6 x 6in (HxWxD), wall mount, with knockouts, galvanized steel, ANSI 61 gray, powder coat finish, screw cover, padlock hasp and staple. | Stock | 33
J666PVC | Stahlin NewSentry series enclosure, NEMA 1/2/3/4/4X/12/13, 6 x 6 x 6in (HxWxD), wall mount, PVC, gray, screw cover. | Stock | 67
C3SC666GY | Hammond enclosure, NEMA 3/4/12, 6 x 6 x 6in (HxWxD), wall mount, carbon steel, ANSI 61 gray, powder coat finish, screw cover. | Stock | 63
SCE-6R66 | Saginaw enclosure, NEMA 3R, 6 x 6 x 6in (HxWxD), wall mount, carbon steel, ANSI 61 gray, powder coat finish, screw cover, padlock hasp and staple. | Stock | 72
WA060606GSC | Wiegmann enclosure, NEMA 3/4, 6 x 6 x 6in (HxWxD), wall mount, carbon steel, ANSI 61 gray, powder coat finish, screw cover. | Stock | 82
RSC060606NKSS | Wiegmann enclosure, NEMA 1/3R/3RX, 6 x 6 x 6in (HxWxD), wall mount, 304 stainless steel, No. 3 intermediate polished finish, screw cover, padlock hasp and staple. | Stock | 94
WA060606GSCSS | Wiegmann enclosure, NEMA 3/4/4X, 6 x 6 x 6in (HxWxD), wall mount, 304 stainless steel, No. 3 intermediate polished finish, screw cover. | Stock | 182
WA060804GSC | Wiegmann enclosure, NEMA 3/4, 6 x 8 x 4in (HxWxD), wall mount, carbon steel, ANSI 61 gray, powder coat finish, screw cover. | Stock | 86
WA060804GSCSS | Wiegmann enclosure, NEMA 3/4/4X, 6 x 8 x 4in (HxWxD), wall mount, 304 stainless steel, No. 3 intermediate polished finish, screw cover. | Stock | 145
WA060806GSC | Wiegmann enclosure, NEMA 3/4, 6 x 8 x 6in (HxWxD), wall mount, carbon steel, ANSI 61 gray, powder coat finish, screw cover. | Stock | 91
C4XSC666SS | Hammond enclosure, NEMA 3/4X/12, 6 x 6 x 6in (HxWxD), wall mount, 304 stainless steel, #4 brush finish, screw cover. | Stock | 153
WA060806GSCSS | Wiegmann enclosure, NEMA 3/4/4X, 6 x 8 x 6in (HxWxD), wall mount, 304 stainless steel, No. 3 intermediate polished finish, screw cover. | Stock | 153
CS863 | Hammond enclosure, NEMA 1, 8 x 6 x 3in (HxWxD), wall mount, carbon steel, ANSI 61 gray, powder coat finish, screw cover. | Stock | 23.5
CSKO863 | Hammond enclosure, NEMA 1, 8 x 6 x 3in (HxWxD), wall mount, with knockouts, carbon steel, ANSI 61 gray, powder coat finish, screw cover. | Stock | 23.5
CS864 | Hammond enclosure, NEMA 1, 8 x 6 x 4in (HxWxD), wall mount, carbon steel, ANSI 61 gray, powder coat finish, screw cover. | Stock | 16.5
CSKO864 | Hammond enclosure, NEMA 1, 8 x 6 x 4in (HxWxD), wall mount, with knockouts, carbon steel, ANSI 61 gray, powder coat finish, screw cover. | Stock | 16.5
SC060804 | Wiegmann enclosure, NEMA 1, 8 x 6 x 4in (HxWxD), wall mount, with knockouts, carbon steel, ANSI 61 gray, powder coat finish, screw cover. | Stock | 19
SC060804NK | Wiegmann enclosure, NEMA 1, 8 x 6 x 4in (HxWxD), wall mount, carbon steel, ANSI 61 gray, powder coat finish, screw cover. | Stock | 19
CHKO864 | Hammond enclosure, NEMA 1, 8 x 6 x 4in (HxWxD), wall mount, with knockouts, carbon steel, ANSI 61 gray, powder coat finish, single-door, 1/4-turn flush-mounted latch. | Stock | 19
A060804 | Wiegmann enclosure, NEMA 1, 8 x 6 x 4in (HxWxD), wall mount, with knockouts, carbon steel, ANSI 61 gray, powder coat finish, single-door, integral snap-tight latch. | Stock | 22
C3R864SC | Hammond enclosure, NEMA 3R, 8 x 6 x 4in (HxWxD), wall mount, with knockouts, galvanized steel, ANSI 61 gray, powder coat finish, screw cover, padlock hasp and staple. | Stock | 31.5
RSC060804 | Wiegmann enclosure, NEMA 1/3R, 8 x 6 x 4in (HxWxD), wall mount, with knockouts, carbon steel, ANSI 61 gray, powder coat finish, screw cover, padlock hasp and staple. | Stock | 35
RSC060804NK | Wiegmann enclosure, NEMA 1/3R, 8 x 6 x 4in (HxWxD), wall mount, carbon steel, ANSI 61 gray, powder coat finish, screw cover, padlock hasp and staple. | Stock | 35
C3SC864GY | Hammond enclosure, NEMA 3/4/12, 8 x 6 x 4in (HxWxD), wall mount, carbon steel, ANSI 61 gray, powder coat finish, screw cover. | Stock | 74
SCE-8R64 | Saginaw enclosure, NEMA 3R, 8 x 6 x 4in (HxWxD), wall mount, carbon steel, ANSI 61 gray, powder coat finish, screw cover, padlock hasp and staple. | Stock | 78
N1WS864 | Hammond enclosure, 3-piece assembly, NEMA 1, 8 x 6 x 4in (HxWxD), wall mount, carbon steel, ANSI 61 gray, powder coat finish, single-door, 1/4-turn flush-mounted latch. | Stock | 124
C4XSC864SS | Hammond enclosure, NEMA 3/4X/12, 8 x 6 x 4in (HxWxD), wall mount, 304 stainless steel, #4 brush finish, screw cover. | Stock | 151
SC060806 | Wiegmann enclosure, NEMA 1, 8 x 6 x 6in (HxWxD), wall mount, with knockouts, carbon steel, ANSI 61 gray, powder coat finish, screw cover. | Stock | 22
SC060806NK | Wiegmann enclosure, NEMA 1, 8 x 6 x 6in (HxWxD), wall mount, carbon steel, ANSI 61 gray, powder coat finish, screw cover. | Stock | 22
RSC060806 | Wiegmann enclosure, NEMA 1/3R, 8 x 6 x 6in (HxWxD), wall mount, with knockouts, carbon steel, ANSI 61 gray, powder coat finish, screw cover, padlock hasp and staple. | Stock | 40.5
RSC060806NK | Wiegmann enclosure, NEMA 1/3R, 8 x 6 x 6in (HxWxD), wall mount, carbon steel, ANSI 61 gray, powder coat finish, screw cover, padlock hasp and staple. | Stock | 40.5
SCE-8R66 | Saginaw enclosure, NEMA 3R, 8 x 6 x 6in (HxWxD), wall mount, carbon steel, ANSI 61 gray, powder coat finish, screw cover, padlock hasp and staple. | Stock | 86
N1WS866 | Hammond enclosure, 3-piece assembly, NEMA 1, 8 x 6 x 6in (HxWxD), wall mount, carbon steel, ANSI 61 gray, powder coat finish, single-door, 1/4-turn flush-mounted latch. | Stock | 133
N1WS868 | Hammond enclosure, 3-piece assembly, NEMA 1, 8 x 6 x 8in (HxWxD), wall mount, carbon steel, ANSI 61 gray, powder coat finish, single-door, 1/4-turn flush-mounted latch. | Stock | 146
CSG884 | Hammond enclosure, NEMA 1, 8 x 8 x 4in (HxWxD), wall mount, galvanized steel, screw cover. | Stock | 18.5
CSKOG884 | Hammond enclosure, NEMA 1, 8 x 8 x 4in (HxWxD), wall mount, with knockouts, galvanized steel, screw cover. | Stock | 18.5
CS884 | Hammond enclosure, NEMA 1, 8 x 8 x 4in (HxWxD), wall mount, carbon steel, ANSI 61 gray, powder coat finish, screw cover. | Stock | 19.5
CSKO884 | Hammond enclosure, NEMA 1, 8 x 8 x 4in (HxWxD), wall mount, with knockouts, carbon steel, ANSI 61 gray, powder coat finish, screw cover. | Stock | 19.5
SC080804 | Wiegmann enclosure, NEMA 1, 8 x 8 x 4in (HxWxD), wall mount, with knockouts, carbon steel, ANSI 61 gray, powder coat finish, screw cover. | Stock | 22
SC080804NK | Wiegmann enclosure, NEMA 1, 8 x 8 x 4in (HxWxD), wall mount, carbon steel, ANSI 61 gray, powder coat finish, screw cover. | Stock | 22
CHKO884 | Hammond enclosure, NEMA 1, 8 x 8 x 4in (HxWxD), wall mount, with knockouts, carbon steel, ANSI 61 gray, powder coat finish, single-door, 1/4-turn flush-mounted latch. | Stock | 21.5
A080804 | Wiegmann enclosure, NEMA 1, 8 x 8 x 4in (HxWxD), wall mount, with knockouts, carbon steel, ANSI 61 gray, powder coat finish, single-door, integral snap-tight latch. | Stock | 26
C3R884SC | Hammond enclosure, NEMA 3R, 8 x 8 x 4in (HxWxD), wall mount, with knockouts, galvanized steel, ANSI 61 gray, powder coat finish, screw cover, padlock hasp and staple. | Stock | 36
C3R884SCNKO | Hammond enclosure, NEMA 3R, 8 x 8 x 4in (HxWxD), wall mount, galvanized steel, ANSI 61 gray, powder coat finish, screw cover, padlock hasp and staple. | Stock | 36
RSC080804 | Wiegmann enclosure, NEMA 1/3R, 8 x 8 x 4in (HxWxD), wall mount, with knockouts, carbon steel, ANSI 61 gray, powder coat finish, screw cover, padlock hasp and staple. | Stock | 40
RSC080804NK | Wiegmann enclosure, NEMA 1/3R, 8 x 8 x 4in (HxWxD), wall mount, carbon steel, ANSI 61 gray, powder coat finish, screw cover, padlock hasp and staple. | Stock | 40
C3SC884GY | Hammond enclosure, NEMA 3/4/12, 8 x 8 x 4in (HxWxD), wall mount, carbon steel, ANSI 61 gray, powder coat finish, screw cover. | Stock | 76
J884PVC | Stahlin NewSentry series enclosure, NEMA 1/2/3/4/4X/12/13, 8 x 8 x 4in (HxWxD), wall mount, PVC, gray, screw cover. | Stock | 107
WA080804GSC | Wiegmann enclosure, NEMA 3/4, 8 x 8 x 4in (HxWxD), wall mount, carbon steel, ANSI 61 gray, powder coat finish, screw cover. | Stock | 100
RSC080804NKSS | Wiegmann enclosure, NEMA 1/3R/3RX, 8 x 8 x 4in (HxWxD), wall mount, 304 stainless steel, No. 3 intermediate polished finish, screw cover, padlock hasp and staple. | Stock | 112
C4XSC884SS | Hammond enclosure, NEMA 3/4X/12, 8 x 8 x 4in (HxWxD), wall mount, 304 stainless steel, #4 brush finish, screw cover. | Stock | 187
WA080804GSCSS | Wiegmann enclosure, NEMA 3/4/4X, 8 x 8 x 4in (HxWxD), wall mount, 304 stainless steel, No. 3 intermediate polished finish, screw cover. | Stock | 237
CSG886 | Hammond enclosure, NEMA 1, 8 x 8 x 6in (HxWxD), wall mount, galvanized steel, screw cover. | Stock | 23
CSKOG886 | Hammond enclosure, NEMA 1, 8 x 8 x 6in (HxWxD), wall mount, with knockouts, galvanized steel, screw cover. | Stock | 23
CS886 | Hammond enclosure, NEMA 1, 8 x 8 x 6in (HxWxD), wall mount, carbon steel, ANSI 61 gray, powder coat finish, screw cover. | Stock | 24
CSKO886 | Hammond enclosure, NEMA 1, 8 x 8 x 6in (HxWxD), wall mount, with knockouts, carbon steel, ANSI 61 gray, powder coat finish, screw cover. | Stock | 24
SC080806 | Wiegmann enclosure, NEMA 1, 8 x 8 x 6in (HxWxD), wall mount, with knockouts, carbon steel, ANSI 61 gray, powder coat finish, screw cover. | Stock | 26.5
SC080806NK | Wiegmann enclosure, NEMA 1, 8 x 8 x 6in (HxWxD), wall mount, carbon steel, ANSI 61 gray, powder coat finish, screw cover. | Stock | 26.5
A080806 | Wiegmann enclosure, NEMA 1, 8 x 8 x 6in (HxWxD), wall mount, with knockouts, carbon steel, ANSI 61 gray, powder coat finish, single-door, integral snap-tight latch. | Stock | 31
CHKO886 | Hammond enclosure, NEMA 1, 8 x 8 x 6in (HxWxD), wall mount, with knockouts, carbon steel, ANSI 61 gray, powder coat finish, single-door, 1/4-turn flush-mounted latch. | Stock | 31
C3R886SC | Hammond enclosure, NEMA 3R, 8 x 8 x 6in (HxWxD), wall mount, with knockouts, galvanized steel, ANSI 61 gray, powder coat finish, screw cover, padlock hasp and staple. | Stock | 40.5
C3R886SCNKO | Hammond enclosure, NEMA 3R, 8 x 8 x 6in (HxWxD), wall mount, galvanized steel, ANSI 61 gray, powder coat finish, screw cover, padlock hasp and staple. | Stock | 40.5
RSC080806 | Wiegmann enclosure, NEMA 1/3R, 8 x 8 x 6in (HxWxD), wall mount, with knockouts, carbon steel, ANSI 61 gray, powder coat finish, screw cover, padlock hasp and staple. | Stock | 47.5
RSC080806NK | Wiegmann enclosure, NEMA 1/3R, 8 x 8 x 6in (HxWxD), wall mount, carbon steel, ANSI 61 gray, powder coat finish, screw cover, padlock hasp and staple. | Stock | 47.5
C3SC886GY | Hammond enclosure, NEMA 3/4/12, 8 x 8 x 6in (HxWxD), wall mount, carbon steel, ANSI 61 gray, powder coat finish, screw cover. | Stock | 88
WA080806GSC | Wiegmann enclosure, NEMA 3/4, 8 x 8 x 6in (HxWxD), wall mount, carbon steel, ANSI 61 gray, powder coat finish, screw cover. | Stock | 104
RSC080806NKSS | Wiegmann enclosure, NEMA 1/3R/3RX, 8 x 8 x 6in (HxWxD), wall mount, 304 stainless steel, No. 3 intermediate polished finish, screw cover, padlock hasp and staple. | Stock | 120
WA080806GSCSS | Wiegmann enclosure, NEMA 3/4/4X, 8 x 8 x 6in (HxWxD), wall mount, 304 stainless steel, No. 3 intermediate polished finish, screw cover. | Stock | 190
C4XSC886SS | Hammond enclosure, NEMA 3/4X/12, 8 x 8 x 6in (HxWxD), wall mount, 304 stainless steel, #4 brush finish, screw cover. | Stock | 197
J887PVC | Stahlin NewSentry series enclosure, NEMA 1/2/3/4/4X/12/13, 8 x 8 x 7in (HxWxD), wall mount, PVC, gray, screw cover. | Stock | 149
SC080808 | Wiegmann enclosure, NEMA 1, 8 x 8 x 8in (HxWxD), wall mount, with knockouts, carbon steel, ANSI 61 gray, powder coat finish, screw cover. | Stock | 29.5
SC080808NK | Wiegmann enclosure, NEMA 1, 8 x 8 x 8in (HxWxD), wall mount, carbon steel, ANSI 61 gray, powder coat finish, screw cover. | Stock | 29.5
C3R888SC | Hammond enclosure, NEMA 3R, 8 x 8 x 8in (HxWxD), wall mount, with knockouts, galvanized steel, ANSI 61 gray, powder coat finish, screw cover, padlock hasp and staple. | Stock | 53
C3SC888GY | Hammond enclosure, NEMA 3/4/12, 8 x 8 x 8in (HxWxD), wall mount, carbon steel, ANSI 61 gray, powder coat finish, screw cover. | Stock | 92
WA081004GSC | Wiegmann enclosure, NEMA 3/4, 8 x 10 x 4in (HxWxD), wall mount, carbon steel, ANSI 61 gray, powder coat finish, screw cover. | Stock | 108
WA081004GSCSS | Wiegmann enclosure, NEMA 3/4/4X, 8 x 10 x 4in (HxWxD), wall mount, 304 stainless steel, No. 3 intermediate polished finish, screw cover. | Stock | 206
CS1084 | Hammond enclosure, NEMA 1, 10 x 8 x 4in (HxWxD), wall mount, carbon steel, ANSI 61 gray, powder coat finish, screw cover. | Stock | 23.5
CSKO1084 | Hammond enclosure, NEMA 1, 10 x 8 x 4in (HxWxD), wall mount, with knockouts, carbon steel, ANSI 61 gray, powder coat finish, screw cover. | Stock | 23.5
SC081004 | Wiegmann enclosure, NEMA 1, 10 x 8 x 4in (HxWxD), wall mount, with knockouts, carbon steel, ANSI 61 gray, powder coat finish, screw cover. | Stock | 25.5
SC081004NK | Wiegmann enclosure, NEMA 1, 10 x 8 x 4in (HxWxD), wall mount, carbon steel, ANSI 61 gray, powder coat finish, screw cover. | Stock | 25.5
CHKO1084 | Hammond enclosure, NEMA 1, 10 x 8 x 4in (HxWxD), wall mount, with knockouts, carbon steel, ANSI 61 gray, powder coat finish, single-door, 1/4-turn flush-mounted latch. | Stock | 27
A081004 | Wiegmann enclosure, NEMA 1, 10 x 8 x 4in (HxWxD), wall mount, with knockouts, carbon steel, ANSI 61 gray, powder coat finish, single-door, integral snap-tight latch. | Stock | 29.5
C3R1084SC | Hammond enclosure, NEMA 3R, 10 x 8 x 4in (HxWxD), wall mount, with knockouts, galvanized steel, ANSI 61 gray, powder coat finish, screw cover, padlock hasp and staple. | Stock | 44
RSC081004 | Wiegmann enclosure, NEMA 1/3R, 10 x 8 x 4in (HxWxD), wall mount, with knockouts, carbon steel, ANSI 61 gray, powder coat finish, screw cover, padlock hasp and staple. | Stock | 45.5
RSC081004NK | Wiegmann enclosure, NEMA 1/3R, 10 x 8 x 4in (HxWxD), wall mount, carbon steel, ANSI 61 gray, powder coat finish, screw cover, padlock hasp and staple. | Stock | 45.5
C3SC1084GY | Hammond enclosure, NEMA 3/4/12, 10 x 8 x 4in (HxWxD), wall mount, carbon steel, ANSI 61 gray, powder coat finish, screw cover. | Stock | 91
SCE-10R84 | Saginaw enclosure, NEMA 3R, 10 x 8 x 4in (HxWxD), wall mount, carbon steel, ANSI 61 gray, powder coat finish, screw cover, padlock hasp and staple. | Stock | 96
N1WS1084 | Hammond enclosure, 3-piece assembly, NEMA 1, 10 x 8 x 4in (HxWxD), wall mount, carbon steel, ANSI 61 gray, powder coat finish, single-door, 1/4-turn flush-mounted latch. | Stock | 145
RSC081004NKSS | Wiegmann enclosure, NEMA 1/3R/3RX, 10 x 8 x 4in (HxWxD), wall mount, 304 stainless steel, No. 3 intermediate polished finish, screw cover, padlock hasp and staple. | Stock | 124
C4XSC1084SS | Hammond enclosure, NEMA 3/4X/12, 10 x 8 x 4in (HxWxD), wall mount, 304 stainless steel, #4 brush finish, screw cover. | Stock | 213
SC081006 | Wiegmann enclosure, NEMA 1, 10 x 8 x 6in (HxWxD), wall mount, with knockouts, carbon steel, ANSI 61 gray, powder coat finish, screw cover. | Stock | 30
SC081006NK | Wiegmann enclosure, NEMA 1, 10 x 8 x 6in (HxWxD), wall mount, carbon steel, ANSI 61 gray, powder coat finish, screw cover. | Stock | 30
CS1086 | Hammond enclosure, NEMA 1, 10 x 8 x 6in (HxWxD), wall mount, carbon steel, ANSI 61 gray, powder coat finish, screw cover. | Stock | 29
CSKO1086 | Hammond enclosure, NEMA 1, 10 x 8 x 6in (HxWxD), wall mount, with knockouts, carbon steel, ANSI 61 gray, powder coat finish, screw cover. | Stock | 29
CHKO1086 | Hammond enclosure, NEMA 1, 10 x 8 x 6in (HxWxD), wall mount, with knockouts, carbon steel, ANSI 61 gray, powder coat finish, single-door, 1/4-turn flush-mounted latch. | Stock | 32
A081006 | Wiegmann enclosure, NEMA 1, 10 x 8 x 6in (HxWxD), wall mount, with knockouts, carbon steel, ANSI 61 gray, powder coat finish, single-door, integral snap-tight latch. | Stock | 35
RSC081006 | Wiegmann enclosure, NEMA 1/3R, 10 x 8 x 6in (HxWxD), wall mount, with knockouts, carbon steel, ANSI 61 gray, powder coat finish, screw cover, padlock hasp and staple. | Stock | 54
RSC081006NK | Wiegmann enclosure, NEMA 1/3R, 10 x 8 x 6in (HxWxD), wall mount, carbon steel, ANSI 61 gray, powder coat finish, screw cover, padlock hasp and staple. | Stock | 54
C3R1086SC | Hammond enclosure, NEMA 3R, 10 x 8 x 6in (HxWxD), wall mount, with knockouts, galvanized steel, ANSI 61 gray, powder coat finish, screw cover, padlock hasp and staple. | Stock | 52
SCE-10R86 | Saginaw enclosure, NEMA 3R, 10 x 8 x 6in (HxWxD), wall mount, carbon steel, ANSI 61 gray, powder coat finish, screw cover, padlock hasp and staple. | Stock | 102
N1WS1086 | Hammond enclosure, 3-piece assembly, NEMA 1, 10 x 8 x 6in (HxWxD), wall mount, carbon steel, ANSI 61 gray, powder coat finish, single-door, 1/4-turn flush-mounted latch. | Stock | 136
RSC081006NKSS | Wiegmann enclosure, NEMA 1/3R/3RX, 10 x 8 x 6in (HxWxD), wall mount, 304 stainless steel, No. 3 intermediate polished finish, screw cover, padlock hasp and staple. | Stock | 136
N1WS1088 | Hammond enclosure, 3-piece assembly, NEMA 1, 10 x 8 x 8in (HxWxD), wall mount, carbon steel, ANSI 61 gray, powder coat finish, single-door, 1/4-turn flush-mounted latch. | Stock | 163
CSG10104 | Hammond enclosure, NEMA 1, 10 x 10 x 4in (HxWxD), wall mount, galvanized steel, screw cover. | Stock | 25.5
CSKOG10104 | Hammond enclosure, NEMA 1, 10 x 10 x 4in (HxWxD), wall mount, with knockouts, galvanized steel, screw cover. | Stock | 25.5
CS10104 | Hammond enclosure, NEMA 1, 10 x 10 x 4in (HxWxD), wall mount, carbon steel, ANSI 61 gray, powder coat finish, screw cover. | Stock | 26.5
CSKO10104 | Hammond enclosure, NEMA 1, 10 x 10 x 4in (HxWxD), wall mount, with knockouts, carbon steel, ANSI 61 gray, powder coat finish, screw cover. | Stock | 26.5
SC101004 | Wiegmann enclosure, NEMA 1, 10 x 10 x 4in (HxWxD), wall mount, with knockouts, carbon steel, ANSI 61 gray, powder coat finish, screw cover. | Stock | 29
SC101004NK | Wiegmann enclosure, NEMA 1, 10 x 10 x 4in (HxWxD), wall mount, carbon steel, ANSI 61 gray, powder coat finish, screw cover. | Stock | 29
CHKO10104 | Hammond enclosure, NEMA 1, 10 x 10 x 4in (HxWxD), wall mount, with knockouts, carbon steel, ANSI 61 gray, powder coat finish, single-door, 1/4-turn flush-mounted latch. | Stock | 29.5
A101004 | Wiegmann enclosure, NEMA 1, 10 x 10 x 4in (HxWxD), wall mount, with knockouts, carbon steel, ANSI 61 gray, powder coat finish, single-door, integral snap-tight latch. | Stock | 34
C3R10104SC | Hammond enclosure, NEMA 3R, 10 x 10 x 4in (HxWxD), wall mount, with knockouts, galvanized steel, ANSI 61 gray, powder coat finish, screw cover, padlock hasp and staple. | Stock | 45
C3R10104SCNKO | Hammond enclosure, NEMA 3R, 10 x 10 x 4in (HxWxD), wall mount, galvanized steel, ANSI 61 gray, powder coat finish, screw cover, padlock hasp and staple. | Stock | 45
RSC101004 | Wiegmann enclosure, NEMA 1/3R, 10 x 10 x 4in (HxWxD), wall mount, with knockouts, carbon steel, ANSI 61 gray, powder coat finish, screw cover, padlock hasp and staple. | Stock | 52
RSC101004NK | Wiegmann enclosure, NEMA 1/3R, 10 x 10 x 4in (HxWxD), wall mount, carbon steel, ANSI 61 gray, powder coat finish, screw cover, padlock hasp and staple. | Stock | 52
C3SC10104GY | Hammond enclosure, NEMA 3/4/12, 10 x 10 x 4in (HxWxD), wall mount, carbon steel, ANSI 61 gray, powder coat finish, screw cover. | Stock | 94
SCE-10R104 | Saginaw enclosure, NEMA 3R, 10 x 10 x 4in (HxWxD), wall mount, carbon steel, ANSI 61 gray, powder coat finish, screw cover, padlock hasp and staple. | Stock | 116
WA101004GSC | Wiegmann enclosure, NEMA 3/4, 10 x 10 x 4in (HxWxD), wall mount, carbon steel, ANSI 61 gray, powder coat finish, screw cover. | Stock | 118
RSC101004NKSS | Wiegmann enclosure, NEMA 1/3R/3RX, 10 x 10 x 4in (HxWxD), wall mount, 304 stainless steel, No. 3 intermediate polished finish, screw cover, padlock hasp and staple. | Stock | 147
WA101004GSCSS | Wiegmann enclosure, NEMA 3/4/4X, 10 x 10 x 4in (HxWxD), wall mount, 304 stainless steel, No. 3 intermediate polished finish, screw cover. | Stock | 221
C4XSC10104SS | Hammond enclosure, NEMA 3/4X/12, 10 x 10 x 4in (HxWxD), wall mount, 304 stainless steel, #4 brush finish, screw cover. | Stock | 229
CSG10106 | Hammond enclosure, NEMA 1, 10 x 10 x 6in (HxWxD), wall mount, galvanized steel, screw cover. | Stock | 29.5
CSKOG10106 | Hammond enclosure, NEMA 1, 10 x 10 x 6in (HxWxD), wall mount, with knockouts, galvanized steel, screw cover. | Stock | 29.5
CS10106 | Hammond enclosure, NEMA 1, 10 x 10 x 6in (HxWxD), wall mount, carbon steel, ANSI 61 gray, powder coat finish, screw cover. | Stock | 31
CSKO10106 | Hammond enclosure, NEMA 1, 10 x 10 x 6in (HxWxD), wall mount, with knockouts, carbon steel, ANSI 61 gray, powder coat finish, screw cover. | Stock | 31
SC101006 | Wiegmann enclosure, NEMA 1, 10 x 10 x 6in (HxWxD), wall mount, with knockouts, carbon steel, ANSI 61 gray, powder coat finish, screw cover. | Stock | 34.5
SC101006NK | Wiegmann enclosure, NEMA 1, 10 x 10 x 6in (HxWxD), wall mount, carbon steel, ANSI 61 gray, powder coat finish, screw cover. | Stock | 34.5
CHKO10106 | Hammond enclosure, NEMA 1, 10 x 10 x 6in (HxWxD), wall mount, with knockouts, carbon steel, ANSI 61 gray, powder coat finish, single-door, 1/4-turn flush-mounted latch. | Stock | 36.5
A101006 | Wiegmann enclosure, NEMA 1, 10 x 10 x 6in (HxWxD), wall mount, with knockouts, carbon steel, ANSI 61 gray, powder coat finish, single-door, integral snap-tight latch. | Stock | 40
C3R10106SCNKO | Hammond enclosure, NEMA 3R, 10 x 10 x 6in (HxWxD), wall mount, galvanized steel, ANSI 61 gray, powder coat finish, screw cover, padlock hasp and staple. | Stock | 52
C3R10106SC | Hammond enclosure, NEMA 3R, 10 x 10 x 6in (HxWxD), wall mount, with knockouts, galvanized steel, ANSI 61 gray, powder coat finish, screw cover, padlock hasp and staple. | Stock | 52
RSC101006 | Wiegmann enclosure, NEMA 1/3R, 10 x 10 x 6in (HxWxD), wall mount, with knockouts, carbon steel, ANSI 61 gray, powder coat finish, screw cover, padlock hasp and staple. | Stock | 60
RSC101006NK | Wiegmann enclosure, NEMA 1/3R, 10 x 10 x 6in (HxWxD), wall mount, carbon steel, ANSI 61 gray, powder coat finish, screw cover, padlock hasp and staple. | Stock | 60
C3SC10106GY | Hammond enclosure, NEMA 3/4/12, 10 x 10 x 6in (HxWxD), wall mount, carbon steel, ANSI 61 gray, powder coat finish, screw cover. | Stock | 98
SCE-10R106 | Saginaw enclosure, NEMA 3R, 10 x 10 x 6in (HxWxD), wall mount, carbon steel, ANSI 61 gray, powder coat finish, screw cover, padlock hasp and staple. | Stock | 136
WA101006GSC | Wiegmann enclosure, NEMA 3/4, 10 x 10 x 6in (HxWxD), wall mount, carbon steel, ANSI 61 gray, powder coat finish, screw cover. | Stock | 131
RSC101006NKSS | Wiegmann enclosure, NEMA 1/3R/3RX, 10 x 10 x 6in (HxWxD), wall mount, 304 stainless steel, No. 3 intermediate polished finish, screw cover, padlock hasp and staple. | Stock | 154
WA101006GSCSS | Wiegmann enclosure, NEMA 3/4/4X, 10 x 10 x 6in (HxWxD), wall mount, 304 stainless steel, No. 3 intermediate polished finish, screw cover. | Stock | 248
C4XSC10106SS | Hammond enclosure, NEMA 3/4X/12, 10 x 10 x 6in (HxWxD), wall mount, 304 stainless steel, #4 brush finish, screw cover. | Stock | 257
WA101206GSC | Wiegmann enclosure, NEMA 3/4, 10 x 12 x 6in (HxWxD), wall mount, carbon steel, ANSI 61 gray, powder coat finish, screw cover. | Stock | 150
WA101206GSCSS | Wiegmann enclosure, NEMA 3/4/4X, 10 x 12 x 6in (HxWxD), wall mount, 304 stainless steel, No. 3 intermediate polished finish, screw cover. | Stock | 275
C3R1244SC | Hammond enclosure, NEMA 3R, 12 x 4 x 4in (HxWxD), wall mount, with knockouts, galvanized steel, ANSI 61 gray, powder coat finish, screw cover, padlock hasp and staple. | Stock | 39
SC061204 | Wiegmann enclosure, NEMA 1, 12 x 6 x 4in (HxWxD), wall mount, with knockouts, carbon steel, ANSI 61 gray, powder coat finish, screw cover. | Stock | 25.5
SC061204NK | Wiegmann enclosure, NEMA 1, 12 x 6 x 4in (HxWxD), wall mount, carbon steel, ANSI 61 gray, powder coat finish, screw cover. | Stock | 25.5
SC061206 | Wiegmann enclosure, NEMA 1, 12 x 6 x 6in (HxWxD), wall mount, with knockouts, carbon steel, ANSI 61 gray, powder coat finish, screw cover. | Stock | 27
SC061206NK | Wiegmann enclosure, NEMA 1, 12 x 6 x 6in (HxWxD), wall mount, carbon steel, ANSI 61 gray, powder coat finish, screw cover. | Stock | 27
CS1284 | Hammond enclosure, NEMA 1, 12 x 8 x 4in (HxWxD), wall mount, carbon steel, ANSI 61 gray, powder coat finish, screw cover. | Stock | 27
CSKO1284 | Hammond enclosure, NEMA 1, 12 x 8 x 4in (HxWxD), wall mount, with knockouts, carbon steel, ANSI 61 gray, powder coat finish, screw cover. | Stock | 27
SC081204 | Wiegmann enclosure, NEMA 1, 12 x 8 x 4in (HxWxD), wall mount, with knockouts, carbon steel, ANSI 61 gray, powder coat finish, screw cover. | Stock | 28.5
SC081204NK | Wiegmann enclosure, NEMA 1, 12 x 8 x 4in (HxWxD), wall mount, carbon steel, ANSI 61 gray, powder coat finish, screw cover. | Stock | 28.5
CHKO1284 | Hammond enclosure, NEMA 1, 12 x 8 x 4in (HxWxD), wall mount, with knockouts, carbon steel, ANSI 61 gray, powder coat finish, single-door, 1/4-turn flush-mounted latch. | Stock | 31
A081204 | Wiegmann enclosure, NEMA 1, 12 x 8 x 4in (HxWxD), wall mount, with knockouts, carbon steel, ANSI 61 gray, powder coat finish, single-door, integral snap-tight latch. | Stock | 33.5
C3R1284SC | Hammond enclosure, NEMA 3R, 12 x 8 x 4in (HxWxD), wall mount, with knockouts, galvanized steel, ANSI 61 gray, powder coat finish, screw cover, padlock hasp and staple. | Stock | 52
SC081206 | Wiegmann enclosure, NEMA 1, 12 x 8 x 6in (HxWxD), wall mount, with knockouts, carbon steel, ANSI 61 gray, powder coat finish, screw cover. | Stock | 32.5
SC081206NK | Wiegmann enclosure, NEMA 1, 12 x 8 x 6in (HxWxD), wall mount, carbon steel, ANSI 61 gray, powder coat finish, screw cover. | Stock | 32.5
RSC081206 | Wiegmann enclosure, NEMA 1/3R, 12 x 8 x 6in (HxWxD), wall mount, with knockouts, carbon steel, ANSI 61 gray, powder coat finish, screw cover, padlock hasp and staple. | Stock | 59
RSC081206NK | Wiegmann enclosure, NEMA 1/3R, 12 x 8 x 6in (HxWxD), wall mount, carbon steel, ANSI 61 gray, powder coat finish, screw cover, padlock hasp and staple. | Stock | 59
C3R1286SC | Hammond enclosure, NEMA 3R, 12 x 8 x 6in (HxWxD), wall mount, with knockouts, galvanized steel, ANSI 61 gray, powder coat finish, screw cover, padlock hasp and staple. | Stock | 58
SC101204 | Wiegmann enclosure, NEMA 1, 12 x 10 x 4in (HxWxD), wall mount, with knockouts, carbon steel, ANSI 61 gray, powder coat finish, screw cover. | Stock | 33
SC101204NK | Wiegmann enclosure, NEMA 1, 12 x 10 x 4in (HxWxD), wall mount, carbon steel, ANSI 61 gray, powder coat finish, screw cover. | Stock | 33
CS12104 | Hammond enclosure, NEMA 1, 12 x 10 x 4in (HxWxD), wall mount, carbon steel, ANSI 61 gray, powder coat finish, screw cover. | Stock | 34
CSKO12104 | Hammond enclosure, NEMA 1, 12 x 10 x 4in (HxWxD), wall mount, with knockouts, carbon steel, ANSI 61 gray, powder coat finish, screw cover. | Stock | 34
A101204 | Wiegmann enclosure, NEMA 1, 12 x 10 x 4in (HxWxD), wall mount, with knockouts, carbon steel, ANSI 61 gray, powder coat finish, single-door, integral snap-tight latch. | Stock | 38
CHKO12104 | Hammond enclosure, NEMA 1, 12 x 10 x 4in (HxWxD), wall mount, with knockouts, carbon steel, ANSI 61 gray, powder coat finish, single-door, 1/4-turn flush-mounted latch. | Stock | 37.5
C3R12104SC | Hammond enclosure, NEMA 3R, 12 x 10 x 4in (HxWxD), wall mount, with knockouts, galvanized steel, ANSI 61 gray, powder coat finish, screw cover, padlock hasp and staple. | Stock | 57
RSC101204NK | Wiegmann enclosure, NEMA 1/3R, 12 x 10 x 4in (HxWxD), wall mount, carbon steel, ANSI 61 gray, powder coat finish, screw cover, padlock hasp and staple. | Stock | 59
RSC101204 | Wiegmann enclosure, NEMA 1/3R, 12 x 10 x 4in (HxWxD), wall mount, with knockouts, carbon steel, ANSI 61 gray, powder coat finish, screw cover, padlock hasp and staple. | Stock | 59
SCE-12R104 | Saginaw enclosure, NEMA 3R, 12 x 10 x 4in (HxWxD), wall mount, carbon steel, ANSI 61 gray, powder coat finish, screw cover, padlock hasp and staple. | Stock | 145
N1WS12104 | Hammond enclosure, 3-piece assembly, NEMA 1, 12 x 10 x 4in (HxWxD), wall mount, carbon steel, ANSI 61 gray, powder coat finish, single-door, 1/4-turn flush-mounted latch. | Stock | 149
SC101206 | Wiegmann enclosure, NEMA 1, 12 x 10 x 6in (HxWxD), wall mount, with knockouts, carbon steel, ANSI 61 gray, powder coat finish, screw cover. | Stock | 39
SC101206NK | Wiegmann enclosure, NEMA 1, 12 x 10 x 6in (HxWxD), wall mount, carbon steel, ANSI 61 gray, powder coat finish, screw cover. | Stock | 39
CSG12106 | Hammond enclosure, NEMA 1, 12 x 10 x 6in (HxWxD), wall mount, galvanized steel, screw cover. | Stock | 38.5
A101206 | Wiegmann enclosure, NEMA 1, 12 x 10 x 6in (HxWxD), wall mount, with knockouts, carbon steel, ANSI 61 gray, powder coat finish, single-door, integral snap-tight latch. | Stock | 45.5
CS12106 | Hammond enclosure, NEMA 1, 12 x 10 x 6in (HxWxD), wall mount, carbon steel, ANSI 61 gray, powder coat finish, screw cover. | Stock | 42
CSKO12106 | Hammond enclosure, NEMA 1, 12 x 10 x 6in (HxWxD), wall mount, with knockouts, carbon steel, ANSI 61 gray, powder coat finish, screw cover. | Stock | 42
CHKO12106 | Hammond enclosure, NEMA 1, 12 x 10 x 6in (HxWxD), wall mount, with knockouts, carbon steel, ANSI 61 gray, powder coat finish, single-door, 1/4-turn flush-mounted latch. | Stock | 47
RSC101206 | Wiegmann enclosure, NEMA 1/3R, 12 x 10 x 6in (HxWxD), wall mount, with knockouts, carbon steel, ANSI 61 gray, powder coat finish, screw cover, padlock hasp and staple. | Stock | 67
RSC101206NK | Wiegmann enclosure, NEMA 1/3R, 12 x 10 x 6in (HxWxD), wall mount, carbon steel, ANSI 61 gray, powder coat finish, screw cover, padlock hasp and staple. | Stock | 67
C3R12106SC | Hammond enclosure, NEMA 3R, 12 x 10 x 6in (HxWxD), wall mount, with knockouts, galvanized steel, ANSI 61 gray, powder coat finish, screw cover, padlock hasp and staple. | Stock | 66
C3SC12106GY | Hammond enclosure, NEMA 3/4/12, 12 x 10 x 6in (HxWxD), wall mount, carbon steel, ANSI 61 gray, powder coat finish, screw cover. | Stock | 105
SCE-12R106 | Saginaw enclosure, NEMA 3R, 12 x 10 x 6in (HxWxD), wall mount, carbon steel, ANSI 61 gray, powder coat finish, screw cover, padlock hasp and staple. | Stock | 151
N1WS12106 | Hammond enclosure, 3-piece assembly, NEMA 1, 12 x 10 x 6in (HxWxD), wall mount, carbon steel, ANSI 61 gray, powder coat finish, single-door, 1/4-turn flush-mounted latch. | Stock | 159
N1WS12108 | Hammond enclosure, 3-piece assembly, NEMA 1, 12 x 10 x 8in (HxWxD), wall mount, carbon steel, ANSI 61 gray, powder coat finish, single-door, 1/4-turn flush-mounted latch. | Stock | 176
CSG12124 | Hammond enclosure, NEMA 1, 12 x 12 x 4in (HxWxD), wall mount, galvanized steel, screw cover. | Stock | 30.5
CSKOG12124 | Hammond enclosure, NEMA 1, 12 x 12 x 4in (HxWxD), wall mount, with knockouts, galvanized steel, screw cover. | Stock | 30.5
CS12124 | Hammond enclosure, NEMA 1, 12 x 12 x 4in (HxWxD), wall mount, carbon steel, ANSI 61 gray, powder coat finish, screw cover. | Stock | 32
CSKO12124 | Hammond enclosure, NEMA 1, 12 x 12 x 4in (HxWxD), wall mount, with knockouts, carbon steel, ANSI 61 gray, powder coat finish, screw cover. | Stock | 32
CHKO12124 | Hammond enclosure, NEMA 1, 12 x 12 x 4in (HxWxD), wall mount, with knockouts, carbon steel, ANSI 61 gray, powder coat finish, single-door, 1/4-turn flush-mounted latch. | Stock | 36
SC121204 | Wiegmann enclosure, NEMA 1, 12 x 12 x 4in (HxWxD), wall mount, with knockouts, carbon steel, ANSI 61 gray, powder coat finish, screw cover. | Stock | 37
SC121204NK | Wiegmann enclosure, NEMA 1, 12 x 12 x 4in (HxWxD), wall mount, carbon steel, ANSI 61 gray, powder coat finish, screw cover. | Stock | 37
A121204 | Wiegmann enclosure, NEMA 1, 12 x 12 x 4in (HxWxD), wall mount, with knockouts, carbon steel, ANSI 61 gray, powder coat finish, single-door, integral snap-tight latch. | Stock | 44
C3R12124SC | Hammond enclosure, NEMA 3R, 12 x 12 x 4in (HxWxD), wall mount, with knockouts, galvanized steel, ANSI 61 gray, powder coat finish, screw cover, padlock hasp and staple. | Stock | 56
C3R12124SCNKO | Hammond enclosure, NEMA 3R, 12 x 12 x 4in (HxWxD), wall mount, galvanized steel, ANSI 61 gray, powder coat finish, screw cover, padlock hasp and staple. | Stock | 56
RSC121204 | Wiegmann enclosure, NEMA 1/3R, 12 x 12 x 4in (HxWxD), wall mount, with knockouts, carbon steel, ANSI 61 gray, powder coat finish, screw cover, padlock hasp and staple. | Stock | 65
RSC121204NK | Wiegmann enclosure, NEMA 1/3R, 12 x 12 x 4in (HxWxD), wall mount, carbon steel, ANSI 61 gray, powder coat finish, screw cover, padlock hasp and staple. | Stock | 65
C3SC12124GY | Hammond enclosure, NEMA 3/4/12, 12 x 12 x 4in (HxWxD), wall mount, carbon steel, ANSI 61 gray, powder coat finish, screw cover. | Stock | 109
J12124PVC | Stahlin NewSentry series enclosure, NEMA 1/2/3/4/4X/12/13, 12 x 12 x 4in (HxWxD), wall mount, PVC, gray, screw cover. | Stock | 162
SCE-12R124 | Saginaw enclosure, NEMA 3R, 12 x 12 x 4in (HxWxD), wall mount, carbon steel, ANSI 61 gray, powder coat finish, screw cover, padlock hasp and staple. | Stock | 159
WA121204GSC | Wiegmann enclosure, NEMA 3/4, 12 x 12 x 4in (HxWxD), wall mount, carbon steel, ANSI 61 gray, powder coat finish, screw cover. | Stock | 157
RSC121204NKSS | Wiegmann enclosure, NEMA 1/3R/3RX, 12 x 12 x 4in (HxWxD), wall mount, 304 stainless steel, No. 3 intermediate polished finish, screw cover, padlock hasp and staple. | Stock | 165
WA121204GSCSS | Wiegmann enclosure, NEMA 3/4/4X, 12 x 12 x 4in (HxWxD), wall mount, 304 stainless steel, No. 3 intermediate polished finish, screw cover. | Stock | 301
C4XSC12124SS | Hammond enclosure, NEMA 3/4X/12, 12 x 12 x 4in (HxWxD), wall mount, 304 stainless steel, #4 brush finish, screw cover. | Stock | 312
CSG12126 | Hammond enclosure, NEMA 1, 12 x 12 x 6in (HxWxD), wall mount, galvanized steel, screw cover. | Stock | 37.5
CSKOG12126 | Hammond enclosure, NEMA 1, 12 x 12 x 6in (HxWxD), wall mount, with knockouts, galvanized steel, screw cover. | Stock | 37.5
CS12126 | Hammond enclosure, NEMA 1, 12 x 12 x 6in (HxWxD), wall mount, carbon steel, ANSI 61 gray, powder coat finish, screw cover. | Stock | 39.5
CSKO12126 | Hammond enclosure, NEMA 1, 12 x 12 x 6in (HxWxD), wall mount, with knockouts, carbon steel, ANSI 61 gray, powder coat finish, screw cover. | Stock | 39.5
SC121206 | Wiegmann enclosure, NEMA 1, 12 x 12 x 6in (HxWxD), wall mount, with knockouts, carbon steel, ANSI 61 gray, powder coat finish, screw cover. | Stock | 44
SC121206NK | Wiegmann enclosure, NEMA 1, 12 x 12 x 6in (HxWxD), wall mount, carbon steel, ANSI 61 gray, powder coat finish, screw cover. | Stock | 44
CHKO12126 | Hammond enclosure, NEMA 1, 12 x 12 x 6in (HxWxD), wall mount, with knockouts, carbon steel, ANSI 61 gray, powder coat finish, single-door, 1/4-turn flush-mounted latch. | Stock | 45
A121206 | Wiegmann enclosure, NEMA 1, 12 x 12 x 6in (HxWxD), wall mount, with knockouts, carbon steel, ANSI 61 gray, powder coat finish, single-door, integral snap-tight latch. | Stock | 51
C3R12126SCNKO | Hammond enclosure, NEMA 3R, 12 x 12 x 6in (HxWxD), wall mount, galvanized steel, ANSI 61 gray, powder coat finish, screw cover, padlock hasp and staple. | Stock | 67
C3R12126SC | Hammond enclosure, NEMA 3R, 12 x 12 x 6in (HxWxD), wall mount, with knockouts, galvanized steel, ANSI 61 gray, powder coat finish, screw cover, padlock hasp and staple. | Stock | 67
RSC121206 | Wiegmann enclosure, NEMA 1/3R, 12 x 12 x 6in (HxWxD), wall mount, with knockouts, carbon steel, ANSI 61 gray, powder coat finish, screw cover, padlock hasp and staple. | Stock | 75
RSC121206NK | Wiegmann enclosure, NEMA 1/3R, 12 x 12 x 6in (HxWxD), wall mount, carbon steel, ANSI 61 gray, powder coat finish, screw cover, padlock hasp and staple. | Stock | 75
C3SC12126GY | Hammond enclosure, NEMA 3/4/12, 12 x 12 x 6in (HxWxD), wall mount, carbon steel, ANSI 61 gray, powder coat finish, screw cover. | Stock | 118
J12126PVC | Stahlin NewSentry series enclosure, NEMA 1/2/3/4/4X/12/13, 12 x 12 x 6in (HxWxD), wall mount, PVC, gray, screw cover. | Stock | 166
SCE-12R126 | Saginaw enclosure, NEMA 3R, 12 x 12 x 6in (HxWxD), wall mount, carbon steel, ANSI 61 gray, powder coat finish, screw cover, padlock hasp and staple. | Stock | 169
WA121206GSC | Wiegmann enclosure, NEMA 3/4, 12 x 12 x 6in (HxWxD), wall mount, carbon steel, ANSI 61 gray, powder coat finish, screw cover. | Stock | 165
RSC121206NKSS | Wiegmann enclosure, NEMA 1/3R/3RX, 12 x 12 x 6in (HxWxD), wall mount, 304 stainless steel, No. 3 intermediate polished finish, screw cover, padlock hasp and staple. | Stock | 192
WA121206GSCSS | Wiegmann enclosure, NEMA 3/4/4X, 12 x 12 x 6in (HxWxD), wall mount, 304 stainless steel, No. 3 intermediate polished finish, screw cover. | Stock | 321
C4XSC12126SS | Hammond enclosure, NEMA 3/4X/12, 12 x 12 x 6in (HxWxD), wall mount, 304 stainless steel, #4 brush finish, screw cover. | Stock | 333
SC121208 | Wiegmann enclosure, NEMA 1, 12 x 12 x 8in (HxWxD), wall mount, with knockouts, carbon steel, ANSI 61 gray, powder coat finish, screw cover. | Stock | 45.5
SC121208NK | Wiegmann enclosure, NEMA 1, 12 x 12 x 8in (HxWxD), wall mount, carbon steel, ANSI 61 gray, powder coat finish, screw cover. | Stock | 45.5
CSG12128 | Hammond enclosure, NEMA 1, 12 x 12 x 8in (HxWxD), wall mount, galvanized steel, screw cover. | Stock | 47.5
CSKOG12128 | Hammond enclosure, NEMA 1, 12 x 12 x 8in (HxWxD), wall mount, with knockouts, galvanized steel, screw cover. | Stock | 47.5
CS12128 | Hammond enclosure, NEMA 1, 12 x 12 x 8in (HxWxD), wall mount, carbon steel, ANSI 61 gray, powder coat finish, screw cover. | Stock | 50
CSKO12128 | Hammond enclosure, NEMA 1, 12 x 12 x 8in (HxWxD), wall mount, with knockouts, carbon steel, ANSI 61 gray, powder coat finish, screw cover. | Stock | 50
RSC121208 | Wiegmann enclosure, NEMA 1/3R, 12 x 12 x 8in (HxWxD), wall mount, carbon steel, ANSI 61 gray, powder coat finish, screw cover, padlock hasp and staple. | Stock | 90
C3R12128SC | Hammond enclosure, NEMA 3R, 12 x 12 x 8in (HxWxD), wall mount, with knockouts, galvanized steel, ANSI 61 gray, powder coat finish, screw cover, padlock hasp and staple. | Stock | 84
C3R12128SCNKO | Hammond enclosure, NEMA 3R, 12 x 12 x 8in (HxWxD), wall mount, galvanized steel, ANSI 61 gray, powder coat finish, screw cover, padlock hasp and staple. | Stock | 84
C3SC12128GY | Hammond enclosure, NEMA 3/4/12, 12 x 12 x 8in (HxWxD), wall mount, carbon steel, ANSI 61 gray, powder coat finish, screw cover. | Stock | 121
RSC121208NKSS | Wiegmann enclosure, NEMA 1/3R/3RX, 12 x 12 x 8in (HxWxD), wall mount, 304 stainless steel, No. 3 intermediate polished finish, screw cover, padlock hasp and staple. | Stock | 221
C4XSC12128SS | Hammond enclosure, NEMA 3/4X/12, 12 x 12 x 8in (HxWxD), wall mount, 304 stainless steel, #4 brush finish, screw cover. | Stock | 345
SC121210 | Wiegmann enclosure, NEMA 1, 12 x 12 x 10in (HxWxD), wall mount, with knockouts, carbon steel, ANSI 61 gray, powder coat finish, screw cover. | Stock | 48.5
SC121210NK | Wiegmann enclosure, NEMA 1, 12 x 12 x 10in (HxWxD), wall mount, carbon steel, ANSI 61 gray, powder coat finish, screw cover. | Stock | 48.5
RSC121210 | Wiegmann enclosure, NEMA 1/3R, 12 x 12 x 10in (HxWxD), wall mount, carbon steel, ANSI 61 gray, powder coat finish, screw cover, padlock hasp and staple. | Stock | 94
SC121212 | Wiegmann enclosure, NEMA 1, 12 x 12 x 12in (HxWxD), wall mount, with knockouts, carbon steel, ANSI 61 gray, powder coat finish, screw cover. | Stock | 75
SC121212NK | Wiegmann enclosure, NEMA 1, 12 x 12 x 12in (HxWxD), wall mount, carbon steel, ANSI 61 gray, powder coat finish, screw cover. | Stock | 75
WA121606GSC | Wiegmann enclosure, NEMA 3/4, 12 x 16 x 6in (HxWxD), wall mount, carbon steel, ANSI 61 gray, powder coat finish, screw cover. | Stock | 169
WA121606GSCSS | Wiegmann enclosure, NEMA 3/4/4X, 12 x 16 x 6in (HxWxD), wall mount, 304 stainless steel, No. 3 intermediate polished finish, screw cover. | Stock | 349
WA121608GSC | Wiegmann enclosure, NEMA 3/4, 12 x 16 x 8in (HxWxD), wall mount, carbon steel, ANSI 61 gray, powder coat finish, screw cover. | Stock | 174
WA121608GSCSS | Wiegmann enclosure, NEMA 3/4/4X, 12 x 16 x 8in (HxWxD), wall mount, 304 stainless steel, No. 3 intermediate polished finish, screw cover. | Stock | 360
SC121504 | Wiegmann enclosure, NEMA 1, 15 x 12 x 4in (HxWxD), wall mount, with knockouts, carbon steel, ANSI 61 gray, powder coat finish, screw cover. | Stock | 43
SC121504NK | Wiegmann enclosure, NEMA 1, 15 x 12 x 4in (HxWxD), wall mount, carbon steel, ANSI 61 gray, powder coat finish, screw cover. | Stock | 43
A121504 | Wiegmann enclosure, NEMA 1, 15 x 12 x 4in (HxWxD), wall mount, with knockouts, carbon steel, ANSI 61 gray, powder coat finish, single-door, integral snap-tight latch. | Stock | 51
RSC121504 | Wiegmann enclosure, NEMA 1/3R, 15 x 12 x 4in (HxWxD), wall mount, with knockouts, carbon steel, ANSI 61 gray, powder coat finish, screw cover, padlock hasp and staple. | Stock | 74
RSC121504NK | Wiegmann enclosure, NEMA 1/3R, 15 x 12 x 4in (HxWxD), wall mount, carbon steel, ANSI 61 gray, powder coat finish, screw cover, padlock hasp and staple. | Stock | 74
SC121506 | Wiegmann enclosure, NEMA 1, 15 x 12 x 6in (HxWxD), wall mount, with knockouts, carbon steel, ANSI 61 gray, powder coat finish, screw cover. | Stock | 50
SC121506NK | Wiegmann enclosure, NEMA 1, 15 x 12 x 6in (HxWxD), wall mount, carbon steel, ANSI 61 gray, powder coat finish, screw cover. | Stock | 50
RSC121506 | Wiegmann enclosure, NEMA 1/3R, 15 x 12 x 6in (HxWxD), wall mount, with knockouts, carbon steel, ANSI 61 gray, powder coat finish, screw cover, padlock hasp and staple. | Stock | 87
RSC121506NK | Wiegmann enclosure, NEMA 1/3R, 15 x 12 x 6in (HxWxD), wall mount, carbon steel, ANSI 61 gray, powder coat finish, screw cover, padlock hasp and staple. | Stock | 87
C3R15126SC | Hammond enclosure, NEMA 3R, 15 x 12 x 6in (HxWxD), wall mount, with knockouts, galvanized steel, ANSI 61 gray, powder coat finish, screw cover, padlock hasp and staple. | Stock | 93
C3R15128SC | Hammond enclosure, NEMA 3R, 15 x 12 x 8in (HxWxD), wall mount, with knockouts, galvanized steel, ANSI 61 gray, powder coat finish, screw cover, padlock hasp and staple. | Stock | 98
SC151504 | Wiegmann enclosure, NEMA 1, 15 x 15 x 4in (HxWxD), wall mount, with knockouts, carbon steel, ANSI 61 gray, powder coat finish, screw cover. | Stock | 52
SC151504NK | Wiegmann enclosure, NEMA 1, 15 x 15 x 4in (HxWxD), wall mount, carbon steel, ANSI 61 gray, powder coat finish, screw cover. | Stock | 52
SC151506 | Wiegmann enclosure, NEMA 1, 15 x 15 x 6in (HxWxD), wall mount, with knockouts, carbon steel, ANSI 61 gray, powder coat finish, screw cover. | Stock | 59
SC151506NK | Wiegmann enclosure, NEMA 1, 15 x 15 x 6in (HxWxD), wall mount, carbon steel, ANSI 61 gray, powder coat finish, screw cover. | Stock | 59
A151506 | Wiegmann enclosure, NEMA 1, 15 x 15 x 6in (HxWxD), wall mount, with knockouts, carbon steel, ANSI 61 gray, powder coat finish, single-door, integral snap-tight latch. | Stock | 78
CSKO16124 | Hammond enclosure, NEMA 1, 16 x 12 x 4in (HxWxD), wall mount, with knockouts, carbon steel, ANSI 61 gray, powder coat finish, screw cover. | Stock | 38.5
CS16124 | Hammond enclosure, NEMA 1, 16 x 12 x 4in (HxWxD), wall mount, carbon steel, ANSI 61 gray, powder coat finish, screw cover. | Stock | 40.5
CHKO16124 | Hammond enclosure, NEMA 1, 16 x 12 x 4in (HxWxD), wall mount, with knockouts, carbon steel, ANSI 61 gray, powder coat finish, single-door, 1/4-turn flush-mounted latch. | Stock | 45
A121604 | Wiegmann enclosure, NEMA 1, 16 x 12 x 4in (HxWxD), wall mount, with knockouts, carbon steel, ANSI 61 gray, powder coat finish, single-door, integral snap-tight latch. | Stock | 53
N1WS16124 | Hammond enclosure, 3-piece assembly, NEMA 1, 16 x 12 x 4in (HxWxD), wall mount, carbon steel, ANSI 61 gray, powder coat finish, single-door, 1/4-turn flush-mounted latch. | Stock | 171
CSKO16126 | Hammond enclosure, NEMA 1, 16 x 12 x 6in (HxWxD), wall mount, with knockouts, carbon steel, ANSI 61 gray, powder coat finish, screw cover. | Stock | 49
CS16126 | Hammond enclosure, NEMA 1, 16 x 12 x 6in (HxWxD), wall mount, carbon steel, ANSI 61 gray, powder coat finish, screw cover. | Stock | 51
CHKO16126 | Hammond enclosure, NEMA 1, 16 x 12 x 6in (HxWxD), wall mount, with knockouts, carbon steel, ANSI 61 gray, powder coat finish, single-door, 1/4-turn flush-mounted latch. | Stock | 56
A121606 | Wiegmann enclosure, NEMA 1, 16 x 12 x 6in (HxWxD), wall mount, with knockouts, carbon steel, ANSI 61 gray, powder coat finish, single-door, integral snap-tight latch. | Stock | 61
C3R16126SC | Hammond enclosure, NEMA 3R, 16 x 12 x 6in (HxWxD), wall mount, with knockouts, galvanized steel, ANSI 61 gray, powder coat finish, screw cover, padlock hasp and staple. | Stock | 97
C3R16126SCNKO | Hammond enclosure, NEMA 3R, 16 x 12 x 6in (HxWxD), wall mount, galvanized steel, ANSI 61 gray, powder coat finish, screw cover, padlock hasp and staple. | Stock | 97
C3SC16126GY | Hammond enclosure, NEMA 3/4/12, 16 x 12 x 6in (HxWxD), wall mount, carbon steel, ANSI 61 gray, powder coat finish, screw cover. | Stock | 155
N1WS16126 | Hammond enclosure, 3-piece assembly, NEMA 1, 16 x 12 x 6in (HxWxD), wall mount, carbon steel, ANSI 61 gray, powder coat finish, single-door, 1/4-turn flush-mounted latch. | Stock | 191
N1WS16128 | Hammond enclosure, 3-piece assembly, NEMA 1, 16 x 12 x 8in (HxWxD), wall mount, carbon steel, ANSI 61 gray, powder coat finish, single-door, 1/4-turn flush-mounted latch. | Stock | 210
CS16143 | Hammond enclosure, NEMA 1, 16 x 14 x 3in (HxWxD), wall mount, carbon steel, ANSI 61 gray, powder coat finish, screw cover. | Stock | 58
CSKO16143 | Hammond enclosure, NEMA 1, 16 x 14 x 3in (HxWxD), wall mount, with knockouts, carbon steel, ANSI 61 gray, powder coat finish, screw cover. | Stock | 58
CS16166 | Hammond enclosure, NEMA 1, 16 x 16 x 6in (HxWxD), wall mount, carbon steel, ANSI 61 gray, powder coat finish, screw cover. | Stock | 56
CHKO16166 | Hammond enclosure, NEMA 1, 16 x 16 x 6in (HxWxD), wall mount, with knockouts, carbon steel, ANSI 61 gray, powder coat finish, single-door, 1/4-turn flush-mounted latch. | Stock | 63
A161606 | Wiegmann enclosure, NEMA 1, 16 x 16 x 6in (HxWxD), wall mount, with knockouts, carbon steel, ANSI 61 gray, powder coat finish, single-door, integral snap-tight latch. | Stock | 70
CSG16166 | Hammond enclosure, NEMA 1, 16 x 16 x 6in (HxWxD), wall mount, galvanized steel, screw cover. | Stock | 66
C3SC18186GY | Hammond enclosure, NEMA 3/4/12, 18 x 18 x 6in (HxWxD), wall mount, carbon steel, ANSI 61 gray, powder coat finish, screw cover. | Stock | 176
CSKO16166 | Hammond enclosure, NEMA 1, 16 x 16 x 6in (HxWxD), wall mount, with knockouts, carbon steel, ANSI 61 gray, powder coat finish, screw cover. | Stock | 66
CSKOG16166 | Hammond enclosure, NEMA 1, 16 x 16 x 6in (HxWxD), wall mount, with knockouts, galvanized steel, screw cover. | Stock | 66
C3SC16166GY | Hammond enclosure, NEMA 3/4/12, 16 x 16 x 6in (HxWxD), wall mount, carbon steel, ANSI 61 gray, powder coat finish, screw cover. | Stock | 159
WA161606GSC | Wiegmann enclosure, NEMA 3/4, 16 x 16 x 6in (HxWxD), wall mount, carbon steel, ANSI 61 gray, powder coat finish, screw cover. | Stock | 181
C4XSC16166SS | Hammond enclosure, NEMA 3/4X/12, 16 x 16 x 6in (HxWxD), wall mount, 304 stainless steel, #4 brush finish, screw cover. | Stock | 383
CS16168 | Hammond enclosure, NEMA 1, 16 x 16 x 8in (HxWxD), wall mount, carbon steel, ANSI 61 gray, powder coat finish, screw cover. | Stock | 83
CSKO16168 | Hammond enclosure, NEMA 1, 16 x 16 x 8in (HxWxD), wall mount, with knockouts, carbon steel, ANSI 61 gray, powder coat finish, screw cover. | Stock | 83
CSKOG16168 | Hammond enclosure, NEMA 1, 16 x 16 x 8in (HxWxD), wall mount, with knockouts, galvanized steel, screw cover. | Stock | 83
C3SC16168GY | Hammond enclosure, NEMA 3/4/12, 16 x 16 x 8in (HxWxD), wall mount, carbon steel, ANSI 61 gray, powder coat finish, screw cover. | Stock | 164
WA161608GSC | Wiegmann enclosure, NEMA 3/4, 16 x 16 x 8in (HxWxD), wall mount, carbon steel, ANSI 61 gray, powder coat finish, screw cover. | Stock | 189
C4XSC16168SS | Hammond enclosure, NEMA 3/4X/12, 16 x 16 x 8in (HxWxD), wall mount, 304 stainless steel, #4 brush finish, screw cover. | Stock | 424
RSC161610 | Wiegmann enclosure, NEMA 1/3R, 16 x 16 x 10in (HxWxD), wall mount, carbon steel, ANSI 61 gray, powder coat finish, screw cover, padlock hasp and staple. | Stock | 124
C3R1866SC | Hammond enclosure, NEMA 3R, 18 x 6 x 6in (HxWxD), wall mount, with knockouts, galvanized steel, ANSI 61 gray, powder coat finish, screw cover, padlock hasp and staple. | Stock | 88
SC121804 | Wiegmann enclosure, NEMA 1, 18 x 12 x 4in (HxWxD), wall mount, with knockouts, carbon steel, ANSI 61 gray, powder coat finish, screw cover. | Stock | 50
SC121804NK | Wiegmann enclosure, NEMA 1, 18 x 12 x 4in (HxWxD), wall mount, carbon steel, ANSI 61 gray, powder coat finish, screw cover. | Stock | 50
CS18124 | Hammond enclosure, NEMA 1, 18 x 12 x 4in (HxWxD), wall mount, carbon steel, ANSI 61 gray, powder coat finish, screw cover. | Stock | 49.5
CSKO18124 | Hammond enclosure, NEMA 1, 18 x 12 x 4in (HxWxD), wall mount, with knockouts, carbon steel, ANSI 61 gray, powder coat finish, screw cover. | Stock | 49.5
CSKOG18124 | Hammond enclosure, NEMA 1, 18 x 12 x 4in (HxWxD), wall mount, with knockouts, galvanized steel, screw cover. | Stock | 49.5
CHKO18124 | Hammond enclosure, NEMA 1, 18 x 12 x 4in (HxWxD), wall mount, with knockouts, carbon steel, ANSI 61 gray, powder coat finish, single-door, 1/4-turn flush-mounted latch. | Stock | 54
A121804 | Wiegmann enclosure, NEMA 1, 18 x 12 x 4in (HxWxD), wall mount, with knockouts, carbon steel, ANSI 61 gray, powder coat finish, single-door, integral snap-tight latch. | Stock | 59
C3R18124SC | Hammond enclosure, NEMA 3R, 18 x 12 x 4in (HxWxD), wall mount, with knockouts, galvanized steel, ANSI 61 gray, powder coat finish, screw cover, padlock hasp and staple. | Stock | 91
CSG18126 | Hammond enclosure, NEMA 1, 18 x 12 x 6in (HxWxD), wall mount, galvanized steel, screw cover. | Stock | 52
CS18126 | Hammond enclosure, NEMA 1, 18 x 12 x 6in (HxWxD), wall mount, carbon steel, ANSI 61 gray, powder coat finish, screw cover. | Stock | 54
CSKO18126 | Hammond enclosure, NEMA 1, 18 x 12 x 6in (HxWxD), wall mount, with knockouts, carbon steel, ANSI 61 gray, powder coat finish, screw cover. | Stock | 54
SC121806 | Wiegmann enclosure, NEMA 1, 18 x 12 x 6in (HxWxD), wall mount, with knockouts, carbon steel, ANSI 61 gray, powder coat finish, screw cover. | Stock | 58
SC121806NK | Wiegmann enclosure, NEMA 1, 18 x 12 x 6in (HxWxD), wall mount, carbon steel, ANSI 61 gray, powder coat finish, screw cover. | Stock | 58
CHKO18126 | Hammond enclosure, NEMA 1, 18 x 12 x 6in (HxWxD), wall mount, with knockouts, carbon steel, ANSI 61 gray, powder coat finish, single-door, 1/4-turn flush-mounted latch. | Stock | 63
A121806 | Wiegmann enclosure, NEMA 1, 18 x 12 x 6in (HxWxD), wall mount, with knockouts, carbon steel, ANSI 61 gray, powder coat finish, single-door, integral snap-tight latch. | Stock | 68
C3R18126SC | Hammond enclosure, NEMA 3R, 18 x 12 x 6in (HxWxD), wall mount, with knockouts, galvanized steel, ANSI 61 gray, powder coat finish, screw cover, padlock hasp and staple. | Stock | 92
RSC121806 | Wiegmann enclosure, NEMA 1/3R, 18 x 12 x 6in (HxWxD), wall mount, with knockouts, carbon steel, ANSI 61 gray, powder coat finish, screw cover, padlock hasp and staple. | Stock | 108
RSC121806NK | Wiegmann enclosure, NEMA 1/3R, 18 x 12 x 6in (HxWxD), wall mount, carbon steel, ANSI 61 gray, powder coat finish, screw cover, padlock hasp and staple. | Stock | 108
RSC121808 | Wiegmann enclosure, NEMA 1/3R, 18 x 12 x 8in (HxWxD), wall mount, carbon steel, ANSI 61 gray, powder coat finish, screw cover, padlock hasp and staple. | Stock | 111
C3R18128SC | Hammond enclosure, NEMA 3R, 18 x 12 x 8in (HxWxD), wall mount, with knockouts, galvanized steel, ANSI 61 gray, powder coat finish, screw cover, padlock hasp and staple. | Stock | 110
CSKO18143 | Hammond enclosure, NEMA 1, 18 x 14 x 3in (HxWxD), wall mount, with knockouts, carbon steel, ANSI 61 gray, powder coat finish, screw cover. | Stock | 63
CS18143 | Hammond enclosure, NEMA 1, 18 x 14 x 3in (HxWxD), wall mount, carbon steel, ANSI 61 gray, powder coat finish, screw cover. | Stock | 79
SC151804 | Wiegmann enclosure, NEMA 1, 18 x 15 x 4in (HxWxD), wall mount, with knockouts, carbon steel, ANSI 61 gray, powder coat finish, screw cover. | Stock | 64
SC151804NK | Wiegmann enclosure, NEMA 1, 18 x 15 x 4in (HxWxD), wall mount, carbon steel, ANSI 61 gray, powder coat finish, screw cover. | Stock | 64
A151804 | Wiegmann enclosure, NEMA 1, 18 x 15 x 4in (HxWxD), wall mount, with knockouts, carbon steel, ANSI 61 gray, powder coat finish, single-door, integral snap-tight latch. | Stock | 84
SC151806 | Wiegmann enclosure, NEMA 1, 18 x 15 x 6in (HxWxD), wall mount, with knockouts, carbon steel, ANSI 61 gray, powder coat finish, screw cover. | Stock | 67
SC151806NK | Wiegmann enclosure, NEMA 1, 18 x 15 x 6in (HxWxD), wall mount, carbon steel, ANSI 61 gray, powder coat finish, screw cover. | Stock | 67
RSC151806 | Wiegmann enclosure, NEMA 1/3R, 18 x 15 x 6in (HxWxD), wall mount, with knockouts, carbon steel, ANSI 61 gray, powder coat finish, screw cover, padlock hasp and staple. | Stock | 126
RSC151806NK | Wiegmann enclosure, NEMA 1/3R, 18 x 15 x 6in (HxWxD), wall mount, carbon steel, ANSI 61 gray, powder coat finish, screw cover, padlock hasp and staple. | Stock | 126
RSC151808 | Wiegmann enclosure, NEMA 1/3R, 18 x 15 x 8in (HxWxD), wall mount, carbon steel, ANSI 61 gray, powder coat finish, screw cover, padlock hasp and staple. | Stock | 134
SC181804 | Wiegmann enclosure, NEMA 1, 18 x 18 x 4in (HxWxD), wall mount, with knockouts, carbon steel, ANSI 61 gray, powder coat finish, screw cover. | Stock | 67
SC181804NK | Wiegmann enclosure, NEMA 1, 18 x 18 x 4in (HxWxD), wall mount, carbon steel, ANSI 61 gray, powder coat finish, screw cover. | Stock | 67
CS18184 | Hammond enclosure, NEMA 1, 18 x 18 x 4in (HxWxD), wall mount, carbon steel, ANSI 61 gray, powder coat finish, screw cover. | Stock | 70
CSG18184 | Hammond enclosure, NEMA 1, 18 x 18 x 4in (HxWxD), wall mount, galvanized steel, screw cover. | Stock | 69
CSKO18184 | Hammond enclosure, NEMA 1, 18 x 18 x 4in (HxWxD), wall mount, with knockouts, carbon steel, ANSI 61 gray, powder coat finish, screw cover. | Stock | 70
RSC181804 | Wiegmann enclosure, NEMA 1/3R, 18 x 18 x 4in (HxWxD), wall mount, with knockouts, carbon steel, ANSI 61 gray, powder coat finish, screw cover, padlock hasp and staple. | Stock | 132
RSC181804NK | Wiegmann enclosure, NEMA 1/3R, 18 x 18 x 4in (HxWxD), wall mount, carbon steel, ANSI 61 gray, powder coat finish, screw cover, padlock hasp and staple. | Stock | 132
C3R18184SC | Hammond enclosure, NEMA 3R, 18 x 18 x 4in (HxWxD), wall mount, with knockouts, galvanized steel, ANSI 61 gray, powder coat finish, screw cover, padlock hasp and staple. | Stock | 129
RSC181804NKSS | Wiegmann enclosure, NEMA 1/3R/3RX, 18 x 18 x 4in (HxWxD), wall mount, 304 stainless steel, No. 3 intermediate polished finish, screw cover, padlock hasp and staple. | Stock | 336
CSG18186 | Hammond enclosure, NEMA 1, 18 x 18 x 6in (HxWxD), wall mount, galvanized steel, screw cover. | Stock | 69
CS18186 | Hammond enclosure, NEMA 1, 18 x 18 x 6in (HxWxD), wall mount, carbon steel, ANSI 61 gray, powder coat finish, screw cover. | Stock | 72
CSKO18186 | Hammond enclosure, NEMA 1, 18 x 18 x 6in (HxWxD), wall mount, with knockouts, carbon steel, ANSI 61 gray, powder coat finish, screw cover. | Stock | 72
SC181806 | Wiegmann enclosure, NEMA 1, 18 x 18 x 6in (HxWxD), wall mount, with knockouts, carbon steel, ANSI 61 gray, powder coat finish, screw cover. | Stock | 78
SC181806NK | Wiegmann enclosure, NEMA 1, 18 x 18 x 6in (HxWxD), wall mount, carbon steel, ANSI 61 gray, powder coat finish, screw cover. | Stock | 78
CHKO18186 | Hammond enclosure, NEMA 1, 18 x 18 x 6in (HxWxD), wall mount, with knockouts, carbon steel, ANSI 61 gray, powder coat finish, single-door, 1/4-turn flush-mounted latch. | Stock | 80
A181806 | Wiegmann enclosure, NEMA 1, 18 x 18 x 6in (HxWxD), wall mount, with knockouts, carbon steel, ANSI 61 gray, powder coat finish, single-door, integral snap-tight latch. | Stock | 92
C3R18186SCNKO | Hammond enclosure, NEMA 3R, 18 x 18 x 6in (HxWxD), wall mount, galvanized steel, ANSI 61 gray, powder coat finish, screw cover, padlock hasp and staple. | Stock | 140
C3R18186SC | Hammond enclosure, NEMA 3R, 18 x 18 x 6in (HxWxD), wall mount, with knockouts, galvanized steel, ANSI 61 gray, powder coat finish, screw cover, padlock hasp and staple. | Stock | 140
RSC181806 | Wiegmann enclosure, NEMA 1/3R, 18 x 18 x 6in (HxWxD), wall mount, with knockouts, carbon steel, ANSI 61 gray, powder coat finish, screw cover, padlock hasp and staple. | Stock | 152
RSC181806NK | Wiegmann enclosure, NEMA 1/3R, 18 x 18 x 6in (HxWxD), wall mount, carbon steel, ANSI 61 gray, powder coat finish, screw cover, padlock hasp and staple. | Stock | 152
WA181806GSC | Wiegmann enclosure, NEMA 3/4, 18 x 18 x 6in (HxWxD), wall mount, carbon steel, ANSI 61 gray, powder coat finish, screw cover. | Stock | 190
C4XSC18186SS | Hammond enclosure, NEMA 3/4X/12, 18 x 18 x 6in (HxWxD), wall mount, 304 stainless steel, #4 brush finish, screw cover. | Stock | 465
SC181808 | Wiegmann enclosure, NEMA 1, 18 x 18 x 8in (HxWxD), wall mount, with knockouts, carbon steel, ANSI 61 gray, powder coat finish, screw cover. | Stock | 86
SC181808NK | Wiegmann enclosure, NEMA 1, 18 x 18 x 8in (HxWxD), wall mount, carbon steel, ANSI 61 gray, powder coat finish, screw cover. | Stock | 86
CSG18188 | Hammond enclosure, NEMA 1, 18 x 18 x 8in (HxWxD), wall mount, galvanized steel, screw cover. | Stock | 91
CS18188 | Hammond enclosure, NEMA 1, 18 x 18 x 8in (HxWxD), wall mount, carbon steel, ANSI 61 gray, powder coat finish, screw cover. | Stock | 95
RSC181808 | Wiegmann enclosure, NEMA 1/3R, 18 x 18 x 8in (HxWxD), wall mount, carbon steel, ANSI 61 gray, powder coat finish, screw cover, padlock hasp and staple. | Stock | 167
C3R18188SC | Hammond enclosure, NEMA 3R, 18 x 18 x 8in (HxWxD), wall mount, with knockouts, galvanized steel, ANSI 61 gray, powder coat finish, screw cover, padlock hasp and staple. | Stock | 178
C3R18188SCNKO | Hammond enclosure, NEMA 3R, 18 x 18 x 8in (HxWxD), wall mount, galvanized steel, ANSI 61 gray, powder coat finish, screw cover, padlock hasp and staple. | Stock | 178
RSC181808NKSS | Wiegmann enclosure, NEMA 1/3R/3RX, 18 x 18 x 8in (HxWxD), wall mount, 304 stainless steel, No. 3 intermediate polished finish, screw cover, padlock hasp and staple. | Stock | 430
SC181810 | Wiegmann enclosure, NEMA 1, 18 x 18 x 10in (HxWxD), wall mount, with knockouts, carbon steel, ANSI 61 gray, powder coat finish, screw cover. | Stock | 111
SC181810NK | Wiegmann enclosure, NEMA 1, 18 x 18 x 10in (HxWxD), wall mount, carbon steel, ANSI 61 gray, powder coat finish, screw cover. | Stock | 111
C3R181810SC | Hammond enclosure, NEMA 3R, 18 x 18 x 10in (HxWxD), wall mount, with knockouts, galvanized steel, ANSI 61 gray, powder coat finish, screw cover with handles, padlock hasp and staple. | Stock | 180
SC181812 | Wiegmann enclosure, NEMA 1, 18 x 18 x 12in (HxWxD), wall mount, with knockouts, carbon steel, ANSI 61 gray, powder coat finish, screw cover. | Stock | 96
SC181812NK | Wiegmann enclosure, NEMA 1, 18 x 18 x 12in (HxWxD), wall mount, carbon steel, ANSI 61 gray, powder coat finish, screw cover. | Stock | 96
CSG181812 | Hammond enclosure, NEMA 1, 18 x 18 x 12in (HxWxD), wall mount, galvanized steel, screw cover. | Stock | 130
CS20143 | Hammond enclosure, NEMA 1, 20 x 14 x 3in (HxWxD), wall mount, carbon steel, ANSI 61 gray, powder coat finish, screw cover. | Stock | 63
CSKO20143 | Hammond enclosure, NEMA 1, 20 x 14 x 3in (HxWxD), wall mount, with knockouts, carbon steel, ANSI 61 gray, powder coat finish, screw cover. | Stock | 66
N1WS20164 | Hammond enclosure, 3-piece assembly, NEMA 1, 20 x 16 x 4in (HxWxD), wall mount, carbon steel, ANSI 61 gray, powder coat finish, single-door, 1/4-turn flush-mounted latch. | Stock | 266
N1WS20166 | Hammond enclosure, 3-piece assembly, NEMA 1, 20 x 16 x 6in (HxWxD), wall mount, carbon steel, ANSI 61 gray, powder coat finish, single-door, 1/4-turn flush-mounted latch. | Stock | 269
N1WS20168 | Hammond enclosure, 3-piece assembly, NEMA 1, 20 x 16 x 8in (HxWxD), wall mount, carbon steel, ANSI 61 gray, powder coat finish, single-door, 1/4-turn flush-mounted latch. | Stock | 292
C3SC20208GY | Hammond enclosure, NEMA 3/4/12, 20 x 20 x 8in (HxWxD), wall mount, carbon steel, ANSI 61 gray, powder coat finish, screw cover. | Stock | 283
WA202008GSC | Wiegmann enclosure, NEMA 3/4, 20 x 20 x 8in (HxWxD), wall mount, carbon steel, ANSI 61 gray, powder coat finish, screw cover. | Stock | 294
CS202010 | Hammond enclosure, NEMA 1, 20 x 20 x 10in (HxWxD), wall mount, carbon steel, ANSI 61 gray, powder coat finish, screw cover. | Stock | 232
CSKO202010 | Hammond enclosure, NEMA 1, 20 x 20 x 10in (HxWxD), wall mount, with knockouts, carbon steel, ANSI 61 gray, powder coat finish, screw cover. | Stock | 232
WA202408GSC | Wiegmann enclosure, NEMA 3/4, 20 x 24 x 8in (HxWxD), wall mount, carbon steel, ANSI 61 gray, powder coat finish, screw cover. | Stock | 333
C3R2488SC | Hammond enclosure, NEMA 3R, 24 x 8 x 8in (HxWxD), wall mount, with knockouts, galvanized steel, ANSI 61 gray, powder coat finish, screw cover, padlock hasp and staple. | Stock | 124
SC122404 | Wiegmann enclosure, NEMA 1, 24 x 12 x 4in (HxWxD), wall mount, with knockouts, carbon steel, ANSI 61 gray, powder coat finish, screw cover. | Stock | 64
SC122404NK | Wiegmann enclosure, NEMA 1, 24 x 12 x 4in (HxWxD), wall mount, carbon steel, ANSI 61 gray, powder coat finish, screw cover. | Stock | 64
SC122406 | Wiegmann enclosure, NEMA 1, 24 x 12 x 6in (HxWxD), wall mount, with knockouts, carbon steel, ANSI 61 gray, powder coat finish, screw cover. | Stock | 74
SC122406NK | Wiegmann enclosure, NEMA 1, 24 x 12 x 6in (HxWxD), wall mount, carbon steel, ANSI 61 gray, powder coat finish, screw cover. | Stock | 74
C3R24126SC | Hammond enclosure, NEMA 3R, 24 x 12 x 6in (HxWxD), wall mount, with knockouts, galvanized steel, ANSI 61 gray, powder coat finish, screw cover, padlock hasp and staple. | Stock | 148
SC122408 | Wiegmann enclosure, NEMA 1, 24 x 12 x 8in (HxWxD), wall mount, with knockouts, carbon steel, ANSI 61 gray, powder coat finish, screw cover. | Stock | 86
SC122408NK | Wiegmann enclosure, NEMA 1, 24 x 12 x 8in (HxWxD), wall mount, carbon steel, ANSI 61 gray, powder coat finish, screw cover. | Stock | 86
SC122410 | Wiegmann enclosure, NEMA 1, 24 x 12 x 10in (HxWxD), wall mount, with knockouts, carbon steel, ANSI 61 gray, powder coat finish, screw cover. | Stock | 73
SC122410NK | Wiegmann enclosure, NEMA 1, 24 x 12 x 10in (HxWxD), wall mount, carbon steel, ANSI 61 gray, powder coat finish, screw cover. | Stock | 73
SC122412 | Wiegmann enclosure, NEMA 1, 24 x 12 x 12in (HxWxD), wall mount, with knockouts, carbon steel, ANSI 61 gray, powder coat finish, screw cover. | Stock | 76
SC122412NK | Wiegmann enclosure, NEMA 1, 24 x 12 x 12in (HxWxD), wall mount, carbon steel, ANSI 61 gray, powder coat finish, screw cover. | Stock | 76
C3R24168SC | Hammond enclosure, NEMA 3R, 24 x 16 x 8in (HxWxD), wall mount, with knockouts, galvanized steel, ANSI 61 gray, powder coat finish, screw cover, padlock hasp and staple. | Stock | 192
SC182404NK | Wiegmann enclosure, NEMA 1, 24 x 18 x 4in (HxWxD), wall mount, carbon steel, ANSI 61 gray, powder coat finish, screw cover. | Stock | 104
SC182404 | Wiegmann enclosure, NEMA 1, 24 x 18 x 4in (HxWxD), wall mount, with knockouts, carbon steel, ANSI 61 gray, powder coat finish, screw cover. | Stock | 104
CS24186 | Hammond enclosure, NEMA 1, 24 x 18 x 6in (HxWxD), wall mount, carbon steel, ANSI 61 gray, powder coat finish, screw cover. | Stock | 111
CSKO24186 | Hammond enclosure, NEMA 1, 24 x 18 x 6in (HxWxD), wall mount, with knockouts, carbon steel, ANSI 61 gray, powder coat finish, screw cover. | Stock | 111
SC182406 | Wiegmann enclosure, NEMA 1, 24 x 18 x 6in (HxWxD), wall mount, with knockouts, carbon steel, ANSI 61 gray, powder coat finish, screw cover. | Stock | 123
SC182406NK | Wiegmann enclosure, NEMA 1, 24 x 18 x 6in (HxWxD), wall mount, carbon steel, ANSI 61 gray, powder coat finish, screw cover. | Stock | 123
A182406 | Wiegmann enclosure, NEMA 1, 24 x 18 x 6in (HxWxD), wall mount, with knockouts, carbon steel, ANSI 61 gray, powder coat finish, single-door, integral snap-tight latch. | Stock | 149
CHKO24186 | Hammond enclosure, NEMA 1, 24 x 18 x 6in (HxWxD), wall mount, with knockouts, carbon steel, ANSI 61 gray, powder coat finish, single-door, 1/4-turn flush-mounted latch. | Stock | 147
C3R24186SC | Hammond enclosure, NEMA 3R, 24 x 18 x 6in (HxWxD), wall mount, with knockouts, galvanized steel, ANSI 61 gray, powder coat finish, screw cover, padlock hasp and staple. | Stock | 187
RSC182406NK | Wiegmann enclosure, NEMA 1/3R, 24 x 18 x 6in (HxWxD), wall mount, carbon steel, ANSI 61 gray, powder coat finish, screw cover, padlock hasp and staple. | Stock | 192
C3R24188SC | Hammond enclosure, NEMA 3R, 24 x 18 x 8in (HxWxD), wall mount, with knockouts, galvanized steel, ANSI 61 gray, powder coat finish, screw cover, padlock hasp and staple. | Stock | 211
C3R241810SC | Hammond enclosure, NEMA 3R, 24 x 18 x 10in (HxWxD), wall mount, with knockouts, galvanized steel, ANSI 61 gray, powder coat finish, screw cover with handles, padlock hasp and staple. | Stock | 222
N1WS24204 | Hammond enclosure, 3-piece assembly, NEMA 1, 24 x 20 x 4in (HxWxD), wall mount, carbon steel, ANSI 61 gray, powder coat finish, single-door, 1/4-turn flush-mounted latch. | Stock | 294
N1WS24206 | Hammond enclosure, 3-piece assembly, NEMA 1, 24 x 20 x 6in (HxWxD), wall mount, carbon steel, ANSI 61 gray, powder coat finish, single-door, 1/4-turn flush-mounted latch. | Stock | 304
C3R24208SC | Hammond enclosure, NEMA 3R, 24 x 20 x 8in (HxWxD), wall mount, with knockouts, galvanized steel, ANSI 61 gray, powder coat finish, screw cover, padlock hasp and staple. | Stock | 221
N1WS24208 | Hammond enclosure, 3-piece assembly, NEMA 1, 24 x 20 x 8in (HxWxD), wall mount, carbon steel, ANSI 61 gray, powder coat finish, single-door, 1/4-turn flush-mounted latch. | Stock | 326
C3SC24208GY | Hammond enclosure, NEMA 3/4/12, 24 x 20 x 8in (HxWxD), wall mount, carbon steel, ANSI 61 gray, powder coat finish, screw cover. | Stock | 310
SC242404 | Wiegmann enclosure, NEMA 1, 24 x 24 x 4in (HxWxD), wall mount, with knockouts, carbon steel, ANSI 61 gray, powder coat finish, screw cover. | Stock | 134
SC242404NK | Wiegmann enclosure, NEMA 1, 24 x 24 x 4in (HxWxD), wall mount, carbon steel, ANSI 61 gray, powder coat finish, screw cover. | Stock | 136
CS24244 | Hammond enclosure, NEMA 1, 24 x 24 x 4in (HxWxD), wall mount, carbon steel, ANSI 61 gray, powder coat finish, screw cover. | Stock | 142
CSG24244 | Hammond enclosure, NEMA 1, 24 x 24 x 4in (HxWxD), wall mount, galvanized steel, screw cover. | Stock | 133
CSG24246 | Hammond enclosure, NEMA 1, 24 x 24 x 6in (HxWxD), wall mount, galvanized steel, screw cover. | Stock | 134
CS24246 | Hammond enclosure, NEMA 1, 24 x 24 x 6in (HxWxD), wall mount, carbon steel, ANSI 61 gray, powder coat finish, screw cover. | Stock | 140
CSKO24246 | Hammond enclosure, NEMA 1, 24 x 24 x 6in (HxWxD), wall mount, with knockouts, carbon steel, ANSI 61 gray, powder coat finish, screw cover. | Stock | 140
CSKO24244 | Hammond enclosure, NEMA 1, 24 x 24 x 4in (HxWxD), wall mount, with knockouts, carbon steel, ANSI 61 gray, powder coat finish, screw cover. | Stock | 142
SC242406 | Wiegmann enclosure, NEMA 1, 24 x 24 x 6in (HxWxD), wall mount, with knockouts, carbon steel, ANSI 61 gray, powder coat finish, screw cover. | Stock | 158
SC242406NK | Wiegmann enclosure, NEMA 1, 24 x 24 x 6in (HxWxD), wall mount, carbon steel, ANSI 61 gray, powder coat finish, screw cover. | Stock | 158
A242406 | Wiegmann enclosure, NEMA 1, 24 x 24 x 6in (HxWxD), wall mount, with knockouts, carbon steel, ANSI 61 gray, powder coat finish, single-door, integral snap-tight latch. | Stock | 184
CHKO24246 | Hammond enclosure, NEMA 1, 24 x 24 x 6in (HxWxD), wall mount, with knockouts, carbon steel, ANSI 61 gray, powder coat finish, single-door, 1/4-turn flush-mounted latch. | Stock | 183
RSC242406 | Wiegmann enclosure, NEMA 1/3R, 24 x 24 x 6in (HxWxD), wall mount, with knockouts, carbon steel, ANSI 61 gray, powder coat finish, screw cover, padlock hasp and staple. | Stock | 228
RSC242406NK | Wiegmann enclosure, NEMA 1/3R, 24 x 24 x 6in (HxWxD), wall mount, carbon steel, ANSI 61 gray, powder coat finish, screw cover, padlock hasp and staple. | Stock | 228
C3R24246SC | Hammond enclosure, NEMA 3R, 24 x 24 x 6in (HxWxD), wall mount, with knockouts, galvanized steel, ANSI 61 gray, powder coat finish, screw cover, padlock hasp and staple. | Stock | 225
C3R24246SCNKO | Hammond enclosure, NEMA 3R, 24 x 24 x 6in (HxWxD), wall mount, galvanized steel, ANSI 61 gray, powder coat finish, screw cover, padlock hasp and staple. | Stock | 225
C3SC24246GY | Hammond enclosure, NEMA 3/4/12, 24 x 24 x 6in (HxWxD), wall mount, carbon steel, ANSI 61 gray, powder coat finish, screw cover. | Stock | 288
C4XSC24246SS | Hammond enclosure, NEMA 3/4X/12, 24 x 24 x 6in (HxWxD), wall mount, 304 stainless steel, #4 brush finish, screw cover. | Stock | 512
RSC242406NKSS | Wiegmann enclosure, NEMA 1/3R/3RX, 24 x 24 x 6in (HxWxD), wall mount, 304 stainless steel, No. 3 intermediate polished finish, screw cover, padlock hasp and staple. | Stock | 577
CSG24248 | Hammond enclosure, NEMA 1, 24 x 24 x 8in (HxWxD), wall mount, galvanized steel, screw cover. | Stock | 167
SC242408 | Wiegmann enclosure, NEMA 1, 24 x 24 x 8in (HxWxD), wall mount, with knockouts, carbon steel, ANSI 61 gray, powder coat finish, screw cover. | Stock | 172
SC242408NK | Wiegmann enclosure, NEMA 1, 24 x 24 x 8in (HxWxD), wall mount, carbon steel, ANSI 61 gray, powder coat finish, screw cover. | Stock | 172
CS24248 | Hammond enclosure, NEMA 1, 24 x 24 x 8in (HxWxD), wall mount, carbon steel, ANSI 61 gray, powder coat finish, screw cover. | Stock | 175
CSKO24248 | Hammond enclosure, NEMA 1, 24 x 24 x 8in (HxWxD), wall mount, with knockouts, carbon steel, ANSI 61 gray, powder coat finish, screw cover. | Stock | 175
C3R24248SC | Hammond enclosure, NEMA 3R, 24 x 24 x 8in (HxWxD), wall mount, with knockouts, galvanized steel, ANSI 61 gray, powder coat finish, screw cover with handles, padlock hasp and staple. | Stock | 245
C3R24248SCNKO | Hammond enclosure, NEMA 3R, 24 x 24 x 8in (HxWxD), wall mount, galvanized steel, ANSI 61 gray, powder coat finish, screw cover, padlock hasp and staple. | Stock | 245
RSC242408 | Wiegmann enclosure, NEMA 1/3R, 24 x 24 x 8in (HxWxD), wall mount, carbon steel, ANSI 61 gray, powder coat finish, screw cover, padlock hasp and staple. | Stock | 252
C3SC24248GY | Hammond enclosure, NEMA 3/4/12, 24 x 24 x 8in (HxWxD), wall mount, carbon steel, ANSI 61 gray, powder coat finish, screw cover. | Stock | 339
WA242408GSC | Wiegmann enclosure, NEMA 3/4, 24 x 24 x 8in (HxWxD), wall mount, carbon steel, ANSI 61 gray, powder coat finish, screw cover. | Stock | 378
C4XSC24248SS | Hammond enclosure, NEMA 3/4X/12, 24 x 24 x 8in (HxWxD), wall mount, 304 stainless steel, #4 brush finish, screw cover. | Stock | 610
CS242410 | Hammond enclosure, NEMA 1, 24 x 24 x 10in (HxWxD), wall mount, carbon steel, ANSI 61 gray, powder coat finish, screw cover. | Stock | 201
CSKO242410 | Hammond enclosure, NEMA 1, 24 x 24 x 10in (HxWxD), wall mount, with knockouts, carbon steel, ANSI 61 gray, powder coat finish, screw cover. | Stock | 201
SC242410 | Wiegmann enclosure, NEMA 1, 24 x 24 x 10in (HxWxD), wall mount, with knockouts, carbon steel, ANSI 61 gray, powder coat finish, screw cover. | Stock | 244
SC242410NK | Wiegmann enclosure, NEMA 1, 24 x 24 x 10in (HxWxD), wall mount, carbon steel, ANSI 61 gray, powder coat finish, screw cover. | Stock | 244
C3R242410SC | Hammond enclosure, NEMA 3R, 24 x 24 x 10in (HxWxD), wall mount, with knockouts, galvanized steel, ANSI 61 gray, powder coat finish, screw cover with handles, padlock hasp and staple. | Stock | 322
C3R242410SCNKO | Hammond enclosure, NEMA 3R, 24 x 24 x 10in (HxWxD), wall mount, galvanized steel, ANSI 61 gray, powder coat finish, screw cover, padlock hasp and staple. | Stock | 322
C3SC242410GY | Hammond enclosure, NEMA 3/4/12, 24 x 24 x 10in (HxWxD), wall mount, carbon steel, ANSI 61 gray, powder coat finish, screw cover. | Stock | 370
C4XSC242410SS | Hammond enclosure, NEMA 3/4X/12, 24 x 24 x 10in (HxWxD), wall mount, 304 stainless steel, #4 brush finish, screw cover. | Stock | 786
CSG242412 | Hammond enclosure, NEMA 1, 24 x 24 x 12in (HxWxD), wall mount, galvanized steel, screw cover. | Stock | 248
SC242412 | Wiegmann enclosure, NEMA 1, 24 x 24 x 12in (HxWxD), wall mount, with knockouts, carbon steel, ANSI 61 gray, powder coat finish, screw cover. | Stock | 264
SC242412NK | Wiegmann enclosure, NEMA 1, 24 x 24 x 12in (HxWxD), wall mount, carbon steel, ANSI 61 gray, powder coat finish, screw cover. | Stock | 264
C3R242412SC | Hammond enclosure, NEMA 3R, 24 x 24 x 12in (HxWxD), wall mount, with knockouts, galvanized steel, ANSI 61 gray, powder coat finish, screw cover with handles, padlock hasp and staple. | Stock | 296
C3R242412SCNKO | Hammond enclosure, NEMA 3R, 24 x 24 x 12in (HxWxD), wall mount, galvanized steel, ANSI 61 gray, powder coat finish, screw cover, padlock hasp and staple. | Stock | 296
C3SC242412GY | Hammond enclosure, NEMA 3/4/12, 24 x 24 x 12in (HxWxD), wall mount, carbon steel, ANSI 61 gray, powder coat finish, screw cover. | Stock | 388
RSC242412NKSS | Wiegmann enclosure, NEMA 1/3R/3RX, 24 x 24 x 12in (HxWxD), wall mount, 304 stainless steel, No. 3 intermediate polished finish, screw cover, padlock hasp and staple. | Stock | 772
C4XSC242412SS | Hammond enclosure, NEMA 3/4X/12, 24 x 24 x 12in (HxWxD), wall mount, 304 stainless steel, #4 brush finish, screw cover. | Stock | 944
RSC242416 | Wiegmann enclosure, NEMA 1/3R, 24 x 24 x 16in (HxWxD), wall mount, carbon steel, ANSI 61 gray, powder coat finish, screw cover, padlock hasp and staple. | Stock | 354
CTDD362412 | Wiegmann enclosure, NEMA 3R, 24 x 36 x 12in (HxWxD), wall mount, carbon steel, ANSI 61 gray, powder coat finish, double-door, 3-point 1/4-turn T-handle, padlock hasp and staple. | Stock | 751
CS302010 | Hammond enclosure, NEMA 1, 30 x 20 x 10in (HxWxD), wall mount, carbon steel, ANSI 61 gray, powder coat finish, screw cover. | Stock | 306
CSKO302010 | Hammond enclosure, NEMA 1, 30 x 20 x 10in (HxWxD), wall mount, with knockouts, carbon steel, ANSI 61 gray, powder coat finish, screw cover. | Stock | 306
CS30246 | Hammond enclosure, NEMA 1, 30 x 24 x 6in (HxWxD), wall mount, carbon steel, ANSI 61 gray, powder coat finish, screw cover. | Stock | 183
CSKO30246 | Hammond enclosure, NEMA 1, 30 x 24 x 6in (HxWxD), wall mount, with knockouts, carbon steel, ANSI 61 gray, powder coat finish, screw cover. | Stock | 183
CHKO30246 | Hammond enclosure, NEMA 1, 30 x 24 x 6in (HxWxD), wall mount, with knockouts, carbon steel, ANSI 61 gray, powder coat finish, single-door, 1/4-turn flush-mounted latch. | Stock | 219
C3R30248SC | Hammond enclosure, NEMA 3R, 30 x 24 x 8in (HxWxD), wall mount, with knockouts, galvanized steel, ANSI 61 gray, powder coat finish, screw cover with handles, padlock hasp and staple. | Stock | 296
C3R302410SC | Hammond enclosure, NEMA 3R, 30 x 24 x 10in (HxWxD), wall mount, with knockouts, galvanized steel, ANSI 61 gray, powder coat finish, screw cover with handles, padlock hasp and staple. | Stock | 316
CSG30306 | Hammond enclosure, NEMA 1, 30 x 30 x 6in (HxWxD), wall mount, galvanized steel, screw cover. | Stock | 508
CSG30308 | Hammond enclosure, NEMA 1, 30 x 30 x 8in (HxWxD), wall mount, galvanized steel, screw cover. | Stock | 512
SC303008NK | Wiegmann enclosure, NEMA 1, 30 x 30 x 8in (HxWxD), wall mount, carbon steel, ANSI 61 gray, powder coat finish, screw cover. | Stock | 318
SC303010NK | Wiegmann enclosure, NEMA 1, 30 x 30 x 10in (HxWxD), wall mount, carbon steel, ANSI 61 gray, powder coat finish, screw cover. | Stock | 375
CSG303012 | Hammond enclosure, NEMA 1, 30 x 30 x 12in (HxWxD), wall mount, galvanized steel, screw cover. | Stock | 583
WCT303012 | Wiegmann enclosure, NEMA 1/3R, 30 x 30 x 12in (HxWxD), wall mount, carbon steel, ANSI 61 gray, powder coat finish, screw cover with handles, padlock hasp and staple. | Stock | 403
SC303012NK | Wiegmann enclosure, NEMA 1, 30 x 30 x 12in (HxWxD), wall mount, carbon steel, ANSI 61 gray, powder coat finish, screw cover. | Stock | 571
RSC303012 | Wiegmann enclosure, NEMA 1/3R, 30 x 30 x 12in (HxWxD), wall mount, carbon steel, ANSI 61 gray, powder coat finish, screw cover, padlock hasp and staple. | Stock | 543
C3R303012SC | Hammond enclosure, NEMA 3R, 30 x 30 x 12in (HxWxD), wall mount, with knockouts, galvanized steel, ANSI 61 gray, powder coat finish, screw cover with handles, padlock hasp and staple. | Stock | 665
C3R303012SCNKO | Hammond enclosure, NEMA 3R, 30 x 30 x 12in (HxWxD), wall mount, galvanized steel, ANSI 61 gray, powder coat finish, screw cover, padlock hasp and staple. | Stock | 665
C3SC303012GY | Hammond enclosure, NEMA 3/4/12, 30 x 30 x 12in (HxWxD), wall mount, carbon steel, ANSI 61 gray, powder coat finish, screw cover. | Stock | 750
WA303012GSC | Wiegmann enclosure, NEMA 3/4, 30 x 30 x 12in (HxWxD), wall mount, carbon steel, ANSI 61 gray, powder coat finish, screw cover. | Stock | 914
C4XSC303012SS | Hammond enclosure, NEMA 3/4X/12, 30 x 30 x 12in (HxWxD), wall mount, 304 stainless steel, #4 brush finish, screw cover. | Stock | 1308
RSC303012NKSS | Wiegmann enclosure, NEMA 1/3R/3RX, 30 x 30 x 12in (HxWxD), wall mount, 304 stainless steel, No. 3 intermediate polished finish, screw cover, padlock hasp and staple. | Stock | 1403
C3R303016SC | Hammond enclosure, NEMA 3R, 30 x 30 x 16in (HxWxD), wall mount, with knockouts, galvanized steel, ANSI 61 gray, powder coat finish, screw cover with handles, padlock hasp and staple. | Stock | 677
RSC303016 | Wiegmann enclosure, NEMA 1/3R, 30 x 30 x 16in (HxWxD), wall mount, carbon steel, ANSI 61 gray, powder coat finish, screw cover, padlock hasp and staple. | Stock | 560
CS36246 | Hammond enclosure, NEMA 1, 36 x 24 x 6in (HxWxD), wall mount, carbon steel, ANSI 61 gray, powder coat finish, screw cover. | Stock | 237
CHKO36246 | Hammond enclosure, NEMA 1, 36 x 24 x 6in (HxWxD), wall mount, with knockouts, carbon steel, ANSI 61 gray, powder coat finish, single-door, 1/4-turn flush-mounted latch. | Stock | 255
CSKO36246 | Hammond enclosure, NEMA 1, 36 x 24 x 6in (HxWxD), wall mount, with knockouts, carbon steel, ANSI 61 gray, powder coat finish, screw cover. | Stock | 275
CS36248 | Hammond enclosure, NEMA 1, 36 x 24 x 8in (HxWxD), wall mount, carbon steel, ANSI 61 gray, powder coat finish, screw cover. | Stock | 266
CHKO36248 | Hammond enclosure, NEMA 1, 36 x 24 x 8in (HxWxD), wall mount, with knockouts, carbon steel, ANSI 61 gray, powder coat finish, single-door, 1/4-turn flush-mounted latch. | Stock | 274
CS362410 | Hammond enclosure, NEMA 1, 36 x 24 x 10in (HxWxD), wall mount, carbon steel, ANSI 61 gray, powder coat finish, screw cover. | Stock | 310
CSKO362410 | Hammond enclosure, NEMA 1, 36 x 24 x 10in (HxWxD), wall mount, with knockouts, carbon steel, ANSI 61 gray, powder coat finish, screw cover. | Stock | 578
WCT363012 | Wiegmann enclosure, NEMA 1/3R, 36 x 30 x 12in (HxWxD), wall mount, carbon steel, ANSI 61 gray, powder coat finish, screw cover with handles, padlock hasp and staple. | Stock | 663
C3R363012SC | Hammond enclosure, NEMA 3R, 36 x 30 x 12in (HxWxD), wall mount, with knockouts, galvanized steel, ANSI 61 gray, powder coat finish, screw cover with handles, padlock hasp and staple. | Stock | 680
CS36366 | Hammond enclosure, NEMA 1, 36 x 36 x 6in (HxWxD), wall mount, carbon steel, ANSI 61 gray, powder coat finish, screw cover. | Stock | 585
CSG36366 | Hammond enclosure, NEMA 1, 36 x 36 x 6in (HxWxD), wall mount, galvanized steel, screw cover. | Stock | 585
CSG36368 | Hammond enclosure, NEMA 1, 36 x 36 x 8in (HxWxD), wall mount, galvanized steel, screw cover. | Stock | 627
SC363608NK | Wiegmann enclosure, NEMA 1, 36 x 36 x 8in (HxWxD), wall mount, carbon steel, ANSI 61 gray, powder coat finish, screw cover. | Stock | 523
SC363610NK | Wiegmann enclosure, NEMA 1, 36 x 36 x 10in (HxWxD), wall mount, carbon steel, ANSI 61 gray, powder coat finish, screw cover. | Stock | 549
CSG363612 | Hammond enclosure, NEMA 1, 36 x 36 x 12in (HxWxD), wall mount, galvanized steel, screw cover. | Stock | 668
SC363612NK | Wiegmann enclosure, NEMA 1, 36 x 36 x 12in (HxWxD), wall mount, carbon steel, ANSI 61 gray, powder coat finish, screw cover. | Stock | 627
CS363612 | Hammond enclosure, NEMA 1, 36 x 36 x 12in (HxWxD), wall mount, carbon steel, ANSI 61 gray, powder coat finish, screw cover. | Stock | 679
WCT363612 | Wiegmann enclosure, NEMA 1/3R, 36 x 36 x 12in (HxWxD), wall mount, carbon steel, ANSI 61 gray, powder coat finish, screw cover with handles, padlock hasp and staple. | Stock | 698
C3R363612SC | Hammond enclosure, NEMA 3R, 36 x 36 x 12in (HxWxD), wall mount, with knockouts, galvanized steel, ANSI 61 gray, powder coat finish, screw cover with handles, padlock hasp and staple. | Stock | 786
C3R363612SCNKO | Hammond enclosure, NEMA 3R, 36 x 36 x 12in (HxWxD), wall mount, galvanized steel, ANSI 61 gray, powder coat finish, screw cover, padlock hasp and staple. | Stock | 786
C3SC363612GY | Hammond enclosure, NEMA 3/4/12, 36 x 36 x 12in (HxWxD), wall mount, carbon steel, ANSI 61 gray, powder coat finish, screw cover. | Stock | 802
RSC363612 | Wiegmann enclosure, NEMA 1/3R, 36 x 36 x 12in (HxWxD), wall mount, carbon steel, ANSI 61 gray, powder coat finish, screw cover, padlock hasp and staple. | Stock | 786
WA363612GSC | Wiegmann enclosure, NEMA 3/4, 36 x 36 x 12in (HxWxD), wall mount, carbon steel, ANSI 61 gray, powder coat finish, screw cover. | Stock | 934
CTDD363612 | Wiegmann enclosure, NEMA 3R, 36 x 36 x 12in (HxWxD), wall mount, carbon steel, ANSI 61 gray, powder coat finish, double-door, 3-point 1/4-turn T-handle, padlock hasp and staple. | Stock | 926
C4XSC363612SS | Hammond enclosure, NEMA 3/4X/12, 36 x 36 x 12in (HxWxD), wall mount, 304 stainless steel, #4 brush finish, screw cover. | Stock | 1529
RSC363612NKSS | Wiegmann enclosure, NEMA 1/3R/3RX, 36 x 36 x 12in (HxWxD), wall mount, 304 stainless steel, No. 3 intermediate polished finish, screw cover, padlock hasp and staple. | Stock | 2029
CSG363616 | Hammond enclosure, NEMA 1, 36 x 36 x 16in (HxWxD), wall mount, galvanized steel, screw cover. | Stock | 698
RSC363616 | Wiegmann enclosure, NEMA 1/3R, 36 x 36 x 16in (HxWxD), wall mount, carbon steel, ANSI 61 gray, powder coat finish, screw cover, padlock hasp and staple. | Stock | 792
CTDD424212 | Wiegmann enclosure, NEMA 3R, 42 x 42 x 12in (HxWxD), wall mount, carbon steel, ANSI 61 gray, powder coat finish, double-door, 3-point 1/4-turn T-handle, padlock hasp and staple. | Stock | 1116
C3R48368SC | Hammond enclosure, NEMA 3R, 48 x 36 x 8in (HxWxD), wall mount, with knockouts, galvanized steel, ANSI 61 gray, powder coat finish, screw cover with handles, padlock hasp and staple. | Stock | 613
C3R483616SC | Hammond enclosure, NEMA 3R, 48 x 36 x 16in (HxWxD), wall mount, with knockouts, galvanized steel, ANSI 61 gray, powder coat finish, screw cover with handles, padlock hasp and staple. | Stock | 945
WCT483616 | Wiegmann enclosure, NEMA 1/3R, 48 x 36 x 16in (HxWxD), wall mount, carbon steel, ANSI 61 gray, powder coat finish, screw cover with handles, padlock hasp and staple. | Stock | 955
CSG484812 | Hammond enclosure, NEMA 1, 48 x 48 x 12in (HxWxD), wall mount, galvanized steel, screw cover. | Stock | 950
CSG484816 | Hammond enclosure, NEMA 1, 48 x 48 x 16in (HxWxD), wall mount, galvanized steel, screw cover. | Stock | 1031
CTDD484816 | Wiegmann enclosure, NEMA 3R, 48 x 48 x 16in (HxWxD), wall mount, carbon steel, ANSI 61 gray, powder coat finish, double-door, 3-point 1/4-turn T-handle, padlock hasp and staple. | Stock | 1316
Sanitary Enclosures
SCE-7KJ0604SSST | Saginaw enclosure, slope top, NEMA 3R/4/4X/12, 7 x 6 x 4in (HxWxD), wall mount, 304 stainless steel, #4 brush finish, screw cover. | Stock | 610
HYJ854SS | Hammond sanitary enclosure, slope top, NEMA 3R/4/4X/12, 8 x 5 x 4in (HxWxD), wall mount, 304 stainless steel, #4 brush finish, screw cover. | Stock | 649
SCE-9KJ0804SSST | Saginaw enclosure, slope top, NEMA 3R/4/4X/12, 9 x 8 x 4in (HxWxD), wall mount, 304 stainless steel, #4 brush finish, screw cover. | Stock | 676
HYJ1074SS | Hammond sanitary enclosure, slope top, NEMA 3R/4/4X/12, 10 x 7 x 4in (HxWxD), wall mount, 304 stainless steel, #4 brush finish, screw cover. | Stock | 718
SCE-11KJ1004SSST | Saginaw enclosure, slope top, NEMA 3R/4/4X/12, 11 x 10 x 4in (HxWxD), wall mount, 304 stainless steel, #4 brush finish, screw cover. | Stock | 741
HYJ1294SS | Hammond sanitary enclosure, slope top, NEMA 3R/4/4X/12, 12 x 9 x 4in (HxWxD), wall mount, 304 stainless steel, #4 brush finish, screw cover. | Stock | 789
SCE-13KJ1206SSST | Saginaw enclosure, slope top, NEMA 3R/4/4X/12, 13 x 12 x 6in (HxWxD), wall mount, 304 stainless steel, #4 brush finish, screw cover. | Stock | 887
HYJ14116SS | Hammond sanitary enclosure, slope top, NEMA 3R/4/4X/12, 14 x 11 x 6in (HxWxD), wall mount, 304 stainless steel, #4 brush finish, screw cover. | Stock | 943
SCE-15KJ1408SSST | Saginaw enclosure, slope top, NEMA 3R/4/4X/12, 15 x 14 x 8in (HxWxD), wall mount, 304 stainless steel, #4 brush finish, screw cover. | Stock | 1038
HWST16128SS | Hammond Waterfall series enclosure, slope top, NEMA 3R/4/4X/12/13, 16 x 12 x 8in (HxWxD), wall mount, 304 stainless steel, #4 brush finish, single-door, 1/4-turn semi-flush stainless steel. | Stock | 767
HWST16128S16 | Hammond Waterfall series enclosure, slope top, NEMA 3R/4/4X/12/13, 16 x 12 x 8in (HxWxD), wall mount, 316 stainless steel, #4 brush finish, single-door, 1/4-turn semi-flush stainless steel. | Stock | 885
SCE-16K1208SSST | Saginaw enclosure, slope top, NEMA 3R/4/4X/12, 16 x 12 x 8in (HxWxD), wall mount, 304 stainless steel, #4 brush finish, single-door, 1/4-turn sanitary stainless steel latch. | Stock | 1237
HYJ16138SS | Hammond sanitary enclosure, slope top, NEMA 3R/4/4X/12, 16 x 13 x 8in (HxWxD), wall mount, 304 stainless steel, #4 brush finish, screw cover. | Stock | 1103
HWST16168SS | Hammond Waterfall series enclosure, slope top, NEMA 3R/4/4X/12/13, 16 x 16 x 8in (HxWxD), wall mount, 304 stainless steel, #4 brush finish, single-door, 1/4-turn semi-flush stainless steel. | Stock | 845
HWST16168S16 | Hammond Waterfall series enclosure, slope top, NEMA 3R/4/4X/12/13, 16 x 16 x 8in (HxWxD), wall mount, 316 stainless steel, #4 brush finish, single-door, 1/4-turn semi-flush stainless steel. | Stock | 973
SCE-16K1608SSST | Saginaw enclosure, slope top, NEMA 3R/4/4X/12, 16 x 16 x 8in (HxWxD), wall mount, 304 stainless steel, #4 brush finish, single-door, 1/4-turn sanitary stainless steel latch. | Stock | 1345
HWST20168SS | Hammond Waterfall series enclosure, slope top, NEMA 3R/4/4X/12/13, 20 x 16 x 8in (HxWxD), wall mount, 304 stainless steel, #4 brush finish, single-door, 1/4-turn semi-flush stainless steel. | Stock | 934
HWST20168S16 | Hammond Waterfall series enclosure, slope top, NEMA 3R/4/4X/12/13, 20 x 16 x 8in (HxWxD), wall mount, 316 stainless steel, #4 brush finish, single-door, 1/4-turn semi-flush stainless steel. | Stock | 1076
SCE-20K1608SSST | Saginaw enclosure, slope top, NEMA 3R/4/4X/12, 20 x 16 x 8in (HxWxD), wall mount, 304 stainless steel, #4 brush finish, single-door, 1/4-turn sanitary stainless steel latch. | Stock | 1502
HWST201612SS | Hammond Waterfall series enclosure, slope top, NEMA 3R/4/4X/12/13, 20 x 16 x 12in (HxWxD), wall mount, 304 stainless steel, #4 brush finish, single-door, 1/4-turn semi-flush stainless steel. | Stock | 1048
HWST201612S16 | Hammond Waterfall series enclosure, slope top, NEMA 3R/4/4X/12/13, 20 x 16 x 12in (HxWxD), wall mount, 316 stainless steel, #4 brush finish, single-door, 1/4-turn semi-flush stainless steel. | Stock | 1206
HWST20208SS | Hammond Waterfall series enclosure, slope top, NEMA 3R/4/4X/12/13, 20 x 20 x 8in (HxWxD), wall mount, 304 stainless steel, #4 brush finish, single-door, 1/4-turn semi-flush stainless steel. | Stock | 1067
HWST20208S16 | Hammond Waterfall series enclosure, slope top, NEMA 3R/4/4X/12/13, 20 x 20 x 8in (HxWxD), wall mount, 316 stainless steel, #4 brush finish, single-door, 1/4-turn semi-flush stainless steel. | Stock | 1228
SCE-20K2008SSST | Saginaw enclosure, slope top, NEMA 3R/4/4X/12, 20 x 20 x 8in (HxWxD), wall mount, 304 stainless steel, #4 brush finish, single-door, 1/4-turn sanitary stainless steel latch. | Stock | 1658
SCE-20K2010SSST | Saginaw enclosure, slope top, NEMA 3R/4/4X/12, 20 x 20 x 10in (HxWxD), wall mount, 304 stainless steel, #4 brush finish, single-door, 1/4-turn sanitary stainless steel latch. | Stock | 1711
HWST202012SS | Hammond Waterfall series enclosure, slope top, NEMA 3R/4/4X/12/13, 20 x 20 x 12in (HxWxD), wall mount, 304 stainless steel, #4 brush finish, single-door, 1/4-turn semi-flush stainless steel. | Stock | 1224
HWST202012S16 | Hammond Waterfall series enclosure, slope top, NEMA 3R/4/4X/12/13, 20 x 20 x 12in (HxWxD), wall mount, 316 stainless steel, #4 brush finish, single-door, 1/4-turn semi-flush stainless steel. | Stock | 1411
HWST24208SS | Hammond Waterfall series enclosure, slope top, NEMA 3R/4/4X/12/13, 24 x 20 x 8in (HxWxD), wall mount, 304 stainless steel, #4 brush finish, single-door, 1/4-turn semi-flush stainless steel. | Stock | 1132
HWST24208S16 | Hammond Waterfall series enclosure, slope top, NEMA 3R/4/4X/12/13, 24 x 20 x 8in (HxWxD), wall mount, 316 stainless steel, #4 brush finish, single-door, 1/4-turn semi-flush stainless steel. | Stock | 1306
SCE-24K2008SSST | Saginaw enclosure, slope top, NEMA 3R/4/4X/12, 24 x 20 x 8in (HxWxD), wall mount, 304 stainless steel, #4 brush finish, single-door, 1/4-turn sanitary stainless steel latch. | Stock | 1810
SCE-24K2010SSST | Saginaw enclosure, slope top, NEMA 3R/4/4X/12, 24 x 20 x 10in (HxWxD), wall mount, 304 stainless steel, #4 brush finish, single-door, 1/4-turn sanitary stainless steel latch. | Stock | 1837
SCE-24K2012SSST | Saginaw enclosure, slope top, NEMA 3R/4/4X/12, 24 x 20 x 12in (HxWxD), wall mount, 304 stainless steel, #4 brush finish, single-door, 1/4-turn sanitary stainless steel latch. | Stock | 2046
HWST24248SS | Hammond Waterfall series enclosure, slope top, NEMA 3R/4/4X/12/13, 24 x 24 x 8in (HxWxD), wall mount, 304 stainless steel, #4 brush finish, single-door, 1/4-turn semi-flush stainless steel. | Stock | 1243
HWST24248S16 | Hammond Waterfall series enclosure, slope top, NEMA 3R/4/4X/12/13, 24 x 24 x 8in (HxWxD), wall mount, 316 stainless steel, #4 brush finish, single-door, 1/4-turn semi-flush stainless steel. | Stock | 1434
SCE-24K2408SSST | Saginaw enclosure, slope top, NEMA 3R/4/4X/12, 24 x 24 x 8in (HxWxD), wall mount, 304 stainless steel, #4 brush finish, single-door, 1/4-turn sanitary stainless steel latch. | Stock | 1984
SCE-24K2410SSST | Saginaw enclosure, slope top, NEMA 3R/4/4X/12, 24 x 24 x 10in (HxWxD), wall mount, 304 stainless steel, #4 brush finish, single-door, 1/4-turn sanitary stainless steel latch. | Stock | 1986
HWST242412SS | Hammond Waterfall series enclosure, slope top, NEMA 3R/4/4X/12/13, 24 x 24 x 12in (HxWxD), wall mount, 304 stainless steel, #4 brush finish, single-door, 1/4-turn semi-flush stainless steel. | Stock | 1491
HWST242412S16 | Hammond Waterfall series enclosure, slope top, NEMA 3R/4/4X/12/13, 24 x 24 x 12in (HxWxD), wall mount, 316 stainless steel, #4 brush finish, single-door, 1/4-turn semi-flush stainless steel. | Stock | 1679
SCE-24K2412SSST | Saginaw enclosure, slope top, NEMA 3R/4/4X/12, 24 x 24 x 12in (HxWxD), wall mount, 304 stainless steel, #4 brush finish, single-door, 1/4-turn sanitary stainless steel latch. | Stock | 2252
HWST30248SS | Hammond Waterfall series enclosure, slope top, NEMA 3R/4/4X/12/13, 30 x 24 x 8in (HxWxD), wall mount, 304 stainless steel, #4 brush finish, single-door, 1/4-turn semi-flush stainless steel. | Stock | 1381
HWST30248S16 | Hammond Waterfall series enclosure, slope top, NEMA 3R/4/4X/12/13, 30 x 24 x 8in (HxWxD), wall mount, 316 stainless steel, #4 brush finish, single-door, 1/4-turn semi-flush stainless steel. | Stock | 1549
SCE-30K2408SSST | Saginaw enclosure, slope top, NEMA 3R/4/4X/12, 30 x 24 x 8in (HxWxD), wall mount, 304 stainless steel, #4 brush finish, single-door, 1/4-turn sanitary stainless steel latch. | Stock | 2252
HWST302412SS | Hammond Waterfall series enclosure, slope top, NEMA 3R/4/4X/12/13, 30 x 24 x 12in (HxWxD), wall mount, 304 stainless steel, #4 brush finish, single-door, 1/4-turn semi-flush stainless steel. | Stock | 1653
HWST302412S16 | Hammond Waterfall series enclosure, slope top, NEMA 3R/4/4X/12/13, 30 x 24 x 12in (HxWxD), wall mount, 316 stainless steel, #4 brush finish, single-door, 1/4-turn semi-flush stainless steel. | Stock | 1865
SCE-30K2412SSST | Saginaw enclosure, slope top, NEMA 3R/4/4X/12, 30 x 24 x 12in (HxWxD), wall mount, 304 stainless steel, #4 brush finish, single-door, 1/4-turn sanitary stainless steel latch. | Stock | 2560
HWST30308SS | Hammond Waterfall series enclosure, slope top, NEMA 3R/4/4X/12/13, 30 x 30 x 8in (HxWxD), wall mount, 304 stainless steel, #4 brush finish, single-door, 1/4-turn semi-flush stainless steel. | Stock | 1659
HWST30308S16 | Hammond Waterfall series enclosure, slope top, NEMA 3R/4/4X/12/13, 30 x 30 x 8in (HxWxD), wall mount, 316 stainless steel, #4 brush finish, single-door, 1/4-turn semi-flush stainless steel. | Stock | 1872
SCE-30K3012SSST | Saginaw enclosure, slope top, NEMA 3R/4/4X/12, 30 x 30 x 12in (HxWxD), wall mount, 304 stainless steel, #4 brush finish, single-door, 1/4-turn sanitary stainless steel latch. | Stock | 3189
SCE-36K2412SSST | Saginaw enclosure, slope top, NEMA 3R/4/4X/12, 36 x 24 x 12in (HxWxD), wall mount, 304 stainless steel, #4 brush finish, single-door, 1/4-turn sanitary stainless steel latch. | Stock | 2863
HWST36308SS | Hammond Waterfall series enclosure, slope top, NEMA 3R/4/4X/12/13, 36 x 30 x 8in (HxWxD), wall mount, 304 stainless steel, #4 brush finish, single-door, 1/4-turn semi-flush stainless steel. | Stock | 1832
HWST36308S16 | Hammond Waterfall series enclosure, slope top, NEMA 3R/4/4X/12/13, 36 x 30 x 8in (HxWxD), wall mount, 316 stainless steel, #4 brush finish, single-door, 1/4-turn semi-flush stainless steel. | Stock | 2092
HWST363012SS | Hammond Waterfall series enclosure, slope top, NEMA 3R/4/4X/12/13, 36 x 30 x 12in (HxWxD), wall mount, 304 stainless steel, #4 brush finish, single-door, 1/4-turn semi-flush stainless steel. | Stock | 2040
HWST363012S16 | Hammond Waterfall series enclosure, slope top, NEMA 3R/4/4X/12/13, 36 x 30 x 12in (HxWxD), wall mount, 316 stainless steel, #4 brush finish, single-door, 1/4-turn semi-flush stainless steel. | Stock | 2356
SCE-36K3012SSST | Saginaw enclosure, slope top, NEMA 3R/4/4X/12, 36 x 30 x 12in (HxWxD), wall mount, 304 stainless steel, #4 brush finish, single-door, 1/4-turn sanitary stainless steel latch. | Stock | 3285
HWST363016SS | Hammond Waterfall series enclosure, slope top, NEMA 3R/4/4X/12/13, 36 x 30 x 16in (HxWxD), wall mount, 304 stainless steel, #4 brush finish, single-door, 1/4-turn semi-flush stainless steel. | Stock | 2271
HWST363016S16 | Hammond Waterfall series enclosure, slope top, NEMA 3R/4/4X/12/13, 36 x 30 x 16in (HxWxD), wall mount, 316 stainless steel, #4 brush finish, single-door, 1/4-turn semi-flush stainless steel. | Stock | 2623
SCE-36K3016SSST | Saginaw enclosure, slope top, NEMA 3R/4/4X/12, 36 x 30 x 16in (HxWxD), wall mount, 304 stainless steel, #4 brush finish, single-door, 1/4-turn sanitary stainless steel latch. | Stock | 3478
HWST363612SS | Hammond Waterfall series enclosure, slope top, NEMA 3R/4/4X/12/13, 36 x 36 x 12in (HxWxD), wall mount, 304 stainless steel, #4 brush finish, single-door, 1/4-turn semi-flush stainless steel. | Stock | 2293
HWST363612S16 | Hammond Waterfall series enclosure, slope top, NEMA 3R/4/4X/12/13, 36 x 36 x 12in (HxWxD), wall mount, 316 stainless steel, #4 brush finish, single-door, 1/4-turn semi-flush stainless steel. | Stock | 2649
SCE-42K3612SSST | Saginaw enclosure, slope top, NEMA 3R/4/4X/12, 42 x 36 x 12in (HxWxD), wall mount, 304 stainless steel, #4 brush finish, single-door, 1/4-turn sanitary stainless steel latch. | Stock | 3644
SCE-42K3616SSST | Saginaw enclosure, slope top, NEMA 3R/4/4X/12, 42 x 36 x 16in (HxWxD), wall mount, 304 stainless steel, #4 brush finish, single-door, 1/4-turn sanitary stainless steel latch. | Stock | 3869
HWST483612SS | Hammond Waterfall series enclosure, slope top, NEMA 3R/4/4X/12/13, 48 x 36 x 12in (HxWxD), wall mount, 304 stainless steel, #4 brush finish, single-door, 1/4-turn semi-flush stainless steel. | Stock | 2779
SCE-48K3612SSST | Saginaw enclosure, slope top, NEMA 3R/4/4X/12, 48 x 36 x 12in (HxWxD), wall mount, 304 stainless steel, #4 brush finish, single-door, 1/4-turn sanitary stainless steel latch. | Stock | 4780
HWST483616SS | Hammond Waterfall series enclosure, slope top, NEMA 3R/4/4X/12/13, 48 x 36 x 16in (HxWxD), wall mount, 304 stainless steel, #4 brush finish, single-door, 1/4-turn semi-flush stainless steel. | Stock | 3088
HWST483616S16 | Hammond Waterfall series enclosure, slope top, NEMA 3R/4/4X/12/13, 48 x 36 x 16in (HxWxD), wall mount, 316 stainless steel, #4 brush finish, single-door, 1/4-turn semi-flush stainless steel. | Stock | 3567
SCE-48K3616SSST | Saginaw enclosure, slope top, NEMA 3R/4/4X/12, 48 x 36 x 16in (HxWxD), wall mount, 304 stainless steel, #4 brush finish, single-door, 1/4-turn sanitary stainless steel latch. | Stock | 4885
SCE-48K4812SSST | Saginaw sanitary enclosure, slope top, NEMA 3R/4/4X/12/13, 48 x 48 x 12in (HxWxD), freestanding, 304 stainless steel, #4 brush finish, 2-door, 1/4-turn sanitary stainless steel latch. | Stock | 7288
SCE-48K4818SSST | Saginaw sanitary enclosure, slope top, NEMA 3R/4/4X/12/13, 48 x 48 x 18in (HxWxD), freestanding, 304 stainless steel, #4 brush finish, 2-door, 1/4-turn sanitary stainless steel latch. | Stock | 7579
SCE-60K3612SSST | Saginaw sanitary enclosure, slope top, NEMA 3R/4/4X/12/13, 60 x 36 x 12in (HxWxD), wall mount, 304 stainless steel, #4 brush finish, single-door, 1/4-turn sanitary stainless steel latch. | Stock | 5471
HWST603612SS | Hammond Waterfall series enclosure, slope top, NEMA 3R/4/4X/12/13, 60 x 36 x 12in (HxWxD), wall mount, 304 stainless steel, #4 brush finish, single-door, 1/4-turn semi-flush stainless steel. | Stock | 3424
HWST603616SS | Hammond Waterfall series enclosure, slope top, NEMA 3R/4/4X/12/13, 60 x 36 x 16in (HxWxD), wall mount, 304 stainless steel, #4 brush finish, single-door, 1/4-turn semi-flush stainless steel. | Stock | 3801
SCE-60K3616SSST | Saginaw sanitary enclosure, slope top, NEMA 3R/4/4X/12/13, 60 x 36 x 16in (HxWxD), wall mount, 304 stainless steel, #4 brush finish, single-door, 1/4-turn sanitary stainless steel latch. | Stock | 5680
HWST603616S16 | Hammond Waterfall series enclosure, slope top, NEMA 3R/4/4X/12/13, 60 x 36 x 16in (HxWxD), wall mount, 316 stainless steel, #4 brush finish, single-door, 1/4-turn semi-flush stainless steel. | Stock | 4395
SCE-60K4812SSST | Saginaw sanitary enclosure, slope top, NEMA 3R/4/4X/12/13, 60 x 48 x 12in (HxWxD), freestanding, 304 stainless steel, #4 brush finish, 2-door, 1/4-turn sanitary stainless steel latch. | Stock | 9700
SCE-60K4818SSST | Saginaw sanitary enclosure, slope top, NEMA 3R/4/4X/12/13, 60 x 48 x 18in (HxWxD), freestanding, 304 stainless steel, #4 brush finish, 2-door, 1/4-turn sanitary stainless steel latch. | Stock | 10241
SCE-60K6012SSST | Saginaw sanitary enclosure, slope top, NEMA 3R/4/4X/12/13, 60 x 60 x 12in (HxWxD), freestanding, 304 stainless steel, #4 brush finish, 2-door, 1/4-turn sanitary stainless steel latch. | Stock | 10791
SCE-60K6018SSST | Saginaw sanitary enclosure, slope top, NEMA 3R/4/4X/12/13, 60 x 60 x 18in (HxWxD), freestanding, 304 stainless steel, #4 brush finish, 2-door, 1/4-turn sanitary stainless steel latch. | Stock | 11265
SCE-72K6012SSST | Saginaw sanitary enclosure, slope top, NEMA 3R/4/4X/12/13, 72 x 60 x 12in (HxWxD), freestanding, 304 stainless steel, #4 brush finish, 2-door, 1/4-turn sanitary stainless steel latch. | Stock | 12197
SCE-72K6018SSST | Saginaw sanitary enclosure, slope top, NEMA 3R/4/4X/12/13, 72 x 60 x 18in (HxWxD), freestanding, 304 stainless steel, #4 brush finish, 2-door, 1/4-turn sanitary stainless steel latch. | Stock | 12440
SCE-72K7212SSST | Saginaw sanitary enclosure, slope top, NEMA 3R/4/4X/12/13, 72 x 72 x 12in (HxWxD), freestanding, 304 stainless steel, #4 brush finish, 2-door, 1/4-turn sanitary stainless steel latch. | Stock | 13107
SCE-72K7218SSST | Saginaw sanitary enclosure, slope top, NEMA 3R/4/4X/12/13, 72 x 72 x 18in (HxWxD), freestanding, 304 stainless steel, #4 brush finish, 2-door, 1/4-turn sanitary stainless steel latch. | Stock | 14028
SCE-72K7224SSST | Saginaw sanitary enclosure, slope top, NEMA 3R/4/4X/12/13, 72 x 72 x 24in (HxWxD), freestanding, 304 stainless steel, #4 brush finish, 2-door, 1/4-turn sanitary stainless steel latch. | Stock | 14497
Miniature Case Enclosures
1550Z101 | Hammond enclosure, NEMA 1/4/4X/12/13, 50 x 45 x 30mm (HxWxD), die-cast aluminum alloy, screw cover. | Stock | 7.5
1550Z101BK | Hammond enclosure, NEMA 1/4/4X/12/13, 50 x 45 x 30mm (HxWxD), die-cast aluminum alloy, black, powder coat finish, screw cover. | Stock | 11.5
1590Z060 | Hammond enclosure, NEMA 4/4X/6/6P, 50 x 45 x 30mm (HxWxD), die-cast aluminum alloy, screw cover. | Stock | 13.5
1590Z060BK | Hammond enclosure, NEMA 4/4X/6/6P, 50 x 45 x 30mm (HxWxD), die-cast aluminum alloy, black, powder coat finish, screw cover. | Stock | 19.5
1590Z060GY | Hammond enclosure, NEMA 4/4X/6/6P, 50 x 45 x 30mm (HxWxD), die-cast aluminum alloy, RAL 7001 light gray, powder coat finish, screw cover. | Stock | 19.5
1550Z104 | Hammond enclosure, NEMA 1/4/4X/12/13, 64 x 58 x 35mm (HxWxD), die-cast aluminum alloy, screw cover. | Stock | 8.25
1550Z104BK | Hammond enclosure, NEMA 1/4/4X/12/13, 64 x 58 x 35mm (HxWxD), die-cast aluminum alloy, black, powder coat finish, screw cover. | Stock | 12.5
1590Z061 | Hammond enclosure, NEMA 4/4X/6/6P, 64 x 58 x 35mm (HxWxD), die-cast aluminum alloy, screw cover. | Stock | 21.5
1590Z061BK | Hammond enclosure, NEMA 4/4X/6/6P, 64 x 58 x 35mm (HxWxD), die-cast aluminum alloy, black, powder coat finish, screw cover. | Stock | 27
1590Z061GY | Hammond enclosure, NEMA 4/4X/6/6P, 64 x 58 x 35mm (HxWxD), die-cast aluminum alloy, RAL 7001 light gray, powder coat finish, screw cover. | Stock | 27
1554BGY | Hammond enclosure, 65 x 65 x 41mm (HxWxD), ABS plastic, RAL 7035 light gray, screw cover, purchase subpanel separately. | Stock | 10
1555BGY | Hammond enclosure, NEMA 4/4X/6/6P/12/13, 65 x 65 x 41mm (HxWxD), ABS plastic, RAL 7035 light gray, screw cover with smooth recess, purchase subpanel separately. | Stock | 10
1554B2GY | Hammond enclosure, NEMA 4/4X/6/6P/12/13, 65 x 65 x 41mm (HxWxD), polycarbonate, RAL 7035 light gray, screw cover, purchase subpanel separately. | Stock | 10.5
1555B2GY | Hammond enclosure, NEMA 4/4X/6/6P/12/13, 65 x 65 x 41mm (HxWxD), polycarbonate, RAL 7035 light gray, screw cover with smooth recess, purchase subpanel separately. | Stock | 10
1554B2GYCL | Hammond enclosure, NEMA 4/4X/6/6P/12/13, 65 x 65 x 41mm (HxWxD), polycarbonate, RAL 7035 light gray, clear polycarbonate screw cover, purchase subpanel separately. | Stock | 11.5
1554B2GYSL | Hammond enclosure, NEMA 4/4X/6/6P/12/13, 65 x 65 x 41mm (HxWxD), polycarbonate, RAL 7035 light gray, smoke polycarbonate screw cover, purchase subpanel separately. | Stock | 11.5
1555BF22GY | Hammond enclosure, NEMA 4/4X/6/6P/12/13, 65 x 65 x 43mm (HxWxD), integral mounting flange, ABS plastic, RAL 7035 light gray, screw cover, purchase subpanel separately. | Stock | 13
1555B2F22GY | Hammond enclosure, NEMA 4/4X/6/6P/12/13, 65 x 65 x 43mm (HxWxD), integral mounting flange, polycarbonate, RAL 7035 light gray, screw cover, purchase subpanel separately. | Stock | 14
1590Z100 | Hammond enclosure, NEMA 4/4X/6/6P, 80 x 75 x 52mm (HxWxD), die-cast aluminum alloy, screw cover, purchase subpanel separately. | Stock | 24
1590Z110 | Hammond enclosure, NEMA 4/4X/6/6P, 80 x 75 x 52mm (HxWxD), die-cast aluminum alloy, screw cover. | Stock | 24
1590Z100BK | Hammond enclosure, NEMA 4/4X/6/6P, 80 x 75 x 52mm (HxWxD), die-cast aluminum alloy, black, powder coat finish, screw cover, purchase subpanel separately. | Stock | 30
1590Z100GY | Hammond enclosure, NEMA 4/4X/6/6P, 80 x 75 x 52mm (HxWxD), die-cast aluminum alloy, RAL 7001 light gray, powder coat finish, screw cover, purchase subpanel separately. | Stock | 30
1590Z110BK | Hammond enclosure, NEMA 4/4X/6/6P, 80 x 75 x 52mm (HxWxD), die-cast aluminum alloy, black, powder coat finish, screw cover. | Stock | 30
1590Z110GY | Hammond enclosure, NEMA 4/4X/6/6P, 80 x 75 x 52mm (HxWxD), die-cast aluminum alloy, RAL 7001 light gray, powder coat finish, screw cover. | Stock | 30
1590ZGRP081 | Hammond enclosure, NEMA 4/4X, 80 x 75 x 55mm (HxWxD), fiberglass reinforced polyester, RAL 7000 light gray, screw cover, purchase subpanel separately. | Stock | 30.5
1590ZGRP081BK | Hammond enclosure, NEMA 4/4X, 80 x 75 x 55mm (HxWxD), fiberglass reinforced polyester, black, screw cover, purchase subpanel separately. | Stock | 30.5
1590ZGRP084 | Hammond enclosure, NEMA 4/4X, 81 x 76 x 75mm (HxWxD), fiberglass reinforced polyester, RAL 7000 light gray, screw cover, purchase subpanel separately. | Stock | 33
1590ZGRP084BK | Hammond enclosure, NEMA 4/4X, 81 x 76 x 75mm (HxWxD), fiberglass reinforced polyester, black, screw cover, purchase subpanel separately. | Stock | 33
1557BBK | Hammond enclosure, 80 x 80 x 45mm (HxWxD), ABS plastic, black, screw cover. | Stock | 13
1557BGY | Hammond enclosure, 80 x 80 x 45mm (HxWxD), ABS plastic, RAL 7035 light gray, screw cover. | Stock | 13
1557B2BK | Hammond enclosure, NEMA 4/4X/6/6P/12/13, 80 x 80 x 45mm (HxWxD), polycarbonate, black, screw cover. | Stock | 16
1557B2GY | Hammond enclosure, NEMA 4/4X/6/6P/12/13, 80 x 80 x 45mm (HxWxD), polycarbonate, RAL 7035 light gray, screw cover. | Stock | 16
1557BABK | Hammond enclosure, 80 x 80 x 60mm (HxWxD), ABS plastic, black, screw cover. | Stock | 13
1557BAGY | Hammond enclosure, 80 x 80 x 60mm (HxWxD), ABS plastic, RAL 7035 light gray, screw cover. | Stock | 13
1557BA2BK | Hammond enclosure, NEMA 4/4X/6/6P/12/13, 80 x 80 x 60mm (HxWxD), polycarbonate, black, screw cover. | Stock | 16.5
1557BA2GY | Hammond enclosure, NEMA 4/4X/6/6P/12/13, 80 x 80 x 60mm (HxWxD), polycarbonate, RAL 7035 light gray, screw cover. | Stock | 16.5
1550Z102 | Hammond enclosure, NEMA 1/4/4X/12/13, 90 x 36 x 30mm (HxWxD), die-cast aluminum alloy, screw cover. | Stock | 7.75
1550Z102BK | Hammond enclosure, NEMA 1/4/4X/12/13, 90 x 36 x 30mm (HxWxD), die-cast aluminum alloy, black, powder coat finish, screw cover. | Stock | 12.5
1555EF17GY | Hammond enclosure, NEMA 4/4X/6/6P/12/13, 90 x 90 x 38mm (HxWxD), integral mounting flange, ABS plastic, RAL 7035 light gray, screw cover, purchase subpanel separately. | Stock | 15.5
1555E2F17GY | Hammond enclosure, NEMA 4/4X/6/6P/12/13, 90 x 90 x 38mm (HxWxD), integral mounting flange, polycarbonate, RAL 7035 light gray, screw cover, purchase subpanel separately. | Stock | 16.5
1554EGY | Hammond enclosure, 90 x 90 x 61mm (HxWxD), ABS plastic, RAL 7035 light gray, screw cover, purchase subpanel separately. | Stock | 12.5
1555EGY | Hammond enclosure, NEMA 4/4X/6/6P/12/13, 90 x 90 x 61mm (HxWxD), ABS plastic, RAL 7035 light gray, screw cover with smooth recess, purchase subpanel separately. | Stock | 12.5
1554E2GY | Hammond enclosure, NEMA 4/4X/6/6P/12/13, 90 x 90 x 61mm (HxWxD), polycarbonate, RAL 7035 light gray, screw cover, purchase subpanel separately. | Stock | 16.5
1555E2GY | Hammond enclosure, NEMA 4/4X/6/6P/12/13, 90 x 90 x 61mm (HxWxD), polycarbonate, RAL 7035 light gray, screw cover with smooth recess, purchase subpanel separately. | Stock | 16
1554E2GYCL | Hammond enclosure, NEMA 4/4X/6/6P/12/13, 90 x 90 x 61mm (HxWxD), polycarbonate, RAL 7035 light gray, clear polycarbonate screw cover, purchase subpanel separately. | Stock | 20
1554E2GYSL | Hammond enclosure, NEMA 4/4X/6/6P/12/13, 90 x 90 x 61mm (HxWxD), polycarbonate, RAL 7035 light gray, smoke polycarbonate screw cover, purchase subpanel separately. | Stock | 20
1555EF42GY | Hammond enclosure, NEMA 4/4X/6/6P/12/13, 90 x 90 x 63mm (HxWxD), integral mounting flange, ABS plastic, RAL 7035 light gray, screw cover, purchase subpanel separately. | Stock | 16.5
1555E2F42GY | Hammond enclosure, NEMA 4/4X/6/6P/12/13, 90 x 90 x 63mm (HxWxD), integral mounting flange, polycarbonate, RAL 7035 light gray, screw cover, purchase subpanel separately. | Stock | 17.5
1555EEGY | Hammond enclosure, NEMA 4/4X/6/6P/12/13, 90 x 90 x 91mm (HxWxD), ABS plastic, RAL 7035 light gray, screw cover with smooth recess, purchase subpanel separately. | Stock | 15.5
1554EEGY | Hammond enclosure, 90 x 90 x 91mm (HxWxD), ABS plastic, RAL 7035 light gray, screw cover, purchase subpanel separately. | Stock | 16
1555EE2GY | Hammond enclosure, NEMA 4/4X/6/6P/12/13, 90 x 90 x 91mm (HxWxD), polycarbonate, RAL 7035 light gray, screw cover with smooth recess, purchase subpanel separately. | Stock | 18.5
1554EE2GY | Hammond enclosure, NEMA 4/4X/6/6P/12/13, 90 x 90 x 91mm (HxWxD), polycarbonate, RAL 7035 light gray, screw cover, purchase subpanel separately. | Stock | 19
1554EE2GYCL | Hammond enclosure, NEMA 4/4X/6/6P/12/13, 90 x 90 x 91mm (HxWxD), polycarbonate, RAL 7035 light gray, clear polycarbonate screw cover, purchase subpanel separately. | Stock | 20.5
1554EE2GYSL | Hammond enclosure, NEMA 4/4X/6/6P/12/13, 90 x 90 x 91mm (HxWxD), polycarbonate, RAL 7035 light gray, smoke polycarbonate screw cover, purchase subpanel separately. | Stock | 20.5
ULTPCM090706 | Fibox TEMPO series enclosure, NEMA 1/4/4X, 95 x 65 x 60mm (HxWxD), polycarbonate, RAL 7035 light gray, hinged screw cover. | Stock | 24.5
1550Z103 | Hammond enclosure, NEMA 1/4/4X/12/13, 98 x 64 x 34mm (HxWxD), die-cast aluminum alloy, screw cover. | Stock | 10.5
1550Z103BK | Hammond enclosure, NEMA 1/4/4X/12/13, 98 x 64 x 34mm (HxWxD), die-cast aluminum alloy, black, powder coat finish, screw cover. | Stock | 16
1590Z062 | Hammond enclosure, NEMA 4/4X/6/6P, 98 x 64 x 34mm (HxWxD), die-cast aluminum alloy, screw cover. | Stock | 19.5
1590Z062BK | Hammond enclosure, NEMA 4/4X/6/6P, 98 x 64 x 34mm (HxWxD), die-cast aluminum alloy, black, powder coat finish, screw cover. | Stock | 25
1590Z062GY | Hammond enclosure, NEMA 4/4X/6/6P, 98 x 64 x 34mm (HxWxD), die-cast aluminum alloy, RAL 7001 light gray, powder coat finish, screw cover. | Stock | 25
ULPCM9560G | Fibox MNX series enclosure, NEMA 1/4/4X/6, 100 x 100 x 60mm (HxWxD), polycarbonate, RAL 7035 light gray, screw cover, purchase subpanel separately. | Stock | 36.5
ULPCM9560T | Fibox MNX series enclosure, NEMA 1/4/4X/6, 100 x 100 x 60mm (HxWxD), polycarbonate, RAL 7035 light gray, smoke screw cover, purchase subpanel separately. | Stock | 37
ULPCM9575G | Fibox MNX series enclosure, NEMA 1/4/4X/6, 100 x 100 x 75mm (HxWxD), polycarbonate, RAL 7035 light gray, screw cover, purchase subpanel separately. | Stock | 37
ULPCM9575T | Fibox MNX series enclosure, NEMA 1/4/4X/6, 100 x 100 x 75mm (HxWxD), polycarbonate, RAL 7035 light gray, smoke screw cover, purchase subpanel separately. | Stock | 38
1555LF17GY | Hammond enclosure, NEMA 4/4X/6/6P/12/13, 105 x 105 x 37mm (HxWxD), integral mounting flange, ABS plastic, RAL 7035 light gray, screw cover, purchase subpanel separately. | Stock | 12
1555L2F17GY | Hammond enclosure, NEMA 4/4X/6/6P/12/13, 105 x 105 x 37mm (HxWxD), integral mounting flange, polycarbonate, RAL 7035 light gray, screw cover, purchase subpanel separately. | Stock | 16
1555LGY | Hammond enclosure, NEMA 4/4X/6/6P/12/13, 105 x 105 x 60mm (HxWxD), ABS plastic, RAL 7035 light gray, screw cover with smooth recess, purchase subpanel separately. | Stock | 15.5
1554LGY | Hammond enclosure, 105 x 105 x 60mm (HxWxD), ABS plastic, RAL 7035 light gray, screw cover, purchase subpanel separately. | Stock | 16
1555L2GY | Hammond enclosure, NEMA 4/4X/6/6P/12/13, 105 x 105 x 60mm (HxWxD), polycarbonate, RAL 7035 light gray, screw cover with smooth recess, purchase subpanel separately. | Stock | 18.5
1554L2GY | Hammond enclosure, NEMA 4/4X/6/6P/12/13, 105 x 105 x 60mm (HxWxD), polycarbonate, RAL 7035 light gray, screw cover, purchase subpanel separately. | Stock | 18.5
1554L2GYCL | Hammond enclosure, NEMA 4/4X/6/6P/12/13, 105 x 105 x 60mm (HxWxD), polycarbonate, RAL 7035 light gray, clear polycarbonate screw cover, purchase subpanel separately. | Stock | 20.5
1554L2GYSL | Hammond enclosure, NEMA 4/4X/6/6P/12/13, 105 x 105 x 60mm (HxWxD), polycarbonate, RAL 7035 light gray, smoke polycarbonate screw cover, purchase subpanel separately. | Stock | 20.5
1555LF42GY | Hammond enclosure, NEMA 4/4X/6/6P/12/13, 105 x 105 x 62mm (HxWxD), integral mounting flange, ABS plastic, RAL 7035 light gray, screw cover, purchase subpanel separately. | Stock | 12.5
1555L2F42GY | Hammond enclosure, NEMA 4/4X/6/6P/12/13, 105 x 105 x 62mm (HxWxD), integral mounting flange, polycarbonate, RAL 7035 light gray, screw cover, purchase subpanel separately. | Stock | 16.5
1555LAGY | Hammond enclosure, NEMA 4/4X/6/6P/12/13, 105 x 105 x 90mm (HxWxD), ABS plastic, RAL 7035 light gray, screw cover with smooth recess, purchase subpanel separately. | Stock | 19.5
1554LAGY | Hammond enclosure, 105 x 105 x 90mm (HxWxD), ABS plastic, RAL 7035 light gray, screw cover, purchase subpanel separately. | Stock | 20
1555LA2GY | Hammond enclosure, NEMA 4/4X/6/6P/12/13, 105 x 105 x 90mm (HxWxD), polycarbonate, RAL 7035 light gray, screw cover with smooth recess, purchase subpanel separately. | Stock | 21
1554LA2GY | Hammond enclosure, NEMA 4/4X/6/6P/12/13, 105 x 105 x 90mm (HxWxD), polycarbonate, RAL 7035 light gray, screw cover, purchase subpanel separately. | Stock | 21.5
1554LA2GYCL | Hammond enclosure, NEMA 4/4X/6/6P/12/13, 105 x 105 x 90mm (HxWxD), polycarbonate, RAL 7035 light gray, clear polycarbonate screw cover, purchase subpanel separately. | Stock | 26
1554LA2GYSL | Hammond enclosure, NEMA 4/4X/6/6P/12/13, 105 x 105 x 90mm (HxWxD), polycarbonate, RAL 7035 light gray, smoke polycarbonate screw cover, purchase subpanel separately. | Stock | 26
1590ZGRP082 | Hammond enclosure, NEMA 4/4X, 110 x 75 x 55mm (HxWxD), fiberglass reinforced polyester, RAL 7000 light gray, screw cover, purchase subpanel separately. | Stock | 37.5
1590ZGRP082BK | Hammond enclosure, NEMA 4/4X, 110 x 75 x 55mm (HxWxD), fiberglass reinforced polyester, black, screw cover, purchase subpanel separately. | Stock | 37.5
ULTPCM111107 | Fibox TEMPO series enclosure, NEMA 1/4/4X, 110 x 110 x 65mm (HxWxD), polycarbonate, RAL 7035 light gray, hinged screw cover. | Stock | 28.5
1550Z106 | Hammond enclosure, NEMA 1/4/4X/12/13, 115 x 65 x 30mm (HxWxD), die-cast aluminum alloy, screw cover. | Stock | 10.5
1550Z106BK | Hammond enclosure, NEMA 1/4/4X/12/13, 115 x 65 x 30mm (HxWxD), die-cast aluminum alloy, black, powder coat finish, screw cover. | Stock | 17.5
1550Z111 | Hammond enclosure, NEMA 1/4/4X/12/13, 115 x 65 x 55mm (HxWxD), die-cast aluminum alloy, screw cover. | Stock | 13
1550Z111BK | Hammond enclosure, NEMA 1/4/4X/12/13, 115 x 65 x 55mm (HxWxD), die-cast aluminum alloy, black, powder coat finish, screw cover. | Stock | 21
1550Z113 | Hammond enclosure, NEMA 1/4/4X/12/13, 115 x 90 x 55mm (HxWxD), die-cast aluminum alloy, screw cover. | Stock | 16.5
1550Z113BK | Hammond enclosure, NEMA 1/4/4X/12/13, 115 x 90 x 55mm (HxWxD), die-cast aluminum alloy, black, powder coat finish, screw cover. | Stock | 26.5
1555CGY | Hammond enclosure, NEMA 4/4X/6/6P/12/13, 120 x 65 x 41mm (HxWxD), ABS plastic, RAL 7035 light gray, screw cover with smooth recess, purchase subpanel separately. | Stock | 11
1554CGY | Hammond enclosure, 120 x 65 x 41mm (HxWxD), ABS plastic, RAL 7035 light gray, screw cover, purchase subpanel separately. | Stock | 11
1555C2GY | Hammond enclosure, NEMA 4/4X/6/6P/12/13, 120 x 65 x 41mm (HxWxD), polycarbonate, RAL 7035 light gray, screw cover with smooth recess, purchase subpanel separately. | Stock | 15
1554C2GY | Hammond enclosure, NEMA 4/4X/6/6P/12/13, 120 x 65 x 41mm (HxWxD), polycarbonate, RAL 7035 light gray, screw cover, purchase subpanel separately. | Stock | 15
1554C2GYCL | Hammond enclosure, NEMA 4/4X/6/6P/12/13, 120 x 65 x 41mm (HxWxD), polycarbonate, RAL 7035 light gray, clear polycarbonate screw cover, purchase subpanel separately. | Stock | 16
1554C2GYSL | Hammond enclosure, NEMA 4/4X/6/6P/12/13, 120 x 65 x 41mm (HxWxD), polycarbonate, RAL 7035 light gray, smoke polycarbonate screw cover, purchase subpanel separately. | Stock | 16
1555DGY | Hammond enclosure, NEMA 4/4X/6/6P/12/13, 120 x 65 x 61mm (HxWxD), ABS plastic, RAL 7035 light gray, screw cover with smooth recess, purchase subpanel separately. | Stock | 12
1554DGY | Hammond enclosure, 120 x 65 x 61mm (HxWxD), ABS plastic, RAL 7035 light gray, screw cover, purchase subpanel separately. | Stock | 12.5
1555D2GY | Hammond enclosure, NEMA 4/4X/6/6P/12/13, 120 x 65 x 61mm (HxWxD), polycarbonate, RAL 7035 light gray, screw cover with smooth recess, purchase subpanel separately. | Stock | 16
1554D2GY | Hammond enclosure, NEMA 4/4X/6/6P/12/13, 120 x 65 x 61mm (HxWxD), polycarbonate, RAL 7035 light gray, screw cover, purchase subpanel separately. | Stock | 16
1554D2GYCL | Hammond enclosure, NEMA 4/4X/6/6P/12/13, 120 x 65 x 61mm (HxWxD), polycarbonate, RAL 7035 light gray, clear polycarbonate screw cover, purchase subpanel separately. | Stock | 19.5
1554D2GYSL | Hammond enclosure, NEMA 4/4X/6/6P/12/13, 120 x 65 x 61mm (HxWxD), polycarbonate, RAL 7035 light gray, smoke polycarbonate screw cover, purchase subpanel separately. | Stock | 19.5
1555CF22GY | Hammond enclosure, NEMA 4/4X/6/6P/12/13, 120 x 66 x 43mm (HxWxD), integral mounting flange, ABS plastic, RAL 7035 light gray, screw cover, purchase subpanel separately. | Stock | 15
1555C2F22GY | Hammond enclosure, NEMA 4/4X/6/6P/12/13, 120 x 66 x 43mm (HxWxD), integral mounting flange, polycarbonate, RAL 7035 light gray, screw cover, purchase subpanel separately. | Stock | 16
1555CF42GY | Hammond enclosure, NEMA 4/4X/6/6P/12/13, 120 x 66 x 63mm (HxWxD), integral mounting flange, ABS plastic, RAL 7035 light gray, screw cover, purchase subpanel separately. | Stock | 15.5
1555C2F42GY | Hammond enclosure, NEMA 4/4X/6/6P/12/13, 120 x 66 x 63mm (HxWxD), integral mounting flange, polycarbonate, RAL 7035 light gray, screw cover, purchase subpanel separately. | Stock | 16.5
1555FGY | Hammond enclosure, NEMA 4/4X/6/6P/12/13, 120 x 90 x 61mm (HxWxD), ABS plastic, RAL 7035 light gray, screw cover with smooth recess, purchase subpanel separately. | Stock | 15.5
1554FGY | Hammond enclosure, 120 x 90 x 61mm (HxWxD), ABS plastic, RAL 7035 light gray, screw cover, purchase subpanel separately. | Stock | 15.5
1555F2GY | Hammond enclosure, NEMA 4/4X/6/6P/12/13, 120 x 90 x 61mm (HxWxD), polycarbonate, RAL 7035 light gray, screw cover with smooth recess, purchase subpanel separately. | Stock | 18.5
1554F2GY | Hammond enclosure, NEMA 4/4X/6/6P/12/13, 120 x 90 x 61mm (HxWxD), polycarbonate, RAL 7035 light gray, screw cover, purchase subpanel separately. | Stock | 18.5
1554F2GYCL | Hammond enclosure, NEMA 4/4X/6/6P/12/13, 120 x 90 x 61mm (HxWxD), polycarbonate, RAL 7035 light gray, clear polycarbonate screw cover, purchase subpanel separately. | Stock | 20
1554F2GYSL | Hammond enclosure, NEMA 4/4X/6/6P/12/13, 120 x 90 x 61mm (HxWxD), polycarbonate, RAL 7035 light gray, smoke polycarbonate screw cover, purchase subpanel separately. | Stock | 20
1555GGY | Hammond enclosure, NEMA 4/4X/6/6P/12/13, 120 x 90 x 81mm (HxWxD), ABS plastic, RAL 7035 light gray, screw cover with smooth recess, purchase subpanel separately. | Stock | 16
1554GGY | Hammond enclosure, 120 x 90 x 81mm (HxWxD), ABS plastic, RAL 7035 light gray, screw cover, purchase subpanel separately. | Stock | 16
1555G2GY | Hammond enclosure, NEMA 4/4X/6/6P/12/13, 120 x 90 x 81mm (HxWxD), polycarbonate, RAL 7035 light gray, screw cover with smooth recess, purchase subpanel separately. | Stock | 21.5
1554G2GY | Hammond enclosure, NEMA 4/4X/6/6P/12/13, 120 x 90 x 81mm (HxWxD), polycarbonate, RAL 7035 light gray, screw cover, purchase subpanel separately. | Stock | 21.5
1554G2GYCL | Hammond enclosure, NEMA 4/4X/6/6P/12/13, 120 x 90 x 81mm (HxWxD), polycarbonate, RAL 7035 light gray, clear polycarbonate screw cover, purchase subpanel separately. | Stock | 22.5
1554G2GYSL | Hammond enclosure, NEMA 4/4X/6/6P/12/13, 120 x 90 x 81mm (HxWxD), polycarbonate, RAL 7035 light gray, smoke polycarbonate screw cover, purchase subpanel separately. | Stock | 22.5
1555FF17GY | Hammond enclosure, NEMA 4/4X/6/6P/12/13, 120 x 91 x 38mm (HxWxD), integral mounting flange, ABS plastic, RAL 7035 light gray, screw cover, purchase subpanel separately. | Stock | 16
1555F2F17GY | Hammond enclosure, NEMA 4/4X/6/6P/12/13, 120 x 91 x 38mm (HxWxD), integral mounting flange, polycarbonate, RAL 7035 light gray, screw cover, purchase subpanel separately. | Stock | 17
1555FF42GY | Hammond enclosure, NEMA 4/4X/6/6P/12/13, 120 x 91 x 63mm (HxWxD), integral mounting flange, ABS plastic, RAL 7035 light gray, screw cover, purchase subpanel separately. | Stock | 16.5
1555F2F42GY | Hammond enclosure, NEMA 4/4X/6/6P/12/13, 120 x 91 x 63mm (HxWxD), integral mounting flange, polycarbonate, RAL 7035 light gray, screw cover, purchase subpanel separately. | Stock | 18
1557DBK | Hammond enclosure, 120 x 120 x 45mm (HxWxD), ABS plastic, black, screw cover. | Stock | 15.5
1557DGY | Hammond enclosure, 120 x 120 x 45mm (HxWxD), ABS plastic, RAL 7035 light gray, screw cover. | Stock | 15.5
1557D2BK | Hammond enclosure, NEMA 4/4X/6/6P/12/13, 120 x 120 x 45mm (HxWxD), polycarbonate, black, screw cover. | Stock | 18.5
1557D2GY | Hammond enclosure, NEMA 4/4X/6/6P/12/13, 120 x 120 x 45mm (HxWxD), polycarbonate, RAL 7035 light gray, screw cover. | Stock | 18.5
1555NGY | Hammond enclosure, NEMA 4/4X/6/6P/12/13, 120 x 120 x 61mm (HxWxD), ABS plastic, RAL 7035 light gray, screw cover with smooth recess, purchase subpanel separately. | Stock | 19
1554NGY | Hammond enclosure, 120 x 120 x 61mm (HxWxD), ABS plastic, RAL 7035 light gray, screw cover, purchase subpanel separately. | Stock | 19.5
1555N2GY | Hammond enclosure, NEMA 4/4X/6/6P/12/13, 120 x 120 x 61mm (HxWxD), polycarbonate, RAL 7035 light gray, screw cover with smooth recess, purchase subpanel separately. | Stock | 20.5
1554N2GY | Hammond enclosure, NEMA 4/4X/6/6P/12/13, 120 x 120 x 61mm (HxWxD), polycarbonate, RAL 7035 light gray, screw cover, purchase subpanel separately. | Stock | 21
1554N2GYCL | Hammond enclosure, NEMA 4/4X/6/6P/12/13, 120 x 120 x 61mm (HxWxD), polycarbonate, RAL 7035 light gray, clear polycarbonate screw cover, purchase subpanel separately. | Stock | 25.5
1554N2GYSL | Hammond enclosure, NEMA 4/4X/6/6P/12/13, 120 x 120 x 61mm (HxWxD), polycarbonate, RAL 7035 light gray, smoke polycarbonate screw cover, purchase subpanel separately. | Stock | 25.5
1557DABK | Hammond enclosure, 120 x 120 x 70mm (HxWxD), ABS plastic, black, screw cover. | Stock | 20
1557DAGY | Hammond enclosure, 120 x 120 x 70mm (HxWxD), ABS plastic, RAL 7035 light gray, screw cover. | Stock | 20
1557DA2BK | Hammond enclosure, NEMA 4/4X/6/6P/12/13, 120 x 120 x 70mm (HxWxD), polycarbonate, black, screw cover. | Stock | 21
1557DA2GY | Hammond enclosure, NEMA 4/4X/6/6P/12/13, 120 x 120 x 70mm (HxWxD), polycarbonate, RAL 7035 light gray, screw cover. | Stock | 21
1555PGY | Hammond enclosure, NEMA 4/4X/6/6P/12/13, 120 x 120 x 80mm (HxWxD), ABS plastic, RAL 7035 light gray, screw cover with smooth recess, purchase subpanel separately. | Stock | 20.5
1554PGY | Hammond enclosure, 120 x 120 x 80mm (HxWxD), ABS plastic, RAL 7035 light gray, screw cover, purchase subpanel separately. | Stock | 21
1555P2GY | Hammond enclosure, NEMA 4/4X/6/6P/12/13, 120 x 120 x 80mm (HxWxD), polycarbonate, RAL 7035 light gray, screw cover with smooth recess, purchase subpanel separately. | Stock | 26
1554P2GY | Hammond enclosure, NEMA 4/4X/6/6P/12/13, 120 x 120 x 80mm (HxWxD), polycarbonate, RAL 7035 light gray, screw cover, purchase subpanel separately. | Stock | 26.5
1554P2GYCL | Hammond enclosure, NEMA 4/4X/6/6P/12/13, 120 x 120 x 80mm (HxWxD), polycarbonate, RAL 7035 light gray, clear polycarbonate screw cover, purchase subpanel separately. | Stock | 27.5
1554P2GYSL | Hammond enclosure, NEMA 4/4X/6/6P/12/13, 120 x 120 x 80mm (HxWxD), polycarbonate, RAL 7035 light gray, smoke polycarbonate screw cover, purchase subpanel separately. | Stock | 27.5
1555NF17GY | Hammond enclosure, NEMA 4/4X/6/6P/12/13, 121 x 120 x 38mm (HxWxD), integral mounting flange, ABS plastic, RAL 7035 light gray, screw cover, purchase subpanel separately. | Stock | 16.5
1555N2F17GY | Hammond enclosure, NEMA 4/4X/6/6P/12/13, 121 x 120 x 38mm (HxWxD), integral mounting flange, polycarbonate, RAL 7035 light gray, screw cover, purchase subpanel separately. | Stock | 20
1555NF42GY | Hammond enclosure, NEMA 4/4X/6/6P/12/13, 121 x 120 x 63mm (HxWxD), integral mounting flange, ABS plastic, RAL 7035 light gray, screw cover, purchase subpanel separately. | Stock | 17
1555N2F42GY | Hammond enclosure, NEMA 4/4X/6/6P/12/13, 121 x 120 x 63mm (HxWxD), integral mounting flange, polycarbonate, RAL 7035 light gray, screw cover, purchase subpanel separately. | Stock | 21.5
1550Z137 | Hammond enclosure, NEMA 1/4/4X/12/13, 121 x 121 x 102mm (HxWxD), die-cast aluminum alloy, screw cover. | Stock | 32.5
1550Z137BK | Hammond enclosure, NEMA 1/4/4X/12/13, 121 x 121 x 102mm (HxWxD), die-cast aluminum alloy, black, powder coat finish, screw cover. | Stock | 44.5
1590Z119 | Hammond enclosure, NEMA 4/4X/6/6P, 122 x 120 x 82mm (HxWxD), die-cast aluminum alloy, screw cover, purchase subpanel separately. | Stock | 52
1590Z119BK | Hammond enclosure, NEMA 4/4X/6/6P, 122 x 120 x 82mm (HxWxD), die-cast aluminum alloy, black, powder coat finish, screw cover, purchase subpanel separately. | Stock | 58
1590Z119GY | Hammond enclosure, NEMA 4/4X/6/6P, 122 x 120 x 82mm (HxWxD), die-cast aluminum alloy, RAL 7001 light gray, powder coat finish, screw cover, purchase subpanel separately. | Stock | 58
1590ZGRP121 | Hammond enclosure, NEMA 4/4X, 122 x 120 x 90mm (HxWxD), fiberglass reinforced polyester, RAL 7000 light gray, screw cover, purchase subpanel separately. | Stock | 48
1590ZGRP121BK | Hammond enclosure, NEMA 4/4X, 122 x 120 x 90mm (HxWxD), fiberglass reinforced polyester, black, screw cover, purchase subpanel separately. | Stock | 48
D554W | Stahlin DuraBoxx series enclosure, NEMA 1/3/3S/4X/6/6P/12, 122 x 120 x 91mm (HxWxD), fiberglass reinforced polyester, Pantone 428 C glacier gray, screw cover. | from vendor up to business day | 89
1550Z107 | Hammond enclosure, NEMA 1/4/4X/12/13, 125 x 80 x 41mm (HxWxD), die-cast aluminum alloy, screw cover. | Stock | 15
1550Z107BK | Hammond enclosure, NEMA 1/4/4X/12/13, 125 x 80 x 41mm (HxWxD), die-cast aluminum alloy, black, powder coat finish, screw cover. | Stock | 21
1550Z108 | Hammond enclosure, NEMA 1/4/4X/12/13, 125 x 80 x 59mm (HxWxD), die-cast aluminum alloy, screw cover. | Stock | 17.5
1550Z108BK | Hammond enclosure, NEMA 1/4/4X/12/13, 125 x 80 x 59mm (HxWxD), die-cast aluminum alloy, black, powder coat finish, screw cover. | Stock | 25.5
1590Z120 | Hammond enclosure, NEMA 4/4X/6/6P, 125 x 80 x 59mm (HxWxD), die-cast aluminum alloy, screw cover, purchase subpanel separately. | Stock | 29
1590Z120BK | Hammond enclosure, NEMA 4/4X/6/6P, 125 x 80 x 59mm (HxWxD), die-cast aluminum alloy, black, powder coat finish, screw cover, purchase subpanel separately. | Stock | 34.5
1590Z120GY | Hammond enclosure, NEMA 4/4X/6/6P, 125 x 80 x 59mm (HxWxD), die-cast aluminum alloy, RAL 7001 light gray, powder coat finish, screw cover, purchase subpanel separately. | Stock | 34.5
ULPCM10060G | Fibox MNX series enclosure, NEMA 1/4/4X/6, 130 x 80 x 60mm (HxWxD), polycarbonate, RAL 7035 light gray, screw cover, purchase subpanel separately. | Stock | 38
ULPCM10060T | Fibox MNX series enclosure, NEMA 1/4/4X/6, 130 x 80 x 60mm (HxWxD), polycarbonate, RAL 7035 light gray, smoke screw cover, purchase subpanel separately. | Stock | 38.5
ULPCM10075G | Fibox MNX series enclosure, NEMA 1/4/4X/6, 130 x 80 x 75mm (HxWxD), polycarbonate, RAL 7035 light gray, screw cover, purchase subpanel separately. | Stock | 38
ULPCM10075T | Fibox MNX series enclosure, NEMA 1/4/4X/6, 130 x 80 x 75mm (HxWxD), polycarbonate, RAL 7035 light gray, smoke screw cover, purchase subpanel separately. | Stock | 39
ULPCM100100G | Fibox MNX series enclosure, NEMA 1/4/4X/6, 130 x 80 x 100mm (HxWxD), polycarbonate, RAL 7035 light gray, screw cover, purchase subpanel separately. | Stock | 38.5
ULPCM100100T | Fibox MNX series enclosure, NEMA 1/4/4X/6, 130 x 80 x 100mm (HxWxD), polycarbonate, RAL 7035 light gray, smoke screw cover, purchase subpanel separately. | Stock | 40
ULPCM100125G | Fibox MNX series enclosure, NEMA 1/4/4X/6, 130 x 80 x 125mm (HxWxD), polycarbonate, RAL 7035 light gray, screw cover, purchase subpanel separately. | Stock | 40.5
ULPCM100125T | Fibox MNX series enclosure, NEMA 1/4/4X/6, 130 x 80 x 125mm (HxWxD), polycarbonate, RAL 7035 light gray, smoke screw cover, purchase subpanel separately. | Stock | 40.5
ULTPCM131007 | Fibox TEMPO series enclosure, NEMA 1/4/4X, 130 x 95 x 65mm (HxWxD), polycarbonate, RAL 7035 light gray, hinged screw cover. | Stock | 28.5
ULPCM12560G | Fibox MNX series enclosure, NEMA 1/4/4X/6, 130 x 130 x 60mm (HxWxD), polycarbonate, RAL 7035 light gray, screw cover, purchase subpanel separately. | Stock | 45
ULPCM12560T | Fibox MNX series enclosure, NEMA 1/4/4X/6, 130 x 130 x 60mm (HxWxD), polycarbonate, RAL 7035 light gray, smoke screw cover, purchase subpanel separately. | Stock | 45.5
ULTPCM131308 | Fibox TEMPO series enclosure, NEMA 1/4/4X, 130 x 130 x 75mm (HxWxD), polycarbonate, RAL 7035 light gray, hinged screw cover. | Stock | 28.5
ULPCM12575G | Fibox MNX series enclosure, NEMA 1/4/4X/6, 130 x 130 x 75mm (HxWxD), polycarbonate, RAL 7035 light gray, screw cover, purchase subpanel separately. | Stock | 46.5
ULPCM12575T | Fibox MNX series enclosure, NEMA 1/4/4X/6, 130 x 130 x 75mm (HxWxD), polycarbonate, RAL 7035 light gray, smoke screw cover, purchase subpanel separately. | Stock | 47
ULPCM125100G | Fibox MNX series enclosure, NEMA 1/4/4X/6, 130 x 130 x 100mm (HxWxD), polycarbonate, RAL 7035 light gray, screw cover, purchase subpanel separately. | Stock | 47
ULPCM125100T | Fibox MNX series enclosure, NEMA 1/4/4X/6, 130 x 130 x 100mm (HxWxD), polycarbonate, RAL 7035 light gray, smoke screw cover, purchase subpanel separately. | Stock | 47.5
ULPCM125125G | Fibox MNX series enclosure, NEMA 1/4/4X/6, 130 x 130 x 125mm (HxWxD), polycarbonate, RAL 7035 light gray, screw cover, purchase subpanel separately. | Stock | 48.5
ULPCM125125T | Fibox MNX series enclosure, NEMA 1/4/4X/6, 130 x 130 x 125mm (HxWxD), polycarbonate, RAL 7035 light gray, smoke screw cover, purchase subpanel separately. | Stock | 49
1555QF17GY | Hammond enclosure, NEMA 4/4X/6/6P/12/13, 140 x 140 x 37mm (HxWxD), integral mounting flange, ABS plastic, RAL 7035 light gray, screw cover, purchase subpanel separately. | Stock | 13.5
1555Q2F17GY | Hammond enclosure, NEMA 4/4X/6/6P/12/13, 140 x 140 x 37mm (HxWxD), integral mounting flange, polycarbonate, RAL 7035 light gray, screw cover, purchase subpanel separately. | Stock | 18
1555QGY | Hammond enclosure, NEMA 4/4X/6/6P/12/13, 140 x 140 x 60mm (HxWxD), ABS plastic, RAL 7035 light gray, screw cover with smooth recess, purchase subpanel separately. | Stock | 20
1554QGY | Hammond enclosure, 140 x 140 x 60mm (HxWxD), ABS plastic, RAL 7035 light gray, screw cover, purchase subpanel separately. | Stock | 20.5
1555Q2GY | Hammond enclosure, NEMA 4/4X/6/6P/12/13, 140 x 140 x 60mm (HxWxD), polycarbonate, RAL 7035 light gray, screw cover with smooth recess, purchase subpanel separately. | Stock | 22
1554Q2GY | Hammond enclosure, NEMA 4/4X/6/6P/12/13, 140 x 140 x 60mm (HxWxD), polycarbonate, RAL 7035 light gray, screw cover, purchase subpanel separately. | Stock | 22.5
1554Q2GYCL | Hammond enclosure, NEMA 4/4X/6/6P/12/13, 140 x 140 x 60mm (HxWxD), polycarbonate, RAL 7035 light gray, clear polycarbonate screw cover, purchase subpanel separately. | Stock | 27
1554Q2GYSL | Hammond enclosure, NEMA 4/4X/6/6P/12/13, 140 x 140 x 60mm (HxWxD), polycarbonate, RAL 7035 light gray, smoke polycarbonate screw cover, purchase subpanel separately. | Stock | 27
1555Q2F42GY | Hammond enclosure, NEMA 4/4X/6/6P/12/13, 140 x 140 x 62mm (HxWxD), integral mounting flange, polycarbonate, RAL 7035 light gray, screw cover, purchase subpanel separately. | Stock | 19
1555QF42GY | Hammond enclosure, NEMA 4/4X/6/6P/12/13, 140 x 140 x 62mm (HxWxD), integral mounting flange, ABS plastic, RAL 7035 light gray, screw cover, purchase subpanel separately. | Stock | 15
1555QAGY | Hammond enclosure, NEMA 4/4X/6/6P/12/13, 140 x 140 x 90mm (HxWxD), ABS plastic, RAL 7035 light gray, screw cover with smooth recess, purchase subpanel separately. | Stock | 27.5
1554QAGY | Hammond enclosure, 140 x 140 x 90mm (HxWxD), ABS plastic, RAL 7035 light gray, screw cover, purchase subpanel separately. | Stock | 28
1555QA2GY | Hammond enclosure, NEMA 4/4X/6/6P/12/13, 140 x 140 x 90mm (HxWxD), polycarbonate, RAL 7035 light gray, screw cover with smooth recess, purchase subpanel separately. | Stock | 33
1554QA2GY | Hammond enclosure, NEMA 4/4X/6/6P/12/13, 140 x 140 x 90mm (HxWxD), polycarbonate, RAL 7035 light gray, screw cover, purchase subpanel separately. | Stock | 34
1554QA2GYCL | Hammond enclosure, NEMA 4/4X/6/6P/12/13, 140 x 140 x 90mm (HxWxD), polycarbonate, RAL 7035 light gray, clear polycarbonate screw cover, purchase subpanel separately. | Stock | 35.5
1554QA2GYSL | Hammond enclosure, NEMA 4/4X/6/6P/12/13, 140 x 140 x 90mm (HxWxD), polycarbonate, RAL 7035 light gray, smoke polycarbonate screw cover, purchase subpanel separately. | Stock | 35.5
1550Z115 | Hammond enclosure, NEMA 1/4/4X/12/13, 148 x 108 x 75mm (HxWxD), die-cast aluminum alloy, screw cover. | Stock | 28
1550Z115BK | Hammond enclosure, NEMA 1/4/4X/12/13, 148 x 108 x 75mm (HxWxD), die-cast aluminum alloy, black, powder coat finish, screw cover. | Stock | 39.5
1550Z109 | Hammond enclosure, NEMA 1/4/4X/12/13, 150 x 64 x 36mm (HxWxD), die-cast aluminum alloy, screw cover. | Stock | 16.5
1550Z109BK | Hammond enclosure, NEMA 1/4/4X/12/13, 150 x 64 x 36mm (HxWxD), die-cast aluminum alloy, black, powder coat finish, screw cover. | Stock | 24.5
1590Z063 | Hammond enclosure, NEMA 4/4X/6/6P, 150 x 64 x 36mm (HxWxD), die-cast aluminum alloy, screw cover. | Stock | 28.5
1590Z063BK | Hammond enclosure, NEMA 4/4X/6/6P, 150 x 64 x 36mm (HxWxD), die-cast aluminum alloy, black, powder coat finish, screw cover. | Stock | 34
1590Z063GY | Hammond enclosure, NEMA 4/4X/6/6P, 150 x 64 x 36mm (HxWxD), die-cast aluminum alloy, RAL 7001 light gray, powder coat finish, screw cover. | Stock | 34
1550Z139 | Hammond enclosure, NEMA 1/4/4X/12/13, 159 x 159 x 102mm (HxWxD), die-cast aluminum alloy, screw cover. | Stock | 37
1550Z139BK | Hammond enclosure, NEMA 1/4/4X/12/13, 159 x 159 x 102mm (HxWxD), die-cast aluminum alloy, black, powder coat finish, screw cover. | Stock | 53
1590ZGRP083 | Hammond enclosure, NEMA 4/4X, 160 x 75 x 55mm (HxWxD), fiberglass reinforced polyester, RAL 7000 light gray, screw cover, purchase subpanel separately. | Stock | 42
1590ZGRP083BK | Hammond enclosure, NEMA 4/4X, 160 x 75 x 55mm (HxWxD), fiberglass reinforced polyester, black, screw cover, purchase subpanel separately. | Stock | 42
1555JLGY | Hammond enclosure, 160 x 90 x 46mm (HxWxD), ABS plastic, RAL 7035 light gray, screw cover with smooth recess, purchase subpanel separately. | Stock | 17
1554JLGY | Hammond enclosure, 160 x 90 x 46mm (HxWxD), ABS plastic, RAL 7035 light gray, screw cover, purchase subpanel separately. | Stock | 17.5
1554JL2GY | Hammond enclosure, NEMA 4/4X/6/6P/12/13, 160 x 90 x 46mm (HxWxD), polycarbonate, RAL 7035 light gray, screw cover, purchase subpanel separately. | Stock | 20.5
1554JL2GYCL | Hammond enclosure, NEMA 4/4X/6/6P/12/13, 160 x 90 x 46mm (HxWxD), polycarbonate, RAL 7035 light gray, clear polycarbonate screw cover, purchase subpanel separately. | Stock | 22.5
1555JL2GY | Hammond enclosure, NEMA 4/4X/6/6P/12/13, 160 x 90 x 46mm (HxWxD), polycarbonate, RAL 7035 light gray, screw cover with smooth recess, purchase subpanel separately. | Stock | 20
1555JGY | Hammond enclosure, NEMA 4/4X/6/6P/12/13, 160 x 90 x 61mm (HxWxD), ABS plastic, RAL 7035 light gray, screw cover with smooth recess, purchase subpanel separately. | Stock | 18.5
1554JGY | Hammond enclosure, 160 x 90 x 61mm (HxWxD), ABS plastic, RAL 7035 light gray, screw cover, purchase subpanel separately. | Stock | 19
1555J2GY | Hammond enclosure, NEMA 4/4X/6/6P/12/13, 160 x 90 x 61mm (HxWxD), polycarbonate, RAL 7035 light gray, screw cover with smooth recess, purchase subpanel separately. | Stock | 22
1554J2GY | Hammond enclosure, NEMA 4/4X/6/6P/12/13, 160 x 90 x 61mm (HxWxD), polycarbonate, RAL 7035 light gray, screw cover, purchase subpanel separately. | Stock | 22.5
1554J2GYCL | Hammond enclosure, NEMA 4/4X/6/6P/12/13, 160 x 90 x 61mm (HxWxD), polycarbonate, RAL 7035 light gray, clear polycarbonate screw cover, purchase subpanel separately. | Stock | 24
1554J2GYSL | Hammond enclosure, NEMA 4/4X/6/6P/12/13, 160 x 90 x 61mm (HxWxD), polycarbonate, RAL 7035 light gray, smoke polycarbonate screw cover, purchase subpanel separately. | Stock | 24
1555KGY | Hammond enclosure, NEMA 4/4X/6/6P/12/13, 160 x 90 x 91mm (HxWxD), ABS plastic, RAL 7035 light gray, screw cover with smooth recess, purchase subpanel separately. | Stock | 20.5
1554KGY | Hammond enclosure, 160 x 90 x 91mm (HxWxD), ABS plastic, RAL 7035 light gray, screw cover, purchase subpanel separately. | Stock | 21
1555K2GY | Hammond enclosure, NEMA 4/4X/6/6P/12/13, 160 x 90 x 91mm (HxWxD), polycarbonate, RAL 7035 light gray, screw cover with smooth recess, purchase subpanel separately. | Stock | 23.5
1554K2GY | Hammond enclosure, NEMA 4/4X/6/6P/12/13, 160 x 90 x 91mm (HxWxD), polycarbonate, RAL 7035 light gray, screw cover, purchase subpanel separately. | Stock | 24
1554K2GYCL | Hammond enclosure, NEMA 4/4X/6/6P/12/13, 160 x 90 x 91mm (HxWxD), polycarbonate, RAL 7035 light gray, clear polycarbonate screw cover, purchase subpanel separately. | Stock | 27.5
1554K2GYSL | Hammond enclosure, NEMA 4/4X/6/6P/12/13, 160 x 90 x 91mm (HxWxD), polycarbonate, RAL 7035 light gray, smoke polycarbonate screw cover, purchase subpanel separately. | Stock | 27.5
1555JF17GY | Hammond enclosure, NEMA 4/4X/6/6P/12/13, 160 x 91 x 38mm (HxWxD), integral mounting flange, ABS plastic, RAL 7035 light gray, screw cover, purchase subpanel separately. | Stock | 17
1555J2F17GY | Hammond enclosure, NEMA 4/4X/6/6P/12/13, 160 x 91 x 38mm (HxWxD), integral mounting flange, polycarbonate, RAL 7035 light gray, screw cover, purchase subpanel separately. | Stock | 18.5
1555JF42GY | Hammond enclosure, NEMA 4/4X/6/6P/12/13, 160 x 91 x 63mm (HxWxD), integral mounting flange, ABS plastic, RAL 7035 light gray, screw cover, purchase subpanel separately. | Stock | 18
1555J2F42GY | Hammond enclosure, NEMA 4/4X/6/6P/12/13, 160 x 91 x 63mm (HxWxD), integral mounting flange, polycarbonate, RAL 7035 light gray, screw cover, purchase subpanel separately. | Stock | 20
1550Z116 | Hammond enclosure, NEMA 1/4/4X/12/13, 160 x 100 x 60mm (HxWxD), die-cast aluminum alloy, screw cover. | Stock | 28
1550Z116BK | Hammond enclosure, NEMA 1/4/4X/12/13, 160 x 100 x 60mm (HxWxD), die-cast aluminum alloy, black, powder coat finish, screw cover. | Stock | 38
1550Z117 | Hammond enclosure, NEMA 1/4/4X/12/13, 160 x 100 x 81mm (HxWxD), die-cast aluminum alloy, screw cover. | Stock | 30.5
1550Z117BK | Hammond enclosure, NEMA 1/4/4X/12/13, 160 x 100 x 81mm (HxWxD), die-cast aluminum alloy, black, powder coat finish, screw cover. | Stock | 43
1557FBK | Hammond enclosure, 160 x 160 x 45mm (HxWxD), ABS plastic, black, screw cover. | Stock | 21
1557FGY | Hammond enclosure, 160 x 160 x 45mm (HxWxD), ABS plastic, RAL 7035 light gray, screw cover. | Stock | 21
1557F2BK | Hammond enclosure, NEMA 4/4X/6/6P/12/13, 160 x 160 x 45mm (HxWxD), polycarbonate, black, screw cover. | Stock | 26
1557F2GY | Hammond enclosure, NEMA 4/4X/6/6P/12/13, 160 x 160 x 45mm (HxWxD), polycarbonate, RAL 7035 light gray, screw cover. | Stock | 26
1555RGY | Hammond enclosure, NEMA 4/4X/6/6P/12/13, 160 x 160 x 61mm (HxWxD), ABS plastic, RAL 7035 light gray, screw cover with smooth recess, purchase subpanel separately. | Stock | 27.5
1554RGY | Hammond enclosure, 160 x 160 x 61mm (HxWxD), ABS plastic, RAL 7035 light gray, screw cover, purchase subpanel separately. | Stock | 28
1555R2GY | Hammond enclosure, NEMA 4/4X/6/6P/12/13, 160 x 160 x 61mm (HxWxD), polycarbonate, RAL 7035 light gray, screw cover with smooth recess, purchase subpanel separately. | Stock | 33
1554R2GY | Hammond enclosure, NEMA 4/4X/6/6P/12/13, 160 x 160 x 61mm (HxWxD), polycarbonate, RAL 7035 light gray, screw cover, purchase subpanel separately. | Stock | 34
1554R2GYCL | Hammond enclosure, NEMA 4/4X/6/6P/12/13, 160 x 160 x 61mm (HxWxD), polycarbonate, RAL 7035 light gray, clear polycarbonate screw cover, purchase subpanel separately. | Stock | 35.5
1554R2GYSL | Hammond enclosure, NEMA 4/4X/6/6P/12/13, 160 x 160 x 61mm (HxWxD), polycarbonate, RAL 7035 light gray, smoke polycarbonate screw cover, purchase subpanel separately. | Stock | 35.5
1555RF42GY | Hammond enclosure, NEMA 4/4X/6/6P/12/13, 160 x 160 x 63mm (HxWxD), integral mounting flange, ABS plastic, RAL 7035 light gray, screw cover, purchase subpanel separately. | Stock | 21.5
1555R2F42GY | Hammond enclosure, NEMA 4/4X/6/6P/12/13, 160 x 160 x 63mm (HxWxD), integral mounting flange, polycarbonate, RAL 7035 light gray, screw cover, purchase subpanel separately. | Stock | 23.5
1557FABK | Hammond enclosure, 160 x 160 x 70mm (HxWxD), ABS plastic, black, screw cover. | Stock | 28.5
1557FAGY | Hammond enclosure, 160 x 160 x 70mm (HxWxD), ABS plastic, RAL 7035 light gray, screw cover. | Stock | 28.5
1557FA2BK | Hammond enclosure, NEMA 4/4X/6/6P/12/13, 160 x 160 x 70mm (HxWxD), polycarbonate, black, screw cover. | Stock | 32.5
1557FA2GY | Hammond enclosure, NEMA 4/4X/6/6P/12/13, 160 x 160 x 70mm (HxWxD), polycarbonate, RAL 7035 light gray, screw cover. | Stock | 32.5
1590ZGRP161 | Hammond enclosure, NEMA 4/4X, 160 x 160 x 90mm (HxWxD), fiberglass reinforced polyester, RAL 7000 light gray, screw cover, purchase subpanel separately. | Stock | 67
1590ZGRP161BK | Hammond enclosure, NEMA 4/4X, 160 x 160 x 90mm (HxWxD), fiberglass reinforced polyester, black, screw cover, purchase subpanel separately. | Stock | 67
1590Z160 | Hammond enclosure, NEMA 4/4X/6/6P, 160 x 160 x 90mm (HxWxD), die-cast aluminum alloy, screw cover, purchase subpanel separately. | Stock | 70
1590Z160BK | Hammond enclosure, NEMA 4/4X/6/6P, 160 x 160 x 90mm (HxWxD), die-cast aluminum alloy, black, powder coat finish, screw cover, purchase subpanel separately. | Stock | 78
1590Z160GY | Hammond enclosure, NEMA 4/4X/6/6P, 160 x 160 x 90mm (HxWxD), die-cast aluminum alloy, RAL 7001 light gray, powder coat finish, screw cover, purchase subpanel separately. | Stock | 78
1555SGY | Hammond enclosure, NEMA 4/4X/6/6P/12/13, 160 x 160 x 91mm (HxWxD), ABS plastic, RAL 7035 light gray, screw cover with smooth recess, purchase subpanel separately. | Stock | 29.5
1554SGY | Hammond enclosure, 160 x 160 x 91mm (HxWxD), ABS plastic, RAL 7035 light gray, screw cover, purchase subpanel separately. | Stock | 30
1555S2GY | Hammond enclosure, NEMA 4/4X/6/6P/12/13, 160 x 160 x 91mm (HxWxD), polycarbonate, RAL 7035 light gray, screw cover with smooth recess, purchase subpanel separately. | Stock | 30
1554S2GY | Hammond enclosure, NEMA 4/4X/6/6P/12/13, 160 x 160 x 91mm (HxWxD), polycarbonate, RAL 7035 light gray, screw cover, purchase subpanel separately. | Stock | 31
1554S2GYCL | Hammond enclosure, NEMA 4/4X/6/6P/12/13, 160 x 160 x 91mm (HxWxD), polycarbonate, RAL 7035 light gray, clear polycarbonate screw cover, purchase subpanel separately. | Stock | 38
1554S2GYSL | Hammond enclosure, NEMA 4/4X/6/6P/12/13, 160 x 160 x 91mm (HxWxD), polycarbonate, RAL 7035 light gray, smoke polycarbonate screw cover, purchase subpanel separately. | Stock | 38
D774W | Stahlin DuraBoxx series enclosure, NEMA 1/3/3S/4X/6/6P/12, 160 x 160 x 91mmmm (HxWxD), fiberglass reinforced polyester, Pantone 428 C glacier gray, screw cover. | from vendor up to business day | 126
1555RF17GY | Hammond enclosure, NEMA 4/4X/6/6P/12/13, 161 x 160 x 38mm (HxWxD), integral mounting flange, ABS plastic, RAL 7035 light gray, screw cover, purchase subpanel separately. | Stock | 20.5
1555R2F17GY | Hammond enclosure, NEMA 4/4X/6/6P/12/13, 161 x 160 x 38mm (HxWxD), integral mounting flange, polycarbonate, RAL 7035 light gray, screw cover, purchase subpanel separately. | Stock | 22.5
1550Z120 | Hammond enclosure, NEMA 1/4/4X/12/13, 171 x 121 x 55mm (HxWxD), die-cast aluminum alloy, screw cover. | Stock | 29
1550Z120BK | Hammond enclosure, NEMA 1/4/4X/12/13, 171 x 121 x 55mm (HxWxD), die-cast aluminum alloy, black, powder coat finish, screw cover. | Stock | 37
1590Z130 | Hammond enclosure, NEMA 4/4X/6/6P, 175 x 80 x 52mm (HxWxD), die-cast aluminum alloy, screw cover. | Stock | 34.5
1590Z130BK | Hammond enclosure, NEMA 4/4X/6/6P, 175 x 80 x 52mm (HxWxD), die-cast aluminum alloy, black, powder coat finish, screw cover. | Stock | 40.5
1590Z130GY | Hammond enclosure, NEMA 4/4X/6/6P, 175 x 80 x 52mm (HxWxD), die-cast aluminum alloy, RAL 7001 light gray, powder coat finish, screw cover. | Stock | 40.5
1590Z135 | Hammond enclosure, NEMA 4/4X/6/6P, 175 x 80 x 60mm (HxWxD), die-cast aluminum alloy, screw cover. | Stock | 34.5
1590Z135BK | Hammond enclosure, NEMA 4/4X/6/6P, 175 x 80 x 60mm (HxWxD), die-cast aluminum alloy, black, powder coat finish, screw cover. | Stock | 40.5
1590Z135GY | Hammond enclosure, NEMA 4/4X/6/6P, 175 x 80 x 60mm (HxWxD), die-cast aluminum alloy, RAL 7001 light gray, powder coat finish, screw cover. | Stock | 40.5
1555HLGY | Hammond enclosure, 180 x 120 x 46mm (HxWxD), ABS plastic, RAL 7035 light gray, screw cover with smooth recess, purchase subpanel separately. | Stock | 19
1554HLGY | Hammond enclosure, 180 x 120 x 46mm (HxWxD), ABS plastic, RAL 7035 light gray, screw cover, purchase subpanel separately. | Stock | 19.5
1554HL2GY | Hammond enclosure, NEMA 4/4X/6/6P/12/13, 180 x 120 x 46mm (HxWxD), polycarbonate, RAL 7035 light gray, screw cover, purchase subpanel separately. | Stock | 24
1554HL2GYCL | Hammond enclosure, NEMA 4/4X/6/6P/12/13, 180 x 120 x 46mm (HxWxD), polycarbonate, RAL 7035 light gray, clear polycarbonate screw cover, purchase subpanel separately. | Stock | 25.5
1555HL2GY | Hammond enclosure, NEMA 4/4X/6/6P/12/13, 180 x 120 x 46mm (HxWxD), polycarbonate, RAL 7035 light gray, screw cover with smooth recess, purchase subpanel separately. | Stock | 23.5
1555HGY | Hammond enclosure, NEMA 4/4X/6/6P/12/13, 180 x 120 x 61mm (HxWxD), ABS plastic, RAL 7035 light gray, screw cover with smooth recess, purchase subpanel separately. | Stock | 21
1554HGY | Hammond enclosure, 180 x 120 x 61mm (HxWxD), ABS plastic, RAL 7035 light gray, screw cover, purchase subpanel separately. | Stock | 21.5
1555H2GY | Hammond enclosure, NEMA 4/4X/6/6P/12/13, 180 x 120 x 61mm (HxWxD), polycarbonate, RAL 7035 light gray, screw cover with smooth recess, purchase subpanel separately. | Stock | 25.5
1554H2GY | Hammond enclosure, NEMA 4/4X/6/6P/12/13, 180 x 120 x 61mm (HxWxD), polycarbonate, RAL 7035 light gray, screw cover, purchase subpanel separately. | Stock | 26
1554H2GYCL | Hammond enclosure, NEMA 4/4X/6/6P/12/13, 180 x 120 x 61mm (HxWxD), polycarbonate, RAL 7035 light gray, clear polycarbonate screw cover, purchase subpanel separately. | Stock | 28
1554H2GYSL | Hammond enclosure, NEMA 4/4X/6/6P/12/13, 180 x 120 x 61mm (HxWxD), polycarbonate, RAL 7035 light gray, smoke polycarbonate screw cover, purchase subpanel separately. | Stock | 28
1555TGY | Hammond enclosure, NEMA 4/4X/6/6P/12/13, 180 x 120 x 91mm (HxWxD), ABS plastic, RAL 7035 light gray, screw cover with smooth recess, purchase subpanel separately. | Stock | 27.5
1554TGY | Hammond enclosure, 180 x 120 x 91mm (HxWxD), ABS plastic, RAL 7035 light gray, screw cover, purchase subpanel separately. | Stock | 28
1555T2GY | Hammond enclosure, NEMA 4/4X/6/6P/12/13, 180 x 120 x 91mm (HxWxD), polycarbonate, RAL 7035 light gray, screw cover with smooth recess, purchase subpanel separately. | Stock | 33
1554T2GY | Hammond enclosure, NEMA 4/4X/6/6P/12/13, 180 x 120 x 91mm (HxWxD), polycarbonate, RAL 7035 light gray, screw cover, purchase subpanel separately. | Stock | 34
1554T2GYCL | Hammond enclosure, NEMA 4/4X/6/6P/12/13, 180 x 120 x 91mm (HxWxD), polycarbonate, RAL 7035 light gray, clear polycarbonate screw cover, purchase subpanel separately. | Stock | 35.5
1554T2GYSL | Hammond enclosure, NEMA 4/4X/6/6P/12/13, 180 x 120 x 91mm (HxWxD), polycarbonate, RAL 7035 light gray, smoke polycarbonate screw cover, purchase subpanel separately. | Stock | 35.5
1555HF17GY | Hammond enclosure, NEMA 4/4X/6/6P/12/13, 180 x 121 x 38mm (HxWxD), integral mounting flange, ABS plastic, RAL 7035 light gray, screw cover, purchase subpanel separately. | Stock | 18.5
1555H2F17GY | Hammond enclosure, NEMA 4/4X/6/6P/12/13, 180 x 121 x 38mm (HxWxD), integral mounting flange, polycarbonate, RAL 7035 light gray, screw cover, purchase subpanel separately. | Stock | 23.5
1555HF42GY | Hammond enclosure, NEMA 4/4X/6/6P/12/13, 180 x 121 x 62mm (HxWxD), integral mounting flange, ABS plastic, RAL 7035 light gray, screw cover, purchase subpanel separately. | Stock | 19.5
1555H2F42GY | Hammond enclosure, NEMA 4/4X/6/6P/12/13, 180 x 121 x 62mm (HxWxD), integral mounting flange, polycarbonate, RAL 7035 light gray, screw cover, purchase subpanel separately. | Stock | 25
ULPCM15060G | Fibox MNX series enclosure, NEMA 1/4/4X/6, 180 x 130 x 60mm (HxWxD), polycarbonate, RAL 7035 light gray, screw cover, purchase subpanel separately. | Stock | 54
ULPCM15060T | Fibox MNX series enclosure, NEMA 1/4/4X/6, 180 x 130 x 60mm (HxWxD), polycarbonate, RAL 7035 light gray, smoke screw cover, purchase subpanel separately. | Stock | 54
ULPCM15075G | Fibox MNX series enclosure, NEMA 1/4/4X/6, 180 x 130 x 75mm (HxWxD), polycarbonate, RAL 7035 light gray, screw cover, purchase subpanel separately. | Stock | 55
ULPCM15075T | Fibox MNX series enclosure, NEMA 1/4/4X/6, 180 x 130 x 75mm (HxWxD), polycarbonate, RAL 7035 light gray, smoke screw cover, purchase subpanel separately. | Stock | 55
ULPCM15085XG | Fibox MNX series enclosure, NEMA 1/4/4X/6, 180 x 130 x 85mm (HxWxD), polycarbonate, RAL 7035 light gray, screw cover, purchase subpanel separately. | Stock | 60
ULPCM15085XT | Fibox MNX series enclosure, NEMA 1/4/4X/6, 180 x 130 x 85mm (HxWxD), polycarbonate, RAL 7035 light gray, smoke screw cover, purchase subpanel separately. | Stock | 61
ULPCM150100G | Fibox MNX series enclosure, NEMA 1/4/4X/6, 180 x 130 x 100mm (HxWxD), polycarbonate, RAL 7035 light gray, screw cover, purchase subpanel separately. | Stock | 56
ULPCM150100T | Fibox MNX series enclosure, NEMA 1/4/4X/6, 180 x 130 x 100mm (HxWxD), polycarbonate, RAL 7035 light gray, smoke screw cover, purchase subpanel separately. | Stock | 56
ULPCM150100XG | Fibox MNX series enclosure, NEMA 1/4/4X/6, 180 x 130 x 100mm (HxWxD), polycarbonate, RAL 7035 light gray, screw cover, purchase subpanel separately. | Stock | 61
ULPCM150100XT | Fibox MNX series enclosure, NEMA 1/4/4X/6, 180 x 130 x 100mm (HxWxD), polycarbonate, RAL 7035 light gray, smoke screw cover, purchase subpanel separately. | Stock | 61
ULPCM150125G | Fibox MNX series enclosure, NEMA 1/4/4X/6, 180 x 130 x 125mm (HxWxD), polycarbonate, RAL 7035 light gray, screw cover, purchase subpanel separately. | Stock | 58
ULPCM150125T | Fibox MNX series enclosure, NEMA 1/4/4X/6, 180 x 130 x 125mm (HxWxD), polycarbonate, RAL 7035 light gray, smoke screw cover, purchase subpanel separately. | Stock | 58
ULPCM150125XG | Fibox MNX series enclosure, NEMA 1/4/4X/6, 180 x 130 x 125mm (HxWxD), polycarbonate, RAL 7035 light gray, screw cover, purchase subpanel separately. | Stock | 62
ULPCM150125XT | Fibox MNX series enclosure, NEMA 1/4/4X/6, 180 x 130 x 125mm (HxWxD), polycarbonate, RAL 7035 light gray, smoke screw cover, purchase subpanel separately. | Stock | 62
ULPCM150150G | Fibox MNX series enclosure, NEMA 1/4/4X/6, 180 x 130 x 150mm (HxWxD), polycarbonate, RAL 7035 light gray, screw cover, purchase subpanel separately. | Stock | 62
ULPCM150150T | Fibox MNX series enclosure, NEMA 1/4/4X/6, 180 x 130 x 150mm (HxWxD), polycarbonate, RAL 7035 light gray, smoke screw cover, purchase subpanel separately. | Stock | 63
ULPCM150150XG | Fibox MNX series enclosure, NEMA 1/4/4X/6, 180 x 130 x 150mm (HxWxD), polycarbonate, RAL 7035 light gray, screw cover, purchase subpanel separately. | Stock | 64
ULPCM150150XT | Fibox MNX series enclosure, NEMA 1/4/4X/6, 180 x 130 x 150mm (HxWxD), polycarbonate, RAL 7035 light gray, smoke screw cover, purchase subpanel separately. | Stock | 64
ULPCM150175XG | Fibox MNX series enclosure, NEMA 1/4/4X/6, 180 x 130 x 175mm (HxWxD), polycarbonate, RAL 7035 light gray, screw cover, purchase subpanel separately. | Stock | 66
ULPCM150175XT | Fibox MNX series enclosure, NEMA 1/4/4X/6, 180 x 130 x 175mm (HxWxD), polycarbonate, RAL 7035 light gray, smoke screw cover, purchase subpanel separately. | Stock | 66
1555WF17GY | Hammond enclosure, NEMA 4/4X/6/6P/12/13, 180 x 180 x 40mm (HxWxD), integral mounting flange, ABS plastic, RAL 7035 light gray, screw cover, purchase subpanel separately. | Stock | 17.5
1555W2F17GY | Hammond enclosure, NEMA 4/4X/6/6P/12/13, 180 x 180 x 40mm (HxWxD), integral mounting flange, polycarbonate, RAL 7035 light gray, screw cover, purchase subpanel separately. | Stock | 21.5
1555WGY | Hammond enclosure, NEMA 4/4X/6/6P/12/13, 180 x 180 x 60mm (HxWxD), ABS plastic, RAL 7035 light gray, screw cover with smooth recess, purchase subpanel separately. | Stock | 26
1554WAGY | Hammond enclosure, 180 x 180 x 90mm (HxWxD), ABS plastic, RAL 7035 light gray, screw cover, purchase subpanel separately. | Stock | 32.5
1555W2GY | Hammond enclosure, NEMA 4/4X/6/6P/12/13, 180 x 180 x 60mm (HxWxD), polycarbonate, RAL 7035 light gray, screw cover with smooth recess, purchase subpanel separately. | Stock | 30.5
1554W2GY | Hammond enclosure, NEMA 4/4X/6/6P/12/13, 180 x 180 x 60mm (HxWxD), polycarbonate, RAL 7035 light gray, screw cover, purchase subpanel separately. | Stock | 31.5
1554W2GYCL | Hammond enclosure, NEMA 4/4X/6/6P/12/13, 180 x 180 x 60mm (HxWxD), polycarbonate, RAL 7035 light gray, clear polycarbonate screw cover, purchase subpanel separately. | Stock | 33
1554W2GYSL | Hammond enclosure, NEMA 4/4X/6/6P/12/13, 180 x 180 x 60mm (HxWxD), polycarbonate, RAL 7035 light gray, smoke polycarbonate screw cover, purchase subpanel separately. | Stock | 33
1555WF42GY | Hammond enclosure, NEMA 4/4X/6/6P/12/13, 180 x 180 x 65mm (HxWxD), integral mounting flange, ABS plastic, RAL 7035 light gray, screw cover, purchase subpanel separately. | Stock | 18.5
1555W2F42GY | Hammond enclosure, NEMA 4/4X/6/6P/12/13, 180 x 180 x 65mm (HxWxD), integral mounting flange, polycarbonate, RAL 7035 light gray, screw cover, purchase subpanel separately. | Stock | 23
1554WGY | Hammond enclosure, 180 x 180 x 60mm (HxWxD), ABS plastic, RAL 7035 light gray, screw cover, purchase subpanel separately. | Stock | 26.5
ULPCM17560G | Fibox MNX series enclosure, NEMA 1/4/4X/6, 180 x 180 x 60mm (HxWxD), polycarbonate, RAL 7035 light gray, screw cover, purchase subpanel separately. | Stock | 69
ULPCM17560T | Fibox MNX series enclosure, NEMA 1/4/4X/6, 180 x 180 x 60mm (HxWxD), polycarbonate, RAL 7035 light gray, smoke screw cover, purchase subpanel separately. | Stock | 69
ULPCM17575G | Fibox MNX series enclosure, NEMA 1/4/4X/6, 180 x 180 x 75mm (HxWxD), polycarbonate, RAL 7035 light gray, screw cover, purchase subpanel separately. | Stock | 69
ULPCM17575T | Fibox MNX series enclosure, NEMA 1/4/4X/6, 180 x 180 x 75mm (HxWxD), polycarbonate, RAL 7035 light gray, smoke screw cover, purchase subpanel separately. | Stock | 71
ULPCM17585XG | Fibox MNX series enclosure, NEMA 1/4/4X/6, 180 x 180 x 85mm (HxWxD), polycarbonate, RAL 7035 light gray, screw cover, purchase subpanel separately. | Stock | 96
ULPCM17585XT | Fibox MNX series enclosure, NEMA 1/4/4X/6, 180 x 180 x 85mm (HxWxD), polycarbonate, RAL 7035 light gray, smoke screw cover, purchase subpanel separately. | Stock | 103
1555WAGY | Hammond enclosure, NEMA 4/4X/6/6P/12/13, 180 x 180 x 90mm (HxWxD), ABS plastic, RAL 7035 light gray, screw cover with smooth recess, purchase subpanel separately. | Stock | 32
1555WA2GY | Hammond enclosure, NEMA 4/4X/6/6P/12/13, 180 x 180 x 90mm (HxWxD), polycarbonate, RAL 7035 light gray, screw cover with smooth recess, purchase subpanel separately. | Stock | 33
1554WA2GY | Hammond enclosure, NEMA 4/4X/6/6P/12/13, 180 x 180 x 90mm (HxWxD), polycarbonate, RAL 7035 light gray, screw cover, purchase subpanel separately. | Stock | 33.5
1554WA2GYCL | Hammond enclosure, NEMA 4/4X/6/6P/12/13, 180 x 180 x 90mm (HxWxD), polycarbonate, RAL 7035 light gray, clear polycarbonate screw cover, purchase subpanel separately. | Stock | 39.5
1554WA2GYSL | Hammond enclosure, NEMA 4/4X/6/6P/12/13, 180 x 180 x 90mm (HxWxD), polycarbonate, RAL 7035 light gray, smoke polycarbonate screw cover, purchase subpanel separately. | Stock | 39.5
ULPCM175100G | Fibox MNX series enclosure, NEMA 1/4/4X/6, 180 x 180 x 100mm (HxWxD), polycarbonate, RAL 7035 light gray, screw cover, purchase subpanel separately. | Stock | 71
ULPCM175100T | Fibox MNX series enclosure, NEMA 1/4/4X/6, 180 x 180 x 100mm (HxWxD), polycarbonate, RAL 7035 light gray, smoke screw cover, purchase subpanel separately. | Stock | 72
ULPCM175100XT | Fibox MNX series enclosure, NEMA 1/4/4X/6, 180 x 180 x 100mm (HxWxD), polycarbonate, RAL 7035 light gray, smoke screw cover, purchase subpanel separately. | Stock | 100
ULPCM175125G | Fibox MNX series enclosure, NEMA 1/4/4X/6, 180 x 180 x 125mm (HxWxD), polycarbonate, RAL 7035 light gray, screw cover, purchase subpanel separately. | Stock | 77
ULPCM175125T | Fibox MNX series enclosure, NEMA 1/4/4X/6, 180 x 180 x 125mm (HxWxD), polycarbonate, RAL 7035 light gray, smoke screw cover, purchase subpanel separately. | Stock | 79
ULPCM175125XG | Fibox MNX series enclosure, NEMA 1/4/4X/6, 180 x 180 x 125mm (HxWxD), polycarbonate, RAL 7035 light gray, screw cover, purchase subpanel separately. | Stock | 99
ULPCM175125XT | Fibox MNX series enclosure, NEMA 1/4/4X/6, 180 x 180 x 125mm (HxWxD), polycarbonate, RAL 7035 light gray, smoke screw cover, purchase subpanel separately. | Stock | 100
ULPCM175150G | Fibox MNX series enclosure, NEMA 1/4/4X/6, 180 x 180 x 150mm (HxWxD), polycarbonate, RAL 7035 light gray, screw cover, purchase subpanel separately. | Stock | 81
ULPCM175150T | Fibox MNX series enclosure, NEMA 1/4/4X/6, 180 x 180 x 150mm (HxWxD), polycarbonate, RAL 7035 light gray, smoke screw cover, purchase subpanel separately. | Stock | 83
ULPCM175150XG | Fibox MNX series enclosure, NEMA 1/4/4X/6, 180 x 180 x 150mm (HxWxD), polycarbonate, RAL 7035 light gray, screw cover, purchase subpanel separately. | Stock | 102
ULPCM175150XT | Fibox MNX series enclosure, NEMA 1/4/4X/6, 180 x 180 x 150mm (HxWxD), polycarbonate, RAL 7035 light gray, smoke screw cover, purchase subpanel separately. | Stock | 103
ULPCM175175XG | Fibox MNX series enclosure, NEMA 1/4/4X/6, 180 x 180 x 175mm (HxWxD), polycarbonate, RAL 7035 light gray, screw cover, purchase subpanel separately. | Stock | 106
ULPCM175175XT | Fibox MNX series enclosure, NEMA 1/4/4X/6, 180 x 180 x 175mm (HxWxD), polycarbonate, RAL 7035 light gray, smoke screw cover, purchase subpanel separately. | Stock | 106
ULTPCM191209 | Fibox TEMPO series enclosure, NEMA 1/4/4X, 187 x 122 x 90mm (HxWxD), polycarbonate, RAL 7035 light gray, hinged screw cover, purchase subpanel separately. | Stock | 36.5
1590ZGRP131 | Hammond enclosure, NEMA 4/4X, 190 x 75 x 55mm (HxWxD), fiberglass reinforced polyester, RAL 7000 light gray, screw cover, purchase subpanel separately. | Stock | 84
1590ZGRP131BK | Hammond enclosure, NEMA 4/4X, 190 x 75 x 55mm (HxWxD), fiberglass reinforced polyester, black, screw cover, purchase subpanel separately. | Stock | 84
1555UGY | Hammond enclosure, NEMA 4/4X/6/6P/12/13, 200 x 120 x 91mm (HxWxD), ABS plastic, RAL 7035 light gray, screw cover with smooth recess, purchase subpanel separately. | Stock | 30
1554UGY | Hammond enclosure, 200 x 120 x 91mm (HxWxD), ABS plastic, RAL 7035 light gray, screw cover, purchase subpanel separately. | Stock | 30.5
1555U2GY | Hammond enclosure, NEMA 4/4X/6/6P/12/13, 200 x 120 x 91mm (HxWxD), polycarbonate, RAL 7035 light gray, screw cover with smooth recess, purchase subpanel separately. | Stock | 30
1554U2GY | Hammond enclosure, NEMA 4/4X/6/6P/12/13, 200 x 120 x 91mm (HxWxD), polycarbonate, RAL 7035 light gray, screw cover, purchase subpanel separately. | Stock | 30.5
1554U2GYCL | Hammond enclosure, NEMA 4/4X/6/6P/12/13, 200 x 120 x 91mm (HxWxD), polycarbonate, RAL 7035 light gray, clear polycarbonate screw cover, purchase subpanel separately. | Stock | 36
1554U2GYSL | Hammond enclosure, NEMA 4/4X/6/6P/12/13, 200 x 120 x 91mm (HxWxD), polycarbonate, RAL 7035 light gray, smoke polycarbonate screw cover, purchase subpanel separately. | Stock | 36
1557HBK | Hammond enclosure, 200 x 200 x 45mm (HxWxD), ABS plastic, black, screw cover. | Stock | 28.5
1557HGY | Hammond enclosure, 200 x 200 x 45mm (HxWxD), ABS plastic, RAL 7035 light gray, screw cover. | Stock | 28.5
1557H2BK | Hammond enclosure, NEMA 4/4X/6/6P/12/13, 200 x 200 x 45mm (HxWxD), polycarbonate, black, screw cover. | Stock | 32.5
1557H2GY | Hammond enclosure, NEMA 4/4X/6/6P/12/13, 200 x 200 x 45mm (HxWxD), polycarbonate, RAL 7035 light gray, screw cover. | Stock | 32.5
1557HABK | Hammond enclosure, 200 x 200 x 70mm (HxWxD), ABS plastic, black, screw cover. | Stock | 29.5
1557HAGY | Hammond enclosure, 200 x 200 x 70mm (HxWxD), ABS plastic, RAL 7035 light gray, screw cover. | Stock | 29.5
1557HA2BK | Hammond enclosure, NEMA 4/4X/6/6P/12/13, 200 x 200 x 70mm (HxWxD), polycarbonate, black, screw cover. | Stock | 36.5
1557HA2GY | Hammond enclosure, NEMA 4/4X/6/6P/12/13, 200 x 200 x 70mm (HxWxD), polycarbonate, RAL 7035 light gray, screw cover. | Stock | 36.5
ULTPCM201610 | Fibox TEMPO series enclosure, NEMA 1/4/4X, 201 x 163 x 98mm (HxWxD), polycarbonate, RAL 7035 light gray, hinged screw cover, purchase subpanel separately. | Stock | 48
1590ZGRP123 | Hammond enclosure, NEMA 4/4X, 220 x 120 x 91mm (HxWxD), fiberglass reinforced polyester, RAL 7000 light gray, screw cover, purchase subpanel separately. | Stock | 49
1590ZGRP123BK | Hammond enclosure, NEMA 4/4X, 220 x 120 x 91mm (HxWxD), fiberglass reinforced polyester, black, screw cover, purchase subpanel separately. | Stock | 49
1590Z150 | Hammond enclosure, NEMA 4/4X/6/6P, 221 x 121 x 81mm (HxWxD), die-cast aluminum alloy, screw cover, purchase subpanel separately. | Stock | 64
1590Z150BK | Hammond enclosure, NEMA 4/4X/6/6P, 221 x 121 x 81mm (HxWxD), die-cast aluminum alloy, black, powder coat finish, screw cover, purchase subpanel separately. | Stock | 71
1590Z150GY | Hammond enclosure, NEMA 4/4X/6/6P, 221 x 121 x 81mm (HxWxD), die-cast aluminum alloy, RAL 7001 light gray, powder coat finish, screw cover, purchase subpanel separately. | Stock | 71
1590Z155 | Hammond enclosure, NEMA 4/4X/6/6P, 221 x 121 x 90mm (HxWxD), die-cast aluminum alloy, screw cover, purchase subpanel separately. | Stock | 67
1590Z155BK | Hammond enclosure, NEMA 4/4X/6/6P, 221 x 121 x 90mm (HxWxD), die-cast aluminum alloy, black, powder coat finish, screw cover, purchase subpanel separately. | Stock | 75
1590Z155GY | Hammond enclosure, NEMA 4/4X/6/6P, 221 x 121 x 90mm (HxWxD), die-cast aluminum alloy, RAL 7001 light gray, powder coat finish, screw cover, purchase subpanel separately. | Stock | 75
1550Z124 | Hammond enclosure, NEMA 1/4/4X/12/13, 223 x 147 x 55mm (HxWxD), die-cast aluminum alloy, screw cover. | Stock | 30
1550Z124BK | Hammond enclosure, NEMA 1/4/4X/12/13, 223 x 147 x 55mm (HxWxD), die-cast aluminum alloy, black, powder coat finish, screw cover. | Stock | 44
1550Z220BK | Hammond enclosure, NEMA 1/4/4X/12/13, 223 x 147 x 83mm (HxWxD), die-cast aluminum alloy, black, powder coat finish, screw cover. | Stock | 53
1550Z220 | Hammond enclosure, NEMA 1/4/4X/12/13, 223 x 147 x 83mm (HxWxD), die-cast aluminum alloy, screw cover. | Stock | 37
1590Z231 | Hammond enclosure, NEMA 4/4X/6/6P, 230 x 200 x 110mm (HxWxD), die-cast aluminum alloy, screw cover, purchase subpanel separately. | Stock | 155
1590Z231BK | Hammond enclosure, NEMA 4/4X/6/6P, 230 x 200 x 110mm (HxWxD), die-cast aluminum alloy, black, powder coat finish, screw cover, purchase subpanel separately. | Stock | 164
1590Z231GY | Hammond enclosure, NEMA 4/4X/6/6P, 230 x 200 x 110mm (HxWxD), die-cast aluminum alloy, RAL 7001 light gray, powder coat finish, screw cover, purchase subpanel separately. | Stock | 164
1555VAF17GY | Hammond enclosure, NEMA 4/4X/6/6P/12/13, 240 x 160 x 37mm (HxWxD), integral mounting flange, ABS plastic, RAL 7035 light gray, screw cover, purchase subpanel separately. | Stock | 19.5
1555VA2F17GY | Hammond enclosure, NEMA 4/4X/6/6P/12/13, 240 x 160 x 37mm (HxWxD), integral mounting flange, polycarbonate, RAL 7035 light gray, screw cover, purchase subpanel separately. | Stock | 24
1555VALGY | Hammond enclosure, 240 x 160 x 60mm (HxWxD), ABS plastic, RAL 7035 light gray, screw cover with smooth recess, purchase subpanel separately. | Stock | 32.5
1554VALGY | Hammond enclosure, 240 x 160 x 60mm (HxWxD), ABS plastic, RAL 7035 light gray, screw cover, purchase subpanel separately. | Stock | 33.5
1554VAL2GY | Hammond enclosure, NEMA 4/4X/6/6P/12/13, 240 x 160 x 60mm (HxWxD), polycarbonate, RAL 7035 light gray, screw cover, purchase subpanel separately. | Stock | 38
1554VAL2GYCL | Hammond enclosure, NEMA 4/4X/6/6P/12/13, 240 x 160 x 60mm (HxWxD), polycarbonate, RAL 7035 light gray, clear polycarbonate screw cover, purchase subpanel separately. | Stock | 39.5
1555VAL2GY | Hammond enclosure, NEMA 4/4X/6/6P/12/13, 240 x 160 x 60mm (HxWxD), polycarbonate, RAL 7035 light gray, screw cover with smooth recess, purchase subpanel separately. | Stock | 37
1555VA2F42GY | Hammond enclosure, NEMA 4/4X/6/6P/12/13, 240 x 160 x 62mm (HxWxD), integral mounting flange, polycarbonate, RAL 7035 light gray, screw cover, purchase subpanel separately. | Stock | 25.5
1555VAF42GY | Hammond enclosure, NEMA 4/4X/6/6P/12/13, 240 x 160 x 62mm (HxWxD), integral mounting flange, ABS plastic, RAL 7035 light gray, screw cover, purchase subpanel separately. | Stock | 20.5
1555VAGY | Hammond enclosure, NEMA 4/4X/6/6P/12/13, 240 x 160 x 90mm (HxWxD), ABS plastic, RAL 7035 light gray, screw cover with smooth recess, purchase subpanel separately. | Stock | 37.5
1554VAGY | Hammond enclosure, 240 x 160 x 90mm (HxWxD), ABS plastic, RAL 7035 light gray, screw cover, purchase subpanel separately. | Stock | 38
1555VA2GY | Hammond enclosure, NEMA 4/4X/6/6P/12/13, 240 x 160 x 90mm (HxWxD), polycarbonate, RAL 7035 light gray, screw cover with smooth recess, purchase subpanel separately. | Stock | 43
1554VA2GY | Hammond enclosure, NEMA 4/4X/6/6P/12/13, 240 x 160 x 90mm (HxWxD), polycarbonate, RAL 7035 light gray, screw cover, purchase subpanel separately. | Stock | 43.5
1554VA2GYCL | Hammond enclosure, NEMA 4/4X/6/6P/12/13, 240 x 160 x 90mm (HxWxD), polycarbonate, RAL 7035 light gray, clear polycarbonate screw cover, purchase subpanel separately. | Stock | 45.5
1554VA2GYSL | Hammond enclosure, NEMA 4/4X/6/6P/12/13, 240 x 160 x 90mm (HxWxD), polycarbonate, RAL 7035 light gray, smoke polycarbonate screw cover, purchase subpanel separately. | Stock | 45.5
1555VGY | Hammond enclosure, NEMA 4/4X, 240 x 160 x 91mm (HxWxD), ABS plastic, RAL 7035 light gray, screw cover with smooth recess, purchase subpanel separately. | Stock | 37.5
1554VGY | Hammond enclosure, 240 x 160 x 91mm (HxWxD), ABS plastic, RAL 7035 light gray, screw cover, purchase subpanel separately. | Stock | 38
1555V2GY | Hammond enclosure, NEMA 4/4X, 240 x 160 x 91mm (HxWxD), polycarbonate, RAL 7035 light gray, screw cover with smooth recess, purchase subpanel separately. | Stock | 43
1554V2GY | Hammond enclosure, NEMA 4/4X, 240 x 160 x 91mm (HxWxD), polycarbonate, RAL 7035 light gray, screw cover, purchase subpanel separately. | Stock | 43.5
1554V2GYCL | Hammond enclosure, NEMA 4/4X, 240 x 160 x 91mm (HxWxD), polycarbonate, RAL 7035 light gray, clear polycarbonate screw cover, purchase subpanel separately. | Stock | 45.5
1554V2GYSL | Hammond enclosure, NEMA 4/4X, 240 x 160 x 91mm (HxWxD), polycarbonate, RAL 7035 light gray, smoke polycarbonate screw cover, purchase subpanel separately. | Stock | 45.5
1555VBGY | Hammond enclosure, NEMA 4/4X/6/6P/12/13, 240 x 160 x 120mm (HxWxD), ABS plastic, RAL 7035 light gray, screw cover with smooth recess, purchase subpanel separately. | Stock | 37.5
1554VBGY | Hammond enclosure, 240 x 160 x 120mm (HxWxD), ABS plastic, RAL 7035 light gray, screw cover, purchase subpanel separately. | Stock | 38
1555VB2GY | Hammond enclosure, NEMA 4/4X/6/6P/12/13, 240 x 160 x 120mm (HxWxD), polycarbonate, RAL 7035 light gray, screw cover with smooth recess, purchase subpanel separately. | Stock | 43
1554VB2GY | Hammond enclosure, NEMA 4/4X/6/6P/12/13, 240 x 160 x 120mm (HxWxD), polycarbonate, RAL 7035 light gray, screw cover, purchase subpanel separately. | Stock | 43.5
1554VB2GYCL | Hammond enclosure, NEMA 4/4X/6/6P/12/13, 240 x 160 x 120mm (HxWxD), polycarbonate, RAL 7035 light gray, clear polycarbonate screw cover, purchase subpanel separately. | Stock | 45.5
1554VB2GYSL | Hammond enclosure, NEMA 4/4X/6/6P/12/13, 240 x 160 x 120mm (HxWxD), polycarbonate, RAL 7035 light gray, smoke polycarbonate screw cover, purchase subpanel separately. | Stock | 45.5
1590Z140BK | Hammond enclosure, NEMA 4/4X/6/6P, 250 x 80 x 57mm (HxWxD), die-cast aluminum alloy, black, powder coat finish, screw cover, purchase subpanel separately. | Stock | 62
1590Z140 | Hammond enclosure, NEMA 4/4X/6/6P, 250 x 80 x 57mm (HxWxD), die-cast aluminum alloy, screw cover, purchase subpanel separately. | Stock | 54
1590Z140GY | Hammond enclosure, NEMA 4/4X/6/6P, 250 x 80 x 57mm (HxWxD), die-cast aluminum alloy, RAL 7001 light gray, powder coat finish, screw cover, purchase subpanel separately. | Stock | 62
1590ZGRP233 | Hammond enclosure, NEMA 4/4X, 250 x 200 x 120mm (HxWxD), fiberglass reinforced polyester, RAL 7000 light gray, screw cover, purchase subpanel separately. | Stock | 99
ULPCM20063G | Fibox MNX series enclosure, NEMA 1/4/4X/6, 255 x 180 x 63mm (HxWxD), polycarbonate, RAL 7035 light gray, screw cover, purchase subpanel separately. | Stock | 120
ULPCM20063T | Fibox MNX series enclosure, NEMA 1/4/4X/6, 255 x 180 x 63mm (HxWxD), polycarbonate, RAL 7035 light gray, smoke screw cover, purchase subpanel separately. | Stock | 121
ULPCM20075G | Fibox MNX series enclosure, NEMA 1/4/4X/6, 255 x 180 x 75mm (HxWxD), polycarbonate, RAL 7035 light gray, screw cover, purchase subpanel separately. | Stock | 121
ULPCM20075T | Fibox MNX series enclosure, NEMA 1/4/4X/6, 255 x 180 x 75mm (HxWxD), polycarbonate, RAL 7035 light gray, smoke screw cover, purchase subpanel separately. | Stock | 122
ULPCM20088XG | Fibox MNX series enclosure, NEMA 1/4/4X/6, 255 x 180 x 88mm (HxWxD), polycarbonate, RAL 7035 light gray, screw cover, purchase subpanel separately. | Stock | 126
ULPCM20088XT | Fibox MNX series enclosure, NEMA 1/4/4X/6, 255 x 180 x 88mm (HxWxD), polycarbonate, RAL 7035 light gray, smoke screw cover, purchase subpanel separately. | Stock | 127
ULPCM200100G | Fibox MNX series enclosure, NEMA 1/4/4X/6, 255 x 180 x 100mm (HxWxD), polycarbonate, RAL 7035 light gray, screw cover, purchase subpanel separately. | Stock | 121
ULPCM200100T | Fibox MNX series enclosure, NEMA 1/4/4X/6, 255 x 180 x 100mm (HxWxD), polycarbonate, RAL 7035 light gray, smoke screw cover, purchase subpanel separately. | Stock | 123
ULPCM200100XG | Fibox MNX series enclosure, NEMA 1/4/4X/6, 255 x 180 x 100mm (HxWxD), polycarbonate, RAL 7035 light gray, screw cover, purchase subpanel separately. | Stock | 126
ULPCM200100XT | Fibox MNX series enclosure, NEMA 1/4/4X/6, 255 x 180 x 100mm (HxWxD), polycarbonate, RAL 7035 light gray, smoke screw cover, purchase subpanel separately. | Stock | 128
ULPCM200125XG | Fibox MNX series enclosure, NEMA 1/4/4X/6, 255 x 180 x 125mm (HxWxD), polycarbonate, RAL 7035 light gray, screw cover, purchase subpanel separately. | Stock | 127
ULPCM200125XT | Fibox MNX series enclosure, NEMA 1/4/4X/6, 255 x 180 x 125mm (HxWxD), polycarbonate, RAL 7035 light gray, smoke screw cover, purchase subpanel separately. | Stock | 129
ULPCM200150G | Fibox MNX series enclosure, NEMA 1/4/4X/6, 255 x 180 x 150mm (HxWxD), polycarbonate, RAL 7035 light gray, screw cover, purchase subpanel separately. | Stock | 126
ULPCM200150T | Fibox MNX series enclosure, NEMA 1/4/4X/6, 255 x 180 x 150mm (HxWxD), polycarbonate, RAL 7035 light gray, smoke screw cover, purchase subpanel separately. | Stock | 129
ULPCM200175XG | Fibox MNX series enclosure, NEMA 1/4/4X/6, 255 x 180 x 175mm (HxWxD), polycarbonate, RAL 7035 light gray, screw cover, purchase subpanel separately. | Stock | 132
ULPCM200175XT | Fibox MNX series enclosure, NEMA 1/4/4X/6, 255 x 180 x 175mm (HxWxD), polycarbonate, RAL 7035 light gray, smoke screw cover, purchase subpanel separately. | Stock | 135
1590ZGRP234 | Hammond enclosure, NEMA 4/4X, 255 x 250 x 120mm (HxWxD), fiberglass reinforced polyester, RAL 7000 light gray, screw cover, purchase subpanel separately. | Stock | 116
1590ZGRP234BK | Hammond enclosure, NEMA 4/4X, 255 x 250 x 120mm (HxWxD), fiberglass reinforced polyester, black, screw cover, purchase subpanel separately. | Stock | 116
D10105W | Stahlin DuraBoxx series enclosure, NEMA 1/3/3S/4X/6/6P/12, 255 x 250 x 121mm (HxWxD), fiberglass reinforced polyester, Pantone 428 C glacier gray, screw cover. | from vendor up to business day | 211
1590ZGRP235 | Hammond enclosure, NEMA 4/4X, 255 x 250 x 161mm (HxWxD), fiberglass reinforced polyester, RAL 7000 light gray, screw cover, purchase subpanel separately. | Stock | 147
1590ZGRP235BK | Hammond enclosure, NEMA 4/4X, 255 x 250 x 161mm (HxWxD), fiberglass reinforced polyester, black, screw cover, purchase subpanel separately. | Stock | 147
1590ZGRP162 | Hammond enclosure, NEMA 4/4X, 260 x 160 x 90mm (HxWxD), fiberglass reinforced polyester, RAL 7000 light gray, screw cover, purchase subpanel separately. | Stock | 92
1590ZGRP162BK | Hammond enclosure, NEMA 4/4X, 260 x 160 x 90mm (HxWxD), fiberglass reinforced polyester, black, screw cover, purchase subpanel separately. | Stock | 92
1590Z162 | Hammond enclosure, NEMA 4/4X/6/6P, 260 x 160 x 90mm (HxWxD), die-cast aluminum alloy, screw cover, purchase subpanel separately. | Stock | 96
1590Z162BK | Hammond enclosure, NEMA 4/4X/6/6P, 260 x 160 x 90mm (HxWxD), die-cast aluminum alloy, black, powder coat finish, screw cover, purchase subpanel separately. | Stock | 103
1590Z162GY | Hammond enclosure, NEMA 4/4X/6/6P, 260 x 160 x 90mm (HxWxD), die-cast aluminum alloy, RAL 7001 light gray, powder coat finish, screw cover, purchase subpanel separately. | Stock | 103
D7114W | Stahlin DuraBoxx series enclosure, NEMA 1/3/3S/4X/6/6P/12, 160 x 260 x 91mm (HxWxD), fiberglass reinforced polyester, Pantone 428 C glacier gray, screw cover. | from vendor up to business day | 167
1555XGY | Hammond enclosure, NEMA 4/4X/6/6P/12/13, 299 x 200 x 90mm (HxWxD), ABS plastic, RAL 7035 light gray, screw cover with smooth recess, purchase subpanel separately. | Stock | 38.5
1554XGY | Hammond enclosure, 299 x 200 x 90mm (HxWxD), ABS plastic, RAL 7035 light gray, screw cover, purchase subpanel separately. | Stock | 39
1555X2GY | Hammond enclosure, NEMA 4/4X/6/6P/12/13, 299 x 200 x 90mm (HxWxD), polycarbonate, RAL 7035 light gray, screw cover with smooth recess, purchase subpanel separately. | Stock | 53
1554X2GY | Hammond enclosure, NEMA 4/4X/6/6P/12/13, 299 x 200 x 90mm (HxWxD), polycarbonate, RAL 7035 light gray, screw cover, purchase subpanel separately. | Stock | 54
1554X2GYCL | Hammond enclosure, NEMA 4/4X/6/6P/12/13, 299 x 200 x 90mm (HxWxD), polycarbonate, RAL 7035 light gray, clear polycarbonate screw cover, purchase subpanel separately. | Stock | 57
1554X2GYSL | Hammond enclosure, NEMA 4/4X/6/6P/12/13, 299 x 200 x 90mm (HxWxD), polycarbonate, RAL 7035 light gray, smoke polycarbonate screw cover, purchase subpanel separately. | Stock | 57
1555XAGY | Hammond enclosure, NEMA 4/4X/6/6P/12/13, 299 x 200 x 120mm (HxWxD), ABS plastic, RAL 7035 light gray, screw cover with smooth recess, purchase subpanel separately. | Stock | 39
1554XAGY | Hammond enclosure, 299 x 200 x 120mm (HxWxD), ABS plastic, RAL 7035 light gray, screw cover, purchase subpanel separately. | Stock | 40
1555XA2GY | Hammond enclosure, NEMA 4/4X/6/6P/12/13, 299 x 200 x 120mm (HxWxD), polycarbonate, RAL 7035 light gray, screw cover with smooth recess, purchase subpanel separately. | Stock | 59
1554XA2GY | Hammond enclosure, NEMA 4/4X/6/6P/12/13, 299 x 200 x 120mm (HxWxD), polycarbonate, RAL 7035 light gray, screw cover, purchase subpanel separately. | Stock | 60
1554XA2GYCL | Hammond enclosure, NEMA 4/4X/6/6P/12/13, 299 x 200 x 120mm (HxWxD), polycarbonate, RAL 7035 light gray, clear polycarbonate screw cover, purchase subpanel separately. | Stock | 65
1554XA2GYSL | Hammond enclosure, NEMA 4/4X/6/6P/12/13, 299 x 200 x 120mm (HxWxD), polycarbonate, RAL 7035 light gray, smoke polycarbonate screw cover, purchase subpanel separately. | Stock | 65
1555YGY | Hammond enclosure, NEMA 4/4X/6/6P/12/13, 299 x 240 x 95mm (HxWxD), ABS plastic, RAL 7035 light gray, screw cover with smooth recess, purchase subpanel separately. | Stock | 39.5
1554YGY | Hammond enclosure, 299 x 240 x 95mm (HxWxD), ABS plastic, RAL 7035 light gray, screw cover, purchase subpanel separately. | Stock | 40
1555Y2GY | Hammond enclosure, NEMA 4/4X/6/6P/12/13, 299 x 240 x 95mm (HxWxD), polycarbonate, RAL 7035 light gray, screw cover with smooth recess, purchase subpanel separately. | Stock | 60
1554Y2GY | Hammond enclosure, NEMA 4/4X/6/6P/12/13, 299 x 240 x 95mm (HxWxD), polycarbonate, RAL 7035 light gray, screw cover, purchase subpanel separately. | Stock | 61
1554Y2GYCL | Hammond enclosure, NEMA 4/4X/6/6P/12/13, 299 x 240 x 95mm (HxWxD), polycarbonate, RAL 7035 light gray, clear polycarbonate screw cover, purchase subpanel separately. | Stock | 68
1554Y2GYSL | Hammond enclosure, NEMA 4/4X/6/6P/12/13, 299 x 240 x 95mm (HxWxD), polycarbonate, RAL 7035 light gray, smoke polycarbonate screw cover, purchase subpanel separately. | Stock | 68
1555YAGY | Hammond enclosure, NEMA 4/4X/6/6P/12/13, 299 x 240 x 120mm (HxWxD), ABS plastic, RAL 7035 light gray, screw cover with smooth recess, purchase subpanel separately. | Stock | 41.5
1554YAGY | Hammond enclosure, 299 x 240 x 120mm (HxWxD), ABS plastic, RAL 7035 light gray, screw cover, purchase subpanel separately. | Stock | 43
1555YA2GY | Hammond enclosure, NEMA 4/4X/6/6P/12/13, 299 x 240 x 120mm (HxWxD), polycarbonate, RAL 7035 light gray, screw cover with smooth recess, purchase subpanel separately. | Stock | 65
1554YA2GY | Hammond enclosure, NEMA 4/4X/6/6P/12/13, 299 x 240 x 120mm (HxWxD), polycarbonate, RAL 7035 light gray, screw cover, purchase subpanel separately. | Stock | 66
1554YA2GYCL | Hammond enclosure, NEMA 4/4X/6/6P/12/13, 299 x 240 x 120mm (HxWxD), polycarbonate, RAL 7035 light gray, clear polycarbonate screw cover, purchase subpanel separately. | Stock | 72
1554YA2GYSL | Hammond enclosure, NEMA 4/4X/6/6P/12/13, 299 x 240 x 120mm (HxWxD), polycarbonate, RAL 7035 light gray, smoke polycarbonate screw cover, purchase subpanel separately. | Stock | 72
1590Z235 | Hammond enclosure, NEMA 4/4X/6/6P, 331 x 231 x 112mm (HxWxD), die-cast aluminum alloy, screw cover, purchase subpanel separately. | Stock | 207
1590Z235BK | Hammond enclosure, NEMA 4/4X/6/6P, 331 x 231 x 112mm (HxWxD), die-cast aluminum alloy, black, powder coat finish, screw cover, purchase subpanel separately. | Stock | 216
1590Z235GY | Hammond enclosure, NEMA 4/4X/6/6P, 331 x 231 x 112mm (HxWxD), die-cast aluminum alloy, RAL 7001 light gray, powder coat finish, screw cover, purchase subpanel separately. | Stock | 216
1590Z164 | Hammond enclosure, NEMA 4/4X/6/6P, 360 x 122 x 80mm (HxWxD), die-cast aluminum alloy, screw cover, purchase subpanel separately. | Stock | 87
1590Z164BK | Hammond enclosure, NEMA 4/4X/6/6P, 360 x 122 x 80mm (HxWxD), die-cast aluminum alloy, black, powder coat finish, screw cover, purchase subpanel separately. | Stock | 95
1590Z164GY | Hammond enclosure, NEMA 4/4X/6/6P, 360 x 122 x 80mm (HxWxD), die-cast aluminum alloy, RAL 7001 light gray, powder coat finish, screw cover, purchase subpanel separately. | Stock | 95
1590Z166 | Hammond enclosure, NEMA 4/4X/6/6P, 360 x 160 x 90mm (HxWxD), die-cast aluminum alloy, screw cover, purchase subpanel separately. | Stock | 137
1590Z166BK | Hammond enclosure, NEMA 4/4X/6/6P, 360 x 160 x 90mm (HxWxD), die-cast aluminum alloy, black, powder coat finish, screw cover, purchase subpanel separately. | Stock | 147
1590Z166GY | Hammond enclosure, NEMA 4/4X/6/6P, 360 x 160 x 90mm (HxWxD), die-cast aluminum alloy, RAL 7001 light gray, powder coat finish, screw cover, purchase subpanel separately. | Stock | 147
1590ZGRP163 | Hammond enclosure, NEMA 4/4X, 360 x 160 x 90mm (HxWxD), fiberglass reinforced polyester, RAL 7000 light gray, screw cover, purchase subpanel separately. | Stock | 106
1590ZGRP163BK | Hammond enclosure, NEMA 4/4X, 360 x 160 x 90mm (HxWxD), fiberglass reinforced polyester, black, screw cover, purchase subpanel separately. | Stock | 106
1590ZGRP243 | Hammond enclosure, NEMA 4/4X, 400 x 250 x 120mm (HxWxD), fiberglass reinforced polyester, RAL 7000 light gray, screw cover, purchase subpanel separately. | Stock | 160
1590ZGRP243BK | Hammond enclosure, NEMA 4/4X, 400 x 250 x 120mm (HxWxD), fiberglass reinforced polyester, black, screw cover, purchase subpanel separately. | Stock | 160
D10165W | Stahlin DuraBoxx series enclosure, NEMA 1/3/3S/4X/6/6P/12, 400 x 250 x 121mm (HxWxD), fiberglass reinforced polyester, Pantone 428 C glacier gray, screw cover. | from vendor up to business day | 328
1590ZGRP244 | Hammond enclosure, NEMA 4/4X, 400 x 250 x 160mm (HxWxD), fiberglass reinforced polyester, RAL 7000 light gray, screw cover, purchase subpanel separately. | Stock | 160
1590ZGRP244BK | Hammond enclosure, NEMA 4/4X, 400 x 250 x 160mm (HxWxD), fiberglass reinforced polyester, black, screw cover, purchase subpanel separately. | Stock | 160
1590ZGRP253 | Hammond enclosure, NEMA 4/4X, 405 x 400 x 120mm (HxWxD), fiberglass reinforced polyester, RAL 7000 light gray, screw cover, purchase subpanel separately. | Stock | 215
1590ZGRP253BK | Hammond enclosure, NEMA 4/4X, 405 x 400 x 120mm (HxWxD), fiberglass reinforced polyester, black, screw cover, purchase subpanel separately. | Stock | 215
D16165W | Stahlin DuraBoxx series enclosure, NEMA 1/3/3S/4X/6/6P/12, 405 x 400 x 121mm (HxWxD), fiberglass reinforced polyester, Pantone 428 C glacier gray, screw cover. | from vendor up to business day | 443
1590ZGRP263 | Hammond enclosure, NEMA 4/4X, 600 x 250 x 120mm (HxWxD), fiberglass reinforced polyester, RAL 7000 light gray, screw cover, purchase subpanel separately. | Stock | 228
1590ZGRP263BK | Hammond enclosure, NEMA 4/4X, 600 x 250 x 120mm (HxWxD), fiberglass reinforced polyester, black, screw cover, purchase subpanel separately. | Stock | 228
1590ZGRP264 | Hammond enclosure, NEMA 4/4X, 600 x 250 x 160mm (HxWxD), fiberglass reinforced polyester, RAL 7000 light gray, screw cover, purchase subpanel separately. | Stock | 232
1590ZGRP264BK | Hammond enclosure, NEMA 4/4X, 600 x 250 x 160mm (HxWxD), fiberglass reinforced polyester, black, screw cover, purchase subpanel separately. | Stock | 232
Pushbutton Enclosures
1435MS16B | Hammond pushbutton enclosure, 2 holes, 22mm, NEMA 3R/4/4X, 6 x 4 x 3in (HxWxD), wall mount, 316 stainless steel, #4 brush finish, screw cover. | Stock | 229
SCE-1PBXI | Saginaw pushbutton enclosure, 1 hole, 22mm, NEMA 4/12/13, 4 x 4 x 5in (HxWxD), wall mount, carbon steel, ANSI 61 gray, powder coat finish, screw cover. | Stock | 74
MPB6 | Hammond pushbutton enclosure, 6 holes, 22mm, NEMA 12/13, 9 x 5 x 4.5in (HxWxD), wall mount, carbon steel, ANSI 61 gray, powder coat finish, screw cover. | Stock | 152
1490MG10 | Hammond pushbutton consolet, 10 holes, 22mm, NEMA 12/13, 7 x 13 x 7in (HxWxD), desktop or pedestal mount, carbon steel, ANSI 61 gray, powder coat finish, hinged screw cover. | Stock | 233
SCE-3PBXI | Saginaw pushbutton enclosure, 3 holes, 22mm, NEMA 4/12/13, 8 x 4 x 5in (HxWxD), wall mount, carbon steel, ANSI 61 gray, powder coat finish, screw cover. | Stock | 97
MPB4LG | Hammond pushbutton enclosure, 4 holes, 22mm, NEMA 12/13, 9 x 3 x 4in (HxWxD), 9 x 3 x 4inmm (HxWxD), wall mount, carbon steel, RAL 7035 light gray, powder coat finish, screw cover. | Stock | 119
CF2PB22 | Stahlin CF series pushbutton enclosure, 2 holes, 22mm, NEMA 1/3R/4X/6P/12, 6 x 4 x 4in (HxWxD), wall mount, fiberglass reinforced polyester, gray, screw cover. | Stock | 73
1437F | Hammond pushbutton enclosure, 4 holes, 30mm, NEMA 12/13, 8 x 7 x 5in (HxWxD), wall mount, carbon steel, ANSI 61 gray, powder coat finish, hinged screw cover. | Stock | 142
SCE-12PBH | Saginaw pushbutton enclosure, 12 holes, 30mm, NEMA 4/12/13, 12 x 10 x 6in (HxWxD), wall mount, carbon steel, ANSI 61 gray, powder coat finish, hinged screw cover. | Stock | 214
PB10BC | Wiegmann pushbutton enclosure, blank cover, NEMA 4/12/13, 25 x 3 x 3in (HxWxD), wall mount, carbon steel, ANSI 61 gray, powder coat finish, screw cover. | Stock | 170
MPB1LG | Hammond pushbutton enclosure, 1 hole, 22mm, NEMA 12/13, 4 x 3 x 4in (HxWxD), 4 x 3 x 4inmm (HxWxD), wall mount, carbon steel, RAL 7035 light gray, powder coat finish, screw cover. | Stock | 84
PBYX20 | Wiegmann pushbutton enclosure, 20 holes, 30mm, NEMA 12/13, 16 x 13 x 6in (HxWxD), wall mount, carbon steel, ANSI 61 gray, powder coat finish, hinged screw cover, subpanel included. | Stock | 347
SCE-9PBSS6 | Saginaw pushbutton enclosure, 9 holes, 30mm, NEMA 4/4X/12/13, 10 x 9 x 3in (HxWxD), wall mount, 316L stainless steel, #4 brush finish, screw cover. | Stock | 365
HYMPB3SS | Hammond sanitary pushbutton enclosure, 3 holes, 22mm, slope top, NEMA 3R/4/4X/12, 10 x 5 x 4in (HxWxD), wall mount, 304 stainless steel, #4 brush finish, screw cover. | Stock | 905
PBGX4SS | Wiegmann pushbutton enclosure, 4 holes, 22mm, NEMA 4/4X/12/13, 9 x 3 x 4in (HxWxD), wall mount, 304 stainless steel, No. 3 intermediate polished finish, screw cover. | Stock | 385
MPB4 | Hammond pushbutton enclosure, 4 holes, 22mm, NEMA 12/13, 9 x 3 x 4in (HxWxD), wall mount, carbon steel, ANSI 61 gray, powder coat finish, screw cover. | Stock | 119
PBSS9 | Wiegmann pushbutton enclosure, 9 holes, 30mm, NEMA 4/4X/12/13, 10 x 9 x 3in (HxWxD), wall mount, 304 stainless steel, No. 3 intermediate polished finish, screw cover. | Stock | 307
PBXD20 | Wiegmann pushbutton enclosure, 20 holes, 30mm, NEMA 12, 14 x 11 x 5in (HxWxD), wall mount, carbon steel, ANSI 61 gray, powder coat finish, screw cover. | Stock | 261
SCE-16PBHSS6 | Saginaw pushbutton enclosure, 16 holes, 30mm, NEMA 4/4X/12/13, 12 x 12 x 6in (HxWxD), wall mount, 316L stainless steel, #4 brush finish, hinged screw cover. | Stock | 582
SCE-1PBGX | Saginaw pushbutton enclosure, 1 hole, 22mm, NEMA 4/12/13, 4 x 4 x 4in (HxWxD), wall mount, carbon steel, ANSI 61 gray, powder coat finish, screw cover. | Stock | 66
1490G4 | Hammond pushbutton consolet, 4 holes, 30mm, NEMA 12/13, 7 x 7 x 7in (HxWxD), desktop or pedestal mount, carbon steel, ANSI 61 gray, powder coat finish, hinged screw cover. | Stock | 166
PBGX6SS | Wiegmann pushbutton enclosure, 6 holes, 22mm, NEMA 4/4X/12/13, 9 x 5 x 4in (HxWxD), wall mount, 304 stainless steel, No. 3 intermediate polished finish, screw cover. | Stock | 486
SCE-4SPBSSI | Saginaw pushbutton enclosure, 4 holes, 22mm, NEMA 4/4X/12/13, 8 x 7 x 3in (HxWxD), wall mount, 304 stainless steel, #4 brush finish, screw cover. | Stock | 217
SCE-16PBHSS | Saginaw pushbutton enclosure, 16 holes, 30mm, NEMA 4/4X/12/13, 12 x 12 x 6in (HxWxD), wall mount, 304 stainless steel, #4 brush finish, hinged screw cover. | Stock | 467
PBYX4S | Wiegmann pushbutton enclosure, 4 holes, 30mm, NEMA 12/13, 9 x 8 x 6in (HxWxD), wall mount, carbon steel, ANSI 61 gray, powder coat finish, hinged screw cover, subpanel included. | Stock | 175
SCE-1PBI | Saginaw pushbutton enclosure, 1 hole, 22mm, NEMA 4/12/13, 4 x 4 x 3in (HxWxD), wall mount, carbon steel, ANSI 61 gray, powder coat finish, screw cover. | Stock | 58
1435MS | Hammond pushbutton enclosure, 16 holes, 22mm, NEMA 12/13, 12 x 11 x 3in (HxWxD), wall mount, carbon steel, ANSI 61 gray, powder coat finish, hinged screw cover. | Stock | 207
1437S16B | Hammond pushbutton enclosure, 2 holes, 30mm, NEMA 4/4X, 6 x 4 x 5in (HxWxD), wall mount, 316 stainless steel, #4 brush finish, hinged screw cover. | Stock | 281
PBYX42 | Wiegmann pushbutton enclosure, 42 holes, 30mm, NEMA 12/13, 21 x 18 x 6in (HxWxD), wall mount, carbon steel, ANSI 61 gray, powder coat finish, hinged screw cover, subpanel included. | Stock | 527
SCE-6PBXVLI | Saginaw pushbutton enclosure, 6 holes, 22mm, NEMA 4/12/13, 15 x 4 x 5in (HxWxD), wall mount, carbon steel, ANSI 61 gray, powder coat finish, screw cover. | Stock | 126
PB12 | Wiegmann pushbutton enclosure, 12 holes, 30mm, NEMA 4/12/13, 12 x 9 x 3in (HxWxD), wall mount, carbon steel, ANSI 61 gray, powder coat finish, screw cover. | Stock | 186
SCE-9PB | Saginaw pushbutton enclosure, 9 holes, 30mm, NEMA 4/12/13, 10 x 9 x 3in (HxWxD), wall mount, carbon steel, ANSI 61 gray, powder coat finish, screw cover. | Stock | 122
1437V | Hammond pushbutton enclosure, 20 holes, 30mm, NEMA 12/13, 14 x 11 x 5in (HxWxD), wall mount, carbon steel, ANSI 61 gray, powder coat finish, hinged screw cover. | Stock | 266
YW-COPC2PB | AttaBox Commander series pushbutton enclosure, 2 holes, 30mm, NEMA 1/3R/4X/6P/12, 5 x 3 x 3in (HxWxD), polycarbonate, yellow cover/black body, screw cover. | Stock | 95
PB6BC | Wiegmann pushbutton enclosure, blank cover, NEMA 4/12/13, 10 x 6 x 3in (HxWxD), wall mount, carbon steel, ANSI 61 gray, powder coat finish, screw cover. | Stock | 142
SCE-2PBSSI | Saginaw pushbutton enclosure, 2 holes, 22mm, NEMA 4/4X/12/13, 6 x 4 x 3in (HxWxD), wall mount, 304 stainless steel, #4 brush finish, screw cover. | Stock | 160
SCE-16PBA | Saginaw pushbutton consolet, 16 holes, 30mm, NEMA 4/12/13, 11 x 11 x 9in (HxWxD), wall mount, carbon steel, ANSI 61 gray, powder coat finish, screw cover. | Stock | 241
PBGX20 | Wiegmann pushbutton enclosure, 20 holes, 22mm, NEMA 12/13, 13 x 8 x 5in (HxWxD), wall mount, carbon steel, ANSI 61 gray, powder coat finish, screw cover. | Stock | 193
SCE-6PBSS | Saginaw pushbutton enclosure, 6 holes, 30mm, NEMA 4/4X/12/13, 10 x 7 x 3in (HxWxD), wall mount, 304 stainless steel, #4 brush finish, screw cover. | Stock | 260
1490K30 | Hammond pushbutton consolet, 30 holes, 30mm, NEMA 12/13, 13 x 16 x 10in (HxWxD), desktop or pedestal mount, carbon steel, ANSI 61 gray, powder coat finish, hinged screw cover. | Stock | 399
1490G10 | Hammond pushbutton consolet, 10 holes, 30mm, NEMA 12/13, 7 x 13 x 7in (HxWxD), desktop or pedestal mount, carbon steel, ANSI 61 gray, powder coat finish, hinged screw cover. | Stock | 239
1435S16D | Hammond pushbutton enclosure, 4 holes, 30mm, NEMA 3R/4/4X, 11 x 4 x 3in (HxWxD), wall mount, 316 stainless steel, #4 brush finish, screw cover. | Stock | 297
1490J16 | Hammond pushbutton consolet, 16 holes, 30mm, NEMA 12/13, 11 x 11 x 9in (HxWxD), desktop or pedestal mount, carbon steel, ANSI 61 gray, powder coat finish, hinged screw cover. | Stock | 279
SCE-1PB-RAL1018 | Saginaw pushbutton enclosure, 1 hole, 30mm, NEMA 4/12/13, 4 x 4 x 3in (HxWxD), wall mount, carbon steel, RAL 1018 yellow, powder coat finish, screw cover. | Stock | 71
PBSS3 | Wiegmann pushbutton enclosure, 3 holes, 30mm, NEMA 4/4X/12/13, 8 x 3 x 3in (HxWxD), wall mount, 304 stainless steel, No. 3 intermediate polished finish, screw cover. | Stock | 169
SCE-9PBGX | Saginaw pushbutton enclosure, 9 holes, 22mm, NEMA 4/12/13, 9 x 7 x 5in (HxWxD), wall mount, carbon steel, ANSI 61 gray, powder coat finish, screw cover. | Stock | 126
HYMPB4VSS | Hammond sanitary pushbutton enclosure, 4 holes, 22mm, slope top, NEMA 3R/4/4X/12, 12 x 5 x 4in (HxWxD), wall mount, 304 stainless steel, #4 brush finish, screw cover. | Stock | 981
SCE-3PB | Saginaw pushbutton enclosure, 3 holes, 30mm, NEMA 4/12/13, 8 x 4 x 3in (HxWxD), wall mount, carbon steel, ANSI 61 gray, powder coat finish, screw cover. | Stock | 74
SCE-12PBA | Saginaw pushbutton consolet, 12 holes, 30mm, NEMA 4/12/13, 7 x 16 x 7in (HxWxD), wall mount, carbon steel, ANSI 61 gray, powder coat finish, screw cover. | Stock | 226
SCE-2PBAI | Saginaw pushbutton consolet, 2 holes, 22mm, NEMA 4/12/13, 4 x 6 x 5in (HxWxD), wall mount, carbon steel, ANSI 61 gray, powder coat finish, screw cover. | Stock | 99
SCE-1PBSS | Saginaw pushbutton enclosure, 1 hole, 30mm, NEMA 4/4X/12/13, 4 x 4 x 3in (HxWxD), wall mount, 304 stainless steel, #4 brush finish, screw cover. | Stock | 128
PB6 | Wiegmann pushbutton enclosure, 6 holes, 30mm, NEMA 4/12/13, 10 x 6 x 3in (HxWxD), wall mount, carbon steel, ANSI 61 gray, powder coat finish, screw cover. | Stock | 150
1435MB | Hammond pushbutton enclosure, 2 holes, 22mm, NEMA 12/13, 6 x 4 x 3in (HxWxD), wall mount, carbon steel, ANSI 61 gray, powder coat finish, screw cover. | Stock | 82
1490G8 | Hammond pushbutton consolet, 8 holes, 30mm, NEMA 12/13, 7 x 11 x 7in (HxWxD), desktop or pedestal mount, carbon steel, ANSI 61 gray, powder coat finish, hinged screw cover. | Stock | 217
PB1BC | Wiegmann pushbutton enclosure, blank cover, NEMA 4/12/13, 4 x 3 x 3in (HxWxD), wall mount, carbon steel, ANSI 61 gray, powder coat finish, screw cover. | Stock | 76
MPB3 | Hammond pushbutton enclosure, 3 holes, 22mm, NEMA 12/13, 7 x 3 x 4in (HxWxD), wall mount, carbon steel, ANSI 61 gray, powder coat finish, screw cover. | Stock | 107
SCE-2PBX-RAL1018 | Saginaw pushbutton enclosure, 2 holes, 30mm, NEMA 4/12/13, 6 x 4 x 5in (HxWxD), wall mount, carbon steel, RAL 1018 yellow, powder coat finish, screw cover. | Stock | 101
1437S16A | Hammond pushbutton enclosure, 1 hole, 30mm, NEMA 4/4X, 4 x 4 x 5in (HxWxD), wall mount, 316 stainless steel, #4 brush finish, screw cover. | Stock | 229
1489P9 | Hammond pushbutton enclosure, 9 holes, 30mm, NEMA 12, 11 x 10 x 6in (HxWxD), wall mount, carbon steel, ANSI 61 gray, powder coat finish, hinged screw cover. | Stock | 246
HYMPB2SS | Hammond sanitary pushbutton enclosure, 2 holes, 22mm, slope top, NEMA 3R/4/4X/12, 8 x 5 x 4in (HxWxD), wall mount, 304 stainless steel, #4 brush finish, screw cover. | Stock | 858
PBXD16 | Wiegmann pushbutton enclosure, 16 holes, 30mm, NEMA 12, 12 x 11 x 5in (HxWxD), wall mount, carbon steel, ANSI 61 gray, powder coat finish, screw cover. | Stock | 233
SCE-6PBHI | Saginaw pushbutton enclosure, 6 holes, 22mm, NEMA 4/12/13, 10 x 8 x 6in (HxWxD), wall mount, carbon steel, ANSI 61 gray, powder coat finish, hinged screw cover. | Stock | 162
1435SSH | Hammond pushbutton enclosure, 6 holes, 30mm, NEMA 3R/4/4X, 10 x 7 x 3in (HxWxD), wall mount, 304 stainless steel, #4 brush finish, hinged screw cover. | Stock | 317
1435F | Hammond pushbutton enclosure, 4 holes, 30mm, NEMA 12/13, 8 x 7 x 3in (HxWxD), wall mount, carbon steel, ANSI 61 gray, powder coat finish, hinged screw cover. | Stock | 125
SCE-8PB | Saginaw pushbutton enclosure, 8 holes, 30mm, NEMA 4/12/13, 21 x 4 x 3in (HxWxD), wall mount, carbon steel, ANSI 61 gray, powder coat finish, screw cover. | Stock | 119
PBYX9 | Wiegmann pushbutton enclosure, 9 holes, 30mm, NEMA 12/13, 11 x 10 x 6in (HxWxD), wall mount, carbon steel, ANSI 61 gray, powder coat finish, hinged screw cover, subpanel included. | Stock | 240
WPBA12S | Wiegmann pushbutton consolet, 12 holes, 30mm, NEMA 12/13, 12 x 9 x 9in (HxWxD), wall mount, carbon steel, ANSI 61 gray, powder coat finish, screw cover. | Stock | 259
YW-COPC1PB22 | AttaBox Commander series pushbutton enclosure, 1 hole, 22mm, NEMA 1/3R/4X/6P/12, 4 x 3 x 2in (HxWxD), polycarbonate, yellow cover/black body, screw cover. | Stock | 87
HYPB4VSS | Hammond sanitary pushbutton enclosure, 4 holes, 30mm, slope top, NEMA 3R/4/4X/12, 12 x 5 x 4in (HxWxD), wall mount, 304 stainless steel, #4 brush finish, screw cover. | Stock | 981
1437MSSB | Hammond pushbutton enclosure, 2 holes, 22mm, NEMA 4/4X, 6 x 4 x 5in (HxWxD), wall mount, 304 stainless steel, #4 brush finish, hinged screw cover. | Stock | 234
CF6PB | Stahlin CF series pushbutton enclosure, 6 holes, 30mm, NEMA 1/3R/4X/6P/12, 17 x 3 x 2in (HxWxD), wall mount, fiberglass reinforced polyester, gray, screw cover. | Stock | 109
1437MSSA | Hammond pushbutton enclosure, 1 hole, 22mm, NEMA 4/4X, 4 x 4 x 5in (HxWxD), wall mount, 304 stainless steel, #4 brush finish, screw cover. | Stock | 190
1435SSB | Hammond pushbutton enclosure, 2 holes, 30mm, NEMA 3R/4/4X, 6 x 4 x 3in (HxWxD), wall mount, 304 stainless steel, #4 brush finish, screw cover. | Stock | 179
CF5PB | Stahlin CF series pushbutton enclosure, 5 holes, 30mm, NEMA 1/3R/4X/6P/12, 14 x 3 x 2in (HxWxD), wall mount, fiberglass reinforced polyester, gray, screw cover. | Stock | 94
SCE-4PBX-RAL1018 | Saginaw pushbutton enclosure, 4 holes, 30mm, NEMA 4/12/13, 10 x 4 x 5in (HxWxD), wall mount, carbon steel, RAL 1018 yellow, powder coat finish, screw cover. | Stock | 126
SCE-9PBA | Saginaw pushbutton consolet, 9 holes, 30mm, NEMA 4/12/13, 9 x 9 x 8in (HxWxD), wall mount, carbon steel, ANSI 61 gray, powder coat finish, screw cover. | Stock | 195
SCE-4PBGX | Saginaw pushbutton enclosure, 4 holes, 22mm, NEMA 4/12/13, 9 x 4 x 4in (HxWxD), wall mount, carbon steel, ANSI 61 gray, powder coat finish, screw cover. | Stock | 89
SCE-9PBI | Saginaw pushbutton enclosure, 9 holes, 22mm, NEMA 4/12/13, 10 x 9 x 3in (HxWxD), wall mount, carbon steel, ANSI 61 gray, powder coat finish, screw cover. | Stock | 122
PBXD12 | Wiegmann pushbutton enclosure, 12 holes, 30mm, NEMA 4/12/13, 12 x 9 x 5in (HxWxD), wall mount, carbon steel, ANSI 61 gray, powder coat finish, screw cover. | Stock | 208
PB25 | Wiegmann pushbutton enclosure, 25 holes, 30mm, NEMA 12, 14 x 13 x 3in (HxWxD), wall mount, carbon steel, ANSI 61 gray, powder coat finish, screw cover. | Stock | 265
1489MP9 | Hammond pushbutton enclosure, 9 holes, 22mm, NEMA 12, 11 x 10 x 6in (HxWxD), wall mount, carbon steel, ANSI 61 gray, powder coat finish, hinged screw cover. | Stock | 238
1437S16S | Hammond pushbutton enclosure, 16 holes, 30mm, NEMA 4/4X, 12 x 11 x 5in (HxWxD), wall mount, 316 stainless steel, #4 brush finish, hinged screw cover. | Stock | 694
CF2PB | Stahlin CF series pushbutton enclosure, 2 holes, 30mm, NEMA 1/3R/4X/6P/12, 6 x 4 x 4in (HxWxD), wall mount, fiberglass reinforced polyester, gray, screw cover. | Stock | 73
SCE-2PBXSS6 | Saginaw pushbutton enclosure, 2 holes, 30mm, NEMA 4/4X/12/13, 6 x 4 x 5in (HxWxD), wall mount, 316L stainless steel, #4 brush finish, screw cover. | Stock | 265
SCE-2PBX | Saginaw pushbutton enclosure, 2 holes, 30mm, NEMA 4/12/13, 6 x 4 x 5in (HxWxD), wall mount, carbon steel, ANSI 61 gray, powder coat finish, screw cover. | Stock | 86
1435MS16C | Hammond pushbutton enclosure, 3 holes, 22mm, NEMA 3R/4/4X, 8 x 4 x 3in (HxWxD), wall mount, 316 stainless steel, #4 brush finish, screw cover. | Stock | 265
PB6VL | Wiegmann pushbutton enclosure, 6 holes, 30mm, NEMA 4/12/13, 15 x 3 x 3in (HxWxD), wall mount, carbon steel, ANSI 61 gray, powder coat finish, screw cover. | Stock | 134
PB2 | Wiegmann pushbutton enclosure, 2 holes, 30mm, NEMA 4/12/13, 6 x 3 x 3in (HxWxD), wall mount, carbon steel, ANSI 61 gray, powder coat finish, screw cover. | Stock | 88
SCE-2PB-RAL1018 | Saginaw pushbutton enclosure, 2 holes, 30mm, NEMA 4/12/13, 6 x 4 x 3in (HxWxD), wall mount, carbon steel, RAL 1018 yellow, powder coat finish, screw cover. | Stock | 81
1435SSO | Hammond pushbutton enclosure, 12 holes, 30mm, NEMA 3R/4/4X, 12 x 9 x 3in (HxWxD), wall mount, 304 stainless steel, #4 brush finish, hinged screw cover. | Stock | 429
1490J20 | Hammond pushbutton consolet, 20 holes, 30mm, NEMA 12/13, 11 x 13 x 9in (HxWxD), desktop or pedestal mount, carbon steel, ANSI 61 gray, powder coat finish, hinged screw cover. | Stock | 322
MPB9 | Hammond pushbutton enclosure, 9 holes, 22mm, NEMA 12/13, 9 x 7 x 4.5in (HxWxD), wall mount, carbon steel, ANSI 61 gray, powder coat finish, screw cover. | Stock | 166
SA100SL | AutomationDirect pushbutton enclosure, 1 hole, 22mm, 70 x 70 x 51mm (HxWxD), wall mount, thermoplastic ABS, gray, screw cover. | Stock | 9
SCE-3PBSSI | Saginaw pushbutton enclosure, 3 holes, 22mm, NEMA 4/4X/12/13, 8 x 4 x 3in (HxWxD), wall mount, 304 stainless steel, #4 brush finish, screw cover. | Stock | 174
1490MG6 | Hammond pushbutton consolet, 6 holes, 22mm, NEMA 12/13, 7 x 9 x 7in (HxWxD), desktop or pedestal mount, carbon steel, ANSI 61 gray, powder coat finish, hinged screw cover. | Stock | 185
1435MSSH | Hammond pushbutton enclosure, 6 holes, 22mm, NEMA 3R/4/4X, 10 x 7 x 3in (HxWxD), wall mount, 304 stainless steel, #4 brush finish, hinged screw cover. | Stock | 320
1489P12 | Hammond pushbutton enclosure, 12 holes, 30mm, NEMA 12, 13 x 10 x 6in (HxWxD), wall mount, carbon steel, ANSI 61 gray, powder coat finish, hinged screw cover. | Stock | 278
PBGX3 | Wiegmann pushbutton enclosure, 3 holes, 22mm, NEMA 12/13, 7 x 3 x 4in (HxWxD), wall mount, carbon steel, ANSI 61 gray, powder coat finish, screw cover. | Stock | 102
PB6VLBC | Wiegmann pushbutton enclosure, blank cover, NEMA 4/12/13, 15 x 3 x 3in (HxWxD), wall mount, carbon steel, ANSI 61 gray, powder coat finish, screw cover. | Stock | 134
F6PBW | Stahlin F series pushbutton enclosure, 6 holes, 30mm, NEMA 1/3R/4X/6P/12, 9 x 7 x 4in (HxWxD), wall mount, fiberglass reinforced polyester, gray, screw cover, purchase subpanel separately. | Stock | 113
F963 | Stahlin F series pushbutton enclosure, blank cover, NEMA 1/3R/4X/6P/12, 9 x 6 x 3in (HxWxD), wall mount, fiberglass reinforced polyester, gray, screw cover. | Stock | 99
1435S16C | Hammond pushbutton enclosure, 3 holes, 30mm, NEMA 3R/4/4X, 8 x 4 x 3in (HxWxD), wall mount, 316 stainless steel, #4 brush finish, screw cover. | Stock | 262
SCE-6PB | Saginaw pushbutton enclosure, 6 holes, 30mm, NEMA 4/12/13, 10 x 7 x 3in (HxWxD), wall mount, carbon steel, ANSI 61 gray, powder coat finish, screw cover. | Stock | 106
SCE-4SPB | Saginaw pushbutton enclosure, 4 holes, 30mm, NEMA 4/12/13, 8 x 7 x 3in (HxWxD), wall mount, carbon steel, ANSI 61 gray, powder coat finish, screw cover. | Stock | 92
SCE-3PB-RAL1018 | Saginaw pushbutton enclosure, 3 holes, 30mm, NEMA 4/12/13, 8 x 4 x 3in (HxWxD), wall mount, carbon steel, RAL 1018 yellow, powder coat finish, screw cover. | Stock | 91
SCE-8PBAI | Saginaw pushbutton consolet, 8 holes, 22mm, NEMA 4/12/13, 7 x 11 x 7in (HxWxD), wall mount, carbon steel, ANSI 61 gray, powder coat finish, screw cover. | Stock | 187
PBSS1A | Wiegmann pushbutton enclosure, 1 hole, 30mm, NEMA 4/4X/12/13, 4 x 3 x 3in (HxWxD), wall mount, 316L stainless steel, No. 3 intermediate polished finish, screw cover. | Stock | 157
1437MB | Hammond pushbutton enclosure, 2 holes, 22mm, NEMA 12/13, 6 x 4 x 5in (HxWxD), wall mount, carbon steel, ANSI 61 gray, powder coat finish, hinged screw cover. | Stock | 107
1437D | Hammond pushbutton enclosure, 4 holes, 30mm, NEMA 12/13, 10 x 4 x 5in (HxWxD), wall mount, carbon steel, ANSI 61 gray, powder coat finish, hinged screw cover. | Stock | 137
WPBA4S | Wiegmann pushbutton consolet, 4 holes, 30mm, NEMA 12/13, 7 x 6 x 7in (HxWxD), wall mount, carbon steel, ANSI 61 gray, powder coat finish, screw cover. | Stock | 170
SCE-6PBH | Saginaw pushbutton enclosure, 6 holes, 30mm, NEMA 4/12/13, 10 x 8 x 6in (HxWxD), wall mount, carbon steel, ANSI 61 gray, powder coat finish, hinged screw cover. | Stock | 162
SCE-6PBVLI | Saginaw pushbutton enclosure, 6 holes, 22mm, NEMA 4/12/13, 15 x 4 x 3in (HxWxD), wall mount, carbon steel, ANSI 61 gray, powder coat finish, screw cover. | Stock | 99
SCE-9PBSSI | Saginaw pushbutton enclosure, 9 holes, 22mm, NEMA 4/4X/12/13, 10 x 9 x 3in (HxWxD), wall mount, 304 stainless steel, #4 brush finish, screw cover. | Stock | 293
HYMPB4SS | Hammond sanitary pushbutton enclosure, 4 holes, 22mm, slope top, NEMA 3R/4/4X/12, 10 x 7 x 4in (HxWxD), wall mount, 304 stainless steel, #4 brush finish, screw cover. | Stock | 1027
1435D | Hammond pushbutton enclosure, 4 holes, 30mm, NEMA 12/13, 11 x 4 x 3in (HxWxD), wall mount, carbon steel, ANSI 61 gray, powder coat finish, screw cover. | Stock | 111
SCE-6PBXVL | Saginaw pushbutton enclosure, 6 holes, 30mm, NEMA 4/12/13, 15 x 4 x 5in (HxWxD), wall mount, carbon steel, ANSI 61 gray, powder coat finish, screw cover. | Stock | 126
1437O | Hammond pushbutton enclosure, 12 holes, 30mm, NEMA 12/13, 12 x 9 x 5in (HxWxD), wall mount, carbon steel, ANSI 61 gray, powder coat finish, hinged screw cover. | Stock | 209
1435MA | Hammond pushbutton enclosure, 1 hole, 22mm, NEMA 12/13, 4 x 4 x 3in (HxWxD), wall mount, carbon steel, ANSI 61 gray, powder coat finish, screw cover. | Stock | 72
1437MF | Hammond pushbutton enclosure, 4 holes, 22mm, NEMA 12/13, 8 x 7 x 5in (HxWxD), wall mount, carbon steel, ANSI 61 gray, powder coat finish, hinged screw cover. | Stock | 137
SCE-5PBX-RAL1018 | Saginaw pushbutton enclosure, 5 holes, 30mm, NEMA 12/13/4, 12 x 4 x 5in (HxWxD), wall mount, carbon steel, RAL 1018 yellow, powder coat finish, screw cover. | Stock | 139
PBXD10 | Wiegmann pushbutton enclosure, 10 holes, 30mm, NEMA 4/12/13, 14 x 6 x 5in (HxWxD), wall mount, carbon steel, ANSI 61 gray, powder coat finish, screw cover. | Stock | 199
PBXD6 | Wiegmann pushbutton enclosure, 6 holes, 30mm, NEMA 4/12/13, 10 x 6 x 5in (HxWxD), wall mount, carbon steel, ANSI 61 gray, powder coat finish, screw cover. | Stock | 159
PBGX6SSA | Wiegmann pushbutton enclosure, 6 holes, 22mm, NEMA 4/4X/12/13, 9 x 5 x 4in (HxWxD), wall mount, 316 stainless steel, No. 3 intermediate polished finish, screw cover. | Stock | 971
SCE-6PBA | Saginaw pushbutton consolet, 6 holes, 30mm, NEMA 4/12/13, 7 x 9 x 7in (HxWxD), wall mount, carbon steel, ANSI 61 gray, powder coat finish, screw cover. | Stock | 165
1490MH9 | Hammond pushbutton consolet, 9 holes, 22mm, NEMA 12/13, 9 x 9 x 8in (HxWxD), desktop or pedestal mount, carbon steel, ANSI 61 gray, powder coat finish, hinged screw cover. | Stock | 219
SCE-4SPBXI | Saginaw pushbutton enclosure, 4 holes, 22mm, NEMA 4/12/13, 8 x 7 x 5in (HxWxD), wall mount, carbon steel, ANSI 61 gray, powder coat finish, screw cover. | Stock | 109
1490D1 | Hammond pushbutton consolet, 1 hole, 30mm, NEMA 12/13, 4 x 4 x 5in (HxWxD), desktop or pedestal mount, carbon steel, ANSI 61 gray, powder coat finish, screw cover. | Stock | 99
1489P20 | Hammond pushbutton enclosure, 20 holes, 30mm, NEMA 12, 15 x 12 x 6in (HxWxD), wall mount, carbon steel, ANSI 61 gray, powder coat finish, hinged screw cover. | Stock | 355
1435MD | Hammond pushbutton enclosure, 4 holes, 22mm, NEMA 12/13, 11 x 4 x 3in (HxWxD), wall mount, carbon steel, ANSI 61 gray, powder coat finish, screw cover. | Stock | 104
PBSS6 | Wiegmann pushbutton enclosure, 6 holes, 30mm, NEMA 4/4X/12/13, 10 x 6 x 3in (HxWxD), wall mount, 304 stainless steel, No. 3 intermediate polished finish, screw cover. | Stock | 259
1437H | Hammond pushbutton enclosure, 6 holes, 30mm, NEMA 12/13, 10 x 7 x 5in (HxWxD), wall mount, carbon steel, ANSI 61 gray, powder coat finish, hinged screw cover. | Stock | 160
PBSS4A | Wiegmann pushbutton enclosure, 4 holes, 30mm, NEMA 4/4X/12/13, 10 x 3 x 3in (HxWxD), wall mount, 316L stainless steel, No. 3 intermediate polished finish, screw cover. | Stock | 243
1435SSC | Hammond pushbutton enclosure, 3 holes, 30mm, NEMA 3R/4/4X, 8 x 4 x 3in (HxWxD), wall mount, 304 stainless steel, #4 brush finish, screw cover. | Stock | 207
PBXD2SS | Wiegmann pushbutton enclosure, 2 holes, 30mm, NEMA 4/4X/12/13, 6 x 4 x 5in (HxWxD), wall mount, 304 stainless steel, No. 3 intermediate polished finish, screw cover. | Stock | 182
COPC2PB22 | AttaBox Commander series pushbutton enclosure, 2 holes, 22mm, NEMA 1/3R/4X/6P/12, 5 x 3 x 3in (HxWxD), wall mount, polycarbonate, light gray, gloss finish, screw cover. | Stock | 78
SA112 | AutomationDirect pushbutton enclosure, 6 holes, 22mm, 225 x 70 x 74mm (HxWxD), wall mount, thermoplastic ABS, gray, screw cover. | Stock | 17.5
SCE-4PBI | Saginaw pushbutton enclosure, 4 holes, 22mm, NEMA 4/12/13, 11 x 4 x 3in (HxWxD), wall mount, carbon steel, ANSI 61 gray, powder coat finish, screw cover. | Stock | 83
SCE-4PBXSS6 | Saginaw pushbutton enclosure, 4 holes, 30mm, NEMA 4/4X/12/13, 10 x 4 x 5in (HxWxD), wall mount, 316L stainless steel, #4 brush finish, screw cover. | Stock | 293
SCE-12PBHI | Saginaw pushbutton enclosure, 12 holes, 22mm, NEMA 4/12/13, 12 x 10 x 6in (HxWxD), wall mount, carbon steel, ANSI 61 gray, powder coat finish, hinged screw cover. | Stock | 214
SCE-6PBVL | Saginaw pushbutton enclosure, 6 holes, 30mm, NEMA 4/12/13, 15 x 4 x 3in (HxWxD), wall mount, carbon steel, ANSI 61 gray, powder coat finish, screw cover. | Stock | 99
WPBA2 | Wiegmann pushbutton consolet, 2 holes, 30mm, NEMA 12/13, 4 x 6 x 5in (HxWxD), wall mount, carbon steel, ANSI 61 gray, powder coat finish, screw cover. | Stock | 118
SA111-00 | AutomationDirect pushbutton enclosure, blank cover, 225 x 70 x 74mm (HxWxD), wall mount, thermoplastic ABS, gray, screw cover. | Stock | 17
PB9 | Wiegmann pushbutton enclosure, 9 holes, 30mm, NEMA 4/12/13, 10 x 9 x 3in (HxWxD), wall mount, carbon steel, ANSI 61 gray, powder coat finish, screw cover. | Stock | 166
SCE-10PBXI | Saginaw pushbutton enclosure, 10 holes, 22mm, NEMA 4/12/13, 14 x 7 x 5in (HxWxD), wall mount, carbon steel, ANSI 61 gray, powder coat finish, screw cover. | Stock | 155
SCE-1PBXSS | Saginaw pushbutton enclosure, 1 hole, 30mm, NEMA 4/4X/12/13, 4 x 4 x 5in (HxWxD), wall mount, 304 stainless steel, #4 brush finish, screw cover. | Stock | 170
1490D2 | Hammond pushbutton consolet, 2 holes, 30mm, NEMA 12/13, 4 x 6 x 5in (HxWxD), desktop or pedestal mount, carbon steel, ANSI 61 gray, powder coat finish, screw cover. | Stock | 117
WPBA1 | Wiegmann pushbutton consolet, 1 hole, 30mm, NEMA 12/13, 4 x 3 x 5in (HxWxD), wall mount, carbon steel, ANSI 61 gray, powder coat finish, screw cover. | Stock | 102
SCE-3PBAI | Saginaw pushbutton consolet, 3 holes, 22mm, NEMA 4/12/13, 4 x 8 x 5in (HxWxD), wall mount, carbon steel, ANSI 61 gray, powder coat finish, screw cover. | Stock | 112
PBXD3 | Wiegmann pushbutton enclosure, 3 holes, 30mm, NEMA 4/12/13, 8 x 4 x 5in (HxWxD), wall mount, carbon steel, ANSI 61 gray, powder coat finish, screw cover. | Stock | 122
SCE-1PBXSSI | Saginaw pushbutton enclosure, 1 hole, 22mm, NEMA 4/4X/12/13, 4 x 4 x 5in (HxWxD), wall mount, 304 stainless steel, #4 brush finish, screw cover. | Stock | 170
PBYX36 | Wiegmann pushbutton enclosure, 36 holes, 30mm, NEMA 12/13, 19 x 18 x 6in (HxWxD), wall mount, carbon steel, ANSI 61 gray, powder coat finish, hinged screw cover, subpanel included. | Stock | 482
SCE-4PBA | Saginaw pushbutton consolet, 4 holes, 30mm, NEMA 4/12/13, 4 x 10 x 5in (HxWxD), wall mount, carbon steel, ANSI 61 gray, powder coat finish, screw cover. | Stock | 127
1437MD | Hammond pushbutton enclosure, 4 holes, 22mm, NEMA 12/13, 10 x 4 x 5in (HxWxD), wall mount, carbon steel, ANSI 61 gray, powder coat finish, hinged screw cover. | Stock | 135
1490G16 | Hammond pushbutton consolet, 16 holes, 30mm, NEMA 12/13, 7 x 20 x 7in (HxWxD), desktop or pedestal mount, carbon steel, ANSI 61 gray, powder coat finish, hinged screw cover. | Stock | 304
1489MP6 | Hammond pushbutton enclosure, 6 holes, 22mm, NEMA 12, 11 x 8 x 6in (HxWxD), wall mount, carbon steel, ANSI 61 gray, powder coat finish, hinged screw cover. | Stock | 207
PBGX4SSA | Wiegmann pushbutton enclosure, 4 holes, 22mm, NEMA 4/4X/12/13, 9 x 3 x 4in (HxWxD), wall mount, 316 stainless steel, No. 3 intermediate polished finish, screw cover. | Stock | 771
PBGX3SSA | Wiegmann pushbutton enclosure, 3 holes, 22mm, NEMA 4/4X/12/13, 7 x 3 x 4in (HxWxD), wall mount, 316 stainless steel, No. 3 intermediate polished finish, screw cover. | Stock | 582
SCE-2PBXI | Saginaw pushbutton enclosure, 2 holes, 22mm, NEMA 4/12/13, 6 x 4 x 5in (HxWxD), wall mount, carbon steel, ANSI 61 gray, powder coat finish, screw cover. | Stock | 86
PBGX1SSA | Wiegmann pushbutton enclosure, 1 hole, 22mm, NEMA 4/4X/12/13, 3 x 3 x 4in (HxWxD), wall mount, 316 stainless steel, No. 3 intermediate polished finish, screw cover. | Stock | 454
PBXD3SS | Wiegmann pushbutton enclosure, 3 holes, 30mm, NEMA 4/4X/12/13, 8 x 4 x 5in (HxWxD), wall mount, 304 stainless steel, No. 3 intermediate polished finish, screw cover. | Stock | 305
CF4PB | Stahlin CF series pushbutton enclosure, 4 holes, 30mm, NEMA 1/3R/4X/6P/12, 11 x 4 x 4in (HxWxD), wall mount, fiberglass reinforced polyester, gray, screw cover. | Stock | 82
CF1144 | Stahlin CF series pushbutton enclosure, blank cover, NEMA 1/3R/4X/6P/12, 11 x 4 x 4in (HxWxD), wall mount, fiberglass reinforced polyester, gray, crowned screw cover. | Stock | 82
SCE-4SPBH | Saginaw pushbutton enclosure, 4 holes, 30mm, NEMA 4/12/13, 8 x 8 x 6in (HxWxD), wall mount, carbon steel, ANSI 61 gray, powder coat finish, hinged screw cover. | Stock | 141
PBGX25 | Wiegmann pushbutton enclosure, 25 holes, 22mm, NEMA 12/13, 13 x 10 x 5in (HxWxD), wall mount, carbon steel, ANSI 61 gray, powder coat finish, screw cover. | Stock | 210
PBGX1SS | Wiegmann pushbutton enclosure, 1 hole, 22mm, NEMA 4/4X/12/13, 3 x 3 x 4in (HxWxD), wall mount, 304 stainless steel, No. 3 intermediate polished finish, screw cover. | Stock | 227
1489MP12 | Hammond pushbutton enclosure, 12 holes, 22mm, NEMA 12, 13 x 10 x 6in (HxWxD), wall mount, carbon steel, ANSI 61 gray, powder coat finish, hinged screw cover. | Stock | 271
PBSS9A | Wiegmann pushbutton enclosure, 9 holes, 30mm, NEMA 4/4X/12/13, 10 x 9 x 3in (HxWxD), wall mount, 316L stainless steel, No. 3 intermediate polished finish, screw cover. | Stock | 432
1489P6 | Hammond pushbutton enclosure, 6 holes, 30mm, NEMA 12, 11 x 8 x 6in (HxWxD), wall mount, carbon steel, ANSI 61 gray, powder coat finish, hinged screw cover. | Stock | 212
SCE-12PBSS6 | Saginaw pushbutton enclosure, 12 holes, 30mm, NEMA 4/4X/12/13, 12 x 9 x 3in (HxWxD), wall mount, 316L stainless steel, #4 brush finish, screw cover. | Stock | 416
PBYX30 | Wiegmann pushbutton enclosure, 30 holes, 30mm, NEMA 12/13, 19 x 15 x 6in (HxWxD), wall mount, carbon steel, ANSI 61 gray, powder coat finish, hinged screw cover, subpanel included. | Stock | 426
SCE-4SPBSS | Saginaw pushbutton enclosure, 4 holes, 30mm, NEMA 4/4X/12/13, 8 x 7 x 3in (HxWxD), wall mount, 304 stainless steel, #4 brush finish, screw cover. | Stock | 217
1490MG16 | Hammond pushbutton consolet, 16 holes, 22mm, NEMA 12/13, 7 x 20 x 7in (HxWxD), desktop or pedestal mount, carbon steel, ANSI 61 gray, powder coat finish, hinged screw cover. | Stock | 296
SCE-9PBHSS | Saginaw pushbutton enclosure, 9 holes, 30mm, NEMA 4/4X/12/13, 10 x 10 x 6in (HxWxD), wall mount, 304 stainless steel, #4 brush finish, hinged screw cover. | Stock | 274
CF3PB | Stahlin CF series pushbutton enclosure, 3 holes, 30mm, NEMA 1/3R/4X/6P/12, 8 x 4 x 4in (HxWxD), wall mount, fiberglass reinforced polyester, gray, screw cover. | Stock | 80
F9PBW | Stahlin F series pushbutton enclosure, 9 holes, 30mm, NEMA 1/3R/4X/6P/12, 11 x 9 x 4in (HxWxD), wall mount, fiberglass reinforced polyester, gray, screw cover, purchase subpanel separately. | Stock | 143
WPBA12 | Wiegmann pushbutton consolet, 12 holes, 30mm, NEMA 12/13, 7 x 15 x 7in (HxWxD), wall mount, carbon steel, ANSI 61 gray, powder coat finish, screw cover. | Stock | 270
1435A | Hammond pushbutton enclosure, 1 hole, 30mm, NEMA 12/13, 4 x 4 x 3in (HxWxD), wall mount, carbon steel, ANSI 61 gray, powder coat finish, screw cover. | Stock | 74
MPB12LG | Hammond pushbutton enclosure, 12 holes, 22mm, NEMA 12/13, 11 x 7 x 4in (HxWxD), 11 x 7 x 4inmm (HxWxD), wall mount, carbon steel, RAL 7035 light gray, powder coat finish, screw cover. | Stock | 184
PBXD2 | Wiegmann pushbutton enclosure, 2 holes, 30mm, NEMA 4/12/13, 6 x 4 x 5in (HxWxD), wall mount, carbon steel, ANSI 61 gray, powder coat finish, screw cover. | Stock | 137
1437MA | Hammond pushbutton enclosure, 1 hole, 22mm, NEMA 12/13, 4 x 4 x 5in (HxWxD), wall mount, carbon steel, ANSI 61 gray, powder coat finish, screw cover. | Stock | 93
WPBA6 | Wiegmann pushbutton consolet, 6 holes, 30mm, NEMA 12/13, 7 x 9 x 7in (HxWxD), wall mount, carbon steel, ANSI 61 gray, powder coat finish, screw cover. | Stock | 196
1489MP20 | Hammond pushbutton enclosure, 20 holes, 22mm, NEMA 12, 15 x 12 x 6in (HxWxD), wall mount, carbon steel, ANSI 61 gray, powder coat finish, hinged screw cover. | Stock | 345
PSL4 | Wiegmann pushbutton enclosure, 4 holes, 30mm, NEMA 12/13, 11 x 3 x 3in (HxWxD), wall mount, carbon steel, ANSI 61 gray, powder coat finish, screw cover. | Stock | 98
MPB9LG | Hammond pushbutton enclosure, 9 holes, 22mm, NEMA 12/13, 9 x 7 x 4in (HxWxD), 9 x 7 x 4inmm (HxWxD), wall mount, carbon steel, RAL 7035 light gray, powder coat finish, screw cover. | Stock | 166
SCE-3PBSS | Saginaw pushbutton enclosure, 3 holes, 30mm, NEMA 4/4X/12/13, 8 x 4 x 3in (HxWxD), wall mount, 304 stainless steel, #4 brush finish, screw cover. | Stock | 174
SCE-9PBHSS6 | Saginaw pushbutton enclosure, 9 holes, 30mm, NEMA 4/4X/12/13, 10 x 10 x 6in (HxWxD), wall mount, 316L stainless steel, #4 brush finish, hinged screw cover. | Stock | 341
1490D4 | Hammond pushbutton consolet, 4 holes, 30mm, NEMA 12/13, 4 x 10 x 5in (HxWxD), desktop or pedestal mount, carbon steel, ANSI 61 gray, powder coat finish, screw cover. | Stock | 149
1435S16B | Hammond pushbutton enclosure, 2 holes, 30mm, NEMA 3R/4/4X, 6 x 4 x 3in (HxWxD), wall mount, 316 stainless steel, #4 brush finish, screw cover. | Stock | 228
PBGX3SS | Wiegmann pushbutton enclosure, 3 holes, 22mm, NEMA 4/4X/12/13, 7 x 3 x 4in (HxWxD), wall mount, 304 stainless steel, No. 3 intermediate polished finish, screw cover. | Stock | 291
PBGX1 | Wiegmann pushbutton enclosure, 1 hole, 22mm, NEMA 12/13, 3 x 3 x 4in (HxWxD), wall mount, carbon steel, ANSI 61 gray, powder coat finish, screw cover. | Stock | 81
PBYX6 | Wiegmann pushbutton enclosure, 6 holes, 30mm, NEMA 12/13, 11 x 8 x 6in (HxWxD), wall mount, carbon steel, ANSI 61 gray, powder coat finish, hinged screw cover, subpanel included. | Stock | 206
SCE-4SPBX | Saginaw pushbutton enclosure, 4 holes, 30mm, NEMA 4/12/13, 8 x 7 x 5in (HxWxD), wall mount, carbon steel, ANSI 61 gray, powder coat finish, screw cover. | Stock | 109
SCE-1PBXSS6I | Saginaw pushbutton enclosure, 1 hole, 22mm, NEMA 4/4X/12/13, 4 x 4 x 5in (HxWxD), wall mount, 316L stainless steel, #4 brush finish, screw cover. | Stock | 212
SCE-16PBHSS6I | Saginaw pushbutton enclosure, 16 holes, 22mm, NEMA 4/4X/12/13, 12 x 12 x 6in (HxWxD), wall mount, 316L stainless steel, #4 brush finish, hinged screw cover. | Stock | 582
SCE-3PBI | Saginaw pushbutton enclosure, 3 holes, 22mm, NEMA 4/12/13, 8 x 4 x 3in (HxWxD), wall mount, carbon steel, ANSI 61 gray, powder coat finish, screw cover. | Stock | 74
1437MSSD | Hammond pushbutton enclosure, 4 holes, 22mm, NEMA 4/4X, 10 x 4 x 5in (HxWxD), wall mount, 304 stainless steel, #4 brush finish, hinged screw cover. | Stock | 304
HYMPB6SS | Hammond sanitary pushbutton enclosure, 6 holes, 22mm, slope top, NEMA 3R/4/4X/12, 12 x 9 x 4in (HxWxD), wall mount, 304 stainless steel, #4 brush finish, screw cover. | Stock | 1196
HYPB3SS | Hammond sanitary pushbutton enclosure, 3 holes, 30mm, slope top, NEMA 3R/4/4X/12, 10 x 5 x 4in (HxWxD), wall mount, 304 stainless steel, #4 brush finish, screw cover. | Stock | 905
SCE-12PBI | Saginaw pushbutton enclosure, 12 holes, 22mm, NEMA 4/12/13, 12 x 9 x 3in (HxWxD), wall mount, carbon steel, ANSI 61 gray, powder coat finish, screw cover. | Stock | 137
1437SSB | Hammond pushbutton enclosure, 2 holes, 30mm, NEMA 4/4X, 6 x 4 x 5in (HxWxD), wall mount, 304 stainless steel, #4 brush finish, hinged screw cover. | Stock | 227
1490MD1 | Hammond pushbutton consolet, 1 hole, 22mm, NEMA 12/13, 4 x 4 x 5in (HxWxD), desktop or pedestal mount, carbon steel, ANSI 61 gray, powder coat finish, screw cover. | Stock | 97
1437K | Hammond pushbutton enclosure, 9 holes, 30mm, NEMA 12/13, 10 x 9 x 5in (HxWxD), wall mount, carbon steel, ANSI 61 gray, powder coat finish, hinged screw cover. | Stock | 182
CF6PB22 | Stahlin CF series pushbutton enclosure, 6 holes, 22mm, NEMA 1/3R/4X/6P/12, 11 x 4 x 4in (HxWxD), wall mount, fiberglass reinforced polyester, gray, screw cover. | Stock | 109
PB5 | Wiegmann pushbutton enclosure, 5 holes, 30mm, NEMA 4/12/13, 13 x 3 x 3in (HxWxD), wall mount, carbon steel, ANSI 61 gray, powder coat finish, screw cover. | Stock | 120
PB8BC | Wiegmann pushbutton enclosure, blank cover, NEMA 4/12/13, 20 x 3 x 3in (HxWxD), wall mount, carbon steel, ANSI 61 gray, powder coat finish, screw cover. | Stock | 158
MPB2LG | Hammond pushbutton enclosure, 2 holes, 22mm, NEMA 12/13, 5 x 3 x 4in (HxWxD), 5 x 3 x 4inmm (HxWxD), wall mount, carbon steel, RAL 7035 light gray, powder coat finish, screw cover. | Stock | 98
SCE-8PBI | Saginaw pushbutton enclosure, 8 holes, 22mm, NEMA 4/12/13, 21 x 4 x 3in (HxWxD), wall mount, carbon steel, ANSI 61 gray, powder coat finish, screw cover. | Stock | 119
1489P16 | Hammond pushbutton enclosure, 16 holes, 30mm, NEMA 12, 13 x 12 x 6in (HxWxD), wall mount, carbon steel, ANSI 61 gray, powder coat finish, hinged screw cover. | Stock | 318
SCE-1PBX | Saginaw pushbutton enclosure, 1 hole, 30mm, NEMA 4/12/13, 4 x 4 x 5in (HxWxD), wall mount, carbon steel, ANSI 61 gray, powder coat finish, screw cover. | Stock | 74
1435S16H | Hammond pushbutton enclosure, 6 holes, 30mm, NEMA 3R/4/4X, 10 x 7 x 3in (HxWxD), wall mount, 316 stainless steel, #4 brush finish, hinged screw cover. | Stock | 392
SCE-9PBSS | Saginaw pushbutton enclosure, 9 holes, 30mm, NEMA 4/4X/12/13, 10 x 9 x 3in (HxWxD), wall mount, 304 stainless steel, #4 brush finish, screw cover. | Stock | 293
SCE-6PBI | Saginaw pushbutton enclosure, 6 holes, 22mm, NEMA 4/12/13, 10 x 7 x 3in (HxWxD), wall mount, carbon steel, ANSI 61 gray, powder coat finish, screw cover. | Stock | 106
SCE-9PBH | Saginaw pushbutton enclosure, 9 holes, 30mm, NEMA 4/12/13, 10 x 10 x 6in (HxWxD), wall mount, carbon steel, ANSI 61 gray, powder coat finish, hinged screw cover. | Stock | 188
SCE-3PBSS6I | Saginaw pushbutton enclosure, 3 holes, 22mm, NEMA 4/4X/12/13, 8 x 4 x 3in (HxWxD), wall mount, 316L stainless steel, #4 brush finish, screw cover. | Stock | 217
SCE-3PBX | Saginaw pushbutton enclosure, 3 holes, 30mm, NEMA 4/12/13, 8 x 4 x 5in (HxWxD), wall mount, carbon steel, ANSI 61 gray, powder coat finish, screw cover. | Stock | 97
CF844 | Stahlin CF series pushbutton enclosure, blank cover, NEMA 1/3R/4X/6P/12, 8 x 4 x 4in (HxWxD), wall mount, fiberglass reinforced polyester, gray, crowned screw cover. | Stock | 71
SCE-4SPBSS6 | Saginaw pushbutton enclosure, 4 holes, 30mm, NEMA 4/4X/12/13, 8 x 7 x 3in (HxWxD), wall mount, 316L stainless steel, #4 brush finish, screw cover. | Stock | 270
SCE-4SPBA | Saginaw pushbutton consolet, 4 holes, 30mm, NEMA 4/12/13, 7 x 7 x 7in (HxWxD), wall mount, carbon steel, ANSI 61 gray, powder coat finish, screw cover. | Stock | 142
1490K25 | Hammond pushbutton consolet, 25 holes, 30mm, NEMA 12/13, 13 x 13 x 10in (HxWxD), desktop or pedestal mount, carbon steel, ANSI 61 gray, powder coat finish, hinged screw cover. | Stock | 366
PB10 | Wiegmann pushbutton enclosure, 10 holes, 30mm, NEMA 4/12/13, 25 x 3 x 3in (HxWxD), wall mount, carbon steel, ANSI 61 gray, powder coat finish, screw cover. | Stock | 183
SCE-4PBSS | Saginaw pushbutton enclosure, 4 holes, 30mm, NEMA 4/4X/12/13, 11 x 4 x 3in (HxWxD), wall mount, 304 stainless steel, #4 brush finish, screw cover. | Stock | 198
1435S16A | Hammond pushbutton enclosure, 1 hole, 30mm, NEMA 3R/4/4X, 4 x 4 x 3in (HxWxD), wall mount, 316 stainless steel, #4 brush finish, screw cover. | Stock | 192
1437SSA | Hammond pushbutton enclosure, 1 hole, 30mm, NEMA 4/4X, 4 x 4 x 5in (HxWxD), wall mount, 304 stainless steel, #4 brush finish, screw cover. | Stock | 186
SA105-40SL | AutomationDirect pushbutton enclosure, 2 holes, 22mm, 105 x 70 x 51mm (HxWxD), wall mount, thermoplastic ABS, gray, screw cover. | Stock | 10.5
1490D3 | Hammond pushbutton consolet, 3 holes, 30mm, NEMA 12/13, 4 x 8 x 5in (HxWxD), desktop or pedestal mount, carbon steel, ANSI 61 gray, powder coat finish, screw cover. | Stock | 132
SA104SL | AutomationDirect pushbutton enclosure, 1 hole, 22mm, 70 x 70 x 74mm (HxWxD), wall mount, thermoplastic ABS, gray body / yellow cover, screw cover. | Stock | 10.5
1435MSSC | Hammond pushbutton enclosure, 3 holes, 22mm, NEMA 3R/4/4X, 8 x 4 x 3in (HxWxD), wall mount, 304 stainless steel, #4 brush finish, screw cover. | Stock | 212
PB1 | Wiegmann pushbutton enclosure, 1 hole, 30mm, NEMA 4/12/13, 4 x 3 x 3in (HxWxD), wall mount, carbon steel, ANSI 61 gray, powder coat finish, screw cover. | Stock | 76
CF5PB22 | Stahlin CF series pushbutton enclosure, 5 holes, 22mm, NEMA 1/3R/4X/6P/12, 11 x 4 x 4in (HxWxD), wall mount, fiberglass reinforced polyester, gray, screw cover. | Stock | 94
WPBA16 | Wiegmann pushbutton consolet, 16 holes, 30mm, NEMA 12/13, 7 x 20 x 7in (HxWxD), wall mount, carbon steel, ANSI 61 gray, powder coat finish, screw cover. | Stock | 289
SCE-12SPBAI | Saginaw pushbutton consolet, 12 holes, 22mm, NEMA 4/12/13, 11 x 9 x 9in (HxWxD), wall mount, carbon steel, ANSI 61 gray, powder coat finish, screw cover. | Stock | 216
SCE-4PBSSI | Saginaw pushbutton enclosure, 4 holes, 22mm, NEMA 4/4X/12/13, 11 x 4 x 3in (HxWxD), wall mount, 304 stainless steel, #4 brush finish, screw cover. | Stock | 198
SCE-1PB | Saginaw pushbutton enclosure, 1 hole, 30mm, NEMA 4/12/13, 4 x 4 x 3in (HxWxD), wall mount, carbon steel, ANSI 61 gray, powder coat finish, screw cover. | Stock | 58
F763 | Stahlin F series pushbutton enclosure, blank cover, NEMA 1/3R/4X/6P/12, 7 x 6 x 3in (HxWxD), wall mount, fiberglass reinforced polyester, gray, screw cover. | Stock | 86
1437A | Hammond pushbutton enclosure, 1 hole, 30mm, NEMA 12/13, 4 x 4 x 5in (HxWxD), wall mount, carbon steel, ANSI 61 gray, powder coat finish, screw cover. | Stock | 97
PB4BC | Wiegmann pushbutton enclosure, blank cover, NEMA 4/12/13, 10 x 3 x 3in (HxWxD), wall mount, carbon steel, ANSI 61 gray, powder coat finish, screw cover. | Stock | 111
WPBA10 | Wiegmann pushbutton consolet, 10 holes, 30mm, NEMA 12/13, 7 x 13 x 7in (HxWxD), wall mount, carbon steel, ANSI 61 gray, powder coat finish, screw cover. | Stock | 247
HYPB4SS | Hammond sanitary pushbutton enclosure, 4 holes, 30mm, slope top, NEMA 3R/4/4X/12, 10 x 7 x 4in (HxWxD), wall mount, 304 stainless steel, #4 brush finish, screw cover. | Stock | 1027
1437MX | Hammond pushbutton enclosure, 25 holes, 22mm, NEMA 12/13, 14 x 13 x 5in (HxWxD), wall mount, carbon steel, ANSI 61 gray, powder coat finish, hinged screw cover. | Stock | 290
CF1732 | Stahlin CF series pushbutton enclosure, blank cover, NEMA 1/3R/4X/6P/12, 17 x 3 x 2in (HxWxD), wall mount, fiberglass reinforced polyester, gray, crowned screw cover. | Stock | 126
SCE-6PBX-RAL1018 | Saginaw pushbutton enclosure, 6 holes, 30mm, NEMA 4/12/13, 10 x 7 x 5in (HxWxD), wall mount, carbon steel, RAL 1018 yellow, powder coat finish, screw cover. | Stock | 150
SCE-2PBGX | Saginaw pushbutton enclosure, 2 holes, 22mm, NEMA 4/12/13, 5 x 4 x 4in (HxWxD), wall mount, carbon steel, ANSI 61 gray, powder coat finish, screw cover. | Stock | 73
SCE-3PBXSS | Saginaw pushbutton enclosure, 3 holes, 30mm, NEMA 4/4X/12/13, 8 x 4 x 5in (HxWxD), wall mount, 304 stainless steel, #4 brush finish, screw cover. | Stock | 227
1489MP30 | Hammond pushbutton enclosure, 30 holes, 22mm, NEMA 12, 18 x 14 x 6in (HxWxD), wall mount, carbon steel, ANSI 61 gray, powder coat finish, hinged screw cover. | Stock | 430
SCE-3PBSS6 | Saginaw pushbutton enclosure, 3 holes, 30mm, NEMA 4/4X/12/13, 8 x 4 x 3in (HxWxD), wall mount, 316L stainless steel, #4 brush finish, screw cover. | Stock | 217
SCE-4PBXI | Saginaw pushbutton enclosure, 4 holes, 22mm, NEMA 4/12/13, 10 x 4 x 5in (HxWxD), wall mount, carbon steel, ANSI 61 gray, powder coat finish, screw cover. | Stock | 107
WPBA8 | Wiegmann pushbutton consolet, 8 holes, 30mm, NEMA 12/13, 7 x 11 x 7in (HxWxD), wall mount, carbon steel, ANSI 61 gray, powder coat finish, screw cover. | Stock | 223
PB3 | Wiegmann pushbutton enclosure, 3 holes, 30mm, NEMA 4/12/13, 8 x 3 x 3in (HxWxD), wall mount, carbon steel, ANSI 61 gray, powder coat finish, screw cover. | Stock | 98
1435MS16D | Hammond pushbutton enclosure, 4 holes, 22mm, NEMA 3R/4/4X, 11 x 4 x 3in (HxWxD), wall mount, 316 stainless steel, #4 brush finish, screw cover. | Stock | 300
SCE-1PBX-RAL1018 | Saginaw pushbutton enclosure, 1 hole, 30mm, NEMA 4/12/13, 4 x 4 x 5in (HxWxD), wall mount, carbon steel, RAL 1018 yellow, powder coat finish, screw cover. | Stock | 88
COPC1PB22 | AttaBox Commander series pushbutton enclosure, 1 hole, 22mm, NEMA 1/3R/4X/6P/12, 4 x 3 x 2in (HxWxD), wall mount, polycarbonate, light gray, gloss finish, screw cover. | Stock | 71
1435MS16K | Hammond pushbutton enclosure, 9 holes, 22mm, NEMA 3R/4/4X, 10 x 9 x 3in (HxWxD), wall mount, 316 stainless steel, #4 brush finish, hinged screw cover. | Stock | 470
PB12BC | Wiegmann pushbutton enclosure, blank cover, NEMA 4/12/13, 12 x 9 x 3in (HxWxD), wall mount, carbon steel, ANSI 61 gray, powder coat finish, screw cover. | Stock | 186
SCE-4PBXSSI | Saginaw pushbutton enclosure, 4 holes, 22mm, NEMA 4/4X/12/13, 10 x 4 x 5in (HxWxD), wall mount, 304 stainless steel, #4 brush finish, screw cover. | Stock | 235
SCE-8PBA | Saginaw pushbutton consolet, 8 holes, 30mm, NEMA 4/12/13, 7 x 11 x 7in (HxWxD), wall mount, carbon steel, ANSI 61 gray, powder coat finish, screw cover. | Stock | 187
PB25BC | Wiegmann pushbutton enclosure, blank cover, NEMA 12, 14 x 13 x 3in (HxWxD), wall mount, carbon steel, ANSI 61 gray, powder coat finish, screw cover. | Stock | 264
PBGX2 | Wiegmann pushbutton enclosure, 2 holes, 22mm, NEMA 12/13, 5 x 3 x 4in (HxWxD), wall mount, carbon steel, ANSI 61 gray, powder coat finish, screw cover. | Stock | 84
SCE-9PBHSSI | Saginaw pushbutton enclosure, 9 holes, 22mm, NEMA 4/4X/12/13, 10 x 10 x 6in (HxWxD), wall mount, 304 stainless steel, #4 brush finish, hinged screw cover. | Stock | 274
1435MS16O | Hammond pushbutton enclosure, 12 holes, 22mm, NEMA 3R/4/4X, 12 x 9 x 3in (HxWxD), wall mount, 316 stainless steel, #4 brush finish, hinged screw cover. | Stock | 538
SCE-9PBHSS6I | Saginaw pushbutton enclosure, 9 holes, 22mm, NEMA 4/4X/12/13, 10 x 10 x 6in (HxWxD), wall mount, 316L stainless steel, #4 brush finish, hinged screw cover. | Stock | 341
COPC432 | AttaBox Commander series pushbutton enclosure, blank cover, NEMA 1/3R/4X/6P/12, 4 x 3 x 2in (HxWxD), wall mount, polycarbonate, light gray, gloss finish, screw cover. | Stock | 65
SCE-9PBXI | Saginaw pushbutton enclosure, 9 holes, 22mm, NEMA 4/12/13, 10 x 9 x 5in (HxWxD), wall mount, carbon steel, ANSI 61 gray, powder coat finish, screw cover. | Stock | 142
1490G12 | Hammond pushbutton consolet, 12 holes, 30mm, NEMA 12/13, 7 x 16 x 7in (HxWxD), desktop or pedestal mount, carbon steel, ANSI 61 gray, powder coat finish, hinged screw cover. | Stock | 263
1489MP25 | Hammond pushbutton enclosure, 25 holes, 22mm, NEMA 12, 15 x 14 x 6in (HxWxD), wall mount, carbon steel, ANSI 61 gray, powder coat finish, hinged screw cover. | Stock | 387
COPC533 | AttaBox Commander series pushbutton enclosure, blank cover, NEMA 1/3R/4X/6P/12, 5 x 3 x 3in (HxWxD), wall mount, polycarbonate, light gray, gloss finish, screw cover. | Stock | 67
1437S | Hammond pushbutton enclosure, 16 holes, 30mm, NEMA 12/13, 12 x 11 x 5in (HxWxD), wall mount, carbon steel, ANSI 61 gray, powder coat finish, hinged screw cover. | Stock | 238
SCE-10PBA | Saginaw pushbutton consolet, 10 holes, 30mm, NEMA 4/12/13, 7 x 13 x 7in (HxWxD), wall mount, carbon steel, ANSI 61 gray, powder coat finish, screw cover. | Stock | 208
1490MK30 | Hammond pushbutton consolet, 30 holes, 22mm, NEMA 12/13, 13 x 16 x 10in (HxWxD), desktop or pedestal mount, carbon steel, ANSI 61 gray, powder coat finish, hinged screw cover. | Stock | 387
SCE-9PBSS6I | Saginaw pushbutton enclosure, 9 holes, 22mm, NEMA 4/4X/12/13, 10 x 9 x 3in (HxWxD), wall mount, 316L stainless steel, #4 brush finish, screw cover. | Stock | 365
1490MJ20 | Hammond pushbutton consolet, 20 holes, 22mm, NEMA 12/13, 11 x 13 x 9in (HxWxD), desktop or pedestal mount, carbon steel, ANSI 61 gray, powder coat finish, hinged screw cover. | Stock | 314
1489P30 | Hammond pushbutton enclosure, 30 holes, 30mm, NEMA 12, 18 x 14 x 6in (HxWxD), wall mount, carbon steel, ANSI 61 gray, powder coat finish, hinged screw cover. | Stock | 442
SCE-3PBX-RAL1018 | Saginaw pushbutton enclosure, 3 holes, 30mm, NEMA 4/12/13, 8 x 4 x 5in (HxWxD), wall mount, carbon steel, RAL 1018 yellow, powder coat finish, screw cover. | Stock | 114
PB4S | Wiegmann pushbutton enclosure, 4 holes, 30mm, NEMA 4/12/13, 7 x 6 x 3in (HxWxD), wall mount, carbon steel, ANSI 61 gray, powder coat finish, screw cover. | Stock | 124
COPC2PB | AttaBox Commander series pushbutton enclosure, 2 holes, 30mm, NEMA 1/3R/4X/6P/12, 5 x 3 x 3in (HxWxD), wall mount, polycarbonate, light gray, gloss finish, screw cover. | Stock | 78
PB4SBC | Wiegmann pushbutton enclosure, blank cover, NEMA 4/12/13, 7 x 6 x 3in (HxWxD), wall mount, carbon steel, ANSI 61 gray, powder coat finish, screw cover. | Stock | 107
SCE-12SPBA | Saginaw pushbutton consolet, 12 holes, 30mm, NEMA 4/12/13, 11 x 9 x 9in (HxWxD), wall mount, carbon steel, ANSI 61 gray, powder coat finish, screw cover. | Stock | 216
PBXD25 | Wiegmann pushbutton enclosure, 25 holes, 30mm, NEMA 12, 14 x 13 x 5in (HxWxD), wall mount, carbon steel, ANSI 61 gray, powder coat finish, screw cover. | Stock | 294
1437B | Hammond pushbutton enclosure, 2 holes, 30mm, NEMA 12/13, 6 x 4 x 5in (HxWxD), wall mount, carbon steel, ANSI 61 gray, powder coat finish, hinged screw cover. | Stock | 110
PBXD16V | Wiegmann pushbutton enclosure, 16 holes, 30mm, NEMA 12, 21 x 6 x 5in (HxWxD), wall mount, carbon steel, ANSI 61 gray, powder coat finish, screw cover. | Stock | 258
PBGX2SS | Wiegmann pushbutton enclosure, 2 holes, 22mm, NEMA 4/4X/12/13, 5 x 3 x 4in (HxWxD), wall mount, 304 stainless steel, No. 3 intermediate polished finish, screw cover. | Stock | 258
1489MP42 | Hammond pushbutton enclosure, 42 holes, 22mm, NEMA 12, 20 x 17 x 6in (HxWxD), wall mount, carbon steel, ANSI 61 gray, powder coat finish, hinged screw cover. | Stock | 520
1490MD4 | Hammond pushbutton consolet, 4 holes, 22mm, NEMA 12/13, 4 x 10 x 5in (HxWxD), desktop or pedestal mount, carbon steel, ANSI 61 gray, powder coat finish, screw cover. | Stock | 144
PSL1 | Wiegmann pushbutton enclosure, 1 hole, 30mm, NEMA 12/13, 4 x 3 x 3in (HxWxD), wall mount, carbon steel, ANSI 61 gray, powder coat finish, screw cover. | Stock | 70
SCE-4PBAI | Saginaw pushbutton consolet, 4 holes, 22mm, NEMA 4/12/13, 4 x 10 x 5in (HxWxD), wall mount, carbon steel, ANSI 61 gray, powder coat finish, screw cover. | Stock | 127
MPB3LG | Hammond pushbutton enclosure, 3 holes, 22mm, NEMA 12/13, 7 x 3 x 4in (HxWxD), 7 x 3 x 4inmm (HxWxD), wall mount, carbon steel, RAL 7035 light gray, powder coat finish, screw cover. | Stock | 107
CF3PB22 | Stahlin CF series pushbutton enclosure, 3 holes, 22mm, NEMA 1/3R/4X/6P/12, 6 x 4 x 4in (HxWxD), wall mount, fiberglass reinforced polyester, gray, screw cover. | Stock | 80
SA108-40SL | AutomationDirect pushbutton enclosure, 3 holes, 22mm, 140 x 70 x 74mm (HxWxD), wall mount, thermoplastic ABS, gray, screw cover. | Stock | 16
MPB2 | Hammond pushbutton enclosure, 2 holes, 22mm, NEMA 12/13, 6 x 3 x 4in (HxWxD), wall mount, carbon steel, ANSI 61 gray, powder coat finish, screw cover. | Stock | 98
SCE-16PBHSSI | Saginaw pushbutton enclosure, 16 holes, 22mm, NEMA 4/4X/12/13, 12 x 12 x 6in (HxWxD), wall mount, 304 stainless steel, #4 brush finish, hinged screw cover. | Stock | 467
SA106-40SL | AutomationDirect pushbutton enclosure, 2 holes, 22mm, 105 x 70 x 74mm (HxWxD), wall mount, thermoplastic ABS, gray, screw cover. | Stock | 11.5
1437MS | Hammond pushbutton enclosure, 16 holes, 22mm, NEMA 12/13, 12 x 11 x 5in (HxWxD), wall mount, carbon steel, ANSI 61 gray, powder coat finish, hinged screw cover. | Stock | 232
SCE-12PBSSI | Saginaw pushbutton enclosure, 12 holes, 22mm, NEMA 4/4X/12/13, 12 x 9 x 3in (HxWxD), wall mount, 304 stainless steel, #4 brush finish, screw cover. | Stock | 334
SCE-12PBAI | Saginaw pushbutton consolet, 12 holes, 22mm, NEMA 4/12/13, 7 x 16 x 7in (HxWxD), wall mount, carbon steel, ANSI 61 gray, powder coat finish, screw cover. | Stock | 226
WPBA30 | Wiegmann pushbutton consolet, 30 holes, 30mm, NEMA 12/13, 14 x 15 x 10in (HxWxD), wall mount, carbon steel, ANSI 61 gray, powder coat finish, screw cover. | Stock | 413
PBSS4 | Wiegmann pushbutton enclosure, 4 holes, 30mm, NEMA 4/4X/12/13, 10 x 3 x 3in (HxWxD), wall mount, 304 stainless steel, No. 3 intermediate polished finish, screw cover. | Stock | 197
SCE-2PBXSS | Saginaw pushbutton enclosure, 2 holes, 30mm, NEMA 4/4X/12/13, 6 x 4 x 5in (HxWxD), wall mount, 304 stainless steel, #4 brush finish, screw cover. | Stock | 213
SCE-1PBA | Saginaw pushbutton consolet, 1 hole, 30mm, NEMA 4/12/13, 4 x 4 x 5in (HxWxD), wall mount, carbon steel, ANSI 61 gray, powder coat finish, screw cover. | Stock | 86
1435MS16A | Hammond pushbutton enclosure, 1 hole, 22mm, NEMA 3R/4/4X, 4 x 4 x 3in (HxWxD), wall mount, 316 stainless steel, #4 brush finish, screw cover. | Stock | 194
HYMPB1SS | Hammond sanitary pushbutton enclosure, 1 hole, 22mm, slope top, NEMA 3R/4/4X/12, 8 x 5 x 4in (HxWxD), wall mount, 304 stainless steel, #4 brush finish, screw cover. | Stock | 816
SCE-4PBSS6 | Saginaw pushbutton enclosure, 4 holes, 30mm, NEMA 4/4X/12/13, 11 x 4 x 3in (HxWxD), wall mount, 316L stainless steel, #4 brush finish, screw cover. | Stock | 246
PBSS6A | Wiegmann pushbutton enclosure, 6 holes, 30mm, NEMA 4/4X/12/13, 10 x 6 x 3in (HxWxD), wall mount, 316L stainless steel, No. 3 intermediate polished finish, screw cover. | Stock | 321
SCE-4SPBHI | Saginaw pushbutton enclosure, 4 holes, 22mm, NEMA 4/12/13, 8 x 8 x 6in (HxWxD), wall mount, carbon steel, ANSI 61 gray, powder coat finish, hinged screw cover. | Stock | 141
PBSS2 | Wiegmann pushbutton enclosure, 2 holes, 30mm, NEMA 4/4X/12/13, 6 x 3 x 3in (HxWxD), wall mount, 304 stainless steel, No. 3 intermediate polished finish, screw cover. | Stock | 146
1489MP36 | Hammond pushbutton enclosure, 36 holes, 22mm, NEMA 12, 18 x 17 x 6in (HxWxD), wall mount, carbon steel, ANSI 61 gray, powder coat finish, hinged screw cover. | Stock | 476
SA111 | AutomationDirect pushbutton enclosure, 5 holes, 22mm, 225 x 70 x 74mm (HxWxD), wall mount, thermoplastic ABS, gray, screw cover. | Stock | 17
1490MD2 | Hammond pushbutton consolet, 2 holes, 22mm, NEMA 12/13, 4 x 6 x 5in (HxWxD), desktop or pedestal mount, carbon steel, ANSI 61 gray, powder coat finish, screw cover. | Stock | 112
1435SSK | Hammond pushbutton enclosure, 9 holes, 30mm, NEMA 3R/4/4X, 10 x 9 x 3in (HxWxD), wall mount, 304 stainless steel, #4 brush finish, hinged screw cover. | Stock | 374
WPBA20 | Wiegmann pushbutton consolet, 20 holes, 30mm, NEMA 12/13, 12 x 13 x 9in (HxWxD), wall mount, carbon steel, ANSI 61 gray, powder coat finish, screw cover. | Stock | 333
SCE-3PBGX | Saginaw pushbutton enclosure, 3 holes, 22mm, NEMA 4/12/13, 7 x 4 x 4in (HxWxD), wall mount, carbon steel, ANSI 61 gray, powder coat finish, screw cover. | Stock | 81
SCE-10PBX | Saginaw pushbutton enclosure, 10 holes, 30mm, NEMA 4/12/13, 14 x 7 x 5in (HxWxD), wall mount, carbon steel, ANSI 61 gray, powder coat finish, screw cover. | Stock | 155
PBGX2SSA | Wiegmann pushbutton enclosure, 2 holes, 22mm, NEMA 4/4X/12/13, 5 x 3 x 4in (HxWxD), wall mount, 316 stainless steel, No. 3 intermediate polished finish, screw cover. | Stock | 516
WPBA3 | Wiegmann pushbutton consolet, 3 holes, 30mm, NEMA 12/13, 4 x 8 x 5in (HxWxD), wall mount, carbon steel, ANSI 61 gray, powder coat finish, screw cover. | Stock | 134
SA110-40SL | AutomationDirect pushbutton enclosure, 4 holes, 22mm, 185 x 70 x 74mm (HxWxD), wall mount, thermoplastic ABS, gray, screw cover. | Stock | 18.5
1490MJ12 | Hammond pushbutton consolet, 12 holes, 22mm, NEMA 12/13, 11 x 9 x 9in (HxWxD), desktop or pedestal mount, carbon steel, ANSI 61 gray, powder coat finish, hinged screw cover. | Stock | 244
CF532 | Stahlin CF series pushbutton enclosure, blank cover, NEMA 1/3R/4X/6P/12, 5 x 3 x 2in (HxWxD), wall mount, fiberglass reinforced polyester, gray, crowned screw cover. | Stock | 64
MPB1 | Hammond pushbutton enclosure, 1 hole, 22mm, NEMA 12/13, 4 x 3 x 4in (HxWxD), wall mount, carbon steel, ANSI 61 gray, powder coat finish, screw cover. | Stock | 84
PB16BC | Wiegmann pushbutton enclosure, blank cover, NEMA 12, 12 x 11 x 3in (HxWxD), wall mount, carbon steel, ANSI 61 gray, powder coat finish, screw cover. | Stock | 210
1489P36 | Hammond pushbutton enclosure, 36 holes, 30mm, NEMA 12, 18 x 17 x 6in (HxWxD), wall mount, carbon steel, ANSI 61 gray, powder coat finish, hinged screw cover. | Stock | 491
WPBA25 | Wiegmann pushbutton consolet, 25 holes, 30mm, NEMA 12/13, 14 x 13 x 10in (HxWxD), wall mount, carbon steel, ANSI 61 gray, powder coat finish, screw cover. | Stock | 379
SCE-12PBGX | Saginaw pushbutton enclosure, 12 holes, 22mm, NEMA 4/12/13, 11 x 7 x 5in (HxWxD), wall mount, carbon steel, ANSI 61 gray, powder coat finish, screw cover. | Stock | 140
CF1PB22 | Stahlin CF series pushbutton enclosure, 1 hole, 22mm, NEMA 1/3R/4X/6P/12, 6 x 4 x 4in (HxWxD), wall mount, fiberglass reinforced polyester, gray, screw cover. | Stock | 71
COPC1PB | AttaBox Commander series pushbutton enclosure, 1 hole, 30mm, NEMA 1/3R/4X/6P/12, 4 x 3 x 2in (HxWxD), wall mount, polycarbonate, light gray, gloss finish, screw cover. | Stock | 71
CF932 | Stahlin CF series pushbutton enclosure, blank cover, NEMA 1/3R/4X/6P/12, 9 x 3 x 2in (HxWxD), wall mount, fiberglass reinforced polyester, gray, crowned screw cover. | Stock | 77
PBGX9 | Wiegmann pushbutton enclosure, 9 holes, 22mm, NEMA 12/13, 9 x 7 x 4in (HxWxD), wall mount, carbon steel, ANSI 61 gray, powder coat finish, screw cover. | Stock | 189
PBSS3A | Wiegmann pushbutton enclosure, 3 holes, 30mm, NEMA 4/4X/12/13, 8 x 3 x 3in (HxWxD), wall mount, 316L stainless steel, No. 3 intermediate polished finish, screw cover. | Stock | 215
SA103SL | AutomationDirect pushbutton enclosure, 1 hole, 22mm, 70 x 70 x 74mm (HxWxD), wall mount, thermoplastic ABS, gray, screw cover. | Stock | 10
1437MK | Hammond pushbutton enclosure, 9 holes, 22mm, NEMA 12/13, 10 x 9 x 5in (HxWxD), wall mount, carbon steel, ANSI 61 gray, powder coat finish, hinged screw cover. | Stock | 178
SCE-12PBX | Saginaw pushbutton enclosure, 12 holes, 30mm, NEMA 4/12/13, 12 x 9 x 5in (HxWxD), wall mount, carbon steel, ANSI 61 gray, powder coat finish, screw cover. | Stock | 164
PBSS12 | Wiegmann pushbutton enclosure, 12 holes, 30mm, NEMA 4/4X/12/13, 12 x 9 x 3in (HxWxD), wall mount, 304 stainless steel, No. 3 intermediate polished finish, screw cover. | Stock | 352
PBXD1 | Wiegmann pushbutton enclosure, 1 hole, 30mm, NEMA 4/12/13, 4 x 4 x 5in (HxWxD), wall mount, carbon steel, ANSI 61 gray, powder coat finish, screw cover. | Stock | 95
PBGX4 | Wiegmann pushbutton enclosure, 4 holes, 22mm, NEMA 12/13, 9 x 3 x 4in (HxWxD), wall mount, carbon steel, ANSI 61 gray, powder coat finish, screw cover. | Stock | 112
1435MS16H | Hammond pushbutton enclosure, 6 holes, 22mm, NEMA 3R/4/4X, 10 x 7 x 3in (HxWxD), wall mount, 316 stainless steel, #4 brush finish, hinged screw cover. | Stock | 396
WPBA4 | Wiegmann pushbutton consolet, 4 holes, 30mm, NEMA 12/13, 4 x 10 x 5in (HxWxD), wall mount, carbon steel, ANSI 61 gray, powder coat finish, screw cover. | Stock | 151
1435MSSB | Hammond pushbutton enclosure, 2 holes, 22mm, NEMA 3R/4/4X, 6 x 4 x 3in (HxWxD), wall mount, 304 stainless steel, #4 brush finish, screw cover. | Stock | 182
PB3BC | Wiegmann pushbutton enclosure, blank cover, NEMA 4/12/13, 8 x 3 x 3in (HxWxD), wall mount, carbon steel, ANSI 61 gray, powder coat finish, screw cover. | Stock | 101
1437MS16D | Hammond pushbutton enclosure, 4 holes, 22mm, NEMA 4/4X, 10 x 4 x 5in (HxWxD), wall mount, 316 stainless steel, #4 brush finish, hinged screw cover. | Stock | 397
SCE-6PBGX | Saginaw pushbutton enclosure, 6 holes, 22mm, NEMA 4/12/13, 9 x 6 x 5in (HxWxD), wall mount, carbon steel, ANSI 61 gray, powder coat finish, screw cover. | Stock | 114
SCE-2PBSS6I | Saginaw pushbutton enclosure, 2 holes, 22mm, NEMA 4/4X/12/13, 6 x 4 x 3in (HxWxD), wall mount, 316L stainless steel, #4 brush finish, screw cover. | Stock | 199
1435MF | Hammond pushbutton enclosure, 4 holes, 22mm, NEMA 12/13, 8 x 7 x 3in (HxWxD), wall mount, carbon steel, ANSI 61 gray, powder coat finish, hinged screw cover. | Stock | 121
1435MO | Hammond pushbutton enclosure, 12 holes, 22mm, NEMA 12/13, 12 x 9 x 3in (HxWxD), wall mount, carbon steel, ANSI 61 gray, powder coat finish, hinged screw cover. | Stock | 180
SCE-6PBSSI | Saginaw pushbutton enclosure, 6 holes, 22mm, NEMA 4/4X/12/13, 10 x 7 x 3in (HxWxD), wall mount, 304 stainless steel, #4 brush finish, screw cover. | Stock | 260
HYPB6SS | Hammond sanitary pushbutton enclosure, 6 holes, 30mm, slope top, NEMA 3R/4/4X/12, 12 x 9 x 4in (HxWxD), wall mount, 304 stainless steel, #4 brush finish, screw cover. | Stock | 1196
SCE-1PBSS6I | Saginaw pushbutton enclosure, 1 hole, 22mm, NEMA 4/4X/12/13, 4 x 4 x 3in (HxWxD), wall mount, 316L stainless steel, #4 brush finish, screw cover. | Stock | 159
F4PBW | Stahlin F series pushbutton enclosure, 4 holes, 30mm, NEMA 1/3R/4X/6P/12, 7 x 7 x 4in (HxWxD), wall mount, fiberglass reinforced polyester, gray, screw cover, purchase subpanel separately. | Stock | 102
1437MH | Hammond pushbutton enclosure, 6 holes, 22mm, NEMA 12/13, 10 x 7 x 5in (HxWxD), wall mount, carbon steel, ANSI 61 gray, powder coat finish, hinged screw cover. | Stock | 156
1490MG8 | Hammond pushbutton consolet, 8 holes, 22mm, NEMA 12/13, 7 x 11 x 7in (HxWxD), desktop or pedestal mount, carbon steel, ANSI 61 gray, powder coat finish, hinged screw cover. | Stock | 210
1435B | Hammond pushbutton enclosure, 2 holes, 30mm, NEMA 12/13, 6 x 4 x 3in (HxWxD), wall mount, carbon steel, ANSI 61 gray, powder coat finish, screw cover. | Stock | 86
SCE-12PBXI | Saginaw pushbutton enclosure, 12 holes, 22mm, NEMA 4/12/13, 12 x 9 x 5in (HxWxD), wall mount, carbon steel, ANSI 61 gray, powder coat finish, screw cover. | Stock | 164
SCE-4PBSS6I | Saginaw pushbutton enclosure, 4 holes, 22mm, NEMA 4/4X/12/13, 11 x 4 x 3in (HxWxD), wall mount, 316L stainless steel, #4 brush finish, screw cover. | Stock | 246
1435S16O | Hammond pushbutton enclosure, 12 holes, 30mm, NEMA 3R/4/4X, 12 x 9 x 3in (HxWxD), wall mount, 316 stainless steel, #4 brush finish, hinged screw cover. | Stock | 530
SCE-4SPBAI | Saginaw pushbutton consolet, 4 holes, 22mm, NEMA 4/12/13, 7 x 7 x 7in (HxWxD), wall mount, carbon steel, ANSI 61 gray, powder coat finish, screw cover. | Stock | 142
PBYX16 | Wiegmann pushbutton enclosure, 16 holes, 30mm, NEMA 12/13, 14 x 13 x 6in (HxWxD), wall mount, carbon steel, ANSI 61 gray, powder coat finish, hinged screw cover, subpanel included. | Stock | 309
SCE-2PBSS | Saginaw pushbutton enclosure, 2 holes, 30mm, NEMA 4/4X/12/13, 6 x 4 x 3in (HxWxD), wall mount, 304 stainless steel, #4 brush finish, screw cover. | Stock | 160
SCE-12PB | Saginaw pushbutton enclosure, 12 holes, 30mm, NEMA 4/12/13, 12 x 9 x 3in (HxWxD), wall mount, carbon steel, ANSI 61 gray, powder coat finish, screw cover. | Stock | 137
1435MK | Hammond pushbutton enclosure, 9 holes, 22mm, NEMA 12/13, 10 x 9 x 3in (HxWxD), wall mount, carbon steel, ANSI 61 gray, powder coat finish, hinged screw cover. | Stock | 187
YW-COPC1PB | AttaBox Commander series pushbutton enclosure, 1 hole, 30mm, NEMA 1/3R/4X/6P/12, 4 x 3 x 2in (HxWxD), polycarbonate, yellow cover/black body, screw cover. | Stock | 87
SCE-5PB | Saginaw pushbutton enclosure, 5 holes, 30mm, NEMA 4/12/13, 13 x 4 x 3in (HxWxD), wall mount, carbon steel, ANSI 61 gray, powder coat finish, screw cover. | Stock | 91
SCE-16PBH | Saginaw pushbutton enclosure, 16 holes, 30mm, NEMA 4/12/13, 12 x 12 x 6in (HxWxD), wall mount, carbon steel, ANSI 61 gray, powder coat finish, hinged screw cover. | Stock | 243
1490MG4 | Hammond pushbutton consolet, 4 holes, 22mm, NEMA 12/13, 7 x 7 x 7in (HxWxD), desktop or pedestal mount, carbon steel, ANSI 61 gray, powder coat finish, hinged screw cover. | Stock | 162
1435SSA | Hammond pushbutton enclosure, 1 hole, 30mm, NEMA 3R/4/4X, 4 x 4 x 3in (HxWxD), wall mount, 304 stainless steel, #4 brush finish, screw cover. | Stock | 152
CF1432 | Stahlin CF series pushbutton enclosure, blank cover, NEMA 1/3R/4X/6P/12, 14 x 3 x 2in (HxWxD), wall mount, fiberglass reinforced polyester, gray, crowned screw cover. | Stock | 87
1435O | Hammond pushbutton enclosure, 12 holes, 30mm, NEMA 12/13, 12 x 9 x 3in (HxWxD), wall mount, carbon steel, ANSI 61 gray, powder coat finish, hinged screw cover. | Stock | 184
PBXD9 | Wiegmann pushbutton enclosure, 9 holes, 30mm, NEMA 4/12/13, 10 x 9 x 5in (HxWxD), wall mount, carbon steel, ANSI 61 gray, powder coat finish, screw cover. | Stock | 181
1437SSS | Hammond pushbutton enclosure, 16 holes, 30mm, NEMA 4/4X, 12 x 11 x 5in (HxWxD), wall mount, 304 stainless steel, #4 brush finish, hinged screw cover. | Stock | 581
SA101SL | AutomationDirect pushbutton enclosure, 1 hole, 22mm, 70 x 70 x 51mm (HxWxD), wall mount, thermoplastic ABS, gray body / yellow cover, screw cover. | Stock | 9.5
PB8 | Wiegmann pushbutton enclosure, 8 holes, 30mm, NEMA 4/12/13, 20 x 3 x 3in (HxWxD), wall mount, carbon steel, ANSI 61 gray, powder coat finish, screw cover. | Stock | 162
SCE-16PBHI | Saginaw pushbutton enclosure, 16 holes, 22mm, NEMA 4/12/13, 12 x 12 x 6in (HxWxD), wall mount, carbon steel, ANSI 61 gray, powder coat finish, hinged screw cover. | Stock | 243
PBSS1 | Wiegmann pushbutton enclosure, 1 hole, 30mm, NEMA 4/4X/12/13, 4 x 3 x 3in (HxWxD), wall mount, 304 stainless steel, No. 3 intermediate polished finish, screw cover. | Stock | 123
1490MK25 | Hammond pushbutton consolet, 25 holes, 22mm, NEMA 12/13, 13 x 13 x 10in (HxWxD), desktop or pedestal mount, carbon steel, ANSI 61 gray, powder coat finish, hinged screw cover. | Stock | 353
1437MSSC | Hammond pushbutton enclosure, 3 holes, 22mm, NEMA 4/4X, 8 x 4 x 5in (HxWxD), wall mount, 304 stainless steel, #4 brush finish, hinged screw cover. | Stock | 271
1435MSSK | Hammond pushbutton enclosure, 9 holes, 22mm, NEMA 3R/4/4X, 10 x 9 x 3in (HxWxD), wall mount, 304 stainless steel, #4 brush finish, hinged screw cover. | Stock | 379
1490MD3 | Hammond pushbutton consolet, 3 holes, 22mm, NEMA 12/13, 4 x 8 x 5in (HxWxD), desktop or pedestal mount, carbon steel, ANSI 61 gray, powder coat finish, screw cover. | Stock | 129
1437MS16B | Hammond pushbutton enclosure, 2 holes, 22mm, NEMA 4/4X, 6 x 4 x 5in (HxWxD), wall mount, 316 stainless steel, #4 brush finish, hinged screw cover. | Stock | 304
SCE-4SPBX-RAL1018 | Saginaw pushbutton enclosure, 4 holes, 30mm, NEMA 4/12/13, 8 x 7 x 5in (HxWxD), wall mount, carbon steel, RAL 1018 yellow, powder coat finish, screw cover. | Stock | 122
PBYX12 | Wiegmann pushbutton enclosure, 12 holes, 30mm, NEMA 12/13, 14 x 10 x 6in (HxWxD), wall mount, carbon steel, ANSI 61 gray, powder coat finish, hinged screw cover, subpanel included. | Stock | 272
1437MV | Hammond pushbutton enclosure, 20 holes, 22mm, NEMA 12/13, 14 x 11 x 5in (HxWxD), wall mount, carbon steel, ANSI 61 gray, powder coat finish, hinged screw cover. | Stock | 259
1437MC | Hammond pushbutton enclosure, 3 holes, 22mm, NEMA 12/13, 8 x 4 x 5in (HxWxD), wall mount, carbon steel, ANSI 61 gray, powder coat finish, hinged screw cover. | Stock | 121
SCE-1PBXSS6 | Saginaw pushbutton enclosure, 1 hole, 30mm, NEMA 4/4X/12/13, 4 x 4 x 5in (HxWxD), wall mount, 316L stainless steel, #4 brush finish, screw cover. | Stock | 212
SCE-9PBX | Saginaw pushbutton enclosure, 9 holes, 30mm, NEMA 4/12/13, 10 x 9 x 5in (HxWxD), wall mount, carbon steel, ANSI 61 gray, powder coat finish, screw cover. | Stock | 142
CF1PB | Stahlin CF series pushbutton enclosure, 1 hole, 30mm, NEMA 1/3R/4X/6P/12, 6 x 4 x 4in (HxWxD), wall mount, fiberglass reinforced polyester, gray, screw cover. | Stock | 71
1435K | Hammond pushbutton enclosure, 9 holes, 30mm, NEMA 12/13, 10 x 9 x 3in (HxWxD), wall mount, carbon steel, ANSI 61 gray, powder coat finish, hinged screw cover. | Stock | 165
SCE-12PBSS6I | Saginaw pushbutton enclosure, 12 holes, 22mm, NEMA 4/4X/12/13, 12 x 9 x 3in (HxWxD), wall mount, 316L stainless steel, #4 brush finish, screw cover. | Stock | 416
1435MC | Hammond pushbutton enclosure, 3 holes, 22mm, NEMA 12/13, 8 x 4 x 3in (HxWxD), wall mount, carbon steel, ANSI 61 gray, powder coat finish, screw cover. | Stock | 94
SCE-5PBI | Saginaw pushbutton enclosure, 5 holes, 22mm, NEMA 4/12/13, 13 x 4 x 3in (HxWxD), wall mount, carbon steel, ANSI 61 gray, powder coat finish, screw cover. | Stock | 91
SCE-2PB | Saginaw pushbutton enclosure, 2 holes, 30mm, NEMA 4/12/13, 6 x 4 x 3in (HxWxD), wall mount, carbon steel, ANSI 61 gray, powder coat finish, screw cover. | Stock | 66
SCE-1PBAI | Saginaw pushbutton consolet, 1 hole, 22mm, NEMA 4/12/13, 4 x 4 x 5in (HxWxD), wall mount, carbon steel, ANSI 61 gray, powder coat finish, screw cover. | Stock | 86
1490J12 | Hammond pushbutton consolet, 12 holes, 30mm, NEMA 12/13, 11 x 9 x 9in (HxWxD), desktop or pedestal mount, carbon steel, ANSI 61 gray, powder coat finish, hinged screw cover. | Stock | 250
SCE-4PB | Saginaw pushbutton enclosure, 4 holes, 30mm, NEMA 4/12/13, 11 x 4 x 3in (HxWxD), wall mount, carbon steel, ANSI 61 gray, powder coat finish, screw cover. | Stock | 83
1437S16C | Hammond pushbutton enclosure, 3 holes, 30mm, NEMA 4/4X, 8 x 4 x 5in (HxWxD), wall mount, 316 stainless steel, #4 brush finish, hinged screw cover. | Stock | 326
1435H | Hammond pushbutton enclosure, 6 holes, 30mm, NEMA 12/13, 10 x 7 x 3in (HxWxD), wall mount, carbon steel, ANSI 61 gray, powder coat finish, hinged screw cover. | Stock | 142
SCE-4PB-RAL1018 | Saginaw pushbutton enclosure, 4 holes, 30mm, NEMA 4/12/13, 11 x 4 x 3in (HxWxD), wall mount, carbon steel, RAL 1018 yellow, powder coat finish, screw cover. | Stock | 101
1490H9 | Hammond pushbutton consolet, 9 holes, 30mm, NEMA 12/13, 9 x 9 x 8in (HxWxD), desktop or pedestal mount, carbon steel, ANSI 61 gray, powder coat finish, hinged screw cover. | Stock | 226
1435S | Hammond pushbutton enclosure, 16 holes, 30mm, NEMA 12/13, 12 x 11 x 3in (HxWxD), wall mount, carbon steel, ANSI 61 gray, powder coat finish, hinged screw cover. | Stock | 212
1489P4 | Hammond pushbutton enclosure, 4 holes, 30mm, NEMA 12, 9 x 8 x 6in (HxWxD), wall mount, carbon steel, ANSI 61 gray, powder coat finish, hinged screw cover. | Stock | 183
SCE-6PBXI | Saginaw pushbutton enclosure, 6 holes, 22mm, NEMA 4/12/13, 10 x 7 x 5in (HxWxD), wall mount, carbon steel, ANSI 61 gray, powder coat finish, screw cover. | Stock | 126
1437SSC | Hammond pushbutton enclosure, 3 holes, 30mm, NEMA 4/4X, 8 x 4 x 5in (HxWxD), wall mount, 304 stainless steel, #4 brush finish, hinged screw cover. | Stock | 263
PB5BC | Wiegmann pushbutton enclosure, blank cover, NEMA 4/12/13, 13 x 3 x 3in (HxWxD), wall mount, carbon steel, ANSI 61 gray, powder coat finish, screw cover. | Stock | 120
PBSS12A | Wiegmann pushbutton enclosure, 12 holes, 30mm, NEMA 4/4X/12/13, 12 x 9 x 3in (HxWxD), wall mount, 316L stainless steel, No. 3 intermediate polished finish, screw cover. | Stock | 495
SCE-16PBAI | Saginaw pushbutton consolet, 16 holes, 22mm, NEMA 4/12/13, 11 x 11 x 9in (HxWxD), wall mount, carbon steel, ANSI 61 gray, powder coat finish, screw cover. | Stock | 241
1489P42 | Hammond pushbutton enclosure, 42 holes, 30mm, NEMA 12, 20 x 17 x 6in (HxWxD), wall mount, carbon steel, ANSI 61 gray, powder coat finish, hinged screw cover. | Stock | 539
SCE-5PB-RAL1018 | Saginaw pushbutton enclosure, 5 holes, 30mm, NEMA 4/12/13, 13 x 4 x 3in (HxWxD), wall mount, carbon steel, RAL 1018 yellow, powder coat finish, screw cover. | Stock | 111
1490G6 | Hammond pushbutton consolet, 6 holes, 30mm, NEMA 12/13, 7 x 9 x 7in (HxWxD), desktop or pedestal mount, carbon steel, ANSI 61 gray, powder coat finish, hinged screw cover. | Stock | 191
SCE-2PBA | Saginaw pushbutton consolet, 2 holes, 30mm, NEMA 4/12/13, 4 x 6 x 5in (HxWxD), wall mount, carbon steel, ANSI 61 gray, powder coat finish, screw cover. | Stock | 99
CF4PB22 | Stahlin CF series pushbutton enclosure, 4 holes, 22mm, NEMA 1/3R/4X/6P/12, 8 x 4 x 4in (HxWxD), wall mount, fiberglass reinforced polyester, gray, screw cover. | Stock | 82
PSL2 | Wiegmann pushbutton enclosure, 2 holes, 30mm, NEMA 12/13, 6 x 3 x 3in (HxWxD), wall mount, carbon steel, ANSI 61 gray, powder coat finish, screw cover. | Stock | 78
PBXD4SS | Wiegmann pushbutton enclosure, 4 holes, 30mm, NEMA 4/4X/12/13, 10 x 4 x 5in (HxWxD), wall mount, 304 stainless steel, No. 3 intermediate polished finish, screw cover. | Stock | 237
YW-COPC2PB22 | AttaBox Commander series pushbutton enclosure, 2 holes, 22mm, NEMA 1/3R/4X/6P/12, 5 x 3 x 3in (HxWxD), polycarbonate, yellow cover/black body, screw cover. | Stock | 95
SCE-2PBSS6 | Saginaw pushbutton enclosure, 2 holes, 30mm, NEMA 4/4X/12/13, 6 x 4 x 3in (HxWxD), wall mount, 316L stainless steel, #4 brush finish, screw cover. | Stock | 199
PBYX25 | Wiegmann pushbutton enclosure, 25 holes, 30mm, NEMA 12/13, 16 x 15 x 6in (HxWxD), wall mount, carbon steel, ANSI 61 gray, powder coat finish, hinged screw cover, subpanel included. | Stock | 391
PB4 | Wiegmann pushbutton enclosure, 4 holes, 30mm, NEMA 4/12/13, 10 x 3 x 3in (HxWxD), wall mount, carbon steel, ANSI 61 gray, powder coat finish, screw cover. | Stock | 110
SCE-6PBX | Saginaw pushbutton enclosure, 6 holes, 30mm, NEMA 4/12/13, 10 x 7 x 5in (HxWxD), wall mount, carbon steel, ANSI 61 gray, powder coat finish, screw cover. | Stock | 126
PB2BC | Wiegmann pushbutton enclosure, blank cover, NEMA 4/12/13, 6 x 3 x 3in (HxWxD), wall mount, carbon steel, ANSI 61 gray, powder coat finish, screw cover. | Stock | 90
SCE-10PBAI | Saginaw pushbutton consolet, 10 holes, 22mm, NEMA 4/12/13, 7 x 13 x 7in (HxWxD), wall mount, carbon steel, ANSI 61 gray, powder coat finish, screw cover. | Stock | 208
SCE-1PBSSI | Saginaw pushbutton enclosure, 1 hole, 22mm, NEMA 4/4X/12/13, 4 x 4 x 3in (HxWxD), wall mount, 304 stainless steel, #4 brush finish, screw cover. | Stock | 128
SCE-6PBAI | Saginaw pushbutton consolet, 6 holes, 22mm, NEMA 4/12/13, 7 x 9 x 7in (HxWxD), wall mount, carbon steel, ANSI 61 gray, powder coat finish, screw cover. | Stock | 165
SCE-9PBAI | Saginaw pushbutton consolet, 9 holes, 22mm, NEMA 4/12/13, 9 x 9 x 8in (HxWxD), wall mount, carbon steel, ANSI 61 gray, powder coat finish, screw cover. | Stock | 195
1437MO | Hammond pushbutton enclosure, 12 holes, 22mm, NEMA 12/13, 12 x 9 x 5in (HxWxD), wall mount, carbon steel, ANSI 61 gray, powder coat finish, hinged screw cover. | Stock | 203
1489MP16 | Hammond pushbutton enclosure, 16 holes, 22mm, NEMA 12, 13 x 12 x 6in (HxWxD), wall mount, carbon steel, ANSI 61 gray, powder coat finish, hinged screw cover. | Stock | 309
1437C | Hammond pushbutton enclosure, 3 holes, 30mm, NEMA 12/13, 8 x 4 x 5in (HxWxD), wall mount, carbon steel, ANSI 61 gray, powder coat finish, hinged screw cover. | Stock | 124
PBXD4S | Wiegmann pushbutton enclosure, 4 holes, 30mm, NEMA 4/12/13, 7 x 6 x 5in (HxWxD), wall mount, carbon steel, ANSI 61 gray, powder coat finish, screw cover. | Stock | 138
1437S16D | Hammond pushbutton enclosure, 4 holes, 30mm, NEMA 4/4X, 10 x 4 x 5in (HxWxD), wall mount, 316 stainless steel, #4 brush finish, hinged screw cover. | Stock | 366
MPB6LG | Hammond pushbutton enclosure, 6 holes, 22mm, NEMA 12/13, 9 x 5 x 4in (HxWxD), 9 x 5 x 4inmm (HxWxD), wall mount, carbon steel, RAL 7035 light gray, powder coat finish, screw cover. | Stock | 152
SCE-12PBSS | Saginaw pushbutton enclosure, 12 holes, 30mm, NEMA 4/4X/12/13, 12 x 9 x 3in (HxWxD), wall mount, 304 stainless steel, #4 brush finish, screw cover. | Stock | 334
CF832 | Stahlin CF series pushbutton enclosure, blank cover, NEMA 1/3R/4X/6P/12, 8 x 3 x 2in (HxWxD), wall mount, fiberglass reinforced polyester, gray, crowned screw cover. | Stock | 69
PB9BC | Wiegmann pushbutton enclosure, blank cover, NEMA 4/12/13, 10 x 9 x 3in (HxWxD), wall mount, carbon steel, ANSI 61 gray, powder coat finish, screw cover. | Stock | 147
PBXD16SS | Wiegmann pushbutton enclosure, 16 holes, 30mm, NEMA 4/4X/12/13, 12 x 11 x 5in (HxWxD), wall mount, 304 stainless steel, No. 3 intermediate polished finish, screw cover. | Stock | 541
1435S16K | Hammond pushbutton enclosure, 9 holes, 30mm, NEMA 3R/4/4X, 10 x 9 x 3in (HxWxD), wall mount, 316 stainless steel, #4 brush finish, hinged screw cover. | Stock | 464
PBGX12 | Wiegmann pushbutton enclosure, 12 holes, 22mm, NEMA 12/13, 10 x 7 x 4in (HxWxD), wall mount, carbon steel, ANSI 61 gray, powder coat finish, screw cover. | Stock | 175
SA107-40SL | AutomationDirect pushbutton enclosure, 3 holes, 22mm, 140 x 70 x 51mm (HxWxD), wall mount, thermoplastic ABS, gray, screw cover. | Stock | 13
1435SSD | Hammond pushbutton enclosure, 4 holes, 30mm, NEMA 3R/4/4X, 11 x 4 x 3in (HxWxD), wall mount, 304 stainless steel, #4 brush finish, screw cover. | Stock | 241
1490MJ16 | Hammond pushbutton consolet, 16 holes, 22mm, NEMA 12/13, 11 x 11 x 9in (HxWxD), desktop or pedestal mount, carbon steel, ANSI 61 gray, powder coat finish, hinged screw cover. | Stock | 272
HYPB2SS | Hammond sanitary pushbutton enclosure, 2 holes, 30mm, slope top, NEMA 3R/4/4X/12, 8 x 5 x 4in (HxWxD), wall mount, 304 stainless steel, #4 brush finish, screw cover. | Stock | 858
1490MG12 | Hammond pushbutton consolet, 12 holes, 22mm, NEMA 12/13, 7 x 16 x 7in (HxWxD), desktop or pedestal mount, carbon steel, ANSI 61 gray, powder coat finish, hinged screw cover. | Stock | 256
1435MSSO | Hammond pushbutton enclosure, 12 holes, 22mm, NEMA 3R/4/4X, 12 x 9 x 3in (HxWxD), wall mount, 304 stainless steel, #4 brush finish, hinged screw cover. | Stock | 433
SCE-2PBI | Saginaw pushbutton enclosure, 2 holes, 22mm, NEMA 4/12/13, 6 x 4 x 3in (HxWxD), wall mount, carbon steel, ANSI 61 gray, powder coat finish, screw cover. | Stock | 66
1435MSSD | Hammond pushbutton enclosure, 4 holes, 22mm, NEMA 3R/4/4X, 11 x 4 x 3in (HxWxD), wall mount, 304 stainless steel, #4 brush finish, screw cover. | Stock | 239
1435MH | Hammond pushbutton enclosure, 6 holes, 22mm, NEMA 12/13, 10 x 7 x 3in (HxWxD), wall mount, carbon steel, ANSI 61 gray, powder coat finish, hinged screw cover. | Stock | 138
1489MP4 | Hammond pushbutton enclosure, 4 holes, 22mm, NEMA 12, 9 x 8 x 6in (HxWxD), wall mount, carbon steel, ANSI 61 gray, powder coat finish, hinged screw cover. | Stock | 179
CF332 | Stahlin CF series pushbutton enclosure, blank cover, NEMA 1/3R/4X/6P/12, 3 x 3 x 2in (HxWxD), wall mount, fiberglass reinforced polyester, gray, screw cover. | Stock | 61
CF644 | Stahlin CF series pushbutton enclosure, blank cover, NEMA 1/3R/4X/6P/12, 6 x 4 x 4in (HxWxD), wall mount, fiberglass reinforced polyester, gray, crowned screw cover. | Stock | 66
1437MS16C | Hammond pushbutton enclosure, 3 holes, 22mm, NEMA 4/4X, 8 x 4 x 5in (HxWxD), wall mount, 316 stainless steel, #4 brush finish, hinged screw cover. | Stock | 352
WPBA9 | Wiegmann pushbutton consolet, 9 holes, 30mm, NEMA 12/13, 10 x 9 x 8in (HxWxD), wall mount, carbon steel, ANSI 61 gray, powder coat finish, screw cover. | Stock | 233
SCE-4PBX | Saginaw pushbutton enclosure, 4 holes, 30mm, NEMA 4/12/13, 10 x 4 x 5in (HxWxD), wall mount, carbon steel, ANSI 61 gray, powder coat finish, screw cover. | Stock | 107
1435C | Hammond pushbutton enclosure, 3 holes, 30mm, NEMA 12/13, 8 x 4 x 3in (HxWxD), wall mount, carbon steel, ANSI 61 gray, powder coat finish, screw cover. | Stock | 98
SCE-6PBSS6I | Saginaw pushbutton enclosure, 6 holes, 22mm, NEMA 4/4X/12/13, 10 x 7 x 3in (HxWxD), wall mount, 316L stainless steel, #4 brush finish, screw cover. | Stock | 323
PBXD4 | Wiegmann pushbutton enclosure, 4 holes, 30mm, NEMA 4/12/13, 10 x 4 x 5in (HxWxD), wall mount, carbon steel, ANSI 61 gray, powder coat finish, screw cover. | Stock | 148
WPBA16S | Wiegmann pushbutton consolet, 16 holes, 30mm, NEMA 12/13, 12 x 9 x 9in (HxWxD), wall mount, carbon steel, ANSI 61 gray, powder coat finish, screw cover. | Stock | 334
SCE-4PBXSS | Saginaw pushbutton enclosure, 4 holes, 30mm, NEMA 4/4X/12/13, 10 x 4 x 5in (HxWxD), wall mount, 304 stainless steel, #4 brush finish, screw cover. | Stock | 235
SA109-40SL | AutomationDirect pushbutton enclosure, 4 holes, 22mm, 185 x 70 x 51mm (HxWxD), wall mount, thermoplastic ABS, gray, screw cover. | Stock | 16
SCE-4SPBI | Saginaw pushbutton enclosure, 4 holes, 22mm, NEMA 4/12/13, 8 x 7 x 3in (HxWxD), wall mount, carbon steel, ANSI 61 gray, powder coat finish, screw cover. | Stock | 92
PBGX6 | Wiegmann pushbutton enclosure, 6 holes, 22mm, NEMA 12/13, 9 x 5 x 4in (HxWxD), wall mount, carbon steel, ANSI 61 gray, powder coat finish, screw cover. | Stock | 142
SCE-6PBSS6 | Saginaw pushbutton enclosure, 6 holes, 30mm, NEMA 4/4X/12/13, 10 x 7 x 3in (HxWxD), wall mount, 316L stainless steel, #4 brush finish, screw cover. | Stock | 323
MPB12 | Hammond pushbutton enclosure, 12 holes, 22mm, NEMA 12/13, 11 x 7 x 4.5in (HxWxD), wall mount, carbon steel, ANSI 61 gray, powder coat finish, screw cover. | Stock | 184
HYPB1SS | Hammond sanitary pushbutton enclosure, 1 hole, 30mm, slope top, NEMA 3R/4/4X/12, 8 x 5 x 4in (HxWxD), wall mount, 304 stainless steel, #4 brush finish, screw cover. | Stock | 816
SCE-4PBXSS6I | Saginaw pushbutton enclosure, 4 holes, 22mm, NEMA 4/4X/12/13, 10 x 4 x 5in (HxWxD), wall mount, 316L stainless steel, #4 brush finish, screw cover. | Stock | 293
SCE-4SPBSS6I | Saginaw pushbutton enclosure, 4 holes, 22mm, NEMA 4/4X/12/13, 8 x 7 x 3in (HxWxD), wall mount, 316L stainless steel, #4 brush finish, screw cover. | Stock | 270
1437SSD | Hammond pushbutton enclosure, 4 holes, 30mm, NEMA 4/4X, 10 x 4 x 5in (HxWxD), wall mount, 304 stainless steel, #4 brush finish, hinged screw cover. | Stock | 296
1435MSSA | Hammond pushbutton enclosure, 1 hole, 22mm, NEMA 3R/4/4X, 4 x 4 x 3in (HxWxD), wall mount, 304 stainless steel, #4 brush finish, screw cover. | Stock | 155
1437X | Hammond pushbutton enclosure, 25 holes, 30mm, NEMA 12/13, 14 x 13 x 5in (HxWxD), wall mount, carbon steel, ANSI 61 gray, powder coat finish, hinged screw cover. | Stock | 300
PBXD1SS | Wiegmann pushbutton enclosure, 1 hole, 30mm, NEMA 4/4X/12/13, 4 x 4 x 5in (HxWxD), wall mount, 304 stainless steel, No. 3 intermediate polished finish, screw cover. | Stock | 151
SCE-9PBHI | Saginaw pushbutton enclosure, 9 holes, 22mm, NEMA 4/12/13, 10 x 10 x 6in (HxWxD), wall mount, carbon steel, ANSI 61 gray, powder coat finish, hinged screw cover. | Stock | 188
PBSS2A | Wiegmann pushbutton enclosure, 2 holes, 30mm, NEMA 4/4X/12/13, 6 x 3 x 3in (HxWxD), wall mount, 316L stainless steel, No. 3 intermediate polished finish, screw cover. | Stock | 186
SCE-3PBA | Saginaw pushbutton consolet, 3 holes, 30mm, NEMA 4/12/13, 4 x 8 x 5in (HxWxD), wall mount, carbon steel, ANSI 61 gray, powder coat finish, screw cover. | Stock | 112
1489P25 | Hammond pushbutton enclosure, 25 holes, 30mm, NEMA 12, 15 x 14 x 6in (HxWxD), wall mount, carbon steel, ANSI 61 gray, powder coat finish, hinged screw cover. | Stock | 399
1437MS16A | Hammond pushbutton enclosure, 1 hole, 22mm, NEMA 4/4X, 4 x 4 x 5in (HxWxD), wall mount, 316 stainless steel, #4 brush finish, screw cover. | Stock | 248
PB16 | Wiegmann pushbutton enclosure, 16 holes, 30mm, NEMA 12, 12 x 11 x 3in (HxWxD), wall mount, carbon steel, ANSI 61 gray, powder coat finish, screw cover. | Stock | 214
SCE-1PBSS6 | Saginaw pushbutton enclosure, 1 hole, 30mm, NEMA 4/4X/12/13, 4 x 4 x 3in (HxWxD), wall mount, 316L stainless steel, #4 brush finish, screw cover. | Stock | 159
PSL3 | Wiegmann pushbutton enclosure, 3 holes, 30mm, NEMA 12/13, 9 x 3 x 3in (HxWxD), wall mount, carbon steel, ANSI 61 gray, powder coat finish, screw cover. | Stock | 88
SB114 | Comepi SB series pushbutton enclosure, 1 hole, 22mm, 83 x 72 x 53mm (HxWxD), wall mount, with knockouts, fiberglass-reinforced polycarbonate, black body / gray cover, screw cover. | Stock | 13.5
SB115 | Comepi SB series pushbutton enclosure, 1 hole, 22mm, 83 x 72 x 53mm (HxWxD), wall mount, with knockouts, fiberglass-reinforced polycarbonate, black body / yellow cover, screw cover. | Stock | 13.5
SB214 | Comepi SB series pushbutton enclosure, 2 holes, 22mm, 123 x 72 x 53mm (HxWxD), wall mount, with knockouts, fiberglass-reinforced polycarbonate, black body / gray cover, screw cover. | Stock | 17.5
SB314 | Comepi SB series pushbutton enclosure, 3 holes, 22mm, 156 x 72 x 53mm (HxWxD), wall mount, with knockouts, fiberglass-reinforced polycarbonate, black body / gray cover, screw cover. | Stock | 18.5
SB414 | Comepi SB series pushbutton enclosure, 4 holes, 22mm, 189 x 72 x 53mm (HxWxD), wall mount, with knockouts, fiberglass-reinforced polycarbonate, black body / gray cover, screw cover. | Stock | 21.5
Floor-Mount Enclosures
N12544208 | Wiegmann enclosure, NEMA 12, 54 x 42 x 8in (HxWxD), floor mount, carbon steel, ANSI 61 gray, powder coat finish, double-door, 3-point keylocking/padlocking combo handle. | Stock | 1769
1422A8F | Hammond enclosure, NEMA 12, 54 x 42 x 8in (HxWxD), floor mount, carbon steel, ANSI 61 gray, powder coat finish, double-door, 3-point keylocking handle. | Stock | 2227
SCE-604808LP | Saginaw enclosure, NEMA 3R/12/13, 60 x 48 x 8in (HxWxD), floor mount, carbon steel, ANSI 61 gray, powder coat finish, double-door, 3-point keylocking/padlocking combo handle. | Stock | 2131
1422B8F | Hammond enclosure, NEMA 12, 60 x 48 x 8in (HxWxD), floor mount, carbon steel, ANSI 61 gray, powder coat finish, double-door, 3-point keylocking handle. | Stock | 2997
SCE-604810LP | Saginaw enclosure, NEMA 3R/12/13, 60 x 48 x 10in (HxWxD), floor mount, carbon steel, ANSI 61 gray, powder coat finish, double-door, 3-point keylocking/padlocking combo handle. | Stock | 2199
N12604810 | Wiegmann enclosure, NEMA 12, 60 x 48 x 10in (HxWxD), floor mount, carbon steel, ANSI 61 gray, powder coat finish, double-door, 3-point keylocking/padlocking combo handle. | Stock | 2416
1422B10F | Hammond enclosure, NEMA 12, 60 x 48 x 10in (HxWxD), floor mount, carbon steel, ANSI 61 gray, powder coat finish, double-door, 3-point keylocking handle. | Stock | 3004
WRD624810N4D3PT | Wiegmann KwikHinge series enclosure, NEMA 3R/4/12, 62 x 48 x 10in (HxWxD), floor mount, carbon steel, ANSI 61 gray, powder coat finish, 2-door, 3-point keylocking/padlocking combo handle. | Stock | 2868
HN4FM604810 | Hammond enclosure, NEMA 3R/4/12/13, 60 x 48 x 10in (HxWxD), floor mount, carbon steel, ANSI 61 gray, powder coat finish, 2-door, 3-point padlocking handle. | Stock | 4017
1422N4B10F | Hammond enclosure, NEMA 3R/4/12/13, 60 x 48 x 10in (HxWxD), floor mount, carbon steel, ANSI 61 gray, powder coat finish, 2-door, stainless steel clamps, padlock hasp and staple. | Stock | 4113
SCE-604812LP | Saginaw enclosure, NEMA 3R/12/13, 60 x 48 x 12in (HxWxD), floor mount, carbon steel, ANSI 61 gray, powder coat finish, double-door, 3-point keylocking/padlocking combo handle. | Stock | 2268
N12604812 | Wiegmann enclosure, NEMA 12, 60 x 48 x 12in (HxWxD), floor mount, carbon steel, ANSI 61 gray, powder coat finish, double-door, 3-point keylocking/padlocking combo handle. | Stock | 2492
SCE-60EL4812LPPL | Saginaw Enviroline series enclosure, NEMA 3R/4/12/13, 60 x 48 x 12in (HxWxD), floor mount, carbon steel, ANSI 61 gray, powder coat finish, 2-door, 3-point keylocking/padlocking combo handle. | Stock | 2771
1422B12F | Hammond enclosure, NEMA 12, 60 x 48 x 12in (HxWxD), floor mount, carbon steel, ANSI 61 gray, powder coat finish, double-door, 3-point keylocking handle. | Stock | 3084
SCE-60EL4812SSLPPL | Saginaw Enviroline series enclosure, NEMA 3R/4/4X/12/13, 60 x 48 x 12in (HxWxD), floor mount, 304 stainless steel, #4 brush finish, 2-door, 3-point keylocking/padlocking combo handle. | Stock | 6682
HN4FM604812SS | Hammond enclosure, NEMA 3R/4X/12/13, 60 x 48 x 12in (HxWxD), floor mount, 304 stainless steel, #4 brush finish, 2-door, 3-point 316 stainless steel padlocking handle. | Stock | 7261
1422N4SSB12F | Hammond enclosure, NEMA 3R/4/4X/12/13, 60 x 48 x 12in (HxWxD), floor mount, 304 stainless steel, #4 brush finish, 2-door, stainless steel clamps, padlock hasp and staple. | Stock | 7669
SCE-60EL4812SS6LPPL | Saginaw Enviroline series enclosure, NEMA 3R/4/4X/12/13, 60 x 48 x 12in (HxWxD), floor mount, 316L stainless steel, #4 brush finish, 2-door, 3-point keylocking/padlocking combo handle. | Stock | 8166
HN4FM604812S16 | Hammond enclosure, NEMA 3R/4X/12/13, 60 x 48 x 12in (HxWxD), floor mount, 316 stainless steel, #4 brush finish, 2-door, 3-point 316 stainless steel padlocking handle. | Stock | 8682
1422N4S16B12F | Hammond enclosure, NEMA 3R/4/4X/12/13, 60 x 48 x 12in (HxWxD), floor mount, 316 stainless steel, #4 brush finish, 2-door, stainless steel clamps, padlock hasp and staple. | Stock | 9156
SCE-604816LP | Saginaw enclosure, NEMA 3R/12/13, 60 x 48 x 16in (HxWxD), floor mount, carbon steel, ANSI 61 gray, powder coat finish, double-door, 3-point keylocking/padlocking combo handle. | Stock | 2402
N12604816 | Wiegmann enclosure, NEMA 12, 60 x 48 x 16in (HxWxD), floor mount, carbon steel, ANSI 61 gray, powder coat finish, double-door, 3-point keylocking/padlocking combo handle. | Stock | 2640
1422B16F | Hammond enclosure, NEMA 12, 60 x 48 x 16in (HxWxD), floor mount, carbon steel, ANSI 61 gray, powder coat finish, double-door, 3-point keylocking handle. | Stock | 3237
SCE-60EL4818LPPL | Saginaw Enviroline series enclosure, NEMA 3R/4/12/13, 60 x 48 x 18in (HxWxD), floor mount, carbon steel, ANSI 61 gray, powder coat finish, 2-door, 3-point keylocking/padlocking combo handle. | Stock | 2825
HN4FM604818 | Hammond enclosure, NEMA 3R/4/12/13, 60 x 48 x 18in (HxWxD), floor mount, carbon steel, ANSI 61 gray, powder coat finish, 2-door, 3-point padlocking handle. | Stock | 4392
SCE-60EL4818SSLPPL | Saginaw Enviroline series enclosure, NEMA 3R/4/4X/12/13, 60 x 48 x 18in (HxWxD), floor mount, 304 stainless steel, #4 brush finish, 2-door, 3-point keylocking/padlocking combo handle. | Stock | 7088
HN4FM604818SS | Hammond enclosure, NEMA 3R/4X/12/13, 60 x 48 x 18in (HxWxD), floor mount, 304 stainless steel, #4 brush finish, 2-door, 3-point 316 stainless steel padlocking handle. | Stock | 8008
SCE-60EL4818SS6LPPL | Saginaw Enviroline series enclosure, NEMA 3R/4/4X/12/13, 60 x 48 x 18in (HxWxD), floor mount, 316L stainless steel, #4 brush finish, 2-door, 3-point keylocking/padlocking combo handle. | Stock | 8662
HN4FM604818S16 | Hammond enclosure, NEMA 3R/4X/12/13, 60 x 48 x 18in (HxWxD), floor mount, 316 stainless steel, #4 brush finish, 2-door, 3-point 316 stainless steel padlocking handle. | Stock | 9576
SCE-604824LP | Saginaw enclosure, NEMA 3R/12/13, 60 x 48 x 24in (HxWxD), floor mount, carbon steel, ANSI 61 gray, powder coat finish, double-door, 3-point keylocking/padlocking combo handle. | Stock | 2677
1422B20F | Hammond enclosure, NEMA 12, 60 x 48 x 20in (HxWxD), floor mount, carbon steel, ANSI 61 gray, powder coat finish, double-door, 3-point keylocking handle. | Stock | 3475
1422B24F | Hammond enclosure, NEMA 12, 60 x 48 x 24in (HxWxD), floor mount, carbon steel, ANSI 61 gray, powder coat finish, double-door, 3-point keylocking handle. | Stock | 3638
SCE-606010LP | Saginaw enclosure, NEMA 3R/12/13, 60 x 60 x 10in (HxWxD), floor mount, carbon steel, ANSI 61 gray, powder coat finish, double-door, 3-point keylocking/padlocking combo handle. | Stock | 2463
N12606010 | Wiegmann enclosure, NEMA 12, 60 x 60 x 10in (HxWxD), floor mount, carbon steel, ANSI 61 gray, powder coat finish, double-door, 3-point keylocking/padlocking combo handle. | Stock | 2785
1422D10F | Hammond enclosure, NEMA 12, 60 x 60 x 10in (HxWxD), floor mount, carbon steel, ANSI 61 gray, powder coat finish, double-door, 3-point keylocking handle. | Stock | 3504
SCE-606012LP | Saginaw enclosure, NEMA 3R/12/13, 60 x 60 x 12in (HxWxD), floor mount, carbon steel, ANSI 61 gray, powder coat finish, double-door, 3-point keylocking/padlocking combo handle. | Stock | 2539
N12606012 | Wiegmann enclosure, NEMA 12, 60 x 60 x 12in (HxWxD), floor mount, carbon steel, ANSI 61 gray, powder coat finish, double-door, 3-point keylocking/padlocking combo handle. | Stock | 2874
SCE-60EL6012LPPL | Saginaw Enviroline series enclosure, NEMA 3R/4/12/13, 60 x 60 x 12in (HxWxD), floor mount, carbon steel, ANSI 61 gray, powder coat finish, 2-door, 3-point keylocking/padlocking combo handle. | Stock | 3037
1422D12F | Hammond enclosure, NEMA 12, 60 x 60 x 12in (HxWxD), floor mount, carbon steel, ANSI 61 gray, powder coat finish, double-door, 3-point keylocking handle. | Stock | 3508
WRD626012N4D3PT | Wiegmann KwikHinge series enclosure, NEMA 3R/4/12, 62 x 60 x 12in (HxWxD), floor mount, carbon steel, ANSI 61 gray, powder coat finish, 2-door, 3-point keylocking/padlocking combo handle. | Stock | 3316
HN4FM606012 | Hammond enclosure, NEMA 3R/4/12/13, 60 x 60 x 12in (HxWxD), floor mount, carbon steel, ANSI 61 gray, powder coat finish, 2-door, 3-point padlocking handle. | Stock | 4567
1422N4D12F | Hammond enclosure, NEMA 3R/4/12/13, 60 x 60 x 12in (HxWxD), floor mount, carbon steel, ANSI 61 gray, powder coat finish, 2-door, stainless steel clamps, padlock hasp and staple. | Stock | 4733
SCE-60EL6012SSLPPL | Saginaw Enviroline series enclosure, NEMA 3R/4/4X/12/13, 60 x 60 x 12in (HxWxD), floor mount, 304 stainless steel, #4 brush finish, 2-door, 3-point keylocking/padlocking combo handle. | Stock | 7500
HN4FM606012SS | Hammond enclosure, NEMA 3R/4X/12/13, 60 x 60 x 12in (HxWxD), floor mount, 304 stainless steel, #4 brush finish, 2-door, 3-point 316 stainless steel padlocking handle. | Stock | 8195
1422N4SSD12F | Hammond enclosure, NEMA 3R/4/4X/12/13, 60 x 60 x 12in (HxWxD), floor mount, 304 stainless steel, #4 brush finish, 2-door, stainless steel clamps, padlock hasp and staple. | Stock | 8656
SCE-60EL6012SS6LPPL | Saginaw Enviroline series enclosure, NEMA 3R/4/4X/12/13, 60 x 60 x 12in (HxWxD), floor mount, 316L stainless steel, #4 brush finish, 2-door, 3-point keylocking/padlocking combo handle. | Stock | 9165
HN4FM606012S16 | Hammond enclosure, NEMA 3R/4X/12/13, 60 x 60 x 12in (HxWxD), floor mount, 316 stainless steel, #4 brush finish, 2-door, 3-point 316 stainless steel padlocking handle. | Stock | 9764
1422N4S16D12F | Hammond enclosure, NEMA 3R/4/4X/12/13, 60 x 60 x 12in (HxWxD), floor mount, 316 stainless steel, #4 brush finish, 2-door, stainless steel clamps, padlock hasp and staple. | Stock | 10301
SCE-606016LP | Saginaw enclosure, NEMA 3R/12/13, 60 x 60 x 16in (HxWxD), floor mount, carbon steel, ANSI 61 gray, powder coat finish, double-door, 3-point keylocking/padlocking combo handle. | Stock | 2691
N12606016 | Wiegmann enclosure, NEMA 12, 60 x 60 x 16in (HxWxD), floor mount, carbon steel, ANSI 61 gray, powder coat finish, double-door, 3-point keylocking/padlocking combo handle. | Stock | 2987
1422D16F | Hammond enclosure, NEMA 12, 60 x 60 x 16in (HxWxD), floor mount, carbon steel, ANSI 61 gray, powder coat finish, double-door, 3-point keylocking handle. | Stock | 3681
SCE-60EL6018LPPL | Saginaw Enviroline series enclosure, NEMA 3R/4/12/13, 60 x 60 x 18in (HxWxD), floor mount, carbon steel, ANSI 61 gray, powder coat finish, 2-door, 3-point keylocking/padlocking combo handle. | Stock | 3092
HN4FM606018 | Hammond enclosure, NEMA 3R/4/12/13, 60 x 60 x 18in (HxWxD), floor mount, carbon steel, ANSI 61 gray, powder coat finish, 2-door, 3-point padlocking handle. | Stock | 4943
SCE-60EL6018SSLPPL | Saginaw Enviroline series enclosure, NEMA 3R/4/4X/12/13, 60 x 60 x 18in (HxWxD), floor mount, 304 stainless steel, #4 brush finish, 2-door, 3-point keylocking/padlocking combo handle. | Stock | 7855
HN4FM606018SS | Hammond enclosure, NEMA 3R/4X/12/13, 60 x 60 x 18in (HxWxD), floor mount, 304 stainless steel, #4 brush finish, 2-door, 3-point 316 stainless steel padlocking handle. | Stock | 8959
SCE-60EL6018SS6LPPL | Saginaw Enviroline series enclosure, NEMA 3R/4/4X/12/13, 60 x 60 x 18in (HxWxD), floor mount, 316L stainless steel, #4 brush finish, 2-door, 3-point keylocking/padlocking combo handle. | Stock | 9598
HN4FM606018S16 | Hammond enclosure, NEMA 3R/4X/12/13, 60 x 60 x 18in (HxWxD), floor mount, 316 stainless steel, #4 brush finish, 2-door, 3-point 316 stainless steel padlocking handle. | Stock | 10489
SCE-606024LP | Saginaw enclosure, NEMA 3R/12/13, 60 x 60 x 24in (HxWxD), floor mount, carbon steel, ANSI 61 gray, powder coat finish, double-door, 3-point keylocking/padlocking combo handle. | Stock | 2995
1422D24F | Hammond enclosure, NEMA 12, 60 x 60 x 24in (HxWxD), floor mount, carbon steel, ANSI 61 gray, powder coat finish, double-door, 3-point keylocking handle. | Stock | 4091
SCE-726010ULP | Saginaw enclosure, NEMA 3R/12/13, 72 x 60 x 10in (HxWxD), floor mount, carbon steel, ANSI 61 gray, powder coat finish, double-door, 3-point keylocking/padlocking combo handle. | Stock | 2818
N12726010 | Wiegmann enclosure, NEMA 12, 72 x 60 x 10in (HxWxD), floor mount, carbon steel, ANSI 61 gray, powder coat finish, double-door, 3-point keylocking/padlocking combo handle. | Stock | 3187
1422E10F | Hammond enclosure, NEMA 12, 72 x 60 x 10in (HxWxD), floor mount, carbon steel, ANSI 61 gray, powder coat finish, double-door, 3-point keylocking handle. | Stock | 4021
SCE-726012ULP | Saginaw enclosure, NEMA 3R/12/13, 72 x 60 x 12in (HxWxD), floor mount, carbon steel, ANSI 61 gray, powder coat finish, double-door, 3-point keylocking/padlocking combo handle. | Stock | 2905
N12726012 | Wiegmann enclosure, NEMA 12, 72 x 60 x 12in (HxWxD), floor mount, carbon steel, ANSI 61 gray, powder coat finish, double-door, 3-point keylocking/padlocking combo handle. | Stock | 3191
SCE-72EL6012LPPL | Saginaw Enviroline series enclosure, NEMA 3R/4/12/13, 72 x 60 x 12in (HxWxD), floor mount, carbon steel, ANSI 61 gray, powder coat finish, 2-door, 3-point keylocking/padlocking combo handle. | Stock | 3395
1422E12F | Hammond enclosure, NEMA 12, 72 x 60 x 12in (HxWxD), floor mount, carbon steel, ANSI 61 gray, powder coat finish, double-door, 3-point keylocking handle. | Stock | 4023
HN4FM726012 | Hammond enclosure, NEMA 3R/4/12/13, 72 x 60 x 12in (HxWxD), floor mount, carbon steel, ANSI 61 gray, powder coat finish, 2-door, 3-point padlocking handle. | Stock | 5083
1422N4E12F | Hammond enclosure, NEMA 3R/4/12/13, 72 x 60 x 12in (HxWxD), floor mount, carbon steel, ANSI 61 gray, powder coat finish, 2-door, stainless steel clamps, padlock hasp and staple. | Stock | 5204
SCE-72EL6012SSLPPL | Saginaw Enviroline series enclosure, NEMA 3R/4/4X/12/13, 72 x 60 x 12in (HxWxD), floor mount, 304 stainless steel, #4 brush finish, 2-door, 3-point keylocking/padlocking combo handle. | Stock | 8553
HN4FM726012SS | Hammond enclosure, NEMA 3R/4X/12/13, 72 x 60 x 12in (HxWxD), floor mount, 304 stainless steel, #4 brush finish, 2-door, 3-point 316 stainless steel padlocking handle. | Stock | 9833
1422N4SSE12F | Hammond enclosure, NEMA 3R/4/4X/12/13, 72 x 60 x 12in (HxWxD), floor mount, 304 stainless steel, #4 brush finish, 2-door, stainless steel clamps, padlock hasp and staple. | Stock | 10372
SCE-72EL6012SS6LPPL | Saginaw Enviroline series enclosure, NEMA 3R/4/4X/12/13, 72 x 60 x 12in (HxWxD), floor mount, 316L stainless steel, #4 brush finish, 2-door, 3-point keylocking/padlocking combo handle. | Stock | 10452
HN4FM726012S16 | Hammond enclosure, NEMA 3R/4X/12/13, 72 x 60 x 12in (HxWxD), floor mount, 316 stainless steel, #4 brush finish, 2-door, 3-point 316 stainless steel padlocking handle. | Stock | 11730
1422N4S16E12F | Hammond enclosure, NEMA 3R/4/4X/12/13, 72 x 60 x 12in (HxWxD), floor mount, 316 stainless steel, #4 brush finish, 2-door, stainless steel clamps, padlock hasp and staple. | Stock | 12380
SCE-726016ULP | Saginaw enclosure, NEMA 3R/12/13, 72 x 60 x 16in (HxWxD), floor mount, carbon steel, ANSI 61 gray, powder coat finish, double-door, 3-point keylocking/padlocking combo handle. | Stock | 3075
1422E16F | Hammond enclosure, NEMA 12, 72 x 60 x 16in (HxWxD), floor mount, carbon steel, ANSI 61 gray, powder coat finish, double-door, 3-point keylocking handle. | Stock | 4184
SCE-72EL6018LPPL | Saginaw Enviroline series enclosure, NEMA 3R/4/12/13, 72 x 60 x 18in (HxWxD), floor mount, carbon steel, ANSI 61 gray, powder coat finish, 2-door, 3-point keylocking/padlocking combo handle. | Stock | 3438
HN4FM726018 | Hammond enclosure, NEMA 3R/4/12/13, 72 x 60 x 18in (HxWxD), floor mount, carbon steel, ANSI 61 gray, powder coat finish, 2-door, 3-point padlocking handle. | Stock | 5402
SCE-72EL6018SSLPPL | Saginaw Enviroline series enclosure, NEMA 3R/4/4X/12/13, 72 x 60 x 18in (HxWxD), floor mount, 304 stainless steel, #4 brush finish, 2-door, 3-point keylocking/padlocking combo handle. | Stock | 8736
SCE-72EL6018SS6LPPL | Saginaw Enviroline series enclosure, NEMA 3R/4/4X/12/13, 72 x 60 x 18in (HxWxD), floor mount, 316L stainless steel, #4 brush finish, 2-door, 3-point keylocking/padlocking combo handle. | Stock | 10676
HN4FM726018SS | Hammond enclosure, NEMA 3R/4X/12/13, 72 x 60 x 18in (HxWxD), floor mount, 304 stainless steel, #4 brush finish, 2-door, 3-point 316 stainless steel padlocking handle. | Stock | 10552
HN4FM726018S16 | Hammond enclosure, NEMA 3R/4X/12/13, 72 x 60 x 18in (HxWxD), floor mount, 316 stainless steel, #4 brush finish, 2-door, 3-point 316 stainless steel padlocking handle. | Stock | 11822
1422E20F | Hammond enclosure, NEMA 12, 72 x 60 x 20in (HxWxD), floor mount, carbon steel, ANSI 61 gray, powder coat finish, double-door, 3-point keylocking handle. | Stock | 4430
SCE-726024ULP | Saginaw enclosure, NEMA 3R/12/13, 72 x 60 x 24in (HxWxD), floor mount, carbon steel, ANSI 61 gray, powder coat finish, double-door, 3-point keylocking/padlocking combo handle. | Stock | 3422
N12726024 | Wiegmann enclosure, NEMA 12, 72 x 60 x 24in (HxWxD), floor mount, carbon steel, ANSI 61 gray, powder coat finish, double-door, 3-point keylocking/padlocking combo handle. | Stock | 3864
1422E24F | Hammond enclosure, NEMA 12, 72 x 60 x 24in (HxWxD), floor mount, carbon steel, ANSI 61 gray, powder coat finish, double-door, 3-point keylocking handle. | Stock | 4589
SCE-727210ULP | Saginaw enclosure, NEMA 3R/12/13, 72 x 72 x 10in (HxWxD), floor mount, carbon steel, ANSI 61 gray, powder coat finish, double-door, 3-point keylocking/padlocking combo handle. | Stock | 3140
1422F10F | Hammond enclosure, NEMA 12, 72 x 72 x 10in (HxWxD), floor mount, carbon steel, ANSI 61 gray, powder coat finish, double-door, 3-point keylocking handle. | Stock | 4439
SCE-727212ULP | Saginaw enclosure, NEMA 3R/12/13, 72 x 72 x 12in (HxWxD), floor mount, carbon steel, ANSI 61 gray, powder coat finish, double-door, 3-point keylocking/padlocking combo handle. | Stock | 3234
N12727212 | Wiegmann enclosure, NEMA 12, 72 x 72 x 12in (HxWxD), floor mount, carbon steel, ANSI 61 gray, powder coat finish, double-door, 3-point keylocking/padlocking combo handle. | Stock | 3553
SCE-72EL7212LPPL | Saginaw Enviroline series enclosure, NEMA 3R/4/12/13, 72 x 72 x 12in (HxWxD), floor mount, carbon steel, ANSI 61 gray, powder coat finish, 2-door, 3-point keylocking/padlocking combo handle. | Stock | 3805
WRD747212N4D3PT | Wiegmann KwikHinge series enclosure, NEMA 3R/4/12, 74 x 72 x 12in (HxWxD), floor mount, carbon steel, ANSI 61 gray, powder coat finish, 2-door, 3-point keylocking/padlocking combo handle. | Stock | 4184
1422F12F | Hammond enclosure, NEMA 12, 72 x 72 x 12in (HxWxD), floor mount, carbon steel, ANSI 61 gray, powder coat finish, double-door, 3-point keylocking handle. | Stock | 4445
HN4FM727212 | Hammond enclosure, NEMA 3R/4/12/13, 72 x 72 x 12in (HxWxD), floor mount, carbon steel, ANSI 61 gray, powder coat finish, 2-door, 3-point padlocking handle. | Stock | 5617
1422N4F12F | Hammond enclosure, NEMA 3R/4/12/13, 72 x 72 x 12in (HxWxD), floor mount, carbon steel, ANSI 61 gray, powder coat finish, 2-door, stainless steel clamps, padlock hasp and staple. | Stock | 5750
SCE-72EL7212SSLPPL | Saginaw Enviroline series enclosure, NEMA 3R/4/4X/12/13, 72 x 72 x 12in (HxWxD), floor mount, 304 stainless steel, #4 brush finish, 2-door, 3-point keylocking/padlocking combo handle. | Stock | 9237
HN4FM727212SS | Hammond enclosure, NEMA 3R/4X/12/13, 72 x 72 x 12in (HxWxD), floor mount, 304 stainless steel, #4 brush finish, 2-door, 3-point 316 stainless steel padlocking handle. | Stock | 10164
1422N4SSF12F | Hammond enclosure, NEMA 3R/4/4X/12/13, 72 x 72 x 12in (HxWxD), floor mount, 304 stainless steel, #4 brush finish, 2-door, stainless steel clamps, padlock hasp and staple. | Stock | 10712
SCE-72EL7212SS6LPPL | Saginaw Enviroline series enclosure, NEMA 3R/4/4X/12/13, 72 x 72 x 12in (HxWxD), floor mount, 316L stainless steel, #4 brush finish, 2-door, 3-point keylocking/padlocking combo handle. | Stock | 11287
HN4FM727212S16 | Hammond enclosure, NEMA 3R/4X/12/13, 72 x 72 x 12in (HxWxD), floor mount, 316 stainless steel, #4 brush finish, 2-door, 3-point 316 stainless steel padlocking handle. | Stock | 12105
1422N4S16F12F | Hammond enclosure, NEMA 3R/4/4X/12/13, 72 x 72 x 12in (HxWxD), floor mount, 316 stainless steel, #4 brush finish, 2-door, stainless steel clamps, padlock hasp and staple. | Stock | 12752
SCE-727216ULP | Saginaw enclosure, NEMA 3R/12/13, 72 x 72 x 16in (HxWxD), floor mount, carbon steel, ANSI 61 gray, powder coat finish, double-door, 3-point keylocking/padlocking combo handle. | Stock | 3422
N12727216 | Wiegmann enclosure, NEMA 12, 72 x 72 x 16in (HxWxD), floor mount, carbon steel, ANSI 61 gray, powder coat finish, double-door, 3-point keylocking/padlocking combo handle. | Stock | 3867
1422F16F | Hammond enclosure, NEMA 12, 72 x 72 x 16in (HxWxD), floor mount, carbon steel, ANSI 61 gray, powder coat finish, double-door, 3-point keylocking handle. | Stock | 4617
SCE-72EL7218LPPL | Saginaw Enviroline series enclosure, NEMA 3R/4/12/13, 72 x 72 x 18in (HxWxD), floor mount, carbon steel, ANSI 61 gray, powder coat finish, 2-door, 3-point keylocking/padlocking combo handle. | Stock | 3904
HN4FM727218 | Hammond enclosure, NEMA 3R/4/12/13, 72 x 72 x 18in (HxWxD), floor mount, carbon steel, ANSI 61 gray, powder coat finish, 2-door, 3-point padlocking handle. | Stock | 5934
SCE-72EL7218SSLPPL | Saginaw Enviroline series enclosure, NEMA 3R/4/4X/12/13, 72 x 72 x 18in (HxWxD), floor mount, 304 stainless steel, #4 brush finish, 2-door, 3-point keylocking/padlocking combo handle. | Stock | 9928
HN4FM727218SS | Hammond enclosure, NEMA 3R/4X/12/13, 72 x 72 x 18in (HxWxD), floor mount, 304 stainless steel, #4 brush finish, 2-door, 3-point 316 stainless steel padlocking handle. | Stock | 11059
HN4FM727218S16 | Hammond enclosure, NEMA 3R/4X/12/13, 72 x 72 x 18in (HxWxD), floor mount, 316 stainless steel, #4 brush finish, 2-door, 3-point 316 stainless steel padlocking handle. | Stock | 12665
SCE-72EL7218SS6LPPL | Saginaw Enviroline series enclosure, NEMA 3R/4/4X/12/13, 72 x 72 x 18in (HxWxD), floor mount, 316L stainless steel, #4 brush finish, 2-door, 3-point keylocking/padlocking combo handle. | Stock | 12132
1422F20F | Hammond enclosure, NEMA 12, 72 x 72 x 20in (HxWxD), floor mount, carbon steel, ANSI 61 gray, powder coat finish, double-door, 3-point keylocking handle. | Stock | 4886
SCE-727224ULP | Saginaw enclosure, NEMA 3R/12/13, 72 x 72 x 24in (HxWxD), floor mount, carbon steel, ANSI 61 gray, powder coat finish, double-door, 3-point keylocking/padlocking combo handle. | Stock | 3798
SCE-72EL7224LPPL | Saginaw Enviroline series enclosure, NEMA 3R/4/12/13, 72 x 72 x 24in (HxWxD), floor mount, carbon steel, ANSI 61 gray, powder coat finish, 2-door, 3-point keylocking/padlocking combo handle. | Stock | 4321
1422F24F | Hammond enclosure, NEMA 12, 72 x 72 x 24in (HxWxD), floor mount, carbon steel, ANSI 61 gray, powder coat finish, double-door, 3-point keylocking handle. | Stock | 5058
HN4FM727224 | Hammond enclosure, NEMA 3R/4/12/13, 72 x 72 x 24in (HxWxD), floor mount, carbon steel, ANSI 61 gray, powder coat finish, 2-door, 3-point padlocking handle. | Stock | 6327
1422N4F24F | Hammond enclosure, NEMA 3R/4/12/13, 72 x 72 x 24in (HxWxD), floor mount, carbon steel, ANSI 61 gray, powder coat finish, 2-door, stainless steel clamps, padlock hasp and staple. | Stock | 6485
SCE-72EL7224SSLPPL | Saginaw Enviroline series enclosure, NEMA 3R/4/4X/12/13, 72 x 72 x 24in (HxWxD), floor mount, 304 stainless steel, #4 brush finish, 2-door, 3-point keylocking/padlocking combo handle. | Stock | 10280
HN4FM727224SS | Hammond enclosure, NEMA 3R/4X/12/13, 72 x 72 x 24in (HxWxD), floor mount, 304 stainless steel, #4 brush finish, 2-door, 3-point 316 stainless steel padlocking handle. | Stock | 12809
SCE-72EL7224SS6LPPL | Saginaw Enviroline series enclosure, NEMA 3R/4/4X/12/13, 72 x 72 x 24in (HxWxD), floor mount, 316L stainless steel, #4 brush finish, 2-door, 3-point keylocking/padlocking combo handle. | Stock | 12563
1422N4SSF24F | Hammond enclosure, NEMA 3R/4/4X/12/13, 72 x 72 x 24in (HxWxD), floor mount, 304 stainless steel, #4 brush finish, 2-door, stainless steel clamps, padlock hasp and staple. | Stock | 13516
HN4FM727224S16 | Hammond enclosure, NEMA 3R/4X/12/13, 72 x 72 x 24in (HxWxD), floor mount, 316 stainless steel, #4 brush finish, 2-door, 3-point 316 stainless steel padlocking handle. | Stock | 15265
1422N4S16F24F | Hammond enclosure, NEMA 3R/4/4X/12/13, 72 x 72 x 24in (HxWxD), floor mount, 316 stainless steel, #4 brush finish, 2-door, stainless steel clamps, padlock hasp and staple. | Stock | 16103
Freestanding Enclosures
SCE-60EL2418FS | Saginaw Enviroline series enclosure, NEMA 3R/4/12/13, 60 x 24 x 18in (HxWxD), freestanding, carbon steel, ANSI 61 gray, powder coat finish, single-door, 3-point keylocking/padlocking combo handle. | Stock | 1463
WRD602418FS4 | Wiegmann KwikHinge series enclosure, NEMA 3R/4/12, 60 x 24 x 18in (HxWxD), freestanding, carbon steel, ANSI 61 gray, powder coat finish, single-door, 3-point keylocking/padlocking combo handle. | Stock | 1622
1418TW18 | Hammond enclosure, NEMA 12, 60 x 24 x 18in (HxWxD), freestanding, carbon steel, ANSI 61 gray, powder coat finish, single-door, 3-point keylocking handle. | Stock | 1785
SCE-60EL2418SSFS | Saginaw Enviroline series enclosure, NEMA 3R/4/4X/12/13, 60 x 24 x 18in (HxWxD), freestanding, 304 stainless steel, #4 brush finish, single-door, 3-point keylocking/padlocking combo handle. | Stock | 4072
HN4FS602418SS | Hammond enclosure, NEMA 3R/4/4X/12/13, 60 x 24 x 18in (HxWxD), freestanding, 304 stainless steel, #4 brush finish, single-door, 3-point 316 stainless steel padlocking handle. | Stock | 4541
WA602418SSFSN43PT | Wiegmann enclosure, NEMA 3/4/4X/12, 60 x 24 x 18in (HxWxD), freestanding, 304 stainless steel, No. 3 intermediate polished finish, single-door, 3-point 316L padlocking handle. | Stock | 3872
SCE-60EL2418SS6FS | Saginaw Enviroline series enclosure, NEMA 3R/4/4X/12/13, 60 x 24 x 18in (HxWxD), freestanding, 316L stainless steel, #4 brush finish, single-door, 3-point keylocking/padlocking combo handle. | Stock | 5021
HN4FS602418S16 | Hammond enclosure, NEMA 3R/4/4X/12/13, 60 x 24 x 18in (HxWxD), freestanding, 316 stainless steel, #4 brush finish, single-door, 3-point 316 stainless steel padlocking handle. | Stock | 5919
SCE-603624FS | Saginaw enclosure, NEMA 3R/12/13, 60 x 36 x 24in (HxWxD), freestanding, carbon steel, ANSI 61 gray, powder coat finish, single-door, 3-point keylocking/padlocking combo handle. | Stock | 1939
WRD603624FS4 | Wiegmann KwikHinge series enclosure, NEMA 3R/4/12, 60 x 36 x 24in (HxWxD), freestanding, carbon steel, ANSI 61 gray, powder coat finish, single-door, 3-point keylocking/padlocking combo handle. | Stock | 2159
1418TY24 | Hammond enclosure, NEMA 12, 60 x 36 x 24in (HxWxD), freestanding, carbon steel, ANSI 61 gray, powder coat finish, single-door, 3-point keylocking handle. | Stock | 2427
SCE-60EL3624SSFS | Saginaw Enviroline series enclosure, NEMA 3R/4/4X/12/13, 60 x 36 x 24in (HxWxD), freestanding, 304 stainless steel, #4 brush finish, single-door, 3-point keylocking/padlocking combo handle. | Stock | 4907
HN4FS603624SS | Hammond enclosure, NEMA 3R/4/4X/12/13, 60 x 36 x 24in (HxWxD), freestanding, 304 stainless steel, #4 brush finish, single-door, 3-point 316 stainless steel padlocking handle. | Stock | 6032
WA603624SSFSN43PT | Wiegmann enclosure, NEMA 3/4/4X/12, 60 x 36 x 24in (HxWxD), freestanding, 304 stainless steel, No. 3 intermediate polished finish, single-door, 3-point 316L padlocking handle. | Stock | 5557
SCE-60EL3624SS6FS | Saginaw Enviroline series enclosure, NEMA 3R/4/4X/12/13, 60 x 36 x 24in (HxWxD), freestanding, 316L stainless steel, #4 brush finish, single-door, 3-point keylocking/padlocking combo handle. | Stock | 5997
WRD603624SSFSN4 | Wiegmann KwikHinge series enclosure, NEMA 3R/4/4X/12, 60 x 36 x 24in (HxWxD), freestanding mount, 304 stainless steel, No. 3 intermediate polished finish, single-door, 3-point keylocking/padlocking combo handle. | Stock | 6478
HN4FS603624S16 | Hammond enclosure, NEMA 3R/4/4X/12/13, 60 x 36 x 24in (HxWxD), freestanding, 316 stainless steel, #4 brush finish, single-door, 3-point 316 stainless steel padlocking handle. | Stock | 7864
SCE-60EL4812SSST | Saginaw Enviroline series enclosure, slope top, NEMA 3R/4/4X/12/13, 60 x 48 x 12in (HxWxD), freestanding, 304 stainless steel, #4 brush finish, 2-door, 3-point 304 stainless steel padlocking handle. | Stock | 8773
SCE-60EL4812SS6ST | Saginaw Enviroline series enclosure, slope top, NEMA 3R/4/4X/12/13, 60 x 48 x 12in (HxWxD), freestanding, 316L stainless steel, #4 brush finish, 2-door, 3-point 304 stainless steel padlocking handle. | Stock | 10820
SCE-604818FSD | Saginaw enclosure, NEMA 3R/12/13, 60 x 48 x 18in (HxWxD), freestanding, carbon steel, ANSI 61 gray, powder coat finish, double-door, 3-point keylocking/padlocking combo handle. | Stock | 2454
WRD604818FSD4 | Wiegmann KwikHinge series enclosure, NEMA 3R/4/12, 60 x 48 x 18in (HxWxD), freestanding, carbon steel, ANSI 61 gray, powder coat finish, 2-door, 3-point keylocking/padlocking combo handle. | Stock | 2709
1418AW18 | Hammond enclosure, NEMA 12, 60 x 48 x 18in (HxWxD), freestanding, carbon steel, ANSI 61 gray, powder coat finish, double-door, 3-point keylocking handle. | Stock | 3226
WA604818FSD | Wiegmann enclosure, NEMA 12, 60 x 48 x 18in (HxWxD), freestanding, carbon steel, ANSI 61 gray, powder coat finish, double-door, 3-point keylocking/padlocking combo handle. | Stock | 3081
SCE-60EL4818FSD | Saginaw Enviroline series enclosure, NEMA 3R/4/12/13, 60 x 48 x 18in (HxWxD), freestanding, carbon steel, ANSI 61 gray, powder coat finish, 2-door, 3-point keylocking/padlocking combo handle. | Stock | 3153
SCE-604818SSFSD | Saginaw enclosure, NEMA 3R/12/13, 60 x 48 x 18in (HxWxD), freestanding, 304 stainless steel, #4 brush finish, double-door, 3-point keylocking/padlocking combo handle. | Stock | 7125
SCE-60EL4818SSFSD | Saginaw Enviroline series enclosure, NEMA 3R/4/4X/12/13, 60 x 48 x 18in (HxWxD), freestanding, 304 stainless steel, #4 brush finish, 2-door, 3-point keylocking/padlocking combo handle. | Stock | 7703
HN4FS604818SS | Hammond enclosure, NEMA 3R/4X/12/13, 60 x 48 x 18in (HxWxD), freestanding, 304 stainless steel, #4 brush finish, double-door, 3-point 316 stainless steel padlocking handle. | Stock | 8062
SCE-60EL4818SS6FSD | Saginaw Enviroline series enclosure, NEMA 3R/4/4X/12/13, 60 x 48 x 18in (HxWxD), freestanding, 316L stainless steel, #4 brush finish, 2-door, 3-point keylocking/padlocking combo handle. | Stock | 9414
SCE-60EL4818SSST | Saginaw Enviroline series enclosure, slope top, NEMA 3R/4/4X/12/13, 60 x 48 x 18in (HxWxD), freestanding, 304 stainless steel, #4 brush finish, 2-door, 3-point 304 stainless steel padlocking handle. | Stock | 9305
SCE-60EL4818SS6ST | Saginaw Enviroline series enclosure, slope top, NEMA 3R/4/4X/12/13, 60 x 48 x 18in (HxWxD), freestanding, 316L stainless steel, #4 brush finish, 2-door, 3-point 304 stainless steel padlocking handle. | Stock | 11477
SCE-60EL6012SSST | Saginaw Enviroline series enclosure, slope top, NEMA 3R/4/4X/12/13, 60 x 60 x 12in (HxWxD), freestanding, 304 stainless steel, #4 brush finish, 2-door, 3-point 304 stainless steel padlocking handle. | Stock | 9846
SCE-60EL6012SS6ST | Saginaw Enviroline series enclosure, slope top, NEMA 3R/4/4X/12/13, 60 x 60 x 12in (HxWxD), freestanding, 316L stainless steel, #4 brush finish, 2-door, 3-point 304 stainless steel padlocking handle. | Stock | 12144
SCE-60EL6018SSST | Saginaw Enviroline series enclosure, slope top, NEMA 3R/4/4X/12/13, 60 x 60 x 18in (HxWxD), freestanding, 304 stainless steel, #4 brush finish, 2-door, 3-point 304 stainless steel padlocking handle. | Stock | 10312
SCE-60EL6018SS6ST | Saginaw Enviroline series enclosure, slope top, NEMA 3R/4/4X/12/13, 60 x 60 x 18in (HxWxD), freestanding, 316L stainless steel, #4 brush finish, 2-door, 3-point 304 stainless steel padlocking handle. | Stock | 12718
SCE-72EL2418FS | Saginaw Enviroline series enclosure, NEMA 3R/4/12/13, 72 x 24 x 18in (HxWxD), freestanding, carbon steel, ANSI 61 gray, powder coat finish, single-door, 3-point keylocking/padlocking combo handle. | Stock | 1622
WRD722418FS4 | Wiegmann KwikHinge series enclosure, NEMA 3R/4/12, 72 x 24 x 18in (HxWxD), freestanding, carbon steel, ANSI 61 gray, powder coat finish, single-door, 3-point keylocking/padlocking combo handle. | Stock | 1850
1418W18 | Hammond enclosure, NEMA 12, 72 x 24 x 18in (HxWxD), freestanding, carbon steel, ANSI 61 gray, powder coat finish, single-door, 3-point keylocking handle. | Stock | 2032
HN4FS722518 | Hammond enclosure, NEMA 3R/4/12/13, 72 x 25 x 18in (HxWxD), freestanding, carbon steel, ANSI 61 gray, powder coat finish, single-door, 3-point padlocking handle. | Stock | 2300
1418N4W18 | Hammond enclosure, NEMA 3R/4/12/13, 72 x 24 x 18in (HxWxD), freestanding, carbon steel, ANSI 61 gray, powder coat finish, single-door, stainless steel clamps, padlock hasp and staple. | Stock | 2848
SCE-72EL2418SSFS | Saginaw Enviroline series enclosure, NEMA 3R/4/4X/12/13, 72 x 24 x 18in (HxWxD), freestanding, 304 stainless steel, #4 brush finish, single-door, 3-point keylocking/padlocking combo handle. | Stock | 4325
HN4FS722418SS | Hammond enclosure, NEMA 3R/4/4X/12/13, 72 x 24 x 18in (HxWxD), freestanding, 304 stainless steel, #4 brush finish, single-door, 3-point 316 stainless steel padlocking handle. | Stock | 5040
SCE-72EL2418SS6FS | Saginaw Enviroline series enclosure, NEMA 3R/4/4X/12/13, 72 x 24 x 18in (HxWxD), freestanding, 316L stainless steel, #4 brush finish, single-door, 3-point keylocking/padlocking combo handle. | Stock | 5286
1418N4SSW18 | Hammond enclosure, NEMA 3R/4/4X/12/13, 72 x 24 x 18in (HxWxD), freestanding, 304 stainless steel, #4 brush finish, single-door, stainless steel clamps, padlock hasp and staple. | Stock | 5814
WRD722418SSFSN4 | Wiegmann KwikHinge series enclosure, NEMA 3R/4/4X/12, 72 x 24 x 18in (HxWxD), freestanding mount, 304 stainless steel, No. 3 intermediate polished finish, single-door, 3-point keylocking/padlocking combo handle. | Stock | 5418
HN4FS722418S16 | Hammond enclosure, NEMA 3R/4/4X/12/13, 72 x 24 x 18in (HxWxD), freestanding, 316 stainless steel, #4 brush finish, single-door, 3-point 316 stainless steel padlocking handle. | Stock | 6570
1418N4S16W18 | Hammond enclosure, NEMA 3R/4/4X/12/13, 72 x 24 x 18in (HxWxD), freestanding, 316 stainless steel, #4 brush finish, single-door, stainless steel clamps, padlock hasp and staple. | Stock | 7595
SCE-72EL2424FS | Saginaw Enviroline series enclosure, NEMA 3R/4/12/13, 72 x 24 x 24in (HxWxD), freestanding, carbon steel, ANSI 61 gray, powder coat finish, single-door, 3-point keylocking/padlocking combo handle. | Stock | 1802
SCE-72EL2424FSDA | Saginaw Enviroline series enclosure, NEMA 3R/4/12/13, 72 x 24 x 24in (HxWxD), freestanding, dual access, carbon steel, ANSI 61 gray, powder coat finish, single-door, 3-point keylocking/padlocking combo handle. | Stock | 2109
1418W24 | Hammond enclosure, NEMA 12, 72 x 24 x 24in (HxWxD), freestanding, carbon steel, ANSI 61 gray, powder coat finish, single-door, 3-point keylocking handle. | Stock | 2255
1418WD24 | Hammond enclosure, NEMA 12, 72 x 24 x 24in (HxWxD), freestanding, dual access, carbon steel, ANSI 61 gray, powder coat finish, single-door, 3-point keylocking handle. | Stock | 2513
SCE-72EL2424SSFS | Saginaw Enviroline series enclosure, NEMA 3R/4/4X/12/13, 72 x 24 x 24in (HxWxD), freestanding, 304 stainless steel, #4 brush finish, single-door, 3-point keylocking/padlocking combo handle. | Stock | 4659
HN4FS722424SS | Hammond enclosure, NEMA 3R/4/4X/12/13, 72 x 24 x 24in (HxWxD), freestanding, 304 stainless steel, #4 brush finish, single-door, 3-point 316 stainless steel padlocking handle. | Stock | 5597
WA722424SSFSN43PT | Wiegmann enclosure, NEMA 3/4/4X/12, 72 x 24 x 24in (HxWxD), freestanding, 304 stainless steel, No. 3 intermediate polished finish, single-door, 3-point 316L padlocking handle. | Stock | 5414
SCE-72EL2424SS6FS | Saginaw Enviroline series enclosure, NEMA 3R/4/4X/12/13, 72 x 24 x 24in (HxWxD), freestanding, 316L stainless steel, #4 brush finish, single-door, 3-point keylocking/padlocking combo handle. | Stock | 5693
HN4FS722424DASS | Hammond enclosure, NEMA 3R/4/4X/12/13, 72 x 24 x 24in (HxWxD), freestanding, dual access, 304 stainless steel, #4 brush finish, single-door, 3-point 316 stainless steel padlocking handle. | Stock | 6551
HN4FS722424S16 | Hammond enclosure, NEMA 3R/4/4X/12/13, 72 x 24 x 24in (HxWxD), freestanding, 316 stainless steel, #4 brush finish, single-door, 3-point 316 stainless steel padlocking handle. | Stock | 7296
HN4FS722424DS16 | Hammond enclosure, NEMA 3R/4/4X/12/13, 72 x 24 x 24in (HxWxD), freestanding, dual access, 316 stainless steel, #4 brush finish, single-door, 3-point 316 stainless steel padlocking handle. | Stock | 8524
SCE-72EL2430FSDA | Saginaw Enviroline series enclosure, NEMA 3R/4/12/13, 72 x 24 x 30in (HxWxD), freestanding, dual access, carbon steel, ANSI 61 gray, powder coat finish, single-door, 3-point keylocking/padlocking combo handle. | Stock | 2319
1418W30 | Hammond enclosure, NEMA 12, 72 x 24 x 30in (HxWxD), freestanding, carbon steel, ANSI 61 gray, powder coat finish, single-door, 3-point keylocking handle. | Stock | 2449
1418WD30 | Hammond enclosure, NEMA 12, 72 x 24 x 30in (HxWxD), freestanding, dual access, carbon steel, ANSI 61 gray, powder coat finish, single-door, 3-point keylocking handle. | Stock | 2763
HN4FS722430DASS | Hammond enclosure, NEMA 3R/4/4X/12/13, 72 x 24 x 30in (HxWxD), freestanding, dual access, 304 stainless steel, #4 brush finish, single-door, 3-point 316 stainless steel padlocking handle. | Stock | 7215
HN4FS722430DS16 | Hammond enclosure, NEMA 3R/4/4X/12/13, 72 x 24 x 30in (HxWxD), freestanding, dual access, 316 stainless steel, #4 brush finish, single-door, 3-point 316 stainless steel padlocking handle. | Stock | 9389
SCE-72EL2436FSDA | Saginaw Enviroline series enclosure, NEMA 3R/4/12/13, 72 x 24 x 36in (HxWxD), freestanding, dual access, carbon steel, ANSI 61 gray, powder coat finish, single-door, 3-point keylocking/padlocking combo handle. | Stock | 2532
1418W36 | Hammond enclosure, NEMA 12, 72 x 24 x 36in (HxWxD), freestanding, carbon steel, ANSI 61 gray, powder coat finish, single-door, 3-point keylocking handle. | Stock | 2680
1418WD36 | Hammond enclosure, NEMA 12, 72 x 24 x 36in (HxWxD), freestanding, dual access, carbon steel, ANSI 61 gray, powder coat finish, single-door, 3-point keylocking handle. | Stock | 3010
HN4FS722436DASS | Hammond enclosure, NEMA 3R/4/4X/12/13, 72 x 24 x 36in (HxWxD), freestanding, dual access, 304 stainless steel, #4 brush finish, single-door, 3-point 316 stainless steel padlocking handle. | Stock | 7887
HN4FS722436DS16 | Hammond enclosure, NEMA 3R/4/4X/12/13, 72 x 24 x 36in (HxWxD), freestanding, dual access, 316 stainless steel, #4 brush finish, single-door, 3-point 316 stainless steel padlocking handle. | Stock | 10264
SCE-72EL3018FS | Saginaw Enviroline series enclosure, NEMA 3R/4/12/13, 72 x 30 x 18in (HxWxD), freestanding, carbon steel, ANSI 61 gray, powder coat finish, single-door, 3-point keylocking/padlocking combo handle. | Stock | 1787
WRD723018FS4 | Wiegmann KwikHinge series enclosure, NEMA 3R/4/12, 72 x 30 x 18in (HxWxD), freestanding, carbon steel, ANSI 61 gray, powder coat finish, single-door, 3-point keylocking/padlocking combo handle. | Stock | 1987
1418X18 | Hammond enclosure, NEMA 12, 72 x 30 x 18in (HxWxD), freestanding, carbon steel, ANSI 61 gray, powder coat finish, single-door, 3-point keylocking handle. | Stock | 2179
SCE-72EL3018SSFS | Saginaw Enviroline series enclosure, NEMA 3R/4/4X/12/13, 72 x 30 x 18in (HxWxD), freestanding, 304 stainless steel, #4 brush finish, single-door, 3-point keylocking/padlocking combo handle. | Stock | 4643
HN4FS723018SS | Hammond enclosure, NEMA 3R/4/4X/12/13, 72 x 30 x 18in (HxWxD), freestanding, 304 stainless steel, #4 brush finish, single-door, 3-point 316 stainless steel padlocking handle. | Stock | 5567
WA723018SSFSN43PT | Wiegmann enclosure, NEMA 3/4/4X/12, 72 x 30 x 18in (HxWxD), freestanding, 304 stainless steel, No. 3 intermediate polished finish, single-door, 3-point 316L padlocking handle. | Stock | 5380
SCE-72EL3018SS6FS | Saginaw Enviroline series enclosure, NEMA 3R/4/4X/12/13, 72 x 30 x 18in (HxWxD), freestanding, 316L stainless steel, #4 brush finish, single-door, 3-point keylocking/padlocking combo handle. | Stock | 5674
HN4FS723018S16 | Hammond enclosure, NEMA 3R/4/4X/12/13, 72 x 30 x 18in (HxWxD), freestanding, 316 stainless steel, #4 brush finish, single-door, 3-point 316 stainless steel padlocking handle. | Stock | 7258
SCE-72EL3024FS | Saginaw Enviroline series enclosure, NEMA 3R/4/12/13, 72 x 30 x 24in (HxWxD), freestanding, carbon steel, ANSI 61 gray, powder coat finish, single-door, 3-point keylocking/padlocking combo handle. | Stock | 1983
SCE-72EL3024FSDA | Saginaw Enviroline series enclosure, NEMA 3R/4/12/13, 72 x 30 x 24in (HxWxD), freestanding, dual access, carbon steel, ANSI 61 gray, powder coat finish, single-door, 3-point keylocking/padlocking combo handle. | Stock | 2320
1418X24 | Hammond enclosure, NEMA 12, 72 x 30 x 24in (HxWxD), freestanding, carbon steel, ANSI 61 gray, powder coat finish, single-door, 3-point keylocking handle. | Stock | 2411
1418XD24 | Hammond enclosure, NEMA 12, 72 x 30 x 24in (HxWxD), freestanding, dual access, carbon steel, ANSI 61 gray, powder coat finish, single-door, 3-point keylocking handle. | Stock | 2763
WA723024FSDA | Wiegmann enclosure, NEMA 12, 72 x 30 x 24in (HxWxD), freestanding, dual access, carbon steel, ANSI 61 gray, powder coat finish, single-door, 3-point keylocking/padlocking combo handle. | Stock | 2636
HN4FS723124 | Hammond enclosure, NEMA 3R/4/12/13, 72 x 31 x 24in (HxWxD), freestanding, carbon steel, ANSI 61 gray, powder coat finish, single-door, 3-point padlocking handle. | Stock | 3358
1418N4X24 | Hammond enclosure, NEMA 3R/4/12/13, 72 x 30 x 24in (HxWxD), freestanding, carbon steel, ANSI 61 gray, powder coat finish, single-door, stainless steel clamps, padlock hasp and staple. | Stock | 3471
SCE-72EL3024SSFS | Saginaw Enviroline series enclosure, NEMA 3R/4/4X/12/13, 72 x 30 x 24in (HxWxD), freestanding, 304 stainless steel, #4 brush finish, single-door, 3-point keylocking/padlocking combo handle. | Stock | 5156
HN4FS723024SS | Hammond enclosure, NEMA 3R/4/4X/12/13, 72 x 30 x 24in (HxWxD), freestanding, 304 stainless steel, #4 brush finish, single-door, 3-point 316 stainless steel padlocking handle. | Stock | 6179
SCE-72EL3024SS6FS | Saginaw Enviroline series enclosure, NEMA 3R/4/4X/12/13, 72 x 30 x 24in (HxWxD), freestanding, 316L stainless steel, #4 brush finish, single-door, 3-point keylocking/padlocking combo handle. | Stock | 6300
1418N4SSX24 | Hammond enclosure, NEMA 3R/4/4X/12/13, 72 x 30 x 24in (HxWxD), freestanding, 304 stainless steel, #4 brush finish, single-door, stainless steel clamps, padlock hasp and staple. | Stock | 7112
WRD723024SSFSN4 | Wiegmann KwikHinge series enclosure, NEMA 3R/4/4X/12, 72 x 30 x 24in (HxWxD), freestanding mount, 304 stainless steel, No. 3 intermediate polished finish, single-door, 3-point keylocking/padlocking combo handle. | Stock | 6634
HN4FS723024DASS | Hammond enclosure, NEMA 3R/4/4X/12/13, 72 x 30 x 24in (HxWxD), freestanding, dual access, 304 stainless steel, #4 brush finish, single-door, 3-point 316 stainless steel padlocking handle. | Stock | 7215
HN4FS723024S16 | Hammond enclosure, NEMA 3R/4/4X/12/13, 72 x 30 x 24in (HxWxD), freestanding, 316 stainless steel, #4 brush finish, single-door, 3-point 316 stainless steel padlocking handle. | Stock | 8055
1418N4S16X24 | Hammond enclosure, NEMA 3R/4/4X/12/13, 72 x 30 x 24in (HxWxD), freestanding, 316 stainless steel, #4 brush finish, single-door, stainless steel clamps, padlock hasp and staple. | Stock | 9286
HN4FS723024DS16 | Hammond enclosure, NEMA 3R/4/4X/12/13, 72 x 30 x 24in (HxWxD), freestanding, dual access, 316 stainless steel, #4 brush finish, single-door, 3-point 316 stainless steel padlocking handle. | Stock | 9389
SCE-723618FS | Saginaw enclosure, NEMA 3R/12/13, 72 x 36 x 18in (HxWxD), freestanding, carbon steel, ANSI 61 gray, powder coat finish, single-door, 3-point keylocking/padlocking combo handle. | Stock | 1961
WRD723618FS4 | Wiegmann KwikHinge series enclosure, NEMA 3R/4/12, 72 x 36 x 18in (HxWxD), freestanding, carbon steel, ANSI 61 gray, powder coat finish, single-door, 3-point keylocking/padlocking combo handle. | Stock | 2175
1418Y18 | Hammond enclosure, NEMA 12, 72 x 36 x 18in (HxWxD), freestanding, carbon steel, ANSI 61 gray, powder coat finish, single-door, 3-point keylocking handle. | Stock | 2385
SCE-72EL3618SSFS | Saginaw Enviroline series enclosure, NEMA 3R/4/4X/12/13, 72 x 36 x 18in (HxWxD), freestanding, 304 stainless steel, #4 brush finish, single-door, 3-point keylocking/padlocking combo handle. | Stock | 5135
HN4FS723618SS | Hammond enclosure, NEMA 3R/4/4X/12/13, 72 x 36 x 18in (HxWxD), freestanding, 304 stainless steel, #4 brush finish, single-door, 3-point 316 stainless steel padlocking handle. | Stock | 6099
WA723618SSFSN43PT | Wiegmann enclosure, NEMA 3/4/4X/12, 72 x 36 x 18in (HxWxD), freestanding, 304 stainless steel, No. 3 intermediate polished finish, single-door, 3-point 316L padlocking handle. | Stock | 5624
SCE-72EL3618SS6FS | Saginaw Enviroline series enclosure, NEMA 3R/4/4X/12/13, 72 x 36 x 18in (HxWxD), freestanding, 316L stainless steel, #4 brush finish, single-door, 3-point keylocking/padlocking combo handle. | Stock | 6275
WRD723618SSFSN4 | Wiegmann KwikHinge series enclosure, NEMA 3R/4/4X/12, 72 x 36 x 18in (HxWxD), freestanding mount, 304 stainless steel, No. 3 intermediate polished finish, single-door, 3-point keylocking/padlocking combo handle. | Stock | 6556
HN4FS723618S16 | Hammond enclosure, NEMA 3R/4/4X/12/13, 72 x 36 x 18in (HxWxD), freestanding, 316 stainless steel, #4 brush finish, single-door, 3-point 316 stainless steel padlocking handle. | Stock | 7953
SCE-723624FS | Saginaw enclosure, NEMA 3R/12/13, 72 x 36 x 24in (HxWxD), freestanding, carbon steel, ANSI 61 gray, powder coat finish, single-door, 3-point keylocking/padlocking combo handle. | Stock | 2163
SCE-72EL3624FS | Saginaw Enviroline series enclosure, NEMA 3R/4/12/13, 72 x 36 x 24in (HxWxD), freestanding, carbon steel, ANSI 61 gray, powder coat finish, single-door, 3-point keylocking/padlocking combo handle. | Stock | 2228
SCE-723624FSDA | Saginaw enclosure, NEMA 3R/12/13, 72 x 36 x 24in (HxWxD), freestanding, dual access, carbon steel, ANSI 61 gray, powder coat finish, single-door, 3-point keylocking/padlocking combo handle. | Stock | 2532
1418Y24 | Hammond enclosure, NEMA 12, 72 x 36 x 24in (HxWxD), freestanding, carbon steel, ANSI 61 gray, powder coat finish, single-door, 3-point keylocking handle. | Stock | 2632
1418YD24 | Hammond enclosure, NEMA 12, 72 x 36 x 24in (HxWxD), freestanding, dual access, carbon steel, ANSI 61 gray, powder coat finish, single-door, 3-point keylocking handle. | Stock | 3010
WA723624FSDA | Wiegmann enclosure, NEMA 12, 72 x 36 x 24in (HxWxD), freestanding, dual access, carbon steel, ANSI 61 gray, powder coat finish, single-door, 3-point keylocking/padlocking combo handle. | Stock | 2877
HN4FS723724 | Hammond enclosure, NEMA 3R/4/12/13, 72 x 37 x 24in (HxWxD), freestanding, carbon steel, ANSI 61 gray, powder coat finish, single-door, 3-point padlocking handle. | Stock | 3659
1418N4Y24 | Hammond enclosure, NEMA 3R/4/12/13, 72 x 36 x 24in (HxWxD), freestanding, carbon steel, ANSI 61 gray, powder coat finish, single-door, stainless steel clamps, padlock hasp and staple. | Stock | 3763
SCE-72EL3624SSFS | Saginaw Enviroline series enclosure, NEMA 3R/4/4X/12/13, 72 x 36 x 24in (HxWxD), freestanding, 304 stainless steel, #4 brush finish, single-door, 3-point keylocking/padlocking combo handle. | Stock | 5746
HN4FS723624SS | Hammond enclosure, NEMA 3R/4/4X/12/13, 72 x 36 x 24in (HxWxD), freestanding, 304 stainless steel, #4 brush finish, single-door, 3-point 316 stainless steel padlocking handle. | Stock | 6736
WA723624SSFSN43PT | Wiegmann enclosure, NEMA 3/4/4X/12, 72 x 36 x 24in (HxWxD), freestanding, 304 stainless steel, No. 3 intermediate polished finish, single-door, 3-point 316L padlocking handle. | Stock | 5736
SCE-72EL3624SS6FS | Saginaw Enviroline series enclosure, NEMA 3R/4/4X/12/13, 72 x 36 x 24in (HxWxD), freestanding, 316L stainless steel, #4 brush finish, single-door, 3-point keylocking/padlocking combo handle. | Stock | 7021
1418N4SSY24 | Hammond enclosure, NEMA 3R/4/4X/12/13, 72 x 36 x 24in (HxWxD), freestanding, 304 stainless steel, #4 brush finish, single-door, stainless steel clamps, padlock hasp and staple. | Stock | 7757
HN4FS723624DASS | Hammond enclosure, NEMA 3R/4/4X/12/13, 72 x 36 x 24in (HxWxD), freestanding, dual access, 304 stainless steel, #4 brush finish, single-door, 3-point 316 stainless steel padlocking handle. | Stock | 7887
HN4FS723624S16 | Hammond enclosure, NEMA 3R/4/4X/12/13, 72 x 36 x 24in (HxWxD), freestanding, 316 stainless steel, #4 brush finish, single-door, 3-point 316 stainless steel padlocking handle. | Stock | 8781
1418N4S16Y24 | Hammond enclosure, NEMA 3R/4/4X/12/13, 72 x 36 x 24in (HxWxD), freestanding, 316 stainless steel, #4 brush finish, single-door, stainless steel clamps, padlock hasp and staple. | Stock | 10136
HN4FS723624DS16 | Hammond enclosure, NEMA 3R/4/4X/12/13, 72 x 36 x 24in (HxWxD), freestanding, dual access, 316 stainless steel, #4 brush finish, single-door, 3-point 316 stainless steel padlocking handle. | Stock | 10264
SCE-723630FS | Saginaw enclosure, NEMA 3R/12/13, 72 x 36 x 30in (HxWxD), freestanding, carbon steel, ANSI 61 gray, powder coat finish, single-door, 3-point keylocking/padlocking combo handle. | Stock | 2370
WRD723630FS4 | Wiegmann KwikHinge series enclosure, NEMA 3R/4/12, 72 x 36 x 30in (HxWxD), freestanding, carbon steel, ANSI 61 gray, powder coat finish, single-door, 3-point keylocking/padlocking combo handle. | Stock | 2703
1418Y30 | Hammond enclosure, NEMA 12, 72 x 36 x 30in (HxWxD), freestanding, carbon steel, ANSI 61 gray, powder coat finish, single-door, 3-point keylocking handle. | Stock | 2960
SCE-72EL3630SSFS | Saginaw Enviroline series enclosure, NEMA 3R/4/4X/12/13, 72 x 36 x 30in (HxWxD), freestanding, 304 stainless steel, #4 brush finish, single-door, 3-point keylocking/padlocking combo handle. | Stock | 6356
HN4FS723630SS | Hammond enclosure, NEMA 3R/4/4X/12/13, 72 x 36 x 30in (HxWxD), freestanding, 304 stainless steel, #4 brush finish, single-door, 3-point 316 stainless steel padlocking handle. | Stock | 7378
SCE-72EL3630SS6FS | Saginaw Enviroline series enclosure, NEMA 3R/4/4X/12/13, 72 x 36 x 30in (HxWxD), freestanding, 316L stainless steel, #4 brush finish, single-door, 3-point keylocking/padlocking combo handle. | Stock | 7767
WRD723630SSFSN4 | Wiegmann KwikHinge series enclosure, NEMA 3R/4/4X/12, 72 x 36 x 30in (HxWxD), freestanding mount, 304 stainless steel, No. 3 intermediate polished finish, single-door, 3-point keylocking/padlocking combo handle. | Stock | 7921
HN4FS723630S16 | Hammond enclosure, NEMA 3R/4/4X/12/13, 72 x 36 x 30in (HxWxD), freestanding, 316 stainless steel, #4 brush finish, single-door, 3-point 316 stainless steel padlocking handle. | Stock | 9616
SCE-723636FS | Saginaw enclosure, NEMA 3R/12/13, 72 x 36 x 36in (HxWxD), freestanding, carbon steel, ANSI 61 gray, powder coat finish, single-door, 3-point keylocking/padlocking combo handle. | Stock | 2572
WRD723636FS4 | Wiegmann KwikHinge series enclosure, NEMA 3R/4/12, 72 x 36 x 36in (HxWxD), freestanding, carbon steel, ANSI 61 gray, powder coat finish, single-door, 3-point keylocking/padlocking combo handle. | Stock | 3012
SCE-723636FSDA | Saginaw enclosure, NEMA 3R/12/13, 72 x 36 x 36in (HxWxD), freestanding, dual access, carbon steel, ANSI 61 gray, powder coat finish, single-door, 3-point keylocking/padlocking combo handle. | Stock | 3006
1418Y36 | Hammond enclosure, NEMA 12, 72 x 36 x 36in (HxWxD), freestanding, carbon steel, ANSI 61 gray, powder coat finish, single-door, 3-point keylocking handle. | Stock | 3215
1418YD36 | Hammond enclosure, NEMA 12, 72 x 36 x 36in (HxWxD), freestanding, dual access, carbon steel, ANSI 61 gray, powder coat finish, single-door, 3-point keylocking handle. | Stock | 3581
SCE-72EL3636SSFS | Saginaw Enviroline series enclosure, NEMA 3R/4/4X/12/13, 72 x 36 x 36in (HxWxD), freestanding, 304 stainless steel, #4 brush finish, single-door, 3-point keylocking/padlocking combo handle. | Stock | 6967
HN4FS723636SS | Hammond enclosure, NEMA 3R/4/4X/12/13, 72 x 36 x 36in (HxWxD), freestanding, 304 stainless steel, #4 brush finish, single-door, 3-point 316 stainless steel padlocking handle. | Stock | 8025
WA723636SSFSN43PT | Wiegmann enclosure, NEMA 3/4/4X/12, 72 x 36 x 36in (HxWxD), freestanding, 304 stainless steel, No. 3 intermediate polished finish, single-door, 3-point 316L padlocking handle. | Stock | 7741
SCE-72EL3636SS6FS | Saginaw Enviroline series enclosure, NEMA 3R/4/4X/12/13, 72 x 36 x 36in (HxWxD), freestanding, 316L stainless steel, #4 brush finish, single-door, 3-point keylocking/padlocking combo handle. | Stock | 8513
HN4FS723636DASS | Hammond enclosure, NEMA 3R/4/4X/12/13, 72 x 36 x 36in (HxWxD), freestanding, dual access, 304 stainless steel, #4 brush finish, single-door, 3-point 316 stainless steel padlocking handle. | Stock | 9370
HN4FS723636S16 | Hammond enclosure, NEMA 3R/4/4X/12/13, 72 x 36 x 36in (HxWxD), freestanding, 316 stainless steel, #4 brush finish, single-door, 3-point 316 stainless steel padlocking handle. | Stock | 10444
HN4FS723636DS16 | Hammond enclosure, NEMA 3R/4/4X/12/13, 72 x 36 x 36in (HxWxD), freestanding, dual access, 316 stainless steel, #4 brush finish, single-door, 3-point 316 stainless steel padlocking handle. | Stock | 12194
SCE-724818FSD | Saginaw enclosure, NEMA 3R/12/13, 72 x 48 x 18in (HxWxD), freestanding, carbon steel, ANSI 61 gray, powder coat finish, double-door, 3-point keylocking/padlocking combo handle. | Stock | 2703
WRD724818FSD4 | Wiegmann KwikHinge series enclosure, NEMA 3R/4/12, 72 x 48 x 18in (HxWxD), freestanding, carbon steel, ANSI 61 gray, powder coat finish, 2-door, 3-point keylocking/padlocking combo handle. | Stock | 2901
1418ZW18 | Hammond enclosure, NEMA 12, 72 x 48 x 18in (HxWxD), freestanding, carbon steel, ANSI 61 gray, powder coat finish, double-door, 3-point keylocking handle. | Stock | 3452
WA724818FSD | Wiegmann enclosure, NEMA 12, 72 x 48 x 18in (HxWxD), freestanding, carbon steel, ANSI 61 gray, powder coat finish, double-door, 3-point keylocking/padlocking combo handle. | Stock | 3298
SCE-72EL4818FSD | Saginaw Enviroline series enclosure, NEMA 3R/4/12/13, 72 x 48 x 18in (HxWxD), freestanding, carbon steel, ANSI 61 gray, powder coat finish, 2-door, 3-point keylocking/padlocking combo handle. | Stock | 3490
SCE-724818SSFSD | Saginaw enclosure, NEMA 3R/12/13, 72 x 48 x 18in (HxWxD), freestanding, 304 stainless steel, #4 brush finish, double-door, 3-point keylocking/padlocking combo handle. | Stock | 7848
HN4FS724818SS | Hammond enclosure, NEMA 3R/4X/12/13, 72 x 48 x 18in (HxWxD), freestanding, 304 stainless steel, #4 brush finish, double-door, 3-point 316 stainless steel padlocking handle. | Stock | 8860
SCE-72EL4818SSFSD | Saginaw Enviroline series enclosure, NEMA 3R/4/4X/12/13, 72 x 48 x 18in (HxWxD), freestanding, 304 stainless steel, #4 brush finish, 2-door, 3-point keylocking/padlocking combo handle. | Stock | 8492
SCE-72EL4818SS6FSD | Saginaw Enviroline series enclosure, NEMA 3R/4/4X/12/13, 72 x 48 x 18in (HxWxD), freestanding, 316L stainless steel, #4 brush finish, 2-door, 3-point keylocking/padlocking combo handle. | Stock | 10378
SCE-724824FSD | Saginaw enclosure, NEMA 3R/12/13, 72 x 48 x 24in (HxWxD), freestanding, carbon steel, ANSI 61 gray, powder coat finish, double-door, 3-point keylocking/padlocking combo handle. | Stock | 2928
WRD724824FSD4 | Wiegmann KwikHinge series enclosure, NEMA 3R/4/12, 72 x 48 x 24in (HxWxD), freestanding, carbon steel, ANSI 61 gray, powder coat finish, 2-door, 3-point keylocking/padlocking combo handle. | Stock | 3232
SCE-724824FSDAD | Saginaw enclosure, NEMA 3R/12/13, 72 x 48 x 24in (HxWxD), freestanding, dual access, carbon steel, ANSI 61 gray, powder coat finish, overlapping double-door, 3-point keylocking/padlocking combo handle. | Stock | 3638
SCE-72EL4824FSD | Saginaw Enviroline series enclosure, NEMA 3R/4/12/13, 72 x 48 x 24in (HxWxD), freestanding, carbon steel, ANSI 61 gray, powder coat finish, 2-door, 3-point keylocking/padlocking combo handle. | Stock | 3717
1418ZW24 | Hammond enclosure, NEMA 12, 72 x 48 x 24in (HxWxD), freestanding, carbon steel, ANSI 61 gray, powder coat finish, double-door, 3-point keylocking handle. | Stock | 3850
1418ZWD24 | Hammond enclosure, NEMA 12, 72 x 48 x 24in (HxWxD), freestanding, dual access, carbon steel, ANSI 61 gray, powder coat finish, double-door, 3-point keylocking handle. | Stock | 4126
SCE-724824SSFSD | Saginaw enclosure, NEMA 3R/12/13, 72 x 48 x 24in (HxWxD), freestanding, 304 stainless steel, #4 brush finish, double-door, 3-point keylocking/padlocking combo handle. | Stock | 8502
SCE-72EL4824SSFSD | Saginaw Enviroline series enclosure, NEMA 3R/4/4X/12/13, 72 x 48 x 24in (HxWxD), freestanding, 304 stainless steel, #4 brush finish, 2-door, 3-point keylocking/padlocking combo handle. | Stock | 9146
HN4FS724824SS | Hammond enclosure, NEMA 3R/4X/12/13, 72 x 48 x 24in (HxWxD), freestanding, 304 stainless steel, #4 brush finish, double-door, 3-point 316 stainless steel padlocking handle. | Stock | 9617
WA724824SSFSDN43PT | Wiegmann enclosure, NEMA 4/4X/12, 72 x 48 x 24in (HxWxD), freestanding, 304 stainless steel, No. 3 intermediate polished finish, 2-door, 3-point 316L padlocking handle. | Stock | 8183
HN4FS724824DASS | Hammond enclosure, NEMA 3R/4X/12/13, 72 x 48 x 24in (HxWxD), freestanding, dual access, 304 stainless steel, #4 brush finish, double-door, 3-point 316 stainless steel padlocking handle. | Stock | 10888
SCE-72EL4824SS6FSD | Saginaw Enviroline series enclosure, NEMA 3R/4/4X/12/13, 72 x 48 x 24in (HxWxD), freestanding, 316L stainless steel, #4 brush finish, 2-door, 3-point keylocking/padlocking combo handle. | Stock | 11177
SCE-72EL6012SSST | Saginaw Enviroline series enclosure, slope top, NEMA 3R/4/4X/12/13, 72 x 60 x 12in (HxWxD), freestanding, 304 stainless steel, #4 brush finish, 2-door, 3-point 304 stainless steel padlocking handle. | Stock | 11229
SCE-72EL6012SS6ST | Saginaw Enviroline series enclosure, slope top, NEMA 3R/4/4X/12/13, 72 x 60 x 12in (HxWxD), freestanding, 316L stainless steel, #4 brush finish, 2-door, 3-point 304 stainless steel padlocking handle. | Stock | 13850
SCE-726018FSD | Saginaw enclosure, NEMA 3R/12/13, 72 x 60 x 18in (HxWxD), freestanding, carbon steel, ANSI 61 gray, powder coat finish, double-door, 3-point keylocking/padlocking combo handle. | Stock | 3040
WRD726018FSD4 | Wiegmann KwikHinge series enclosure, NEMA 3R/4/12, 72 x 60 x 18in (HxWxD), freestanding, carbon steel, ANSI 61 gray, powder coat finish, 2-door, 3-point keylocking/padlocking combo handle. | Stock | 3264
1418ZX18 | Hammond enclosure, NEMA 12, 72 x 60 x 18in (HxWxD), freestanding, carbon steel, ANSI 61 gray, powder coat finish, double-door, 3-point keylocking handle. | Stock | 3884
SCE-72EL6018FSD | Saginaw Enviroline series enclosure, NEMA 3R/4/12/13, 72 x 60 x 18in (HxWxD), freestanding, carbon steel, ANSI 61 gray, powder coat finish, 2-door, 3-point keylocking/padlocking combo handle. | Stock | 3829
SCE-726018SSFSD | Saginaw enclosure, NEMA 3R/12/13, 72 x 60 x 18in (HxWxD), freestanding, 304 stainless steel, #4 brush finish, double-door, 3-point keylocking/padlocking combo handle. | Stock | 8829
SCE-72EL6018SSFSD | Saginaw Enviroline series enclosure, NEMA 3R/4/4X/12/13, 72 x 60 x 18in (HxWxD), freestanding, 304 stainless steel, #4 brush finish, 2-door, 3-point keylocking/padlocking combo handle. | Stock | 9473
HN4FS726018SS | Hammond enclosure, NEMA 3R/4X/12/13, 72 x 60 x 18in (HxWxD), freestanding, 304 stainless steel, #4 brush finish, double-door, 3-point 316 stainless steel padlocking handle. | Stock | 9987
SCE-72EL6018SS6FSD | Saginaw Enviroline series enclosure, NEMA 3R/4/4X/12/13, 72 x 60 x 18in (HxWxD), freestanding, 316L stainless steel, #4 brush finish, 2-door, 3-point keylocking/padlocking combo handle. | Stock | 11577
SCE-72EL6018SSST | Saginaw Enviroline series enclosure, slope top, NEMA 3R/4/4X/12/13, 72 x 60 x 18in (HxWxD), freestanding, 304 stainless steel, #4 brush finish, 2-door, 3-point 304 stainless steel padlocking handle. | Stock | 11469
SCE-72EL6018SS6ST | Saginaw Enviroline series enclosure, slope top, NEMA 3R/4/4X/12/13, 72 x 60 x 18in (HxWxD), freestanding, 316L stainless steel, #4 brush finish, 2-door, 3-point 304 stainless steel padlocking handle. | Stock | 14145
SCE-726024FSD | Saginaw enclosure, NEMA 3R/12/13, 72 x 60 x 24in (HxWxD), freestanding, carbon steel, ANSI 61 gray, powder coat finish, double-door, 3-point keylocking/padlocking combo handle. | Stock | 3290
SCE-72EL6024FSD | Saginaw Enviroline series enclosure, NEMA 3R/4/12/13, 72 x 60 x 24in (HxWxD), freestanding, carbon steel, ANSI 61 gray, powder coat finish, 2-door, 3-point keylocking/padlocking combo handle. | Stock | 4044
SCE-726024FSDAD | Saginaw enclosure, NEMA 3R/12/13, 72 x 60 x 24in (HxWxD), freestanding, dual access, carbon steel, ANSI 61 gray, powder coat finish, overlapping double-door, 3-point keylocking/padlocking combo handle. | Stock | 4057
1418ZX24 | Hammond enclosure, NEMA 12, 72 x 60 x 24in (HxWxD), freestanding, carbon steel, ANSI 61 gray, powder coat finish, double-door, 3-point keylocking handle. | Stock | 4254
1418ZXD24 | Hammond enclosure, NEMA 12, 72 x 60 x 24in (HxWxD), freestanding, dual access, carbon steel, ANSI 61 gray, powder coat finish, double-door, 3-point keylocking handle. | Stock | 4540
SCE-726024SSFSD | Saginaw enclosure, NEMA 3R/12/13, 72 x 60 x 24in (HxWxD), freestanding, 304 stainless steel, #4 brush finish, double-door, 3-point keylocking/padlocking combo handle. | Stock | 9553
SCE-72EL6024SSFSD | Saginaw Enviroline series enclosure, NEMA 3R/4/4X/12/13, 72 x 60 x 24in (HxWxD), freestanding, 304 stainless steel, #4 brush finish, 2-door, 3-point keylocking/padlocking combo handle. | Stock | 10197
HN4FS726024SS | Hammond enclosure, NEMA 3R/4X/12/13, 72 x 60 x 24in (HxWxD), freestanding, 304 stainless steel, #4 brush finish, double-door, 3-point 316 stainless steel padlocking handle. | Stock | 10787
HN4FS726024DASS | Hammond enclosure, NEMA 3R/4X/12/13, 72 x 60 x 24in (HxWxD), freestanding, dual access, 304 stainless steel, #4 brush finish, double-door, 3-point 316 stainless steel padlocking handle. | Stock | 12261
SCE-72EL6024SS6FSD | Saginaw Enviroline series enclosure, NEMA 3R/4/4X/12/13, 72 x 60 x 24in (HxWxD), freestanding, 316L stainless steel, #4 brush finish, 2-door, 3-point keylocking/padlocking combo handle. | Stock | 12461
SCE-726036FSD | Saginaw enclosure, NEMA 3R/12/13, 72 x 60 x 36in (HxWxD), freestanding, carbon steel, ANSI 61 gray, powder coat finish, double-door, 3-point keylocking/padlocking combo handle. | Stock | 3784
SCE-72EL6036FSD | Saginaw Enviroline series enclosure, NEMA 3R/4/12/13, 72 x 60 x 36in (HxWxD), freestanding, carbon steel, ANSI 61 gray, powder coat finish, 2-door, 3-point keylocking/padlocking combo handle. | Stock | 4446
WRD726036FSD4 | Wiegmann KwikHinge series enclosure, NEMA 3R/4/12, 72 x 60 x 36in (HxWxD), freestanding, carbon steel, ANSI 61 gray, powder coat finish, 2-door, 3-point keylocking/padlocking combo handle. | Stock | 4126
SCE-726036FSDAD | Saginaw enclosure, NEMA 3R/12/13, 72 x 60 x 36in (HxWxD), freestanding, dual access, carbon steel, ANSI 61 gray, powder coat finish, overlapping double-door, 3-point keylocking/padlocking combo handle. | Stock | 4559
1418ZX36 | Hammond enclosure, NEMA 12, 72 x 60 x 36in (HxWxD), freestanding, carbon steel, ANSI 61 gray, powder coat finish, double-door, 3-point keylocking handle. | Stock | 4781
1418ZXD36 | Hammond enclosure, NEMA 12, 72 x 60 x 36in (HxWxD), freestanding, dual access, carbon steel, ANSI 61 gray, powder coat finish, double-door, 3-point keylocking handle. | Stock | 5107
SCE-726036SSFSD | Saginaw enclosure, NEMA 3R/12/13, 72 x 60 x 36in (HxWxD), freestanding, 304 stainless steel, #4 brush finish, double-door, 3-point keylocking/padlocking combo handle. | Stock | 10990
SCE-72EL6036SSFSD | Saginaw Enviroline series enclosure, NEMA 3R/4/4X/12/13, 72 x 60 x 36in (HxWxD), freestanding, 304 stainless steel, #4 brush finish, 2-door, 3-point keylocking/padlocking combo handle. | Stock | 11634
HN4FS726036SS | Hammond enclosure, NEMA 3R/4X/12/13, 72 x 60 x 36in (HxWxD), freestanding, 304 stainless steel, #4 brush finish, double-door, 3-point 316 stainless steel padlocking handle. | Stock | 12436
HN4FS726036DASS | Hammond enclosure, NEMA 3R/4X/12/13, 72 x 60 x 36in (HxWxD), freestanding, dual access, 304 stainless steel, #4 brush finish, double-door, 3-point 316 stainless steel padlocking handle. | Stock | 14094
SCE-72EL6036SS6FSD | Saginaw Enviroline series enclosure, NEMA 3R/4/4X/12/13, 72 x 60 x 36in (HxWxD), freestanding, 316L stainless steel, #4 brush finish, 2-door, 3-point keylocking/padlocking combo handle. | Stock | 14216
SCE-72EL7212SSST | Saginaw Enviroline series enclosure, slope top, NEMA 3R/4/4X/12/13, 72 x 72 x 12in (HxWxD), freestanding, 304 stainless steel, #4 brush finish, 2-door, 3-point 304 stainless steel padlocking handle. | Stock | 12126
SCE-72EL7212SS6ST | Saginaw Enviroline series enclosure, slope top, NEMA 3R/4/4X/12/13, 72 x 72 x 12in (HxWxD), freestanding, 316L stainless steel, #4 brush finish, 2-door, 3-point 304 stainless steel padlocking handle. | Stock | 14956
SCE-727218FSD | Saginaw enclosure, NEMA 3R/12/13, 72 x 72 x 18in (HxWxD), freestanding, carbon steel, ANSI 61 gray, powder coat finish, double-door, 3-point keylocking/padlocking combo handle. | Stock | 3378
1418ZY18 | Hammond enclosure, NEMA 12, 72 x 72 x 18in (HxWxD), freestanding, carbon steel, ANSI 61 gray, powder coat finish, double-door, 3-point keylocking handle. | Stock | 4248
SCE-72EL7218FSD | Saginaw Enviroline series enclosure, NEMA 3R/4/12/13, 72 x 72 x 18in (HxWxD), freestanding, carbon steel, ANSI 61 gray, powder coat finish, 2-door, 3-point keylocking/padlocking combo handle. | Stock | 4141
WA727218FSD | Wiegmann enclosure, NEMA 12, 72 x 72 x 18in (HxWxD), freestanding, carbon steel, ANSI 61 gray, powder coat finish, double-door, 3-point keylocking/padlocking combo handle. | Stock | 4169
SCE-727218SSFSD | Saginaw enclosure, NEMA 3R/12/13, 72 x 72 x 18in (HxWxD), freestanding, 304 stainless steel, #4 brush finish, double-door, 3-point keylocking/padlocking combo handle. | Stock | 9810
SCE-72EL7218SSFSD | Saginaw Enviroline series enclosure, NEMA 3R/4/4X/12/13, 72 x 72 x 18in (HxWxD), freestanding, 304 stainless steel, #4 brush finish, 2-door, 3-point keylocking/padlocking combo handle. | Stock | 10476
HN4FS727218SS | Hammond enclosure, NEMA 3R/4X/12/13, 72 x 72 x 18in (HxWxD), freestanding, 304 stainless steel, #4 brush finish, double-door, 3-point 316 stainless steel padlocking handle. | Stock | 11092
SCE-72EL7218SS6FSD | Saginaw Enviroline series enclosure, NEMA 3R/4/4X/12/13, 72 x 72 x 18in (HxWxD), freestanding, 316L stainless steel, #4 brush finish, 2-door, 3-point keylocking/padlocking combo handle. | Stock | 12802
SCE-72EL7218SSST | Saginaw Enviroline series enclosure, slope top, NEMA 3R/4/4X/12/13, 72 x 72 x 18in (HxWxD), freestanding, 304 stainless steel, #4 brush finish, 2-door, 3-point 304 stainless steel padlocking handle. | Stock | 13034
SCE-72EL7218SS6ST | Saginaw Enviroline series enclosure, slope top, NEMA 3R/4/4X/12/13, 72 x 72 x 18in (HxWxD), freestanding, 316L stainless steel, #4 brush finish, 2-door, 3-point 304 stainless steel padlocking handle. | Stock | 16075
SCE-727224FSD | Saginaw enclosure, NEMA 3R/12/13, 72 x 72 x 24in (HxWxD), freestanding, carbon steel, ANSI 61 gray, powder coat finish, double-door, 3-point keylocking/padlocking combo handle. | Stock | 3651
WRD727224FSD4 | Wiegmann KwikHinge series enclosure, NEMA 3R/4/12, 72 x 72 x 24in (HxWxD), freestanding, carbon steel, ANSI 61 gray, powder coat finish, 2-door, 3-point keylocking/padlocking combo handle. | Stock | 3995
SCE-72EL7224FSD | Saginaw Enviroline series enclosure, NEMA 3R/4/12/13, 72 x 72 x 24in (HxWxD), freestanding, carbon steel, ANSI 61 gray, powder coat finish, 2-door, 3-point keylocking/padlocking combo handle. | Stock | 4363
1418ZY24 | Hammond enclosure, NEMA 12, 72 x 72 x 24in (HxWxD), freestanding, carbon steel, ANSI 61 gray, powder coat finish, double-door, 3-point keylocking handle. | Stock | 4527
SCE-727224FSDAD | Saginaw enclosure, NEMA 3R/12/13, 72 x 72 x 24in (HxWxD), freestanding, dual access, carbon steel, ANSI 61 gray, powder coat finish, overlapping double-door, 3-point keylocking/padlocking combo handle. | Stock | 4424
WA727224FSD | Wiegmann enclosure, NEMA 12, 72 x 72 x 24in (HxWxD), freestanding, carbon steel, ANSI 61 gray, powder coat finish, double-door, 3-point keylocking/padlocking combo handle. | Stock | 4443
1418ZYD24 | Hammond enclosure, NEMA 12, 72 x 72 x 24in (HxWxD), freestanding, dual access, carbon steel, ANSI 61 gray, powder coat finish, double-door, 3-point keylocking handle. | Stock | 4953
SCE-727224SSFSD | Saginaw enclosure, NEMA 3R/12/13, 72 x 72 x 24in (HxWxD), freestanding, 304 stainless steel, #4 brush finish, double-door, 3-point keylocking/padlocking combo handle. | Stock | 10603
SCE-72EL7224SSFSD | Saginaw Enviroline series enclosure, NEMA 3R/4/4X/12/13, 72 x 72 x 24in (HxWxD), freestanding, 304 stainless steel, #4 brush finish, 2-door, 3-point keylocking/padlocking combo handle. | Stock | 11269
HN4FS727224SS | Hammond enclosure, NEMA 3R/4X/12/13, 72 x 72 x 24in (HxWxD), freestanding, 304 stainless steel, #4 brush finish, double-door, 3-point 316 stainless steel padlocking handle. | Stock | 11993
HN4FS727224DASS | Hammond enclosure, NEMA 3R/4X/12/13, 72 x 72 x 24in (HxWxD), freestanding, dual access, 304 stainless steel, #4 brush finish, double-door, 3-point 316 stainless steel padlocking handle. | Stock | 13592
SCE-72EL7224SS6FSD | Saginaw Enviroline series enclosure, NEMA 3R/4/4X/12/13, 72 x 72 x 24in (HxWxD), freestanding, 316L stainless steel, #4 brush finish, 2-door, 3-point keylocking/padlocking combo handle. | Stock | 13771
SCE-72EL7224SSST | Saginaw Enviroline series enclosure, slope top, NEMA 3R/4/4X/12/13, 72 x 72 x 24in (HxWxD), freestanding, 304 stainless steel, #4 brush finish, 2-door, 3-point 304 stainless steel padlocking handle. | Stock | 13496
SCE-72EL7224SS6ST | Saginaw Enviroline series enclosure, slope top, NEMA 3R/4/4X/12/13, 72 x 72 x 24in (HxWxD), freestanding, 316L stainless steel, #4 brush finish, 2-door, 3-point 304 stainless steel padlocking handle. | Stock | 16646
2STFS747512SS | Hammond enclosure, slope top, NEMA 3R/4/4X/12/13, 74 x 75 x 12in (HxWxD), freestanding, 304 stainless steel, #4 brush finish, double-door, 3-point 316 stainless steel padlocking handle. | Stock | 13773
2STFS747512S16 | Hammond enclosure, slope top, NEMA 3R/4/4X/12/13, 74 x 75 x 12in (HxWxD), freestanding, 316 stainless steel, #4 brush finish, double-door, 3-point 316 stainless steel padlocking handle. | Stock | 16472
2STFS747518SS | Hammond enclosure, slope top, NEMA 3R/4/4X/12/13, 74 x 75 x 18in (HxWxD), freestanding, 304 stainless steel, #4 brush finish, double-door, 3-point 316 stainless steel padlocking handle. | Stock | 15013
2STFS747518S16 | Hammond enclosure, slope top, NEMA 3R/4/4X/12/13, 74 x 75 x 18in (HxWxD), freestanding, 316 stainless steel, #4 brush finish, double-door, 3-point 316 stainless steel padlocking handle. | Stock | 17961
2STFS747524SS | Hammond enclosure, slope top, NEMA 3R/4/4X/12/13, 74 x 75 x 24in (HxWxD), freestanding, 304 stainless steel, #4 brush finish, double-door, 3-point 316 stainless steel padlocking handle. | Stock | 16167
2STFS747524S16 | Hammond enclosure, slope top, NEMA 3R/4/4X/12/13, 74 x 75 x 24in (HxWxD), freestanding, 316 stainless steel, #4 brush finish, double-door, 3-point 316 stainless steel padlocking handle. | Stock | 19349
1422MD3 | Hammond enclosure, NEMA 12, 86 x 112 x 14in (HxWxD), freestanding, carbon steel, ANSI 61 gray, powder coat finish, 3-door, 3-point keylocking handle. | Stock | 10053
1422MD320 | Hammond enclosure, NEMA 12, 86 x 112 x 20in (HxWxD), freestanding, carbon steel, ANSI 61 gray, powder coat finish, 3-door, 3-point keylocking handle. | Stock | 10344
1422MD4 | Hammond enclosure, NEMA 12, 86 x 149 x 14in (HxWxD), freestanding, carbon steel, ANSI 61 gray, powder coat finish, 4-door, 3-point keylocking handle. | Stock | 12386
1422MD420 | Hammond enclosure, NEMA 12, 86 x 149 x 20in (HxWxD), freestanding, carbon steel, ANSI 61 gray, powder coat finish, 4-door, 3-point keylocking handle. | Stock | 12768
1418YW20 | Hammond enclosure, NEMA 12, 90 x 24 x 20in (HxWxD), freestanding, carbon steel, ANSI 61 gray, powder coat finish, single-door, 3-point keylocking handle. | Stock | 2413
SCE-90EL2420FS | Saginaw Enviroline series enclosure, NEMA 3R/4/12/13, 90 x 24 x 20in (HxWxD), freestanding, carbon steel, ANSI 61 gray, powder coat finish, single-door, 3-point keylocking/padlocking combo handle. | Stock | 2133
SCE-90EL2420SSFS | Saginaw Enviroline series enclosure, NEMA 3R/4/4X/12/13, 90 x 24 x 20in (HxWxD), freestanding, 304 stainless steel, #4 brush finish, single-door, 3-point keylocking/padlocking combo handle. | Stock | 5254
HN4FS902420SS | Hammond enclosure, NEMA 3R/4/4X/12/13, 90 x 24 x 20in (HxWxD), freestanding, 304 stainless steel, #4 brush finish, single-door, 3-point 316 stainless steel padlocking handle. | Stock | 6013
SCE-90EL2420SS6FS | Saginaw Enviroline series enclosure, NEMA 3R/4/4X/12/13, 90 x 24 x 20in (HxWxD), freestanding, 316L stainless steel, #4 brush finish, single-door, 3-point keylocking/padlocking combo handle. | Stock | 6390
WRD902420SSFSN4 | Wiegmann KwikHinge series enclosure, NEMA 3R/4/4X/12, 90 x 24 x 20in (HxWxD), freestanding mount, 304 stainless steel, No. 3 intermediate polished finish, single-door, 3-point keylocking/padlocking combo handle. | Stock | 6456
HN4FS902420S16 | Hammond enclosure, NEMA 3R/4/4X/12/13, 90 x 24 x 20in (HxWxD), freestanding, 316 stainless steel, #4 brush finish, single-door, 3-point 316 stainless steel padlocking handle. | Stock | 7838
SCE-903620FS | Saginaw enclosure, NEMA 3R/12/13, 90 x 36 x 20in (HxWxD), freestanding, carbon steel, ANSI 61 gray, powder coat finish, single-door, 3-point keylocking/padlocking combo handle. | Stock | 2546
WRD903620FS4 | Wiegmann KwikHinge series enclosure, NEMA 3R/4/12, 90 x 36 x 20in (HxWxD), freestanding, carbon steel, ANSI 61 gray, powder coat finish, single-door, 3-point keylocking/padlocking combo handle. | Stock | 2601
1418YY20 | Hammond enclosure, NEMA 12, 90 x 36 x 20in (HxWxD), freestanding, carbon steel, ANSI 61 gray, powder coat finish, single-door, 3-point keylocking handle. | Stock | 2850
SCE-90EL3620SSFS | Saginaw Enviroline series enclosure, NEMA 3R/4/4X/12/13, 90 x 36 x 20in (HxWxD), freestanding, 304 stainless steel, #4 brush finish, single-door, 3-point keylocking/padlocking combo handle. | Stock | 6496
HN4FS903620SS | Hammond enclosure, NEMA 3R/4/4X/12/13, 90 x 36 x 20in (HxWxD), freestanding, 304 stainless steel, #4 brush finish, single-door, 3-point 316 stainless steel padlocking handle. | Stock | 7313
WA903620SSFSN43PT | Wiegmann enclosure, NEMA 3/4/4X/12, 90 x 36 x 20in (HxWxD), freestanding, 304 stainless steel, No. 3 intermediate polished finish, single-door, 3-point 316L padlocking handle. | Stock | 7057
SCE-90EL3620SS6FS | Saginaw Enviroline series enclosure, NEMA 3R/4/4X/12/13, 90 x 36 x 20in (HxWxD), freestanding, 316L stainless steel, #4 brush finish, single-door, 3-point keylocking/padlocking combo handle. | Stock | 7908
HN4FS903620S16 | Hammond enclosure, NEMA 3R/4/4X/12/13, 90 x 36 x 20in (HxWxD), freestanding, 316 stainless steel, #4 brush finish, single-door, 3-point 316 stainless steel padlocking handle. | Stock | 9527
SCE-903624FS | Saginaw enclosure, NEMA 3R/12/13, 90 x 36 x 24in (HxWxD), freestanding, carbon steel, ANSI 61 gray, powder coat finish, single-door, 3-point keylocking/padlocking combo handle. | Stock | 2708
SCE-90EL3624FS | Saginaw Enviroline series enclosure, NEMA 3R/4/12/13, 90 x 36 x 24in (HxWxD), freestanding, carbon steel, ANSI 61 gray, powder coat finish, single-door, 3-point keylocking/padlocking combo handle. | Stock | 2784
SCE-903624FSDA | Saginaw enclosure, NEMA 3R/12/13, 90 x 36 x 24in (HxWxD), freestanding, dual access, carbon steel, ANSI 61 gray, powder coat finish, single-door, 3-point keylocking/padlocking combo handle. | Stock | 3130
1418YY24 | Hammond enclosure, NEMA 12, 90 x 36 x 24in (HxWxD), freestanding, carbon steel, ANSI 61 gray, powder coat finish, single-door, 3-point keylocking handle. | Stock | 3043
1418YYD24 | Hammond enclosure, NEMA 12, 90 x 36 x 24in (HxWxD), freestanding, dual access, carbon steel, ANSI 61 gray, powder coat finish, single-door, 3-point keylocking handle. | Stock | 3485
SCE-90EL3624SSFS | Saginaw Enviroline series enclosure, NEMA 3R/4/4X/12/13, 90 x 36 x 24in (HxWxD), freestanding, 304 stainless steel, #4 brush finish, single-door, 3-point keylocking/padlocking combo handle. | Stock | 7044
HN4FS903624SS | Hammond enclosure, NEMA 3R/4/4X/12/13, 90 x 36 x 24in (HxWxD), freestanding, 304 stainless steel, #4 brush finish, single-door, 3-point 316 stainless steel padlocking handle. | Stock | 7822
WA903624SSFSN43PT | Wiegmann enclosure, NEMA 3/4/4X/12, 90 x 36 x 24in (HxWxD), freestanding, 304 stainless steel, No. 3 intermediate polished finish, single-door, 3-point 316L padlocking handle. | Stock | 7543
SCE-90EL3624SS6FS | Saginaw Enviroline series enclosure, NEMA 3R/4/4X/12/13, 90 x 36 x 24in (HxWxD), freestanding, 316L stainless steel, #4 brush finish, single-door, 3-point keylocking/padlocking combo handle. | Stock | 8577
HN4FS903624DASS | Hammond enclosure, NEMA 3R/4/4X/12/13, 90 x 36 x 24in (HxWxD), freestanding, dual access, 304 stainless steel, #4 brush finish, single-door, 3-point 316 stainless steel padlocking handle. | Stock | 9137
HN4FS903624S16 | Hammond enclosure, NEMA 3R/4/4X/12/13, 90 x 36 x 24in (HxWxD), freestanding, 316 stainless steel, #4 brush finish, single-door, 3-point 316 stainless steel padlocking handle. | Stock | 10183
HN4FS903624DS16 | Hammond enclosure, NEMA 3R/4/4X/12/13, 90 x 36 x 24in (HxWxD), freestanding, dual access, 316 stainless steel, #4 brush finish, single-door, 3-point 316 stainless steel padlocking handle. | Stock | 11891
SCE-903636FS | Saginaw enclosure, NEMA 3R/12/13, 90 x 36 x 36in (HxWxD), freestanding, carbon steel, ANSI 61 gray, powder coat finish, single-door, 3-point keylocking/padlocking combo handle. | Stock | 3184
WRD903636FS4 | Wiegmann KwikHinge series enclosure, NEMA 3R/4/12, 90 x 36 x 36in (HxWxD), freestanding, carbon steel, ANSI 61 gray, powder coat finish, single-door, 3-point keylocking/padlocking combo handle. | Stock | 3491
SCE-903636FSDA | Saginaw enclosure, NEMA 3R/12/13, 90 x 36 x 36in (HxWxD), freestanding, dual access, carbon steel, ANSI 61 gray, powder coat finish, single-door, 3-point keylocking/padlocking combo handle. | Stock | 3686
1418YY36 | Hammond enclosure, NEMA 12, 90 x 36 x 36in (HxWxD), freestanding, carbon steel, ANSI 61 gray, powder coat finish, single-door, 3-point keylocking handle. | Stock | 3726
1418YYD36 | Hammond enclosure, NEMA 12, 90 x 36 x 36in (HxWxD), freestanding, dual access, carbon steel, ANSI 61 gray, powder coat finish, single-door, 3-point keylocking handle. | Stock | 4111
SCE-90EL3636SSFS | Saginaw Enviroline series enclosure, NEMA 3R/4/4X/12/13, 90 x 36 x 36in (HxWxD), freestanding, 304 stainless steel, #4 brush finish, single-door, 3-point keylocking/padlocking combo handle. | Stock | 8195
HN4FS903636SS | Hammond enclosure, NEMA 3R/4/4X/12/13, 90 x 36 x 36in (HxWxD), freestanding, 304 stainless steel, #4 brush finish, single-door, 3-point 316 stainless steel padlocking handle. | Stock | 9297
SCE-90EL3636SS6FS | Saginaw Enviroline series enclosure, NEMA 3R/4/4X/12/13, 90 x 36 x 36in (HxWxD), freestanding, 316L stainless steel, #4 brush finish, single-door, 3-point keylocking/padlocking combo handle. | Stock | 9984
WRD903636SSFSN4 | Wiegmann KwikHinge series enclosure, NEMA 3R/4/4X/12, 90 x 36 x 36in (HxWxD), freestanding mount, 304 stainless steel, No. 3 intermediate polished finish, single-door, 3-point keylocking/padlocking combo handle. | Stock | 9983
HN4FS903636DASS | Hammond enclosure, NEMA 3R/4/4X/12/13, 90 x 36 x 36in (HxWxD), freestanding, dual access, 304 stainless steel, #4 brush finish, single-door, 3-point 316 stainless steel padlocking handle. | Stock | 10860
HN4FS903636S16 | Hammond enclosure, NEMA 3R/4/4X/12/13, 90 x 36 x 36in (HxWxD), freestanding, 316 stainless steel, #4 brush finish, single-door, 3-point 316 stainless steel padlocking handle. | Stock | 12107
HN4FS903636DS16 | Hammond enclosure, NEMA 3R/4/4X/12/13, 90 x 36 x 36in (HxWxD), freestanding, dual access, 316 stainless steel, #4 brush finish, single-door, 3-point 316 stainless steel padlocking handle. | Stock | 14133
SCE-904820FSD | Saginaw enclosure, NEMA 3R/12/13, 90 x 48 x 20in (HxWxD), freestanding, carbon steel, ANSI 61 gray, powder coat finish, double-door, 3-point keylocking/padlocking combo handle. | Stock | 3366
WRD904820FSD4 | Wiegmann KwikHinge series enclosure, NEMA 3R/4/12, 90 x 48 x 20in (HxWxD), freestanding, carbon steel, ANSI 61 gray, powder coat finish, 2-door, 3-point keylocking/padlocking combo handle. | Stock | 3393
1418BW20 | Hammond enclosure, NEMA 12, 90 x 48 x 20in (HxWxD), freestanding, carbon steel, ANSI 61 gray, powder coat finish, double-door, 3-point keylocking handle. | Stock | 4022
SCE-90EL4820FSD | Saginaw Enviroline series enclosure, NEMA 3R/4/12/13, 90 x 48 x 20in (HxWxD), freestanding, carbon steel, ANSI 61 gray, powder coat finish, 2-door, 3-point keylocking/padlocking combo handle. | Stock | 4179
SCE-904820SSFSD | Saginaw enclosure, NEMA 3R/12/13, 90 x 48 x 20in (HxWxD), freestanding, 304 stainless steel, #4 brush finish, double-door, 3-point keylocking/padlocking combo handle. | Stock | 9325
SCE-90EL4820SSFSD | Saginaw Enviroline series enclosure, NEMA 3R/4/4X/12/13, 90 x 48 x 20in (HxWxD), freestanding, 304 stainless steel, #4 brush finish, 2-door, 3-point keylocking/padlocking combo handle. | Stock | 10054
HN4FS904820SS | Hammond enclosure, NEMA 3R/4X/12/13, 90 x 48 x 20in (HxWxD), freestanding, 304 stainless steel, #4 brush finish, double-door, 3-point 316 stainless steel padlocking handle. | Stock | 10379
SCE-90EL4820SS6FSD | Saginaw Enviroline series enclosure, NEMA 3R/4/4X/12/13, 90 x 48 x 20in (HxWxD), freestanding, 316L stainless steel, #4 brush finish, 2-door, 3-point keylocking/padlocking combo handle. | Stock | 12255
SCE-904824FSD | Saginaw enclosure, NEMA 3R/12/13, 90 x 48 x 24in (HxWxD), freestanding, carbon steel, ANSI 61 gray, powder coat finish, double-door, 3-point keylocking/padlocking combo handle. | Stock | 3492
SCE-906020FSD | Saginaw enclosure, NEMA 3R/12/13, 90 x 60 x 20in (HxWxD), freestanding, carbon steel, ANSI 61 gray, powder coat finish, double-door, 3-point keylocking/padlocking combo handle. | Stock | 3736
SCE-907220FSD | Saginaw enclosure, NEMA 3R/12/13, 90 x 72 x 20in (HxWxD), freestanding, carbon steel, ANSI 61 gray, powder coat finish, double-door, 3-point keylocking/padlocking combo handle. | Stock | 4136
WRD907220FSD4 | Wiegmann KwikHinge series enclosure, NEMA 3R/4/12, 90 x 72 x 20in (HxWxD), freestanding, carbon steel, ANSI 61 gray, powder coat finish, 2-door, 3-point keylocking/padlocking combo handle. | Stock | 4299
SCE-90EL7220FSD | Saginaw Enviroline series enclosure, NEMA 3R/4/12/13, 90 x 72 x 20in (HxWxD), freestanding, carbon steel, ANSI 61 gray, powder coat finish, 2-door, 3-point keylocking/padlocking combo handle. | Stock | 4872
1418BY20 | Hammond enclosure, NEMA 12, 90 x 72 x 20in (HxWxD), freestanding, carbon steel, ANSI 61 gray, powder coat finish, double-door, 3-point keylocking handle. | Stock | 4875
SCE-907220SSFSD | Saginaw enclosure, NEMA 3R/12/13, 90 x 72 x 20in (HxWxD), freestanding, 304 stainless steel, #4 brush finish, double-door, 3-point keylocking/padlocking combo handle. | Stock | 11723
SCE-90EL7220SSFSD | Saginaw Enviroline series enclosure, NEMA 3R/4/4X/12/13, 90 x 72 x 20in (HxWxD), freestanding, 304 stainless steel, #4 brush finish, 2-door, 3-point keylocking/padlocking combo handle. | Stock | 12454
HN4FS907220SS | Hammond enclosure, NEMA 3R/4X/12/13, 90 x 72 x 20in (HxWxD), freestanding, 304 stainless steel, #4 brush finish, double-door, 3-point 316 stainless steel padlocking handle. | Stock | 13098
SCE-90EL7220SS6FSD | Saginaw Enviroline series enclosure, NEMA 3R/4/4X/12/13, 90 x 72 x 20in (HxWxD), freestanding, 316L stainless steel, #4 brush finish, 2-door, 3-point keylocking/padlocking combo handle. | Stock | 15189
SCE-907224FSD | Saginaw enclosure, NEMA 3R/12/13, 90 x 72 x 24in (HxWxD), freestanding, carbon steel, ANSI 61 gray, powder coat finish, double-door, 3-point keylocking/padlocking combo handle. | Stock | 4300
WRD907224FSD4 | Wiegmann KwikHinge series enclosure, NEMA 3R/4/12, 90 x 72 x 24in (HxWxD), freestanding, carbon steel, ANSI 61 gray, powder coat finish, 2-door, 3-point keylocking/padlocking combo handle. | Stock | 4481
SCE-90EL7224FSD | Saginaw Enviroline series enclosure, NEMA 3R/4/12/13, 90 x 72 x 24in (HxWxD), freestanding, carbon steel, ANSI 61 gray, powder coat finish, 2-door, 3-point keylocking/padlocking combo handle. | Stock | 5034
1418BY24 | Hammond enclosure, NEMA 12, 90 x 72 x 24in (HxWxD), freestanding, carbon steel, ANSI 61 gray, powder coat finish, double-door, 3-point keylocking handle. | Stock | 5085
SCE-907224FSDAD | Saginaw enclosure, NEMA 3R/12/13, 90 x 72 x 24in (HxWxD), freestanding, dual access, carbon steel, ANSI 61 gray, powder coat finish, overlapping double-door, 3-point keylocking/padlocking combo handle. | Stock | 5131
1418BYD24 | Hammond enclosure, NEMA 12, 90 x 72 x 24in (HxWxD), freestanding, dual access, carbon steel, ANSI 61 gray, powder coat finish, double-door, 3-point keylocking handle. | Stock | 5568
SCE-907224SSFSD | Saginaw enclosure, NEMA 3R/12/13, 90 x 72 x 24in (HxWxD), freestanding, 304 stainless steel, #4 brush finish, double-door, 3-point keylocking/padlocking combo handle. | Stock | 12308
SCE-90EL7224SSFSD | Saginaw Enviroline series enclosure, NEMA 3R/4/4X/12/13, 90 x 72 x 24in (HxWxD), freestanding, 304 stainless steel, #4 brush finish, 2-door, 3-point keylocking/padlocking combo handle. | Stock | 13039
HN4FS907224SS | Hammond enclosure, NEMA 3R/4X/12/13, 90 x 72 x 24in (HxWxD), freestanding, 304 stainless steel, #4 brush finish, double-door, 3-point 316 stainless steel padlocking handle. | Stock | 13767
HN4FS907224DASS | Hammond enclosure, NEMA 3R/4X/12/13, 90 x 72 x 24in (HxWxD), freestanding, dual access, 304 stainless steel, #4 brush finish, double-door, 3-point 316 stainless steel padlocking handle. | Stock | 15604
SCE-90EL7224SS6FSD | Saginaw Enviroline series enclosure, NEMA 3R/4/4X/12/13, 90 x 72 x 24in (HxWxD), freestanding, 316L stainless steel, #4 brush finish, 2-door, 3-point keylocking/padlocking combo handle. | Stock | 15903
SCE-907236FSD | Saginaw enclosure, NEMA 3R/12/13, 90 x 72 x 36in (HxWxD), freestanding, carbon steel, ANSI 61 gray, powder coat finish, double-door, 3-point keylocking/padlocking combo handle. | Stock | 4794
SCE-90EL7236FSD | Saginaw Enviroline series enclosure, NEMA 3R/4/12/13, 90 x 72 x 36in (HxWxD), freestanding, carbon steel, ANSI 61 gray, powder coat finish, 2-door, 3-point keylocking/padlocking combo handle. | Stock | 5523
1418BY36 | Hammond enclosure, NEMA 12, 90 x 72 x 36in (HxWxD), freestanding, carbon steel, ANSI 61 gray, powder coat finish, double-door, 3-point keylocking handle. | Stock | 5849
SCE-907236SSFSD | Saginaw enclosure, NEMA 3R/12/13, 90 x 72 x 36in (HxWxD), freestanding, 304 stainless steel, #4 brush finish, double-door, 3-point keylocking/padlocking combo handle. | Stock | 14081
SCE-90EL7236SSFSD | Saginaw Enviroline series enclosure, NEMA 3R/4/4X/12/13, 90 x 72 x 36in (HxWxD), freestanding, 304 stainless steel, #4 brush finish, 2-door, 3-point keylocking/padlocking combo handle. | Stock | 14813
HN4FS907236SS | Hammond enclosure, NEMA 3R/4X/12/13, 90 x 72 x 36in (HxWxD), freestanding, 304 stainless steel, #4 brush finish, double-door, 3-point 316 stainless steel padlocking handle. | Stock | 15757
SCE-90EL7236SS6FSD | Saginaw Enviroline series enclosure, NEMA 3R/4/4X/12/13, 90 x 72 x 36in (HxWxD), freestanding, 316L stainless steel, #4 brush finish, 2-door, 3-point keylocking/padlocking combo handle. | Stock | 18071
Modular Enclosure Bays
SCE-N68L4018 | Saginaw NextGen series left enclosure bay, NEMA 3R/4/12/13, 68 x 40 x 18in (HxWxD), freestanding, carbon steel, ANSI 61 gray, polyester powder coat finish, single-door, 3-point padlocking combo handle. | Stock | 2144
SCE-N68C4018 | Saginaw NextGen series center enclosure bay, NEMA 3R/4/12/13, 68 x 40 x 18in (HxWxD), freestanding, carbon steel, ANSI 61 gray, polyester powder coat finish, single-door, 3-point padlocking combo handle. | Stock | 2093
SCE-N68L4018SS | Saginaw NextGen series left enclosure bay, NEMA 3R/4/4X/12/13, 68 x 40 x 18in (HxWxD), freestanding, 304 stainless steel, #4 brush finish, single-door, 3-point padlocking combo handle. | Stock | 5764
SCE-N68C4018SS | Saginaw NextGen series center enclosure bay, NEMA 3R/4/4X/12/13, 68 x 40 x 18in (HxWxD), freestanding, 304 stainless steel, #4 brush finish, single-door, 3-point padlocking combo handle. | Stock | 5629
SCE-N68L4018SS6 | Saginaw NextGen series left enclosure bay, NEMA 3R/4/4X/12/13, 68 x 40 x 18in (HxWxD), freestanding, 316 stainless steel, #4 brush finish, single-door, 3-point padlocking combo handle. | Stock | 7205
SCE-N68C4018SS6 | Saginaw NextGen series center enclosure bay, NEMA 3R/4/4X/12/13, 68 x 40 x 18in (HxWxD), freestanding, 316 stainless steel, #4 brush finish, single-door, 3-point padlocking combo handle. | Stock | 7036
SCE-N68L5418 | Saginaw NextGen series left enclosure bay, NEMA 3R/4/12/13, 68 x 54 x 18in (HxWxD), freestanding, carbon steel, ANSI 61 gray, polyester powder coat finish, 2-door, 3-point padlocking combo handle. | Stock | 3180
SCE-N68C5418 | Saginaw NextGen series center enclosure bay, NEMA 3R/4/12/13, 68 x 54 x 18in (HxWxD), freestanding, carbon steel, ANSI 61 gray, polyester powder coat finish, 2-door, 3-point padlocking combo handle. | Stock | 3180
SCE-N68L7818 | Saginaw NextGen series left enclosure bay, NEMA 3R/4/12/13, 68 x 78 x 18in (HxWxD), freestanding, carbon steel, ANSI 61 gray, polyester powder coat finish, 2-door, 3-point padlocking combo handle. | Stock | 3777
SCE-N68LU7818 | Saginaw NextGen series left enclosure bay, NEMA 3R/12/13, 68 x 78 x 18in (HxWxD), freestanding, carbon steel, ANSI 61 gray, polyester powder coat finish, overlapping double-door, 3-point padlocking combo handle. | Stock | 3777
SCE-N68C7818 | Saginaw NextGen series center enclosure bay, NEMA 3R/4/12/13, 68 x 78 x 18in (HxWxD), freestanding, carbon steel, ANSI 61 gray, polyester powder coat finish, 2-door, 3-point padlocking combo handle. | Stock | 3692
SCE-N68CU7818 | Saginaw NextGen series center enclosure bay, NEMA 3R/12/13, 68 x 78 x 18in (HxWxD), freestanding, carbon steel, ANSI 61 gray, polyester powder coat finish, overlapping double-door, 3-point padlocking combo handle. | Stock | 3777
SCE-N68RU7818 | Saginaw NextGen series right enclosure bay, NEMA 3R/12/13, 68 x 78 x 18in (HxWxD), freestanding, carbon steel, ANSI 61 gray, polyester powder coat finish, overlapping double-door, 3-point padlocking combo handle. | Stock | 3777
SCE-N68L7818SS | Saginaw NextGen series left enclosure bay, NEMA 3R/4/4X/12/13, 68 x 78 x 18in (HxWxD), freestanding, 304 stainless steel, #4 brush finish, 2-door, 3-point padlocking combo handle. | Stock | 10156
SCE-N68C7818SS | Saginaw NextGen series center enclosure bay, NEMA 3R/4/4X/12/13, 68 x 78 x 18in (HxWxD), freestanding, 304 stainless steel, #4 brush finish, 2-door, 3-point padlocking combo handle. | Stock | 9928
SCE-N68L7818SS6 | Saginaw NextGen series left enclosure bay, NEMA 3R/4/4X/12/13, 68 x 78 x 18in (HxWxD), freestanding, 316 stainless steel, #4 brush finish, 2-door, 3-point padlocking combo handle. | Stock | 12695
SCE-N68C7818SS6 | Saginaw NextGen series center enclosure bay, NEMA 3R/4/4X/12/13, 68 x 78 x 18in (HxWxD), freestanding, 316 stainless steel, #4 brush finish, 2-door, 3-point padlocking combo handle. | Stock | 12410
SCE-N80L4018 | Saginaw NextGen series left enclosure bay, NEMA 3R/4/12/13, 80 x 40 x 18in (HxWxD), freestanding, carbon steel, ANSI 61 gray, polyester powder coat finish, single-door, 3-point padlocking combo handle. | Stock | 2288
SCE-N80C4018 | Saginaw NextGen series center enclosure bay, NEMA 3R/4/12/13, 80 x 40 x 18in (HxWxD), freestanding, carbon steel, ANSI 61 gray, polyester powder coat finish, single-door, 3-point padlocking combo handle. | Stock | 2288
SCE-N80L4018SS | Saginaw NextGen series left enclosure bay, NEMA 3R/4/4X/12/13, 80 x 40 x 18in (HxWxD), freestanding, 304 stainless steel, #4 brush finish, single-door, 3-point padlocking combo handle. | Stock | 6153
SCE-N80C4018SS | Saginaw NextGen series center enclosure bay, NEMA 3R/4/4X/12/13, 80 x 40 x 18in (HxWxD), freestanding, 304 stainless steel, #4 brush finish, single-door, 3-point padlocking combo handle. | Stock | 6153
SCE-N80L4018SS6 | Saginaw NextGen series left enclosure bay, NEMA 3R/4/4X/12/13, 80 x 40 x 18in (HxWxD), freestanding, 316 stainless steel, #4 brush finish, single-door, 3-point padlocking combo handle. | Stock | 7691
SCE-N80C4018SS6 | Saginaw NextGen series center enclosure bay, NEMA 3R/4/4X/12/13, 80 x 40 x 18in (HxWxD), freestanding, 316 stainless steel, #4 brush finish, single-door, 3-point padlocking combo handle. | Stock | 7691
SCE-N80L4024 | Saginaw NextGen series left enclosure bay, NEMA 3R/4/12/13, 80 x 40 x 24in (HxWxD), freestanding, carbon steel, ANSI 61 gray, polyester powder coat finish, single-door, 3-point padlocking combo handle. | Stock | 2555
SCE-N80C4024 | Saginaw NextGen series center enclosure bay, NEMA 3R/4/12/13, 80 x 40 x 24in (HxWxD), freestanding, carbon steel, ANSI 61 gray, polyester powder coat finish, single-door, 3-point padlocking combo handle. | Stock | 2489
SCE-N80L4024SS | Saginaw NextGen series left enclosure bay, NEMA 3R/4/4X/12/13, 80 x 40 x 24in (HxWxD), freestanding, 304 stainless steel, #4 brush finish, single-door, 3-point padlocking combo handle. | Stock | 6870
SCE-N80C4024SS | Saginaw NextGen series center enclosure bay, NEMA 3R/4/4X/12/13, 80 x 40 x 24in (HxWxD), freestanding, 304 stainless steel, #4 brush finish, single-door, 3-point padlocking combo handle. | Stock | 6694
SCE-N80L4024SS6 | Saginaw NextGen series left enclosure bay, NEMA 3R/4/4X/12/13, 80 x 40 x 24in (HxWxD), freestanding, 316 stainless steel, #4 brush finish, single-door, 3-point padlocking combo handle. | Stock | 8587
SCE-N80C4024SS6 | Saginaw NextGen series center enclosure bay, NEMA 3R/4/4X/12/13, 80 x 40 x 24in (HxWxD), freestanding, 316 stainless steel, #4 brush finish, single-door, 3-point padlocking combo handle. | Stock | 8367
SCE-N80L7818 | Saginaw NextGen series left enclosure bay, NEMA 3R/4/12/13, 80 x 78 x 18in (HxWxD), freestanding, carbon steel, ANSI 61 gray, polyester powder coat finish, 2-door, 3-point padlocking combo handle. | Stock | 3990
SCE-N80LU7818 | Saginaw NextGen series left enclosure bay, NEMA 3R/12/13, 80 x 78 x 18in (HxWxD), freestanding, carbon steel, ANSI 61 gray, polyester powder coat finish, overlapping double-door, 3-point padlocking combo handle. | Stock | 4069
SCE-N80C7818 | Saginaw NextGen series center enclosure bay, NEMA 3R/4/12/13, 80 x 78 x 18in (HxWxD), freestanding, carbon steel, ANSI 61 gray, polyester powder coat finish, 2-door, 3-point padlocking combo handle. | Stock | 3990
SCE-N80CU7818 | Saginaw NextGen series center enclosure bay, NEMA 3R/12/13, 80 x 78 x 18in (HxWxD), freestanding, carbon steel, ANSI 61 gray, polyester powder coat finish, overlapping double-door, 3-point padlocking combo handle. | Stock | 4069
SCE-N80RU7818 | Saginaw NextGen series right enclosure bay, NEMA 3R/12/13, 80 x 78 x 18in (HxWxD), freestanding, carbon steel, ANSI 61 gray, polyester powder coat finish, overlapping double-door, 3-point padlocking combo handle. | Stock | 4069
SCE-N80L7818SS | Saginaw NextGen series left enclosure bay, NEMA 3R/4/4X/12/13, 80 x 78 x 18in (HxWxD), freestanding, 304 stainless steel, #4 brush finish, 2-door, 3-point padlocking combo handle. | Stock | 10789
SCE-N80C7818SS | Saginaw NextGen series center enclosure bay, NEMA 3R/4/4X/12/13, 80 x 78 x 18in (HxWxD), freestanding, 304 stainless steel, #4 brush finish, 2-door, 3-point padlocking combo handle. | Stock | 10789
SCE-N80L7818SS6 | Saginaw NextGen series left enclosure bay, NEMA 3R/4/4X/12/13, 80 x 78 x 18in (HxWxD), freestanding, 316 stainless steel, #4 brush finish, 2-door, 3-point padlocking combo handle. | Stock | 13487
SCE-N80C7818SS6 | Saginaw NextGen series center enclosure bay, NEMA 3R/4/4X/12/13, 80 x 78 x 18in (HxWxD), freestanding, 316 stainless steel, #4 brush finish, 2-door, 3-point padlocking combo handle. | Stock | 13487
SCE-N80L7824 | Saginaw NextGen series left enclosure bay, NEMA 3R/4/12/13, 80 x 78 x 24in (HxWxD), freestanding, carbon steel, ANSI 61 gray, polyester powder coat finish, 2-door, 3-point padlocking combo handle. | Stock | 4205
SCE-N80C7824 | Saginaw NextGen series center enclosure bay, NEMA 3R/4/12/13, 80 x 78 x 24in (HxWxD), freestanding, carbon steel, ANSI 61 gray, polyester powder coat finish, 2-door, 3-point padlocking combo handle. | Stock | 4205
SCE-N80CU7824 | Saginaw NextGen series center enclosure bay, NEMA 3R/12/13, 80 x 78 x 24in (HxWxD), freestanding, carbon steel, ANSI 61 gray, polyester powder coat finish, overlapping double-door, 3-point padlocking combo handle. | Stock | 4292
SCE-N80RU7824 | Saginaw NextGen series right enclosure bay, NEMA 3R/12/13, 80 x 78 x 24in (HxWxD), freestanding, carbon steel, ANSI 61 gray, polyester powder coat finish, overlapping double-door, 3-point padlocking combo handle. | Stock | 4292
SCE-N80L7824SS | Saginaw NextGen series left enclosure bay, NEMA 3R/4/4X/12/13, 80 x 78 x 24in (HxWxD), freestanding, 304 stainless steel, #4 brush finish, 2-door, 3-point padlocking combo handle. | Stock | 11499
SCE-N80C7824SS | Saginaw NextGen series center enclosure bay, NEMA 3R/4/4X/12/13, 80 x 78 x 24in (HxWxD), freestanding, 304 stainless steel, #4 brush finish, 2-door, 3-point padlocking combo handle. | Stock | 11499
SCE-N80L7824SS6 | Saginaw NextGen series left enclosure bay, NEMA 3R/4/4X/12/13, 80 x 78 x 24in (HxWxD), freestanding, 316 stainless steel, #4 brush finish, 2-door, 3-point padlocking combo handle. | Stock | 14373
SCE-N80C7824SS6 | Saginaw NextGen series center enclosure bay, NEMA 3R/4/4X/12/13, 80 x 78 x 24in (HxWxD), freestanding, 316 stainless steel, #4 brush finish, 2-door, 3-point padlocking combo handle. | Stock | 14373
SCE-N86L4018 | Saginaw NextGen series left enclosure bay, NEMA 3R/4/12/13, 86 x 40 x 18in (HxWxD), freestanding, carbon steel, ANSI 61 gray, polyester powder coat finish, single-door, 3-point padlocking combo handle. | Stock | 2374
SCE-N86C4018 | Saginaw NextGen series center enclosure bay, NEMA 3R/4/12/13, 86 x 40 x 18in (HxWxD), freestanding, carbon steel, ANSI 61 gray, polyester powder coat finish, single-door, 3-point padlocking combo handle. | Stock | 2374
SCE-N86L4018SS | Saginaw NextGen series left enclosure bay, NEMA 3R/4/4X/12/13, 86 x 40 x 18in (HxWxD), freestanding, 304 stainless steel, #4 brush finish, single-door, 3-point padlocking combo handle. | Stock | 6383
SCE-N86C4018SS | Saginaw NextGen series center enclosure bay, NEMA 3R/4/4X/12/13, 86 x 40 x 18in (HxWxD), freestanding, 304 stainless steel, #4 brush finish, single-door, 3-point padlocking combo handle. | Stock | 6383
SCE-N86L4018SS6 | Saginaw NextGen series left enclosure bay, NEMA 3R/4/4X/12/13, 86 x 40 x 18in (HxWxD), freestanding, 316 stainless steel, #4 brush finish, single-door, 3-point padlocking combo handle. | Stock | 7978
SCE-N86C4018SS6 | Saginaw NextGen series center enclosure bay, NEMA 3R/4/4X/12/13, 86 x 40 x 18in (HxWxD), freestanding, 316 stainless steel, #4 brush finish, single-door, 3-point padlocking combo handle. | Stock | 7978
SCE-N86L4024 | Saginaw NextGen series left enclosure bay, NEMA 3R/4/12/13, 86 x 40 x 24in (HxWxD), freestanding, carbon steel, ANSI 61 gray, polyester powder coat finish, single-door, 3-point padlocking combo handle. | Stock | 2586
SCE-N86C4024 | Saginaw NextGen series center enclosure bay, NEMA 3R/4/12/13, 86 x 40 x 24in (HxWxD), freestanding, carbon steel, ANSI 61 gray, polyester powder coat finish, 2-door, 3-point padlocking combo handle. | Stock | 2586
SCE-N86L4024SS | Saginaw NextGen series left enclosure bay, NEMA 3R/4/4X/12/13, 86 x 40 x 24in (HxWxD), freestanding, 304 stainless steel, #4 brush finish, single-door, 3-point padlocking combo handle. | Stock | 6954
SCE-N86C4024SS | Saginaw NextGen series center enclosure bay, NEMA 3R/4/4X/12/13, 86 x 40 x 24in (HxWxD), freestanding, 304 stainless steel, #4 brush finish, single-door, 3-point padlocking combo handle. | Stock | 6954
SCE-N86L4024SS6 | Saginaw NextGen series left enclosure bay, NEMA 3R/4/4X/12/13, 86 x 40 x 24in (HxWxD), freestanding, 316 stainless steel, #4 brush finish, single-door, 3-point padlocking combo handle. | Stock | 8693
SCE-N86C4024SS6 | Saginaw NextGen series center enclosure bay, NEMA 3R/4/4X/12/13, 86 x 40 x 24in (HxWxD), freestanding, 316 stainless steel, #4 brush finish, single-door, 3-point padlocking combo handle. | Stock | 8693
SCE-N86L7818 | Saginaw NextGen series left enclosure bay, NEMA 3R/4/12/13, 86 x 78 x 18in (HxWxD), freestanding, carbon steel, ANSI 61 gray, polyester powder coat finish, 2-door, 3-point padlocking combo handle. | Stock | 4100
SCE-N86LU7818 | Saginaw NextGen series left enclosure bay, NEMA 3R/12/13, 86 x 78 x 18in (HxWxD), freestanding, carbon steel, ANSI 61 gray, polyester powder coat finish, overlapping double-door, 3-point padlocking combo handle. | Stock | 4205
SCE-N86C7818 | Saginaw NextGen series center enclosure bay, NEMA 3R/4/12/13, 86 x 78 x 18in (HxWxD), freestanding, carbon steel, ANSI 61 gray, polyester powder coat finish, 2-door, 3-point padlocking combo handle. | Stock | 4100
SCE-N86CU7818 | Saginaw NextGen series center enclosure bay, NEMA 3R/12/13, 86 x 78 x 18in (HxWxD), freestanding, carbon steel, ANSI 61 gray, polyester powder coat finish, overlapping double-door, 3-point padlocking combo handle. | Stock | 4205
SCE-N86RU7818 | Saginaw NextGen series right enclosure bay, NEMA 3R/12/13, 86 x 78 x 18in (HxWxD), freestanding, carbon steel, ANSI 61 gray, polyester powder coat finish, overlapping double-door, 3-point padlocking combo handle. | Stock | 4205
SCE-N86L7818SS | Saginaw NextGen series left enclosure bay, NEMA 3R/4/4X/12/13, 86 x 78 x 18in (HxWxD), freestanding, 304 stainless steel, #4 brush finish, 2-door, 3-point padlocking combo handle. | Stock | 11153
SCE-N86C7818SS | Saginaw NextGen series center enclosure bay, NEMA 3R/4/4X/12/13, 86 x 78 x 18in (HxWxD), freestanding, 304 stainless steel, #4 brush finish, 2-door, 3-point padlocking combo handle. | Stock | 11153
SCE-N86L7818SS6 | Saginaw NextGen series left enclosure bay, NEMA 3R/4/4X/12/13, 86 x 78 x 18in (HxWxD), freestanding, 316 stainless steel, #4 brush finish, 2-door, 3-point padlocking combo handle. | Stock | 13941
SCE-N86C7818SS6 | Saginaw NextGen series center enclosure bay, NEMA 3R/4/4X/12/13, 86 x 78 x 18in (HxWxD), freestanding, 316 stainless steel, #4 brush finish, 2-door, 3-point padlocking combo handle. | Stock | 13941
SCE-N86L7824 | Saginaw NextGen series left enclosure bay, NEMA 3R/4/12/13, 86 x 78 x 24in (HxWxD), freestanding, carbon steel, ANSI 61 gray, polyester powder coat finish, 2-door, 3-point padlocking combo handle. | Stock | 4325
SCE-N86LU7824 | Saginaw NextGen series left enclosure bay, NEMA 3R/12/13, 86 x 78 x 24in (HxWxD), freestanding, carbon steel, ANSI 61 gray, polyester powder coat finish, overlapping double-door, 3-point padlocking combo handle. | Stock | 4436
SCE-N86C7824 | Saginaw NextGen series center enclosure bay, NEMA 3R/4/12/13, 86 x 78 x 24in (HxWxD), freestanding, carbon steel, ANSI 61 gray, polyester powder coat finish, 2-door, 3-point padlocking combo handle. | Stock | 4325
SCE-N86CU7824 | Saginaw NextGen series center enclosure bay, NEMA 3R/12/13, 86 x 78 x 24in (HxWxD), freestanding, carbon steel, ANSI 61 gray, polyester powder coat finish, overlapping double-door, 3-point padlocking combo handle. | Stock | 4436
SCE-N86RU7824 | Saginaw NextGen series right enclosure bay, NEMA 3R/12/13, 86 x 78 x 24in (HxWxD), freestanding, carbon steel, ANSI 61 gray, polyester powder coat finish, overlapping double-door, 3-point padlocking combo handle. | Stock | 4436
SCE-N86L7824SS | Saginaw NextGen series left enclosure bay, NEMA 3R/4/4X/12/13, 86 x 78 x 24in (HxWxD), freestanding, 304 stainless steel, #4 brush finish, 2-door, 3-point padlocking combo handle. | Stock | 11894
SCE-N86C7824SS | Saginaw NextGen series center enclosure bay, NEMA 3R/4/4X/12/13, 86 x 78 x 24in (HxWxD), freestanding, 304 stainless steel, #4 brush finish, 2-door, 3-point padlocking combo handle. | Stock | 11894
SCE-N86L7824SS6 | Saginaw NextGen series left enclosure bay, NEMA 3R/4/4X/12/13, 86 x 78 x 24in (HxWxD), freestanding, 316 stainless steel, #4 brush finish, 2-door, 3-point padlocking combo handle. | Stock | 14868
SCE-N86C7824SS6 | Saginaw NextGen series center enclosure bay, NEMA 3R/4/4X/12/13, 86 x 78 x 24in (HxWxD), freestanding, 316 stainless steel, #4 brush finish, 2-door, 3-point padlocking combo handle. | Stock | 14868
Modular Enclosure Components
MTK180-4 | Quadritalia OK series vertical frame rail, 1800mm, galvanized steel. Package of 4. | Stock | 291
MTK200-4 | Quadritalia OK series vertical frame rail, 2000mm, galvanized steel. Package of 4. | Stock | 318
MTK220-4 | Quadritalia OK series vertical frame rail, 2200mm, galvanized steel. Package of 4. | Stock | 415
OKKTB6040 | Quadritalia OK series roof/base set, 600 x 400mm (WxD), carbon steel, RAL 7035 light gray, powder coat finish. | Stock | 376
OKKTB6060 | Quadritalia OK series roof/base set, 600 x 600mm (WxD), carbon steel, RAL 7035 light gray, powder coat finish. | Stock | 492
OKKTB6080 | Quadritalia OK series roof/base set, 600 x 800mm (WxD), carbon steel, RAL 7035 light gray, powder coat finish. | Stock | 634
OKKTB8040 | Quadritalia OK series roof/base set, 800 x 400mm (WxD), carbon steel, RAL 7035 light gray, powder coat finish. | Stock | 439
OKKTB8060 | Quadritalia OK series roof/base set, 800 x 600mm (WxD), carbon steel, RAL 7035 light gray, powder coat finish. | Stock | 496
OKKTB8080 | Quadritalia OK series roof/base set, 800 x 800mm (WxD), carbon steel, RAL 7035 light gray, powder coat finish. | Stock | 646
OKKTB1040 | Quadritalia OK series roof/base set, 1000 x 400mm (WxD), carbon steel, RAL 7035 light gray, powder coat finish. | Stock | 468
OKKTB1060 | Quadritalia OK series roof/base set, 1000 x 600mm (WxD), carbon steel, RAL 7035 light gray, powder coat finish. | Stock | 538
OKKTB1080 | Quadritalia OK series roof/base set, 1000 x 800mm (WxD), carbon steel, RAL 7035 light gray, powder coat finish. | Stock | 708
OKKTB1240 | Quadritalia OK series roof/base set, 1200 x 400mm (WxD), carbon steel, RAL 7035 light gray, powder coat finish. | Stock | 665
OKKTB1260 | Quadritalia OK series roof/base set, 1200 x 600mm (WxD), carbon steel, RAL 7035 light gray, powder coat finish. | Stock | 735
OKKTB1280 | Quadritalia OK series roof/base set, 1200 x 800mm (WxD), carbon steel, RAL 7035 light gray, powder coat finish. | Stock | 947
DBE186 | Quadritalia OK series door, 1800 x 600mm, carbon steel, RAL 7035 light gray. | Stock | 269
DBE188 | Quadritalia OK series door, 1800 x 800mm, carbon steel, RAL 7035 light gray. | Stock | 324
DBE18A | Quadritalia OK series door, 1800 x 1000mm, carbon steel, RAL 7035 light gray. | Stock | 348
DBE18C | Quadritalia OK series double door, 1800 x 1200mm, carbon steel, RAL 7035 light gray. | Stock | 443
DBE206 | Quadritalia OK series door, 2000 x 600mm, carbon steel, RAL 7035 light gray. | Stock | 290
DBE208 | Quadritalia OK series door, 2000 x 800mm, carbon steel, RAL 7035 light gray. | Stock | 344
RPE186 | Quadritalia OK series rear exterior panel, 1800 x 600mm (HxW), carbon steel, RAL 7035 light gray, powder coat finish. | Stock | 116
RPE188 | Quadritalia OK series rear exterior panel, 1800 x 800mm (HxW), carbon steel, RAL 7035 light gray, powder coat finish. | Stock | 144
RPE18A | Quadritalia OK series rear exterior panel, 1800 x 1000mm (HxW), carbon steel, RAL 7035 light gray, powder coat finish. | Stock | 172
RPE18C | Quadritalia OK series rear exterior panel, 1800 x 1200mm (HxW), carbon steel, RAL 7035 light gray, powder coat finish. | Stock | 199
RPE206 | Quadritalia OK series rear exterior panel, 2000 x 600mm (HxW), carbon steel, RAL 7035 light gray, powder coat finish. | Stock | 140
RPE208 | Quadritalia OK series rear exterior panel, 2000 x 800mm (HxW), carbon steel, RAL 7035 light gray, powder coat finish. | Stock | 161
RPE20A | Quadritalia OK series rear exterior panel, 2000 x 1000mm (HxW), carbon steel, RAL 7035 light gray, powder coat finish. | Stock | 181
RPE20C | Quadritalia OK series rear exterior panel, 2000 x 1200mm (HxW), carbon steel, RAL 7035 light gray, powder coat finish. | Stock | 212
RPE226 | Quadritalia OK series rear exterior panel, 2200 x 600mm (HxW), carbon steel, RAL 7035 light gray, powder coat finish. | Stock | 178
RPE228 | Quadritalia OK series rear exterior panel, 2200 x 800mm (HxW), carbon steel, RAL 7035 light gray, powder coat finish. | Stock | 198
RPE22A | Quadritalia OK series rear exterior panel, 2200 x 1000mm (HxW), carbon steel, RAL 7035 light gray, powder coat finish. | Stock | 217
RPE22C | Quadritalia OK series rear exterior panel, 2200 x 1200mm (HxW), carbon steel, RAL 7035 light gray, powder coat finish. | Stock | 236
DLK184 | Quadritalia OK series side exterior panel, 1800 x 400mm (HxD), carbon steel, RAL 7035 light gray, powder coat finish. Package of 2. | Stock | 106
DLK186 | Quadritalia OK series side exterior panel, 1800 x 600mm (HxD), carbon steel, RAL 7035 light gray, powder coat finish. Package of 2. | Stock | 153
DLK188 | Quadritalia OK series side exterior panel, 1800 x 800mm (HxD), carbon steel, RAL 7035 light gray, powder coat finish. Package of 2. | Stock | 204
DLK204 | Quadritalia OK series side exterior panel, 2000 x 400mm (HxD), carbon steel, RAL 7035 light gray, powder coat finish. Package of 2. | Stock | 116
DLK206 | Quadritalia OK series side exterior panel, 2000 x 600mm (HxD), carbon steel, RAL 7035 light gray, powder coat finish. Package of 2. | Stock | 166
DLK208 | Quadritalia OK series side exterior panel, 2000 x 800mm (HxD), carbon steel, RAL 7035 light gray, powder coat finish. Package of 2. | Stock | 216
DLK224 | Quadritalia OK series side exterior panel, 2200 x 400mm (HxD), carbon steel, RAL 7035 light gray, powder coat finish. Package of 2. | Stock | 130
DLK226 | Quadritalia OK series side exterior panel, 2200 x 600mm (HxD), carbon steel, RAL 7035 light gray, powder coat finish. Package of 2. | Stock | 187
DLK228 | Quadritalia OK series side exterior panel, 2200 x 800mm (HxD), carbon steel, RAL 7035 light gray, powder coat finish. Package of 2. | Stock | 241
SCE-NEP6818 | Saginaw NextGen series side exterior panel, 68 x 18in (HxD), carbon steel, ANSI 61 gray, powder coat finish. | Stock | 346
SCE-NEP6818SS | Saginaw NextGen series side exterior panel, 68 x 18in (HxD), 304 stainless steel, #4 brush finish. | Stock | 1055
SCE-NEP6818SS6 | Saginaw NextGen series side exterior panel, 68 x 18in (HxD), 316 stainless steel, #4 brush finish. | Stock | 1155
SCE-NEP8018 | Saginaw NextGen series side exterior panel, 80 x 18in (HxD), carbon steel, ANSI 61 gray, powder coat finish. | Stock | 367
SCE-NEP8018SS | Saginaw NextGen series side exterior panel, 80 x 18in (HxD), 304 stainless steel, #4 brush finish. | Stock | 1117
SCE-NEP8018SS6 | Saginaw NextGen series side exterior panel, 80 x 18in (HxD), 316 stainless steel, #4 brush finish. | Stock | 1224
SCE-NEP8024 | Saginaw NextGen series side exterior panel, 80 x 24in (HxD), carbon steel, ANSI 61 gray, powder coat finish. | Stock | 407
SCE-NEP8024SS | Saginaw NextGen series side exterior panel, 80 x 24in (HxD), 304 stainless steel, #4 brush finish. | Stock | 1240
SCE-NEP8024SS6 | Saginaw NextGen series side exterior panel, 80 x 24in (HxD), 316 stainless steel, #4 brush finish. | Stock | 1358
SCE-NEP8618 | Saginaw NextGen series side exterior panel, 86 x 18in (HxD), carbon steel, ANSI 61 gray, powder coat finish. | Stock | 506
SCE-NEP8618SS | Saginaw NextGen series side exterior panel, 86 x 18in (HxD), 304 stainless steel, #4 brush finish. | Stock | 1544
SCE-NEP8618SS6 | Saginaw NextGen series side exterior panel, 86 x 18in (HxD), 316 stainless steel, #4 brush finish. | Stock | 1691
SCE-NEP8624 | Saginaw NextGen series side exterior panel, 86 x 24in (HxD), carbon steel, ANSI 61 gray, powder coat finish. | Stock | 538
SCE-NEP8624SS | Saginaw NextGen series side exterior panel, 86 x 24in (HxD), 304 stainless steel, #4 brush finish. | Stock | 1639
SCE-NEP8624SS6 | Saginaw NextGen series side exterior panel, 86 x 24in (HxD), 316 stainless steel, #4 brush finish. | Stock | 1795
Wall-Mount Disconnect Enclosures
SCE-20XEL2108LP | Saginaw Enviroline series disconnect enclosure, NEMA 3R/4/12/13, right flange, 20 x 21 x 8in (HxWxD), wall mount, carbon steel, ANSI 61 gray, powder coat finish, single-door, 2-point padlocking handle, purchase subpanel separately. | Stock | 446
SCE-20XEL2108LPLG | Saginaw Enviroline series disconnect enclosure, NEMA 3R/4/12/13, right flange, 20 x 21 x 8in (HxWxD), wall mount, carbon steel, RAL 7035 light gray, powder coat finish, single-door, 2-point padlocking handle, purchase subpanel separately. | Stock | 446
SDN12202108PL | Wiegmann disconnect enclosure, NEMA 12/13, right flange, 20 x 21 x 8in (HxWxD), wall mount, carbon steel, ANSI 61 gray, powder coat finish, single-door, 2-point padlocking handle, purchase subpanel separately. | Stock | 652
1447SA8HK | Hammond disconnect enclosure, NEMA 4/12/13, right flange, 20 x 21 x 8in (HxWxD), wall mount, carbon steel, ANSI 61 gray, powder coat finish, single-door, 2-point padlocking handle. | Stock | 706
SCE-20XEL2108SSLP | Saginaw Enviroline series disconnect enclosure, NEMA 3R/4/4X/12/13, right flange, 20 x 21 x 8in (HxWxD), wall mount, 304 stainless steel, #4 brush finish, single-door, 2-point padlocking handle, purchase subpanel separately. | Stock | 873
SCE-20XEL2108SS6LP | Saginaw Enviroline series disconnect enclosure, NEMA 3R/4/4X/12/13, right flange, 20 x 21 x 8in (HxWxD), wall mount, 316L stainless steel, #4 brush finish, single-door, 2-point padlocking handle, purchase subpanel separately. | Stock | 1077
SCE-20XEL2110LP | Saginaw Enviroline series disconnect enclosure, NEMA 3R/4/12/13, right flange, 20 x 21 x 10in (HxWxD), wall mount, carbon steel, ANSI 61 gray, powder coat finish, single-door, 2-point padlocking handle, purchase subpanel separately. | Stock | 470
SCE-20XEL2110LPLG | Saginaw Enviroline series disconnect enclosure, NEMA 3R/4/12/13, right flange, 20 x 21 x 10in (HxWxD), wall mount, carbon steel, RAL 7035 light gray, powder coat finish, single-door, 2-point padlocking handle, purchase subpanel separately. | Stock | 470
1447SA10HK | Hammond disconnect enclosure, NEMA 4/12/13, right flange, 20 x 21 x 10in (HxWxD), wall mount, carbon steel, ANSI 61 gray, powder coat finish, single-door, 2-point padlocking handle. | Stock | 735
EN4DSC20228GY | Hammond Eclipse series disconnect enclosure, NEMA 3R/4/12/13, right flange, 20 x 22 x 8in (HxWxD), wall mount, carbon steel, ANSI 61 gray, powder coat finish, single-door, 2-point padlocking handle. | Stock | 656
N412202208CD | Wiegmann Ultimate series disconnect enclosure, NEMA 4/12/13, right flange, 20 x 22 x 8in (HxWxD), wall mount, carbon steel, ANSI 61 gray, powder coat finish, single-door, 2-point padlocking handle, purchase subpanel separately. | Stock | 639
EN4DSC20228SS | Hammond Eclipse series disconnect enclosure, NEMA 3R/4/4X/12/13, right flange, 20 x 22 x 8in (HxWxD), wall mount, 304 stainless steel, #4 brush finish, single-door, 2-point padlocking handle. | Stock | 1327
N412202208CDSSA | Wiegmann Ultimate series disconnect enclosure, NEMA 4/4X/12/13, right flange, 20 x 22 x 8in (HxWxD), wall mount, 316L stainless steel, No. 3 intermediate polished finish, single-door, 2-point padlocking handle, purchase subpanel separately. | Stock | 1936
SCE-24XEL2108LP | Saginaw Enviroline series disconnect enclosure, NEMA 3R/4/12/13, right flange, 24 x 21 x 8in (HxWxD), wall mount, carbon steel, ANSI 61 gray, powder coat finish, single-door, 2-point padlocking handle, purchase subpanel separately. | Stock | 481
SCE-24XEL2108LPLG | Saginaw Enviroline series disconnect enclosure, NEMA 3R/4/12/13, right flange, 24 x 21 x 8in (HxWxD), wall mount, carbon steel, RAL 7035 light gray, powder coat finish, single-door, 2-point padlocking handle, purchase subpanel separately. | Stock | 481
SDN12242108PL | Wiegmann disconnect enclosure, NEMA 12/13, right flange, 24 x 21 x 8in (HxWxD), wall mount, carbon steel, ANSI 61 gray, powder coat finish, single-door, 2-point padlocking handle, purchase subpanel separately. | Stock | 692
1447SB8HK | Hammond disconnect enclosure, NEMA 4/12/13, right flange, 24 x 21 x 8in (HxWxD), wall mount, carbon steel, ANSI 61 gray, powder coat finish, single-door, 2-point padlocking handle. | Stock | 826
1447SN4B8 | Hammond disconnect enclosure, NEMA 3R/4/12, right flange, 24 x 21 x 8in (HxWxD), wall mount, carbon steel, ANSI 61 gray, powder coat finish, single-door, stainless steel clamps. | Stock | 789
SCE-24XEL2108SSLP | Saginaw Enviroline series disconnect enclosure, NEMA 3R/4/4X/12/13, right flange, 24 x 21 x 8in (HxWxD), wall mount, 304 stainless steel, #4 brush finish, single-door, 2-point padlocking handle, purchase subpanel separately. | Stock | 952
SCE-24XEL2108SS6LP | Saginaw Enviroline series disconnect enclosure, NEMA 3R/4/4X/12/13, right flange, 24 x 21 x 8in (HxWxD), wall mount, 316L stainless steel, #4 brush finish, single-door, 2-point padlocking handle, purchase subpanel separately. | Stock | 1163
1447SB10HK | Hammond disconnect enclosure, NEMA 4/12/13, right flange, 24 x 21 x 10in (HxWxD), wall mount, carbon steel, ANSI 61 gray, powder coat finish, single-door, 2-point padlocking handle. | Stock | 848
EN4DSC24228GY | Hammond Eclipse series disconnect enclosure, NEMA 3R/4/12/13, right flange, 24 x 22 x 8in (HxWxD), wall mount, carbon steel, ANSI 61 gray, powder coat finish, single-door, 2-point padlocking handle. | Stock | 694
N412242208CD | Wiegmann Ultimate series disconnect enclosure, NEMA 4/12/13, right flange, 24 x 22 x 8in (HxWxD), wall mount, carbon steel, ANSI 61 gray, powder coat finish, single-door, 2-point padlocking handle, purchase subpanel separately. | Stock | 694
EN4DSC24228SS | Hammond Eclipse series disconnect enclosure, NEMA 3R/4/4X/12/13, right flange, 24 x 22 x 8in (HxWxD), wall mount, 304 stainless steel, #4 brush finish, single-door, 2-point padlocking handle. | Stock | 1401
N412242208CDSS | Wiegmann Ultimate series disconnect enclosure, NEMA 4/4X/12/13, right flange, 24 x 22 x 8in (HxWxD), wall mount, 304 stainless steel, No. 3 intermediate polished finish, single-door, 2-point padlocking handle, purchase subpanel separately. | Stock | 1670
SCE-24XEL2508LP | Saginaw Enviroline series disconnect enclosure, NEMA 3R/4/12/13, right flange, 24 x 25 x 8in (HxWxD), wall mount, carbon steel, ANSI 61 gray, powder coat finish, single-door, 2-point padlocking handle, purchase subpanel separately. | Stock | 518
SCE-24XEL2508LPLG | Saginaw Enviroline series disconnect enclosure, NEMA 3R/4/12/13, right flange, 24 x 25 x 8in (HxWxD), wall mount, carbon steel, RAL 7035 light gray, powder coat finish, single-door, 2-point padlocking handle, purchase subpanel separately. | Stock | 518
1447SC8HK | Hammond disconnect enclosure, NEMA 4/12/13, right flange, 24 x 25 x 8in (HxWxD), wall mount, carbon steel, ANSI 61 gray, powder coat finish, single-door, 2-point padlocking handle. | Stock | 866
1447SN4C8 | Hammond disconnect enclosure, NEMA 3R/4/12, right flange, 24 x 25 x 8in (HxWxD), wall mount, carbon steel, ANSI 61 gray, powder coat finish, single-door, stainless steel clamps. | Stock | 892
SCE-24XEL2508SSLP | Saginaw Enviroline series disconnect enclosure, NEMA 3R/4/4X/12/13, right flange, 24 x 25 x 8in (HxWxD), wall mount, 304 stainless steel, #4 brush finish, single-door, 2-point padlocking handle, purchase subpanel separately. | Stock | 1035
SCE-24XEL2508SS6LP | Saginaw Enviroline series disconnect enclosure, NEMA 3R/4/4X/12/13, right flange, 24 x 25 x 8in (HxWxD), wall mount, 316L stainless steel, #4 brush finish, single-door, 2-point padlocking handle, purchase subpanel separately. | Stock | 1276
SCE-24XEL2510LP | Saginaw Enviroline series disconnect enclosure, NEMA 3R/4/12/13, right flange, 24 x 25 x 10in (HxWxD), wall mount, carbon steel, ANSI 61 gray, powder coat finish, single-door, 2-point padlocking handle, purchase subpanel separately. | Stock | 544
SCE-24XEL2510LPLG | Saginaw Enviroline series disconnect enclosure, NEMA 3R/4/12/13, right flange, 24 x 25 x 10in (HxWxD), wall mount, carbon steel, RAL 7035 light gray, powder coat finish, single-door, 2-point padlocking handle, purchase subpanel separately. | Stock | 544
SDN12242510PL | Wiegmann disconnect enclosure, NEMA 12/13, right flange, 24 x 25 x 10in (HxWxD), wall mount, carbon steel, ANSI 61 gray, powder coat finish, single-door, 2-point padlocking handle, purchase subpanel separately. | Stock | 771
1447SC10HK | Hammond disconnect enclosure, NEMA 4/12/13, right flange, 24 x 25 x 10in (HxWxD), wall mount, carbon steel, ANSI 61 gray, powder coat finish, single-door, 2-point padlocking handle. | Stock | 891
SCE-24XEL2510SSLP | Saginaw Enviroline series disconnect enclosure, NEMA 3R/4/4X/12/13, right flange, 24 x 25 x 10in (HxWxD), wall mount, 304 stainless steel, #4 brush finish, single-door, 2-point padlocking handle, purchase subpanel separately. | Stock | 1107
SCE-24XEL2510SS6LP | Saginaw Enviroline series disconnect enclosure, NEMA 3R/4/4X/12/13, right flange, 24 x 25 x 10in (HxWxD), wall mount, 316L stainless steel, #4 brush finish, single-door, 2-point padlocking handle, purchase subpanel separately. | Stock | 1365
SCE-24XEL2510SSST | Saginaw Enviroline series disconnect enclosure, slope top, NEMA 3R/4/4X/12/13, right flange, 24 x 25 x 10in (HxWxD), wall mount, 304 stainless steel, #4 brush finish, single-door, 2-point padlocking handle, purchase subpanel separately. | Stock | 1401
EN4DSC24268GY | Hammond Eclipse series disconnect enclosure, NEMA 3R/4/12/13, right flange, 24 x 26 x 8in (HxWxD), wall mount, carbon steel, ANSI 61 gray, powder coat finish, single-door, 2-point padlocking handle. | Stock | 733
N412242608CD | Wiegmann Ultimate series disconnect enclosure, NEMA 4/12/13, right flange, 24 x 26 x 8in (HxWxD), wall mount, carbon steel, ANSI 61 gray, powder coat finish, single-door, 2-point padlocking handle, purchase subpanel separately. | Stock | 716
EN4DSC24268SS | Hammond Eclipse series disconnect enclosure, NEMA 3R/4/4X/12/13, right flange, 24 x 26 x 8in (HxWxD), wall mount, 304 stainless steel, #4 brush finish, single-door, 2-point padlocking handle. | Stock | 1485
N412242608CSSSTD | Wiegmann Ultimate series disconnect enclosure, slope top, NEMA 4/4X/12/13, right flange, 24 x 26 x 8in (HxWxD), wall mount, 304 stainless steel, No. 3 intermediate polished finish, single-door, 2-point padlocking handle, purchase subpanel separately. | Stock | 1517
SCE-30XEL2108LP | Saginaw Enviroline series disconnect enclosure, NEMA 3R/4/12/13, right flange, 30 x 21 x 8in (HxWxD), wall mount, carbon steel, ANSI 61 gray, powder coat finish, single-door, 2-point padlocking handle, purchase subpanel separately. | Stock | 551
SCE-30XEL2108LPLG | Saginaw Enviroline series disconnect enclosure, NEMA 3R/4/12/13, right flange, 30 x 21 x 8in (HxWxD), wall mount, carbon steel, RAL 7035 light gray, powder coat finish, single-door, 2-point padlocking handle, purchase subpanel separately. | Stock | 551
1447SD8HK | Hammond disconnect enclosure, NEMA 4/12/13, right flange, 30 x 21 x 8in (HxWxD), wall mount, carbon steel, ANSI 61 gray, powder coat finish, single-door, 2-point padlocking handle. | Stock | 880
1447SD10HK | Hammond disconnect enclosure, NEMA 4/12/13, right flange, 30 x 21 x 10in (HxWxD), wall mount, carbon steel, ANSI 61 gray, powder coat finish, single-door, 2-point padlocking handle. | Stock | 906
SCE-30XEL2508LP | Saginaw Enviroline series disconnect enclosure, NEMA 3R/4/12/13, right flange, 30 x 25 x 8in (HxWxD), wall mount, carbon steel, ANSI 61 gray, powder coat finish, single-door, 2-point padlocking handle, purchase subpanel separately. | Stock | 687
SCE-30XEL2508LPLG | Saginaw Enviroline series disconnect enclosure, NEMA 3R/4/12/13, right flange, 30 x 25 x 8in (HxWxD), wall mount, carbon steel, RAL 7035 light gray, powder coat finish, single-door, 2-point padlocking handle, purchase subpanel separately. | Stock | 687
1447SE8HK | Hammond disconnect enclosure, NEMA 4/12/13, right flange, 30 x 25 x 8in (HxWxD), wall mount, carbon steel, ANSI 61 gray, powder coat finish, single-door, 2-point padlocking handle. | Stock | 928
1447SN4E8 | Hammond disconnect enclosure, NEMA 3R/4/12, right flange, 30 x 25 x 8in (HxWxD), wall mount, carbon steel, ANSI 61 gray, powder coat finish, single-door, stainless steel clamps. | Stock | 966
SCE-30XEL2508SSLP | Saginaw Enviroline series disconnect enclosure, NEMA 3R/4/4X/12/13, right flange, 30 x 25 x 8in (HxWxD), wall mount, 304 stainless steel, #4 brush finish, single-door, 2-point padlocking handle, purchase subpanel separately. | Stock | 1315
SCE-30XEL2508SS6LP | Saginaw Enviroline series disconnect enclosure, NEMA 3R/4/4X/12/13, right flange, 30 x 25 x 8in (HxWxD), wall mount, 316L stainless steel, #4 brush finish, single-door, 2-point padlocking handle, purchase subpanel separately. | Stock | 1557
SCE-30XEL2510LP | Saginaw Enviroline series disconnect enclosure, NEMA 3R/4/12/13, right flange, 30 x 25 x 10in (HxWxD), wall mount, carbon steel, ANSI 61 gray, powder coat finish, single-door, 2-point padlocking handle, purchase subpanel separately. | Stock | 708
SCE-30XEL2510LPLG | Saginaw Enviroline series disconnect enclosure, NEMA 3R/4/12/13, right flange, 30 x 25 x 10in (HxWxD), wall mount, carbon steel, RAL 7035 light gray, powder coat finish, single-door, 2-point padlocking handle, purchase subpanel separately. | Stock | 708
SDN12302510PL | Wiegmann disconnect enclosure, NEMA 12/13, right flange, 30 x 25 x 10in (HxWxD), wall mount, carbon steel, ANSI 61 gray, powder coat finish, single-door, 2-point padlocking handle, purchase subpanel separately. | Stock | 843
1447SE10HK | Hammond disconnect enclosure, NEMA 4/12/13, right flange, 30 x 25 x 10in (HxWxD), wall mount, carbon steel, ANSI 61 gray, powder coat finish, single-door, 2-point padlocking handle. | Stock | 958
SCE-30XEL2510SSLP | Saginaw Enviroline series disconnect enclosure, NEMA 3R/4/4X/12/13, right flange, 30 x 25 x 10in (HxWxD), wall mount, 304 stainless steel, #4 brush finish, single-door, 2-point padlocking handle, purchase subpanel separately. | Stock | 1408
SCE-30XEL2510SSST | Saginaw Enviroline series disconnect enclosure, slope top, NEMA 3R/4/4X/12/13, right flange, 30 x 25 x 10in (HxWxD), wall mount, 304 stainless steel, #4 brush finish, single-door, 2-point padlocking handle, purchase subpanel separately. | Stock | 1634
SCE-30XEL2510SS6LP | Saginaw Enviroline series disconnect enclosure, NEMA 3R/4/4X/12/13, right flange, 30 x 25 x 10in (HxWxD), wall mount, 316L stainless steel, #4 brush finish, single-door, 2-point padlocking handle, purchase subpanel separately. | Stock | 1672
SDN12302612PL | Wiegmann disconnect enclosure, NEMA 12/13, right flange, 30 x 25 x 12in (HxWxD), wall mount, carbon steel, ANSI 61 gray, powder coat finish, single-door, 2-point padlocking handle, purchase subpanel separately. | Stock | 882
1447SE12HK | Hammond disconnect enclosure, NEMA 4/12/13, right flange, 30 x 25 x 12in (HxWxD), wall mount, carbon steel, ANSI 61 gray, powder coat finish, single-door, 2-point padlocking handle. | Stock | 983
EN4DSC30268GY | Hammond Eclipse series disconnect enclosure, NEMA 3R/4/12/13, right flange, 30 x 26 x 8in (HxWxD), wall mount, carbon steel, ANSI 61 gray, powder coat finish, single-door, 2-point padlocking handle. | Stock | 797
N412302608CD | Wiegmann Ultimate series disconnect enclosure, NEMA 4/12/13, right flange, 30 x 26 x 8in (HxWxD), wall mount, carbon steel, ANSI 61 gray, powder coat finish, single-door, 2-point padlocking handle, purchase subpanel separately. | Stock | 779
EN4DSC30268SS | Hammond Eclipse series disconnect enclosure, NEMA 3R/4/4X/12/13, right flange, 30 x 26 x 8in (HxWxD), wall mount, 304 stainless steel, #4 brush finish, single-door, 2-point padlocking handle. | Stock | 1615
N412302608CSSSTD | Wiegmann Ultimate series disconnect enclosure, slope top, NEMA 4/4X/12/13, right flange, 30 x 26 x 8in (HxWxD), wall mount, 304 stainless steel, No. 3 intermediate polished finish, single-door, 2-point padlocking handle, purchase subpanel separately. | Stock | 1791
N412302608CDSSA | Wiegmann Ultimate series disconnect enclosure, NEMA 4/4X/12/13, right flange, 30 x 26 x 8in (HxWxD), wall mount, 316L stainless steel, No. 3 intermediate polished finish, single-door, 2-point padlocking handle, purchase subpanel separately. | Stock | 2360
SCE-36XEL2508LP | Saginaw Enviroline series disconnect enclosure, NEMA 3R/4/12/13, right flange, 36 x 25 x 8in (HxWxD), wall mount, carbon steel, ANSI 61 gray, powder coat finish, single-door, 2-point padlocking handle, purchase subpanel separately. | Stock | 729
SCE-36XEL2508LPLG | Saginaw Enviroline series disconnect enclosure, NEMA 3R/4/12/13, right flange, 36 x 25 x 8in (HxWxD), wall mount, carbon steel, RAL 7035 light gray, powder coat finish, single-door, 2-point padlocking handle, purchase subpanel separately. | Stock | 729
SDN12362508PL | Wiegmann disconnect enclosure, NEMA 12/13, right flange, 36 x 25 x 8in (HxWxD), wall mount, carbon steel, ANSI 61 gray, powder coat finish, single-door, 2-point padlocking handle, purchase subpanel separately. | Stock | 881
1447SF8HK | Hammond disconnect enclosure, NEMA 4/12/13, right flange, 36 x 25 x 8in (HxWxD), wall mount, carbon steel, ANSI 61 gray, powder coat finish, single-door, 2-point padlocking handle. | Stock | 975
1447SN4F8 | Hammond disconnect enclosure, NEMA 3R/4/12, right flange, 36 x 25 x 8in (HxWxD), wall mount, carbon steel, ANSI 61 gray, powder coat finish, single-door, stainless steel clamps. | Stock | 1069
SCE-36XEL2508SSLP | Saginaw Enviroline series disconnect enclosure, NEMA 3R/4/4X/12/13, right flange, 36 x 25 x 8in (HxWxD), wall mount, 304 stainless steel, #4 brush finish, single-door, 2-point padlocking handle, purchase subpanel separately. | Stock | 1468
SCE-36XEL2508SS6LP | Saginaw Enviroline series disconnect enclosure, NEMA 3R/4/4X/12/13, right flange, 36 x 25 x 8in (HxWxD), wall mount, 316L stainless steel, #4 brush finish, single-door, 2-point padlocking handle, purchase subpanel separately. | Stock | 1745
SCE-36XEL2510LP | Saginaw Enviroline series disconnect enclosure, NEMA 3R/4/12/13, right flange, 36 x 25 x 10in (HxWxD), wall mount, carbon steel, ANSI 61 gray, powder coat finish, single-door, 2-point padlocking handle, purchase subpanel separately. | Stock | 751
SCE-36XEL2510LPLG | Saginaw Enviroline series disconnect enclosure, NEMA 3R/4/12/13, right flange, 36 x 25 x 10in (HxWxD), wall mount, carbon steel, RAL 7035 light gray, powder coat finish, single-door, 2-point padlocking handle, purchase subpanel separately. | Stock | 751
SDN12362510PL | Wiegmann disconnect enclosure, NEMA 12/13, right flange, 36 x 25 x 10in (HxWxD), wall mount, carbon steel, ANSI 61 gray, powder coat finish, single-door, 2-point padlocking handle, purchase subpanel separately. | Stock | 929
1447SF10HK | Hammond disconnect enclosure, NEMA 4/12/13, right flange, 36 x 25 x 10in (HxWxD), wall mount, carbon steel, ANSI 61 gray, powder coat finish, single-door, 2-point padlocking handle. | Stock | 1039
EN4DSC36268GY | Hammond Eclipse series disconnect enclosure, NEMA 3R/4/12/13, right flange, 36 x 26 x 8in (HxWxD), wall mount, carbon steel, ANSI 61 gray, powder coat finish, single-door, 2-point padlocking handle. | Stock | 864
N412362608CD | Wiegmann Ultimate series disconnect enclosure, NEMA 4/12/13, right flange, 36 x 26 x 8in (HxWxD), wall mount, carbon steel, ANSI 61 gray, powder coat finish, single-door, 2-point padlocking handle, purchase subpanel separately. | Stock | 876
EN4DSC36268SS | Hammond Eclipse series disconnect enclosure, NEMA 3R/4/4X/12/13, right flange, 36 x 26 x 8in (HxWxD), wall mount, 304 stainless steel, #4 brush finish, single-door, 2-point padlocking handle. | Stock | 1666
N412362608CDSS | Wiegmann Ultimate series disconnect enclosure, NEMA 4/4X/12/13, right flange, 36 x 26 x 8in (HxWxD), wall mount, 304 stainless steel, No. 3 intermediate polished finish, single-door, 2-point padlocking handle, purchase subpanel separately. | Stock | 1751
SCE-36XEL3108LP | Saginaw Enviroline series disconnect enclosure, NEMA 3R/4/12/13, right flange, 36 x 31 x 8in (HxWxD), wall mount, carbon steel, ANSI 61 gray, powder coat finish, single-door, 2-point padlocking handle, purchase subpanel separately. | Stock | 782
SCE-36XEL3108LPLG | Saginaw Enviroline series disconnect enclosure, NEMA 3R/4/12/13, right flange, 36 x 31 x 8in (HxWxD), wall mount, carbon steel, RAL 7035 light gray, powder coat finish, single-door, 2-point padlocking handle, purchase subpanel separately. | Stock | 782
SDN12363108PL | Wiegmann disconnect enclosure, NEMA 12/13, right flange, 36 x 31 x 8in (HxWxD), wall mount, carbon steel, ANSI 61 gray, powder coat finish, single-door, 2-point padlocking handle, purchase subpanel separately. | Stock | 966
1447SG8HK | Hammond disconnect enclosure, NEMA 4/12/13, right flange, 36 x 31 x 8in (HxWxD), wall mount, carbon steel, ANSI 61 gray, powder coat finish, single-door, 2-point padlocking handle. | Stock | 1133
1447SN4G8 | Hammond disconnect enclosure, NEMA 3R/4/12, right flange, 36 x 31 x 8in (HxWxD), wall mount, carbon steel, ANSI 61 gray, powder coat finish, single-door, stainless steel clamps. | Stock | 1230
SCE-36XEL3110LP | Saginaw Enviroline series disconnect enclosure, NEMA 3R/4/12/13, right flange, 36 x 31 x 10in (HxWxD), wall mount, carbon steel, ANSI 61 gray, powder coat finish, single-door, 2-point padlocking handle, purchase subpanel separately. | Stock | 811
SCE-36XEL3110LPLG | Saginaw Enviroline series disconnect enclosure, NEMA 3R/4/12/13, right flange, 36 x 31 x 10in (HxWxD), wall mount, carbon steel, RAL 7035 light gray, powder coat finish, single-door, 2-point padlocking handle, purchase subpanel separately. | Stock | 811
1447SG10HK | Hammond disconnect enclosure, NEMA 4/12/13, right flange, 36 x 31 x 10in (HxWxD), wall mount, carbon steel, ANSI 61 gray, powder coat finish, single-door, 2-point padlocking handle. | Stock | 1183
SCE-36XEL3110SSLP | Saginaw Enviroline series disconnect enclosure, NEMA 3R/4/4X/12/13, right flange, 36 x 31 x 10in (HxWxD), wall mount, 304 stainless steel, #4 brush finish, single-door, 2-point padlocking handle, purchase subpanel separately. | Stock | 1678
SCE-36XEL3110SSST | Saginaw Enviroline series disconnect enclosure, slope top, NEMA 3R/4/4X/12/13, right flange, 36 x 31 x 10in (HxWxD), wall mount, 304 stainless steel, #4 brush finish, single-door, 2-point padlocking handle, purchase subpanel separately. | Stock | 1795
SCE-36XEL3110SS6LP | Saginaw Enviroline series disconnect enclosure, NEMA 3R/4/4X/12/13, right flange, 36 x 31 x 10in (HxWxD), wall mount, 316L stainless steel, #4 brush finish, single-door, 2-point padlocking handle, purchase subpanel separately. | Stock | 2018
SCE-36XEL3112LP | Saginaw Enviroline series disconnect enclosure, NEMA 3R/4/12/13, right flange, 36 x 31 x 12in (HxWxD), wall mount, carbon steel, ANSI 61 gray, powder coat finish, single-door, 2-point padlocking handle, purchase subpanel separately. | Stock | 840
SCE-36XEL3112LPLG | Saginaw Enviroline series disconnect enclosure, NEMA 3R/4/12/13, right flange, 36 x 31 x 12in (HxWxD), wall mount, carbon steel, RAL 7035 light gray, powder coat finish, single-door, 2-point padlocking handle, purchase subpanel separately. | Stock | 840
SDN12363212PL | Wiegmann disconnect enclosure, NEMA 12/13, right flange, 36 x 31 x 12in (HxWxD), wall mount, carbon steel, ANSI 61 gray, powder coat finish, single-door, 2-point padlocking handle, purchase subpanel separately. | Stock | 1060
1447SG12HK | Hammond disconnect enclosure, NEMA 4/12/13, right flange, 36 x 31 x 12in (HxWxD), wall mount, carbon steel, ANSI 61 gray, powder coat finish, single-door, 2-point padlocking handle. | Stock | 1229
SCE-36XEL3112SSLP | Saginaw Enviroline series disconnect enclosure, NEMA 3R/4/4X/12/13, right flange, 36 x 31 x 12in (HxWxD), wall mount, 304 stainless steel, #4 brush finish, single-door, 2-point padlocking handle, purchase subpanel separately. | Stock | 1759
SCE-36XEL3112SS6LP | Saginaw Enviroline series disconnect enclosure, NEMA 3R/4/4X/12/13, right flange, 36 x 31 x 12in (HxWxD), wall mount, 316L stainless steel, #4 brush finish, single-door, 2-point padlocking handle, purchase subpanel separately. | Stock | 2135
SCE-36XEL3116LP | Saginaw Enviroline series disconnect enclosure, NEMA 3R/4/12/13, right flange, 36 x 31 x 16in (HxWxD), wall mount, carbon steel, ANSI 61 gray, powder coat finish, single-door, 2-point padlocking handle, purchase subpanel separately. | Stock | 891
SCE-36XEL3116LPLG | Saginaw Enviroline series disconnect enclosure, NEMA 3R/4/12/13, right flange, 36 x 31 x 16in (HxWxD), wall mount, carbon steel, RAL 7035 light gray, powder coat finish, single-door, 2-point padlocking handle, purchase subpanel separately. | Stock | 891
1447SG16HK | Hammond disconnect enclosure, NEMA 4/12/13, right flange, 36 x 31 x 16in (HxWxD), wall mount, carbon steel, ANSI 61 gray, powder coat finish, single-door, 2-point padlocking handle. | Stock | 1323
EN4DSC36328GY | Hammond Eclipse series disconnect enclosure, NEMA 3R/4/12/13, right flange, 36 x 32 x 8in (HxWxD), wall mount, carbon steel, ANSI 61 gray, powder coat finish, single-door, 2-point padlocking handle. | Stock | 957
N412363208CD | Wiegmann Ultimate series disconnect enclosure, NEMA 4/12/13, right flange, 36 x 32 x 8in (HxWxD), wall mount, carbon steel, ANSI 61 gray, powder coat finish, single-door, 2-point padlocking handle, purchase subpanel separately. | Stock | 1011
EN4DSC36328SS | Hammond Eclipse series disconnect enclosure, NEMA 3R/4/4X/12/13, right flange, 36 x 32 x 8in (HxWxD), wall mount, 304 stainless steel, #4 brush finish, single-door, 2-point padlocking handle. | Stock | 1792
N412363208CSSSTD | Wiegmann Ultimate series disconnect enclosure, slope top, NEMA 4/4X/12/13, right flange, 36 x 32 x 8in (HxWxD), wall mount, 304 stainless steel, No. 3 intermediate polished finish, single-door, 2-point padlocking handle, purchase subpanel separately. | Stock | 2638
SCE-36X2D5412 | Saginaw disconnect enclosure, NEMA 3R/4/12/13, right flange, 36 x 54 x 12in (HxWxD), freestanding/wall-mount, carbon steel, ANSI 61 gray, powder coat finish, 2-door, 3-point padlocking handle, purchase subpanel separately. | Stock | 2030
SDN12423108PL | Wiegmann disconnect enclosure, NEMA 12/13, right flange, 42 x 31 x 8in (HxWxD), wall mount, carbon steel, ANSI 61 gray, powder coat finish, single-door, 3-point padlocking handle, purchase subpanel separately. | Stock | 1047
1447SH8HK | Hammond disconnect enclosure, NEMA 4/12/13, right flange, 42 x 31 x 8in (HxWxD), wall mount, carbon steel, ANSI 61 gray, powder coat finish, single-door, 3-point padlocking handle. | Stock | 1239
SCE-42XEL3110LP | Saginaw Enviroline series disconnect enclosure, NEMA 3R/4/12/13, right flange, 42 x 31 x 10in (HxWxD), wall mount, carbon steel, ANSI 61 gray, powder coat finish, single-door, 3-point padlocking handle, purchase subpanel separately. | Stock | 861
SCE-42XEL3110LPLG | Saginaw Enviroline series disconnect enclosure, NEMA 3R/4/12/13, right flange, 42 x 31 x 10in (HxWxD), wall mount, carbon steel, RAL 7035 light gray, powder coat finish, single-door, 3-point padlocking handle, purchase subpanel separately. | Stock | 861
SDN12423110PL | Wiegmann disconnect enclosure, NEMA 12/13, right flange, 42 x 31 x 10in (HxWxD), wall mount, carbon steel, ANSI 61 gray, powder coat finish, single-door, 3-point padlocking handle, purchase subpanel separately. | Stock | 1096
1447SH10HK | Hammond disconnect enclosure, NEMA 4/12/13, right flange, 42 x 31 x 10in (HxWxD), wall mount, carbon steel, ANSI 61 gray, powder coat finish, single-door, 3-point padlocking handle. | Stock | 1292
SCE-42XEL3110SSLP | Saginaw Enviroline series disconnect enclosure, NEMA 3R/4/4X/12/13, right flange, 42 x 31 x 10in (HxWxD), wall mount, 304 stainless steel, #4 brush finish, single-door, 3-point padlocking handle, purchase subpanel separately. | Stock | 1872
SCE-42XEL3110SS6LP | Saginaw Enviroline series disconnect enclosure, NEMA 3R/4/4X/12/13, right flange, 42 x 31 x 10in (HxWxD), wall mount, 316L stainless steel, #4 brush finish, single-door, 3-point padlocking handle, purchase subpanel separately. | Stock | 2299
SCE-42XEL3112LP | Saginaw Enviroline series disconnect enclosure, NEMA 3R/4/12/13, right flange, 42 x 31 x 12in (HxWxD), wall mount, carbon steel, ANSI 61 gray, powder coat finish, single-door, 3-point padlocking handle, purchase subpanel separately. | Stock | 892
SCE-42XEL3112LPLG | Saginaw Enviroline series disconnect enclosure, NEMA 3R/4/12/13, right flange, 42 x 31 x 12in (HxWxD), wall mount, carbon steel, RAL 7035 light gray, powder coat finish, single-door, 3-point padlocking handle, purchase subpanel separately. | Stock | 892
1447SH12HK | Hammond disconnect enclosure, NEMA 4/12/13, right flange, 42 x 31 x 12in (HxWxD), wall mount, carbon steel, ANSI 61 gray, powder coat finish, single-door, 3-point padlocking handle. | Stock | 1344
1447SN4H12 | Hammond disconnect enclosure, NEMA 3R/4/12, right flange, 42 x 31 x 12in (HxWxD), wall mount, carbon steel, ANSI 61 gray, powder coat finish, single-door, stainless steel clamps. | Stock | 1483
SCE-42XEL3112SSLP | Saginaw Enviroline series disconnect enclosure, NEMA 3R/4/4X/12/13, right flange, 42 x 31 x 12in (HxWxD), wall mount, 304 stainless steel, #4 brush finish, single-door, 3-point padlocking handle, purchase subpanel separately. | Stock | 1968
SCE-42XEL3112SS6LP | Saginaw Enviroline series disconnect enclosure, NEMA 3R/4/4X/12/13, right flange, 42 x 31 x 12in (HxWxD), wall mount, 316L stainless steel, #4 brush finish, single-door, 3-point padlocking handle, purchase subpanel separately. | Stock | 2427
SCE-42XEL3116LP | Saginaw Enviroline series disconnect enclosure, NEMA 3R/4/12/13, right flange, 42 x 31 x 16in (HxWxD), wall mount, carbon steel, ANSI 61 gray, powder coat finish, single-door, 3-point padlocking handle, purchase subpanel separately. | Stock | 946
SCE-42XEL3116LPLG | Saginaw Enviroline series disconnect enclosure, NEMA 3R/4/12/13, right flange, 42 x 31 x 16in (HxWxD), wall mount, carbon steel, RAL 7035 light gray, powder coat finish, single-door, 3-point padlocking handle, purchase subpanel separately. | Stock | 946
1447SH16HK | Hammond disconnect enclosure, NEMA 4/12/13, right flange, 42 x 31 x 16in (HxWxD), wall mount, carbon steel, ANSI 61 gray, powder coat finish, single-door, 3-point padlocking handle. | Stock | 1387
EN4DSC423212GY | Hammond Eclipse series disconnect enclosure, NEMA 3R/4/12/13, right flange, 42 x 32 x 12in (HxWxD), wall mount, carbon steel, ANSI 61 gray, powder coat finish, single-door, 3-point padlocking handle. | Stock | 1120
N412423212CD | Wiegmann Ultimate series disconnect enclosure, NEMA 4/12/13, right flange, 42 x 32 x 12in (HxWxD), wall mount, carbon steel, ANSI 61 gray, powder coat finish, single-door, 3-point padlocking handle, purchase subpanel separately. | Stock | 1089
EN4DSC423212SS | Hammond Eclipse series disconnect enclosure, NEMA 3R/4/4X/12/13, right flange, 42 x 32 x 12in (HxWxD), wall mount, 304 stainless steel, #4 brush finish, single-door, 3-point padlocking handle. | Stock | 2459
N412423212CDSSA | Wiegmann Ultimate series disconnect enclosure, NEMA 4/4X/12/13, right flange, 42 x 32 x 12in (HxWxD), wall mount, 316L stainless steel, No. 3 intermediate polished finish, single-door, 3-point padlocking handle, purchase subpanel separately. | Stock | 3527
SDN12423708PL | Wiegmann disconnect enclosure, NEMA 12/13, right flange, 42 x 37 x 8in (HxWxD), wall mount, carbon steel, ANSI 61 gray, powder coat finish, single-door, 3-point padlocking handle, purchase subpanel separately. | Stock | 1107
1447SJ8HK | Hammond disconnect enclosure, NEMA 4/12/13, right flange, 42 x 37 x 8in (HxWxD), wall mount, carbon steel, ANSI 61 gray, powder coat finish, single-door, 3-point padlocking handle. | Stock | 1379
SCE-42XEL3710LP | Saginaw Enviroline series disconnect enclosure, NEMA 3R/4/12/13, right flange, 42 x 37 x 10in (HxWxD), wall mount, carbon steel, ANSI 61 gray, powder coat finish, single-door, 3-point padlocking handle, purchase subpanel separately. | Stock | 913
SCE-42XEL3710LPLG | Saginaw Enviroline series disconnect enclosure, NEMA 3R/4/12/13, right flange, 42 x 37 x 10in (HxWxD), wall mount, carbon steel, RAL 7035 light gray, powder coat finish, single-door, 3-point padlocking handle, purchase subpanel separately. | Stock | 913
1447SJ10HK | Hammond disconnect enclosure, NEMA 4/12/13, right flange, 42 x 37 x 10in (HxWxD), wall mount, carbon steel, ANSI 61 gray, powder coat finish, single-door, 3-point padlocking handle. | Stock | 1437
SCE-42XEL3712LP | Saginaw Enviroline series disconnect enclosure, NEMA 3R/4/12/13, right flange, 42 x 37 x 12in (HxWxD), wall mount, carbon steel, ANSI 61 gray, powder coat finish, single-door, 3-point padlocking handle, purchase subpanel separately. | Stock | 961
SCE-42XEL3712LPLG | Saginaw Enviroline series disconnect enclosure, NEMA 3R/4/12/13, right flange, 42 x 37 x 12in (HxWxD), wall mount, carbon steel, RAL 7035 light gray, powder coat finish, single-door, 3-point padlocking handle, purchase subpanel separately. | Stock | 961
SDN12423812PL | Wiegmann disconnect enclosure, NEMA 12/13, right flange, 42 x 37 x 12in (HxWxD), wall mount, carbon steel, ANSI 61 gray, powder coat finish, single-door, 3-point padlocking handle, purchase subpanel separately. | Stock | 1265
1447SJ12HK | Hammond disconnect enclosure, NEMA 4/12/13, right flange, 42 x 37 x 12in (HxWxD), wall mount, carbon steel, ANSI 61 gray, powder coat finish, single-door, 3-point padlocking handle. | Stock | 1494
1447SN4J12 | Hammond disconnect enclosure, NEMA 3R/4/12, right flange, 42 x 37 x 12in (HxWxD), wall mount, carbon steel, ANSI 61 gray, powder coat finish, single-door, stainless steel clamps. | Stock | 1663
SCE-42XEL3712SSLP | Saginaw Enviroline series disconnect enclosure, NEMA 3R/4/4X/12/13, right flange, 42 x 37 x 12in (HxWxD), wall mount, 304 stainless steel, #4 brush finish, single-door, 3-point padlocking handle, purchase subpanel separately. | Stock | 2138
SCE-42XEL3712SS6LP | Saginaw Enviroline series disconnect enclosure, NEMA 3R/4/4X/12/13, right flange, 42 x 37 x 12in (HxWxD), wall mount, 316L stainless steel, #4 brush finish, single-door, 3-point padlocking handle, purchase subpanel separately. | Stock | 2636
SCE-42XEL3716LP | Saginaw Enviroline series disconnect enclosure, NEMA 3R/4/12/13, right flange, 42 x 37 x 16in (HxWxD), wall mount, carbon steel, ANSI 61 gray, powder coat finish, single-door, 3-point padlocking handle, purchase subpanel separately. | Stock | 1056
SCE-42XEL3716LPLG | Saginaw Enviroline series disconnect enclosure, NEMA 3R/4/12/13, right flange, 42 x 37 x 16in (HxWxD), wall mount, carbon steel, RAL 7035 light gray, powder coat finish, single-door, 3-point padlocking handle, purchase subpanel separately. | Stock | 1056
1447SJ16HK | Hammond disconnect enclosure, NEMA 4/12/13, right flange, 42 x 37 x 16in (HxWxD), wall mount, carbon steel, ANSI 61 gray, powder coat finish, single-door, 3-point padlocking handle. | Stock | 1514
SCE-42XEL3716SSLP | Saginaw Enviroline series disconnect enclosure, NEMA 3R/4/4X/12/13, right flange, 42 x 37 x 16in (HxWxD), wall mount, 304 stainless steel, #4 brush finish, single-door, 3-point padlocking handle, purchase subpanel separately. | Stock | 2392
SCE-42XEL3716SS6LP | Saginaw Enviroline series disconnect enclosure, NEMA 3R/4/4X/12/13, right flange, 42 x 37 x 16in (HxWxD), wall mount, 316L stainless steel, #4 brush finish, single-door, 3-point padlocking handle, purchase subpanel separately. | Stock | 2950
EN4DSC423812GY | Hammond Eclipse series disconnect enclosure, NEMA 3R/4/12/13, right flange, 42 x 38 x 12in (HxWxD), wall mount, carbon steel, ANSI 61 gray, powder coat finish, single-door, 3-point padlocking handle. | Stock | 1224
N412423812CD | Wiegmann Ultimate series disconnect enclosure, NEMA 4/12/13, right flange, 42 x 38 x 12in (HxWxD), wall mount, carbon steel, ANSI 61 gray, powder coat finish, single-door, 3-point padlocking handle, purchase subpanel separately. | Stock | 1190
EN4DSC423812SS | Hammond Eclipse series disconnect enclosure, NEMA 3R/4/4X/12/13, right flange, 42 x 38 x 12in (HxWxD), wall mount, 304 stainless steel, #4 brush finish, single-door, 3-point padlocking handle. | Stock | 2511
N412423812CDSS | Wiegmann Ultimate series disconnect enclosure, NEMA 4/4X/12/13, right flange, 42 x 38 x 12in (HxWxD), wall mount, 304 stainless steel, No. 3 intermediate polished finish, single-door, 3-point padlocking handle, purchase subpanel separately. | Stock | 2937
SCE-42X2D5412 | Saginaw disconnect enclosure, NEMA 3R/4/12/13, right flange, 42 x 54 x 12in (HxWxD), freestanding/wall-mount, carbon steel, ANSI 61 gray, powder coat finish, 2-door, 3-point padlocking handle, purchase subpanel separately. | Stock | 2123
SCE-47XVR2514 | Saginaw disconnect enclosure, vented, NEMA 3R, right flange, 47 x 25 x 14in (HxWxD), wall mount, carbon steel, white, powder coat finish, single-door, 3-point padlocking handle, purchase subpanel separately. | Stock | 1823
1447SQ10HK | Hammond disconnect enclosure, NEMA 4/12/13, right flange, 48 x 25 x 10in (HxWxD), wall mount, carbon steel, ANSI 61 gray, powder coat finish, single-door, 3-point padlocking handle. | Stock | 1389
1447SK8HK | Hammond disconnect enclosure, NEMA 4/12/13, right flange, 48 x 37 x 8in (HxWxD), wall mount, carbon steel, ANSI 61 gray, powder coat finish, single-door, 3-point padlocking handle. | Stock | 1505
SCE-48XEL3710LP | Saginaw Enviroline series disconnect enclosure, NEMA 3R/4/12/13, right flange, 48 x 37 x 10in (HxWxD), wall mount, carbon steel, ANSI 61 gray, powder coat finish, single-door, 3-point padlocking handle, purchase subpanel separately. | Stock | 994
SCE-48XEL3710LPLG | Saginaw Enviroline series disconnect enclosure, NEMA 3R/4/12/13, right flange, 48 x 37 x 10in (HxWxD), wall mount, carbon steel, RAL 7035 light gray, powder coat finish, single-door, 3-point padlocking handle, purchase subpanel separately. | Stock | 994
SDN12483710PL | Wiegmann disconnect enclosure, NEMA 12/13, right flange, 48 x 37 x 10in (HxWxD), wall mount, carbon steel, ANSI 61 gray, powder coat finish, single-door, 3-point padlocking handle, purchase subpanel separately. | Stock | 1307
1447SK10HK | Hammond disconnect enclosure, NEMA 4/12/13, right flange, 48 x 37 x 10in (HxWxD), wall mount, carbon steel, ANSI 61 gray, powder coat finish, single-door, 3-point padlocking handle. | Stock | 1565
SCE-48XEL3710SSLP | Saginaw Enviroline series disconnect enclosure, NEMA 3R/4/4X/12/13, right flange, 48 x 37 x 10in (HxWxD), wall mount, 304 stainless steel, #4 brush finish, single-door, 3-point padlocking handle, purchase subpanel separately. | Stock | 2203
SCE-48XEL3710SS6LP | Saginaw Enviroline series disconnect enclosure, NEMA 3R/4/4X/12/13, right flange, 48 x 37 x 10in (HxWxD), wall mount, 316L stainless steel, #4 brush finish, single-door, 3-point padlocking handle, purchase subpanel separately. | Stock | 2717
SCE-48XEL3712LP | Saginaw Enviroline series disconnect enclosure, NEMA 3R/4/12/13, right flange, 48 x 37 x 12in (HxWxD), wall mount, carbon steel, ANSI 61 gray, powder coat finish, single-door, 3-point padlocking handle, purchase subpanel separately. | Stock | 1048
SCE-48XEL3712LPLG | Saginaw Enviroline series disconnect enclosure, NEMA 3R/4/12/13, right flange, 48 x 37 x 12in (HxWxD), wall mount, carbon steel, RAL 7035 light gray, powder coat finish, single-door, 3-point padlocking handle, purchase subpanel separately. | Stock | 1048
SDN12483812PL | Wiegmann disconnect enclosure, NEMA 12/13, right flange, 48 x 37 x 12in (HxWxD), wall mount, carbon steel, ANSI 61 gray, powder coat finish, single-door, 3-point padlocking handle, purchase subpanel separately. | Stock | 1369
1447SK12HK | Hammond disconnect enclosure, NEMA 4/12/13, right flange, 48 x 37 x 12in (HxWxD), wall mount, carbon steel, ANSI 61 gray, powder coat finish, single-door, 3-point padlocking handle. | Stock | 1627
1447SN4K12 | Hammond disconnect enclosure, NEMA 3R/4/12, right flange, 48 x 37 x 12in (HxWxD), wall mount, carbon steel, ANSI 61 gray, powder coat finish, single-door, stainless steel clamps. | Stock | 1820
SCE-48XEL3712SSLP | Saginaw Enviroline series disconnect enclosure, NEMA 3R/4/4X/12/13, right flange, 48 x 37 x 12in (HxWxD), wall mount, 304 stainless steel, #4 brush finish, single-door, 3-point padlocking handle, purchase subpanel separately. | Stock | 2327
SCE-48XEL3712SS6LP | Saginaw Enviroline series disconnect enclosure, NEMA 3R/4/4X/12/13, right flange, 48 x 37 x 12in (HxWxD), wall mount, 316L stainless steel, #4 brush finish, single-door, 3-point padlocking handle, purchase subpanel separately. | Stock | 2870
SCE-48XEL3712SSST | Saginaw Enviroline series disconnect enclosure, slope top, NEMA 3R/4/4X/12/13, right flange, 48 x 37 x 12in (HxWxD), wall mount, 304 stainless steel, #4 brush finish, single-door, 3-point padlocking handle, purchase subpanel separately. | Stock | 3141
SCE-48XEL3716LP | Saginaw Enviroline series disconnect enclosure, NEMA 3R/4/12/13, right flange, 48 x 37 x 16in (HxWxD), wall mount, carbon steel, ANSI 61 gray, powder coat finish, single-door, 3-point padlocking handle, purchase subpanel separately. | Stock | 1136
SCE-48XEL3716LPLG | Saginaw Enviroline series disconnect enclosure, NEMA 3R/4/12/13, right flange, 48 x 37 x 16in (HxWxD), wall mount, carbon steel, RAL 7035 light gray, powder coat finish, single-door, 3-point padlocking handle, purchase subpanel separately. | Stock | 1136
SDN12483816PL | Wiegmann disconnect enclosure, NEMA 12/13, right flange, 48 x 37 x 16in (HxWxD), wall mount, carbon steel, ANSI 61 gray, powder coat finish, single-door, 3-point padlocking handle, purchase subpanel separately. | Stock | 1490
1447SK16HK | Hammond disconnect enclosure, NEMA 4/12/13, right flange, 48 x 37 x 16in (HxWxD), wall mount, carbon steel, ANSI 61 gray, powder coat finish, single-door, 3-point padlocking handle. | Stock | 1744
SCE-48XEL3716SSLP | Saginaw Enviroline series disconnect enclosure, NEMA 3R/4/4X/12/13, right flange, 48 x 37 x 16in (HxWxD), wall mount, 304 stainless steel, #4 brush finish, single-door, 3-point padlocking handle, purchase subpanel separately. | Stock | 2587
SCE-48XEL3716SS6LP | Saginaw Enviroline series disconnect enclosure, NEMA 3R/4/4X/12/13, right flange, 48 x 37 x 16in (HxWxD), wall mount, 316L stainless steel, #4 brush finish, single-door, 3-point padlocking handle, purchase subpanel separately. | Stock | 3191
SCE-48XEL3716SSST | Saginaw Enviroline series disconnect enclosure, slope top, NEMA 3R/4/4X/12/13, right flange, 48 x 37 x 16in (HxWxD), wall mount, 304 stainless steel, #4 brush finish, single-door, 3-point padlocking handle, purchase subpanel separately. | Stock | 3277
EN4DSC483812GY | Hammond Eclipse series disconnect enclosure, NEMA 3R/4/12/13, right flange, 48 x 38 x 12in (HxWxD), wall mount, carbon steel, ANSI 61 gray, powder coat finish, single-door, 3-point padlocking handle. | Stock | 1321
N412483812CD | Wiegmann Ultimate series disconnect enclosure, NEMA 4/12/13, right flange, 48 x 38 x 12in (HxWxD), wall mount, carbon steel, ANSI 61 gray, powder coat finish, single-door, 3-point padlocking handle, purchase subpanel separately. | Stock | 1284
EN4DSC483812SS | Hammond Eclipse series disconnect enclosure, NEMA 3R/4/4X/12/13, right flange, 48 x 38 x 12in (HxWxD), wall mount, 304 stainless steel, #4 brush finish, single-door, 3-point padlocking handle. | Stock | 2706
N412483816CSSSTD | Wiegmann Ultimate series disconnect enclosure, slope top, NEMA 4/4X/12/13, right flange, 48 x 38 x 16in (HxWxD), wall mount, 304 stainless steel, No. 3 intermediate polished finish, single-door, 3-point padlocking handle, purchase subpanel separately. | Stock | 4685
SCE-48X2D7812 | Saginaw disconnect enclosure, NEMA 3R/12/13, right flange, 48 x 78 x 12in (HxWxD), freestanding/wall-mount, carbon steel, ANSI 61 gray, powder coat finish, 2-door, 3-point padlocking handle, purchase subpanel separately. | Stock | 2642
SCE-48X2D7818 | Saginaw disconnect enclosure, NEMA 3R/12/13, right flange, 48 x 78 x 18in (HxWxD), freestanding/wall-mount, carbon steel, ANSI 61 gray, powder coat finish, 2-door, 3-point padlocking handle, purchase subpanel separately. | Stock | 2948
SCE-48X3D11818 | Saginaw disconnect enclosure, NEMA 3R/12/13, right flange, 48 x 118 x 18in (HxWxD), freestanding/wall-mount, carbon steel, ANSI 61 gray, powder coat finish, 3-door, 3-point padlocking handle, purchase subpanel separately. | Stock | 4397
SCE-48X4D15818 | Saginaw disconnect enclosure, NEMA 3R/12/13, right flange, 48 x 158 x 18in (HxWxD), freestanding/wall-mount, carbon steel, ANSI 61 gray, powder coat finish, 4-door, 3-point padlocking handle, purchase subpanel separately. | Stock | 5648
SCE-53XVR3716 | Saginaw disconnect enclosure, vented, NEMA 3R, right flange, 53 x 37 x 16in (HxWxD), wall mount, carbon steel, white, powder coat finish, single-door, 3-point padlocking handle, purchase subpanel separately. | Stock | 2773
SCE-53XVR3720 | Saginaw disconnect enclosure, vented, NEMA 3R, right flange, 53 x 37 x 20in (HxWxD), wall mount, carbon steel, white, powder coat finish, single-door, 3-point padlocking handle, purchase subpanel separately. | Stock | 3053
SDN12603808PL | Wiegmann disconnect enclosure, NEMA 12/13, right flange, 60 x 37 x 8in (HxWxD), wall mount, carbon steel, ANSI 61 gray, powder coat finish, single-door, 3-point padlocking handle, purchase subpanel separately. | Stock | 1435
1447SL8HK | Hammond disconnect enclosure, NEMA 4/12/13, right flange, 60 x 37 x 8in (HxWxD), wall mount, carbon steel, ANSI 61 gray, powder coat finish, single-door, 3-point padlocking handle. | Stock | 1752
SCE-60XEL3710LP | Saginaw Enviroline series disconnect enclosure, NEMA 3R/4/12/13, right flange, 60 x 37 x 10in (HxWxD), wall mount, carbon steel, ANSI 61 gray, powder coat finish, single-door, 3-point padlocking handle, purchase subpanel separately. | Stock | 1159
SCE-60XEL3710LPLG | Saginaw Enviroline series disconnect enclosure, NEMA 3R/4/12/13, right flange, 60 x 37 x 10in (HxWxD), wall mount, carbon steel, RAL 7035 light gray, powder coat finish, single-door, 3-point padlocking handle, purchase subpanel separately. | Stock | 1159
SDN12603710PL | Wiegmann disconnect enclosure, NEMA 12/13, right flange, 60 x 37 x 10in (HxWxD), wall mount, carbon steel, ANSI 61 gray, powder coat finish, single-door, 3-point padlocking handle, purchase subpanel separately. | Stock | 1480
1447SL10HK | Hammond disconnect enclosure, NEMA 4/12/13, right flange, 60 x 37 x 10in (HxWxD), wall mount, carbon steel, ANSI 61 gray, powder coat finish, single-door, 3-point padlocking handle. | Stock | 1820
SCE-60XEL3712LP | Saginaw Enviroline series disconnect enclosure, NEMA 3R/4/12/13, right flange, 60 x 37 x 12in (HxWxD), wall mount, carbon steel, ANSI 61 gray, powder coat finish, single-door, 3-point padlocking handle, purchase subpanel separately. | Stock | 1218
SCE-60XEL3712LPLG | Saginaw Enviroline series disconnect enclosure, NEMA 3R/4/12/13, right flange, 60 x 37 x 12in (HxWxD), wall mount, carbon steel, RAL 7035 light gray, powder coat finish, single-door, 3-point padlocking handle, purchase subpanel separately. | Stock | 1218
SDN12603812PL | Wiegmann disconnect enclosure, NEMA 12/13, right flange, 60 x 37 x 12in (HxWxD), wall mount, carbon steel, ANSI 61 gray, powder coat finish, single-door, 3-point padlocking handle, purchase subpanel separately. | Stock | 1572
1447SL12HK | Hammond disconnect enclosure, NEMA 4/12/13, right flange, 60 x 37 x 12in (HxWxD), wall mount, carbon steel, ANSI 61 gray, powder coat finish, single-door, 3-point padlocking handle. | Stock | 1885
1447SN4L12 | Hammond disconnect enclosure, NEMA 3R/4/12, right flange, 60 x 37 x 12in (HxWxD), wall mount, carbon steel, ANSI 61 gray, powder coat finish, single-door, stainless steel clamps. | Stock | 2139
SCE-60XEL3712SSLP | Saginaw Enviroline series disconnect enclosure, NEMA 3R/4/4X/12/13, right flange, 60 x 37 x 12in (HxWxD), wall mount, 304 stainless steel, #4 brush finish, single-door, 3-point padlocking handle, purchase subpanel separately. | Stock | 2904
SCE-60XEL3712SS6LP | Saginaw Enviroline series disconnect enclosure, NEMA 3R/4/4X/12/13, right flange, 60 x 37 x 12in (HxWxD), wall mount, 316L stainless steel, #4 brush finish, single-door, 3-point padlocking handle, purchase subpanel separately. | Stock | 3582
SCE-60XEL3716LP | Saginaw Enviroline series disconnect enclosure, NEMA 3R/4/12/13, right flange, 60 x 37 x 16in (HxWxD), wall mount, carbon steel, ANSI 61 gray, powder coat finish, single-door, 3-point padlocking handle, purchase subpanel separately. | Stock | 1329
SCE-60XEL3716LPLG | Saginaw Enviroline series disconnect enclosure, NEMA 3R/4/12/13, right flange, 60 x 37 x 16in (HxWxD), wall mount, carbon steel, RAL 7035 light gray, powder coat finish, single-door, 3-point padlocking handle, purchase subpanel separately. | Stock | 1329
1447SL16HK | Hammond disconnect enclosure, NEMA 4/12/13, right flange, 60 x 37 x 16in (HxWxD), wall mount, carbon steel, ANSI 61 gray, powder coat finish, single-door, 3-point padlocking handle. | Stock | 2022
SCE-60XEL3716SSLP | Saginaw Enviroline series disconnect enclosure, NEMA 3R/4/4X/12/13, right flange, 60 x 37 x 16in (HxWxD), wall mount, 304 stainless steel, #4 brush finish, single-door, 3-point padlocking handle, purchase subpanel separately. | Stock | 3178
SCE-60XEL3716SS6LP | Saginaw Enviroline series disconnect enclosure, NEMA 3R/4/4X/12/13, right flange, 60 x 37 x 16in (HxWxD), wall mount, 316L stainless steel, #4 brush finish, single-door, 3-point padlocking handle, purchase subpanel separately. | Stock | 3919
SCE-60XEL3716SSST | Saginaw Enviroline series disconnect enclosure, slope top, NEMA 3R/4/4X/12/13, right flange, 60 x 37 x 16in (HxWxD), wall mount, 304 stainless steel, #4 brush finish, single-door, 3-point padlocking handle, purchase subpanel separately. | Stock | 4024
EN4DSC603812GY | Hammond Eclipse series disconnect enclosure, NEMA 3R/4/12/13, right flange, 60 x 38 x 12in (HxWxD), wall mount, carbon steel, ANSI 61 gray, powder coat finish, single-door, 3-point padlocking handle. | Stock | 1509
N412603812CD | Wiegmann Ultimate series disconnect enclosure, NEMA 4/12/13, right flange, 60 x 38 x 12in (HxWxD), wall mount, carbon steel, ANSI 61 gray, powder coat finish, single-door, 3-point padlocking handle, purchase subpanel separately. | Stock | 1472
EN4DSC603812SS | Hammond Eclipse series disconnect enclosure, NEMA 3R/4/4X/12/13, right flange, 60 x 38 x 12in (HxWxD), wall mount, 304 stainless steel, #4 brush finish, single-door, 3-point padlocking handle. | Stock | 3181
N412603812CDSSA | Wiegmann Ultimate series disconnect enclosure, NEMA 4/4X/12/13, right flange, 60 x 38 x 12in (HxWxD), wall mount, 316L stainless steel, No. 3 intermediate polished finish, single-door, 3-point padlocking handle, purchase subpanel separately. | Stock | 4224
N412603816CSSSTD | Wiegmann Ultimate series disconnect enclosure, slope top, NEMA 4/4X/12/13, right flange, 60 x 38 x 16in (HxWxD), wall mount, 304 stainless steel, No. 3 intermediate polished finish, single-door, 3-point padlocking handle, purchase subpanel separately. | Stock | 5963
SCE-60X2D7818 | Saginaw disconnect enclosure, NEMA 3R/12/13, right flange, 60 x 78 x 18in (HxWxD), freestanding/wall-mount, carbon steel, ANSI 61 gray, powder coat finish, 2-door, 3-point padlocking handle, purchase subpanel separately. | Stock | 3998
SCE-65XVR3716 | Saginaw disconnect enclosure, vented, NEMA 3R, right flange, 65 x 37 x 16in (HxWxD), wall mount, carbon steel, white, powder coat finish, single-door, 3-point padlocking handle, purchase subpanel separately. | Stock | 3104
SCE-65XVR3720 | Saginaw disconnect enclosure, vented, NEMA 3R, right flange, 65 x 37 x 20in (HxWxD), wall mount, carbon steel, white, powder coat finish, single-door, 3-point padlocking handle, purchase subpanel separately. | Stock | 3375
Add-On Disconnect Enclosures
SCE-60AFSD | Saginaw add-on disconnect enclosure, NEMA 1, left or right flange, 14 x 12 x 7in (HxWxD), internal mount, carbon steel, orange, powder coat finish, single-door, spring-loaded 1/4-turn. | Stock | 233
SCE-100AFSD | Saginaw add-on disconnect enclosure, NEMA 1, left or right flange, 22 x 12 x 7in (HxWxD), internal mount, carbon steel, orange, powder coat finish, single-door, spring-loaded 1/4-turn. | Stock | 249
SCE-400AFSD | Saginaw add-on disconnect enclosure, NEMA 1, left or right flange, 32 x 15 x 10in (HxWxD), internal mount, carbon steel, orange, powder coat finish, single-door, spring-loaded 1/4-turn. | Stock | 480
SCE-EXD12 | Saginaw add-on disconnect enclosure, NEMA 3R/12/13, left flange, 35 x 15 x 12in (HxWxD), external mount, carbon steel, ANSI 61 gray, powder coat finish, single-door, 1/4-turn semi-flush, galvanized subpanel included. | Stock | 803
SCE-EXD18 | Saginaw add-on disconnect enclosure, NEMA 3R/12/13, left flange, 35 x 15 x 18in (HxWxD), external mount, carbon steel, ANSI 61 gray, powder coat finish, single-door, 1/4-turn semi-flush, galvanized subpanel included. | Stock | 864
SCE-EXD18SS | Saginaw add-on disconnect enclosure, NEMA 3R/4/4X/12/13, left flange, 35 x 15 x 18in (HxWxD), external mount, 304 stainless steel, #4 brush finish, single-door, 1/4-turn semi-flush, galvanized subpanel included. | Stock | 1936
SCE-EXR12-30T200 | Saginaw add-on rotary disconnect enclosure, NEMA 3R/12/13, door, 24 x 17 x 12in (HxWxD), external mount, carbon steel, ANSI 61 gray, powder coat finish, single-door, 1/4-turn semi-flush, galvanized subpanel included. | Stock | 825
SCE-EXR18-400 | Saginaw add-on rotary disconnect enclosure, NEMA 3R/12/13, door, 48 x 17 x 18in (HxWxD), external mount, carbon steel, ANSI 61 gray, powder coat finish, single-door, 1/4-turn semi-flush, galvanized subpanel included. | Stock | 1051
Floor-Mount Disconnect Enclosures
SCE-60XEL4912LP | Saginaw Enviroline series disconnect enclosure, NEMA 3R/4/12/13, right flange, 60 x 49 x 12in (HxWxD), floor mount, carbon steel, ANSI 61 gray, powder coat finish, 2-door, 3-point padlocking handle, purchase subpanel separately. | Stock | 2972
WA60CPX4912U | Wiegmann disconnect enclosure, NEMA 12, center post, 60 x 49 x 12in (HxWxD), floor mount, carbon steel, ANSI 61 gray, powder coat finish, 2-door, 3-point padlocking handle, purchase subpanel separately. | Stock | 3657
2UDCP604912FFTC | Hammond disconnect enclosure, NEMA 12, center post, 60 x 49 x 12in (HxWxD), floor mount, carbon steel, ANSI 61 gray, powder coat finish, 2-door, 3-point padlocking handle, subpanel included. | Stock | 4416
SCE-60XEL4912SSLP | Saginaw Enviroline series disconnect enclosure, NEMA 3R/4/4X/12/13, right flange, 60 x 49 x 12in (HxWxD), floor mount, 304 stainless steel, #4 brush finish, 2-door, 3-point padlocking handle, purchase subpanel separately. | Stock | 7778
SCE-60XEL4912SS6LP | Saginaw Enviroline series disconnect enclosure, NEMA 3R/4/4X/12/13, right flange, 60 x 49 x 12in (HxWxD), floor mount, 316L stainless steel, #4 brush finish, 2-door, 3-point padlocking handle, purchase subpanel separately. | Stock | 9504
SCE-60XEL4918LP | Saginaw Enviroline series disconnect enclosure, NEMA 3R/4/12/13, right flange, 60 x 49 x 18in (HxWxD), floor mount, carbon steel, ANSI 61 gray, powder coat finish, 2-door, 3-point padlocking handle, purchase subpanel separately. | Stock | 3237
SCE-60XEL4918SS6LP | Saginaw Enviroline series disconnect enclosure, NEMA 3R/4/4X/12/13, right flange, 60 x 49 x 18in (HxWxD), floor mount, 316L stainless steel, #4 brush finish, 2-door, 3-point padlocking handle, purchase subpanel separately. | Stock | 10354
SCE-60XEL4918SSLP | Saginaw Enviroline series disconnect enclosure, NEMA 3R/4/4X/12/13, right flange, 60 x 49 x 18in (HxWxD), floor mount, 304 stainless steel, #4 brush finish, 2-door, 3-point padlocking handle, purchase subpanel separately. | Stock | 8473
SCE-60XEL4924LP | Saginaw Enviroline series disconnect enclosure, NEMA 3R/4/12/13, right flange, 60 x 49 x 24in (HxWxD), floor mount, carbon steel, ANSI 61 gray, powder coat finish, 2-door, 3-point padlocking handle, purchase subpanel separately. | Stock | 3502
WA60X4924U | Wiegmann disconnect enclosure, NEMA 12, right flange, 60 x 49 x 24in (HxWxD), floor mount, carbon steel, ANSI 61 gray, powder coat finish, 2-door, 3-point padlocking handle, purchase subpanel separately. | Stock | 4001
2UD605012FFTC | Hammond disconnect enclosure, NEMA 12, right flange, 60 x 50 x 12in (HxWxD), floor mount, carbon steel, ANSI 61 gray, powder coat finish, 2-door, 3-point padlocking handle, subpanel included. | Stock | 4416
2UD605018FFTC | Hammond disconnect enclosure, NEMA 12, right flange, 60 x 50 x 18in (HxWxD), floor mount, carbon steel, ANSI 61 gray, powder coat finish, 2-door, 3-point padlocking handle, subpanel included. | Stock | 4811
SCE-60XEL6112LP | Saginaw Enviroline series disconnect enclosure, NEMA 3R/4/12/13, right flange, 60 x 61 x 12in (HxWxD), floor mount, carbon steel, ANSI 61 gray, powder coat finish, 2-door, 3-point padlocking handle, purchase subpanel separately. | Stock | 3323
WA60CPX6112U | Wiegmann disconnect enclosure, NEMA 12, center post, 60 x 61 x 12in (HxWxD), floor mount, carbon steel, ANSI 61 gray, powder coat finish, 2-door, 3-point padlocking handle, purchase subpanel separately. | Stock | 4069
2UDCP606112FFTC | Hammond disconnect enclosure, NEMA 12, center post, 60 x 61 x 12in (HxWxD), floor mount, carbon steel, ANSI 61 gray, powder coat finish, 2-door, 3-point padlocking handle, subpanel included. | Stock | 4901
SCE-60XEL6112SSLP | Saginaw Enviroline series disconnect enclosure, NEMA 3R/4/4X/12/13, right flange, 60 x 61 x 12in (HxWxD), floor mount, 304 stainless steel, #4 brush finish, 2-door, 3-point padlocking handle, purchase subpanel separately. | Stock | 8697
SCE-60XEL6112SS6LP | Saginaw Enviroline series disconnect enclosure, NEMA 3R/4/4X/12/13, right flange, 60 x 61 x 12in (HxWxD), floor mount, 316L stainless steel, #4 brush finish, 2-door, 3-point padlocking handle, purchase subpanel separately. | Stock | 10628
SCE-60XEL6118LP | Saginaw Enviroline series disconnect enclosure, NEMA 3R/4/12/13, right flange, 60 x 61 x 18in (HxWxD), floor mount, carbon steel, ANSI 61 gray, powder coat finish, 2-door, 3-point padlocking handle, purchase subpanel separately. | Stock | 3619
SCE-60XEL6118SSLP | Saginaw Enviroline series disconnect enclosure, NEMA 3R/4/4X/12/13, right flange, 60 x 61 x 18in (HxWxD), floor mount, 304 stainless steel, #4 brush finish, 2-door, 3-point padlocking handle, purchase subpanel separately. | Stock | 9471
SCE-60XEL6118SS6LP | Saginaw Enviroline series disconnect enclosure, NEMA 3R/4/4X/12/13, right flange, 60 x 61 x 18in (HxWxD), floor mount, 316L stainless steel, #4 brush finish, 2-door, 3-point padlocking handle, purchase subpanel separately. | Stock | 11574
SCE-60XEL6124LP | Saginaw Enviroline series disconnect enclosure, NEMA 3R/4/12/13, right flange, 60 x 61 x 24in (HxWxD), floor mount, carbon steel, ANSI 61 gray, powder coat finish, 2-door, 3-point padlocking handle, purchase subpanel separately. | Stock | 3911
2UD606212FFTC | Hammond disconnect enclosure, NEMA 12, right flange, 60 x 62 x 12in (HxWxD), floor mount, carbon steel, ANSI 61 gray, powder coat finish, 2-door, 3-point padlocking handle, subpanel included. | Stock | 4898
2UD606218FFTC | Hammond disconnect enclosure, NEMA 12, right flange, 60 x 62 x 18in (HxWxD), floor mount, carbon steel, ANSI 61 gray, powder coat finish, 2-door, 3-point padlocking handle, subpanel included. | Stock | 5335
SCE-72XEL6112LP | Saginaw Enviroline series disconnect enclosure, NEMA 3R/4/12/13, right flange, 72 x 61 x 12in (HxWxD), floor mount, carbon steel, ANSI 61 gray, powder coat finish, 2-door, 3-point padlocking handle, purchase subpanel separately. | Stock | 3681
2UDCP726112FFTC | Hammond disconnect enclosure, NEMA 12, center post, 72 x 61 x 12in (HxWxD), floor mount, carbon steel, ANSI 61 gray, powder coat finish, 2-door, 3-point padlocking handle, subpanel included. | Stock | 5476
SCE-72XEL6112SSLP | Saginaw Enviroline series disconnect enclosure, NEMA 3R/4/4X/12/13, right flange, 72 x 61 x 12in (HxWxD), floor mount, 304 stainless steel, #4 brush finish, 2-door, 3-point padlocking handle, purchase subpanel separately. | Stock | 9633
SCE-72XEL6112SS6LP | Saginaw Enviroline series disconnect enclosure, NEMA 3R/4/4X/12/13, right flange, 72 x 61 x 12in (HxWxD), floor mount, 316L stainless steel, #4 brush finish, 2-door, 3-point padlocking handle, purchase subpanel separately. | Stock | 11772
SCE-72XEL6118LP | Saginaw Enviroline series disconnect enclosure, NEMA 3R/4/12/13, right flange, 72 x 61 x 18in (HxWxD), floor mount, carbon steel, ANSI 61 gray, powder coat finish, 2-door, 3-point padlocking handle, purchase subpanel separately. | Stock | 3979
SCE-72XEL6118SSLP | Saginaw Enviroline series disconnect enclosure, NEMA 3R/4/4X/12/13, right flange, 72 x 61 x 18in (HxWxD), floor mount, 304 stainless steel, #4 brush finish, 2-door, 3-point padlocking handle, purchase subpanel separately. | Stock | 10465
SCE-72XEL6118SS6LP | Saginaw Enviroline series disconnect enclosure, NEMA 3R/4/4X/12/13, right flange, 72 x 61 x 18in (HxWxD), floor mount, 316L stainless steel, #4 brush finish, 2-door, 3-point padlocking handle, purchase subpanel separately. | Stock | 12788
2UD726212FFTC | Hammond disconnect enclosure, NEMA 12, right flange, 72 x 62 x 12in (HxWxD), floor mount, carbon steel, ANSI 61 gray, powder coat finish, 2-door, 3-point padlocking handle, subpanel included. | Stock | 5379
2UD726218FFTC | Hammond disconnect enclosure, NEMA 12, right flange, 72 x 62 x 18in (HxWxD), floor mount, carbon steel, ANSI 61 gray, powder coat finish, 2-door, 3-point padlocking handle, subpanel included. | Stock | 5850
SCE-72X7312LP | Saginaw disconnect enclosure, NEMA 3R/12/13, right flange, 72 x 73 x 12in (HxWxD), floor mount, carbon steel, ANSI 61 gray, powder coat finish, 2-door, 3-point padlocking handle, purchase subpanel separately. | Stock | 4052
SCE-72XEL7312LP | Saginaw Enviroline series disconnect enclosure, NEMA 3R/4/12/13, right flange, 72 x 73 x 12in (HxWxD), floor mount, carbon steel, ANSI 61 gray, powder coat finish, 2-door, 3-point padlocking handle, purchase subpanel separately. | Stock | 4152
WA72X7312U | Wiegmann disconnect enclosure, NEMA 12, right flange, 72 x 73 x 12in (HxWxD), floor mount, carbon steel, ANSI 61 gray, powder coat finish, 2-door, 3-point padlocking handle, purchase subpanel separately. | Stock | 4827
2UDCP727312FFTC | Hammond disconnect enclosure, NEMA 12, center post, 72 x 73 x 12in (HxWxD), floor mount, carbon steel, ANSI 61 gray, powder coat finish, 2-door, 3-point padlocking handle, subpanel included. | Stock | 5939
SCE-72XEL7312SSLP | Saginaw Enviroline series disconnect enclosure, NEMA 3R/4/4X/12/13, right flange, 72 x 73 x 12in (HxWxD), floor mount, 304 stainless steel, #4 brush finish, 2-door, 3-point padlocking handle, purchase subpanel separately. | Stock | 10700
SCE-72XEL7312SS6LP | Saginaw Enviroline series disconnect enclosure, NEMA 3R/4/4X/12/13, right flange, 72 x 73 x 12in (HxWxD), floor mount, 316L stainless steel, #4 brush finish, 2-door, 3-point padlocking handle, purchase subpanel separately. | Stock | 13075
SCE-72X7318LP | Saginaw disconnect enclosure, NEMA 3R/12/13, right flange, 72 x 73 x 18in (HxWxD), floor mount, carbon steel, ANSI 61 gray, powder coat finish, 2-door, 3-point padlocking handle, purchase subpanel separately. | Stock | 4339
SCE-72XEL7318LP | Saginaw Enviroline series disconnect enclosure, NEMA 3R/4/12/13, right flange, 72 x 73 x 18in (HxWxD), floor mount, carbon steel, ANSI 61 gray, powder coat finish, 2-door, 3-point padlocking handle, purchase subpanel separately. | Stock | 4447
2UDCP727318FFTC | Hammond disconnect enclosure, NEMA 12, center post, 72 x 73 x 18in (HxWxD), floor mount, carbon steel, ANSI 61 gray, powder coat finish, 2-door, 3-point padlocking handle, subpanel included. | Stock | 6321
SCE-72XEL7318SSLP | Saginaw Enviroline series disconnect enclosure, NEMA 3R/4/4X/12/13, right flange, 72 x 73 x 18in (HxWxD), floor mount, 304 stainless steel, #4 brush finish, 2-door, 3-point padlocking handle, purchase subpanel separately. | Stock | 11116
SCE-72XEL7318SS6LP | Saginaw Enviroline series disconnect enclosure, NEMA 3R/4/4X/12/13, right flange, 72 x 73 x 18in (HxWxD), floor mount, 316L stainless steel, #4 brush finish, 2-door, 3-point padlocking handle, purchase subpanel separately. | Stock | 13548
SCE-72X7324LP | Saginaw disconnect enclosure, NEMA 3R/12/13, right flange, 72 x 73 x 24in (HxWxD), floor mount, carbon steel, ANSI 61 gray, powder coat finish, 2-door, 3-point padlocking handle, purchase subpanel separately. | Stock | 4627
SCE-72XEL7324LP | Saginaw Enviroline series disconnect enclosure, NEMA 3R/4/12/13, right flange, 72 x 73 x 24in (HxWxD), floor mount, carbon steel, ANSI 61 gray, powder coat finish, 2-door, 3-point padlocking handle, purchase subpanel separately. | Stock | 4743
SCE-72XEL7324SSLP | Saginaw Enviroline series disconnect enclosure, NEMA 3R/4/4X/12/13, right flange, 72 x 73 x 24in (HxWxD), floor mount, 304 stainless steel, #4 brush finish, 2-door, 3-point padlocking handle, purchase subpanel separately. | Stock | 11623
SCE-72XEL7324SS6LP | Saginaw Enviroline series disconnect enclosure, NEMA 3R/4/4X/12/13, right flange, 72 x 73 x 24in (HxWxD), floor mount, 316L stainless steel, #4 brush finish, 2-door, 3-point padlocking handle, purchase subpanel separately. | Stock | 14203
2UD727412FFTC | Hammond disconnect enclosure, NEMA 12, right flange, 72 x 74 x 12in (HxWxD), floor mount, carbon steel, ANSI 61 gray, powder coat finish, 2-door, 3-point padlocking handle, subpanel included. | Stock | 5933
2UD727418FFTC | Hammond disconnect enclosure, NEMA 12, right flange, 72 x 74 x 18in (HxWxD), floor mount, carbon steel, ANSI 61 gray, powder coat finish, 2-door, 3-point padlocking handle, subpanel included. | Stock | 6312
2UD727424FFTC | Hammond disconnect enclosure, NEMA 12, right flange, 72 x 74 x 24in (HxWxD), floor mount, carbon steel, ANSI 61 gray, powder coat finish, 2-door, 3-point padlocking handle, subpanel included. | Stock | 6842
Freestanding Disconnect Enclosures
SCE-60XEL4912SSST | Saginaw Enviroline series disconnect enclosure, slope top, NEMA 3R/4/4X/12/13, right flange, 60 x 49 x 12in (HxWxD), freestanding, 304 stainless steel, #4 brush finish, 2-door, 3-point 304 stainless steel padlocking handle, purchase subpanel separately. | Stock | 9846
SCE-60XEL4912SS6ST | Saginaw Enviroline series disconnect enclosure, slope top, NEMA 3R/4/4X/12/13, right flange, 60 x 49 x 12in (HxWxD), freestanding, 316L stainless steel, #4 brush finish, 2-door, 3-point 304 stainless steel padlocking handle, purchase subpanel separately. | Stock | 12144
SCE-60XEL4918SSST | Saginaw Enviroline series disconnect enclosure, slope top, NEMA 3R/4/4X/12/13, right flange, 60 x 49 x 18in (HxWxD), freestanding, 304 stainless steel, #4 brush finish, 2-door, 3-point 304 stainless steel padlocking handle, purchase subpanel separately. | Stock | 10726
SCE-60XEL4918SS6ST | Saginaw Enviroline series disconnect enclosure, slope top, NEMA 3R/4/4X/12/13, right flange, 60 x 49 x 18in (HxWxD), freestanding, 316L stainless steel, #4 brush finish, 2-door, 3-point 304 stainless steel padlocking handle, purchase subpanel separately. | Stock | 13229
SCE-60XEL6112SSST | Saginaw Enviroline series disconnect enclosure, slope top, NEMA 3R/4/4X/12/13, right flange, 60 x 61 x 12in (HxWxD), freestanding, 304 stainless steel, #4 brush finish, 2-door, 3-point 304 stainless steel padlocking handle, purchase subpanel separately. | Stock | 11010
SCE-60XEL6112SS6ST | Saginaw Enviroline series disconnect enclosure, slope top, NEMA 3R/4/4X/12/13, right flange, 60 x 61 x 12in (HxWxD), freestanding, 316L stainless steel, #4 brush finish, 2-door, 3-point 304 stainless steel padlocking handle, purchase subpanel separately. | Stock | 13579
SCE-60XEL6118SSST | Saginaw Enviroline series disconnect enclosure, slope top, NEMA 3R/4/4X/12/13, right flange, 60 x 61 x 18in (HxWxD), freestanding, 304 stainless steel, #4 brush finish, 2-door, 3-point 304 stainless steel padlocking handle, purchase subpanel separately. | Stock | 11990
SCE-60XEL6118SS6ST | Saginaw Enviroline series disconnect enclosure, slope top, NEMA 3R/4/4X/12/13, right flange, 60 x 61 x 18in (HxWxD), freestanding, 316L stainless steel, #4 brush finish, 2-door, 3-point 304 stainless steel padlocking handle, purchase subpanel separately. | Stock | 14788
SCE-N68XM2818 | Saginaw NextGen series disconnect enclosure, NEMA 3R/4/12/13, 68 x 28 x 18in (HxWxD), freestanding, carbon steel, ANSI 61 gray, polyester powder coat finish, single-door, 3-point padlocking combo handle. | Stock | 1845
SCE-N68XM2818SS | Saginaw NextGen series disconnect enclosure, NEMA 3R/4/4X/12/13, 68 x 28 x 18in (HxWxD), freestanding, 304 stainless steel, #4 brush finish, single-door, 3-point padlocking combo handle. | Stock | 4961
SCE-N68XM2818SS6 | Saginaw NextGen series disconnect enclosure, NEMA 3R/4/4X/12/13, 68 x 28 x 18in (HxWxD), freestanding, 316 stainless steel, #4 brush finish, single-door, 3-point padlocking combo handle. | Stock | 6201
SCE-N68XM3418 | Saginaw NextGen series disconnect enclosure, NEMA 3R/4/12/13, 68 x 34 x 18in (HxWxD), freestanding, carbon steel, ANSI 61 gray, polyester powder coat finish, single-door, 3-point padlocking combo handle. | Stock | 1994
SCE-N68XM3418SS | Saginaw NextGen series disconnect enclosure, NEMA 3R/4/4X/12/13, 68 x 34 x 18in (HxWxD), freestanding, 304 stainless steel, #4 brush finish, single-door, 3-point padlocking combo handle. | Stock | 5363
SCE-N68XM3418SS6 | Saginaw NextGen series disconnect enclosure, NEMA 3R/4/4X/12/13, 68 x 34 x 18in (HxWxD), freestanding, 316 stainless steel, #4 brush finish, single-door, 3-point padlocking combo handle. | Stock | 6703
SCE-N68XM4018 | Saginaw NextGen series disconnect enclosure, NEMA 3R/4/12/13, 68 x 40 x 18in (HxWxD), freestanding, carbon steel, ANSI 61 gray, polyester powder coat finish, single-door, 3-point padlocking combo handle. | Stock | 2144
SCE-N68XM4018SS | Saginaw NextGen series disconnect enclosure, NEMA 3R/4/4X/12/13, 68 x 40 x 18in (HxWxD), freestanding, 304 stainless steel, #4 brush finish, single-door, 3-point padlocking combo handle. | Stock | 5764
SCE-N68XM4018SS6 | Saginaw NextGen series disconnect enclosure, NEMA 3R/4/4X/12/13, 68 x 40 x 18in (HxWxD), freestanding, 316 stainless steel, #4 brush finish, single-door, 3-point padlocking combo handle. | Stock | 7205
SCE-N68XM5418 | Saginaw NextGen series disconnect enclosure, NEMA 3R/4/12/13, 68 x 54 x 18in (HxWxD), freestanding, carbon steel, ANSI 61 gray, polyester powder coat finish, 2-door, 3-point padlocking combo handle. | Stock | 3180
SCE-N68XM5418SS | Saginaw NextGen series disconnect enclosure, NEMA 3R/4/4X/12/13, 68 x 54 x 18in (HxWxD), freestanding, 304 stainless steel, #4 brush finish, 2-door, 3-point padlocking combo handle. | Stock | 8550
SCE-N68XM5418SS6 | Saginaw NextGen series disconnect enclosure, NEMA 3R/4/4X/12/13, 68 x 54 x 18in (HxWxD), freestanding, 316 stainless steel, #4 brush finish, 2-door, 3-point padlocking combo handle. | Stock | 10687
SCE-N68XM6618 | Saginaw NextGen series disconnect enclosure, NEMA 3R/4/12/13, 68 x 66 x 18in (HxWxD), freestanding, carbon steel, ANSI 61 gray, polyester powder coat finish, 2-door, 3-point padlocking combo handle. | Stock | 3478
SCE-N68XM6618SS | Saginaw NextGen series disconnect enclosure, NEMA 3R/4/4X/12/13, 68 x 66 x 18in (HxWxD), freestanding, 304 stainless steel, #4 brush finish, 2-door, 3-point padlocking combo handle. | Stock | 9353
SCE-N68XM6618SS6 | Saginaw NextGen series disconnect enclosure, NEMA 3R/4/4X/12/13, 68 x 66 x 18in (HxWxD), freestanding, 316 stainless steel, #4 brush finish, 2-door, 3-point padlocking combo handle. | Stock | 11691
SCE-N68XM7818 | Saginaw NextGen series disconnect enclosure, NEMA 3R/4/12/13, 68 x 78 x 18in (HxWxD), freestanding, carbon steel, ANSI 61 gray, polyester powder coat finish, 2-door, 3-point padlocking combo handle. | Stock | 3777
SCE-N68XM7818SS | Saginaw NextGen series disconnect enclosure, NEMA 3R/4/4X/12/13, 68 x 78 x 18in (HxWxD), freestanding, 304 stainless steel, #4 brush finish, 2-door, 3-point padlocking combo handle. | Stock | 10156
SCE-N68XM7818SS6 | Saginaw NextGen series disconnect enclosure, NEMA 3R/4/4X/12/13, 68 x 78 x 18in (HxWxD), freestanding, 316 stainless steel, #4 brush finish, 2-door, 3-point padlocking combo handle. | Stock | 12695
SCE-N68XM7824 | Saginaw NextGen series disconnect enclosure, NEMA 3R/4/12/13, 68 x 78 x 24in (HxWxD), freestanding, carbon steel, ANSI 61 gray, polyester powder coat finish, 2-door, 3-point padlocking combo handle. | Stock | 4004
SCE-N68XM7824SS | Saginaw NextGen series disconnect enclosure, NEMA 3R/4/4X/12/13, 68 x 78 x 24in (HxWxD), freestanding, 304 stainless steel, #4 brush finish, 2-door, 3-point padlocking combo handle. | Stock | 10837
SCE-N68XM7824SS6 | Saginaw NextGen series disconnect enclosure, NEMA 3R/4/4X/12/13, 68 x 78 x 24in (HxWxD), freestanding, 316 stainless steel, #4 brush finish, 2-door, 3-point padlocking combo handle. | Stock | 13546
WA72XM2718U | Wiegmann disconnect enclosure, NEMA 12, right flange, 72 x 27 x 18in (HxWxD), freestanding, carbon steel, ANSI 61 gray, powder coat finish, single-door, 3-point padlocking handle, subpanel included. | Stock | 2801
SCE-72XM2818 | Saginaw disconnect enclosure, NEMA 3R/4/12/13, right flange, 72 x 28 x 18in (HxWxD), freestanding, carbon steel, ANSI 61 gray, powder coat finish, single-door, 3-point padlocking handle, powder coated subpanel included. | Stock | 2172
SCE-72XM2818G | Saginaw disconnect enclosure, NEMA 3R/4/12/13, right flange, 72 x 28 x 18in (HxWxD), freestanding, carbon steel, ANSI 61 gray, powder coat finish, single-door, 3-point padlocking handle, galvanized subpanel included. | Stock | 2208
SCE-72XR2818 | Saginaw enclosure, NEMA 3R/4/12/13, 72 x 28 x 18in (HxWxD), freestanding, carbon steel, ANSI 61 gray, powder coat finish, single-door, 3-point padlocking handle, external rotary disconnect enclosure included. | Stock | 3718
SCE-72XR2818G | Saginaw enclosure, NEMA 3R/4/12/13, 72 x 28 x 18in (HxWxD), freestanding, carbon steel, ANSI 61 gray, powder coat finish, single-door, 3-point padlocking handle, subpanel and external rotary disconnect enclosure included. | Stock | 3748
SCE-72XD2818 | Saginaw enclosure, NEMA 3R/4/12/13, 72 x 28 x 18in (HxWxD), freestanding, carbon steel, ANSI 61 gray, powder coat finish, single-door, 3-point padlocking handle, external disconnect enclosure included. | Stock | 3718
SCE-72XD2818G | Saginaw enclosure, NEMA 3R/4/12/13, 72 x 28 x 18in (HxWxD), freestanding, carbon steel, ANSI 61 gray, powder coat finish, single-door, 3-point padlocking handle, subpanel and external disconnect enclosure included. | Stock | 3748
SCE-72XM2818SS | Saginaw disconnect enclosure, NEMA 3R/4/4X/12/13, right flange, 72 x 28 x 18in (HxWxD), freestanding, 304 stainless steel, #4 brush finish, single-door, 3-point padlocking handle, powder coated subpanel included. | Stock | 5413
SCE-72XM2818SS6 | Saginaw disconnect enclosure, NEMA 3R/4/4X/12/13, right flange, 72 x 28 x 18in (HxWxD), freestanding, 316L stainless steel, #4 brush finish, single-door, 3-point padlocking handle, powder coated subpanel included. | Stock | 6615
SCE-72XD2818SS | Saginaw enclosure, NEMA 3R/4/4X/12/13, 72 x 28 x 18in (HxWxD), freestanding, 304 stainless steel, #4 brush finish, single-door, 3-point padlocking handle, external disconnect enclosure included. | Stock | 7872
SCE-72XD2818SS6 | Saginaw enclosure, NEMA 3R/4/4X/12/13, 72 x 28 x 18in (HxWxD), freestanding, 316L stainless steel, #4 brush finish, single-door, 3-point padlocking handle, external disconnect enclosure included. | Stock | 9620
1UHD722918FTC | Hammond disconnect enclosure, NEMA 12, right flange, 72 x 29 x 18in (HxWxD), freestanding, carbon steel, ANSI 61 gray, powder coat finish, single-door, 3-point padlocking handle. | Stock | 3243
1UHD722918N4SS | Hammond disconnect enclosure, NEMA 3R/4/4X/12/13, right flange, 72 x 29 x 18in (HxWxD), freestanding, 304 stainless steel, #4 brush finish, single-door, 3-point padlocking handle. | Stock | 7040
SCE-72XD3418 | Saginaw enclosure, NEMA 3R/12/13, 72 x 34 x 18in (HxWxD), freestanding, carbon steel, ANSI 61 gray, powder coat finish, single-door, 3-point padlocking handle, external disconnect enclosure included. | Stock | 3961
SCE-72XD3418G | Saginaw enclosure, NEMA 3R/12/13, 72 x 34 x 18in (HxWxD), freestanding, carbon steel, ANSI 61 gray, powder coat finish, single-door, 3-point padlocking handle, subpanel and external disconnect enclosure included. | Stock | 4025
SCE-72XR3418 | Saginaw enclosure, NEMA 3R/12/13, 72 x 34 x 18in (HxWxD), freestanding, carbon steel, ANSI 61 gray, powder coat finish, single-door, 3-point padlocking handle, external rotary disconnect enclosure included. | Stock | 3961
SCE-72XR3418G | Saginaw enclosure, NEMA 3R/12/13, 72 x 34 x 18in (HxWxD), freestanding, carbon steel, ANSI 61 gray, powder coat finish, single-door, 3-point padlocking handle, subpanel and external rotary disconnect enclosure included. | Stock | 4025
SCE-72XM3418 | Saginaw disconnect enclosure, NEMA 3R/12/13, right flange, 72 x 34 x 18in (HxWxD), freestanding, carbon steel, ANSI 61 gray, powder coat finish, single-door, 3-point padlocking handle, powder coated subpanel included. | Stock | 2407
SCE-72XM3418G | Saginaw disconnect enclosure, NEMA 3R/12/13, right flange, 72 x 34 x 18in (HxWxD), freestanding, carbon steel, ANSI 61 gray, powder coat finish, single-door, 3-point padlocking handle, galvanized subpanel included. | Stock | 2446
SCE-72XD3418SS | Saginaw enclosure, NEMA 3R/4/4X/12/13, 72 x 34 x 18in (HxWxD), freestanding, 304 stainless steel, #4 brush finish, single-door, 3-point padlocking handle, external disconnect enclosure included. | Stock | 8458
SCE-72XD3418SS6 | Saginaw enclosure, NEMA 3R/4/4X/12/13, 72 x 34 x 18in (HxWxD), freestanding, 316L stainless steel, #4 brush finish, single-door, 3-point padlocking handle, external disconnect enclosure included. | Stock | 10336
SCE-72XM3418SS | Saginaw disconnect enclosure, NEMA 3R/4/4X/12/13, right flange, 72 x 34 x 18in (HxWxD), freestanding, 304 stainless steel, #4 brush finish, single-door, 3-point padlocking handle, powder coated subpanel included. | Stock | 5999
SCE-72XM3418SS6 | Saginaw disconnect enclosure, NEMA 3R/4/4X/12/13, right flange, 72 x 34 x 18in (HxWxD), freestanding, 316L stainless steel, #4 brush finish, single-door, 3-point padlocking handle, powder coated subpanel included. | Stock | 7331
1UHD723518FTC | Hammond disconnect enclosure, NEMA 12, right flange, 72 x 35 x 18in (HxWxD), freestanding, carbon steel, ANSI 61 gray, powder coat finish, single-door, 3-point padlocking handle. | Stock | 3595
1UHD723518N4SS | Hammond disconnect enclosure, NEMA 3R/4/4X/12/13, right flange, 72 x 35 x 18in (HxWxD), freestanding, 304 stainless steel, #4 brush finish, single-door, 3-point padlocking handle. | Stock | 7812
WRD72XM3918FS4 | Wiegmann KwikHinge series disconnect enclosure, NEMA 3R/4/12, right flange, 72 x 39 x 18in (HxWxD), freestanding, carbon steel, ANSI 61 gray, powder coat finish, single-door, 3-point keylocking/padlocking combo handle, subpanel included. | Stock | 3344
WA72XM3918U | Wiegmann disconnect enclosure, NEMA 12, right flange, 72 x 39 x 18in (HxWxD), freestanding, carbon steel, ANSI 61 gray, powder coat finish, single-door, 3-point padlocking handle, subpanel included. | Stock | 3408
SCE-72XM4018 | Saginaw disconnect enclosure, NEMA 3R/12/13, right flange, 72 x 40 x 18in (HxWxD), freestanding, carbon steel, ANSI 61 gray, powder coat finish, single-door, 3-point padlocking handle, powder coated subpanel included. | Stock | 2642
SCE-72XM4018G | Saginaw disconnect enclosure, NEMA 3R/12/13, right flange, 72 x 40 x 18in (HxWxD), freestanding, carbon steel, ANSI 61 gray, powder coat finish, single-door, 3-point padlocking handle, galvanized subpanel included. | Stock | 2684
SCE-72XR4018 | Saginaw enclosure, NEMA 3R/12/13, 72 x 40 x 18in (HxWxD), freestanding, carbon steel, ANSI 61 gray, powder coat finish, single-door, 3-point padlocking handle, external rotary disconnect enclosure included. | Stock | 4153
SCE-72XR4018G | Saginaw enclosure, NEMA 3R/12/13, 72 x 40 x 18in (HxWxD), freestanding, carbon steel, ANSI 61 gray, powder coat finish, single-door, 3-point padlocking handle, subpanel and external rotary disconnect enclosure included. | Stock | 4187
SCE-72XD4018 | Saginaw enclosure, NEMA 3R/12/13, 72 x 40 x 18in (HxWxD), freestanding, carbon steel, ANSI 61 gray, powder coat finish, single-door, 3-point padlocking handle, external disconnect enclosure included. | Stock | 4153
SCE-72XD4018G | Saginaw enclosure, NEMA 3R/12/13, 72 x 40 x 18in (HxWxD), freestanding, carbon steel, ANSI 61 gray, powder coat finish, single-door, 3-point padlocking handle, subpanel and external disconnect enclosure included. | Stock | 4187
SCE-72XM4018SS | Saginaw disconnect enclosure, NEMA 3R/4/4X/12/13, right flange, 72 x 40 x 18in (HxWxD), freestanding, 304 stainless steel, #4 brush finish, single-door, 3-point padlocking handle, powder coated subpanel included. | Stock | 6586
SCE-72XM4018SS6 | Saginaw disconnect enclosure, NEMA 3R/4/4X/12/13, right flange, 72 x 40 x 18in (HxWxD), freestanding, 316L stainless steel, #4 brush finish, single-door, 3-point padlocking handle, powder coated subpanel included. | Stock | 8048
SCE-72XD4018SS | Saginaw enclosure, NEMA 3R/4/4X/12/13, 72 x 40 x 18in (HxWxD), freestanding, 304 stainless steel, #4 brush finish, single-door, 3-point padlocking handle, external disconnect enclosure included. | Stock | 9045
SCE-72XD4018SS6 | Saginaw enclosure, NEMA 3R/4/4X/12/13, 72 x 40 x 18in (HxWxD), freestanding, 316L stainless steel, #4 brush finish, single-door, 3-point padlocking handle, external disconnect enclosure included. | Stock | 11053
1UHD724118FTC | Hammond disconnect enclosure, NEMA 12, right flange, 72 x 41 x 18in (HxWxD), freestanding, carbon steel, ANSI 61 gray, powder coat finish, single-door, 3-point padlocking handle. | Stock | 3944
1UHD724118N4SS | Hammond disconnect enclosure, NEMA 3R/4/4X/12/13, right flange, 72 x 41 x 18in (HxWxD), freestanding, 304 stainless steel, #4 brush finish, single-door, 3-point padlocking handle. | Stock | 8593
WRD72XM5318FSD4 | Wiegmann KwikHinge series disconnect enclosure, NEMA 3R/4/12, right flange, 72 x 53 x 18in (HxWxD), freestanding, carbon steel, ANSI 61 gray, powder coat finish, 2-door, 3-point keylocking/padlocking combo handle, subpanel included. | Stock | 4551
SCE-72XM5418 | Saginaw disconnect enclosure, NEMA 3R/4/12/13, right flange, 72 x 54 x 18in (HxWxD), freestanding, carbon steel, ANSI 61 gray, powder coat finish, 2-door, 3-point padlocking handle, powder coated subpanel included. | Stock | 3812
SCE-72XM5418G | Saginaw disconnect enclosure, NEMA 3R/4/12/13, right flange, 72 x 54 x 18in (HxWxD), freestanding, carbon steel, ANSI 61 gray, powder coat finish, 2-door, 3-point padlocking handle, galvanized subpanel included. | Stock | 3873
SCE-72XR5418 | Saginaw enclosure, NEMA 3R/4/12/13, 72 x 54 x 18in (HxWxD), freestanding, carbon steel, ANSI 61 gray, powder coat finish, 2-door, 3-point padlocking handle, external rotary disconnect enclosure included. | Stock | 5099
SCE-72XR5418G | Saginaw enclosure, NEMA 3R/4/12/13, 72 x 54 x 18in (HxWxD), freestanding, carbon steel, ANSI 61 gray, powder coat finish, 2-door, 3-point padlocking handle, subpanel and external rotary disconnect enclosure included. | Stock | 5148
SCE-72XD5418 | Saginaw enclosure, NEMA 3R/4/12/13, 72 x 54 x 18in (HxWxD), freestanding, carbon steel, ANSI 61 gray, powder coat finish, 2-door, 3-point padlocking handle, external disconnect enclosure included. | Stock | 5099
SCE-72XD5418G | Saginaw enclosure, NEMA 3R/4/12/13, 72 x 54 x 18in (HxWxD), freestanding, carbon steel, ANSI 61 gray, powder coat finish, 2-door, 3-point padlocking handle, subpanel and external disconnect enclosure included. | Stock | 5148
SCE-72XM5418SS | Saginaw disconnect enclosure, NEMA 3R/4/4X/12/13, right flange, 72 x 54 x 18in (HxWxD), freestanding, 304 stainless steel, #4 brush finish, 2-door, 3-point padlocking handle, powder coated subpanel included. | Stock | 9501
SCE-72XM5418SS6 | Saginaw disconnect enclosure, NEMA 3R/4/4X/12/13, right flange, 72 x 54 x 18in (HxWxD), freestanding, 316L stainless steel, #4 brush finish, 2-door, 3-point padlocking handle, powder coated subpanel included. | Stock | 11610
SCE-72XD5418SS | Saginaw enclosure, NEMA 3R/4/4X/12/13, 72 x 54 x 18in (HxWxD), freestanding, 304 stainless steel, #4 brush finish, 2-door, 3-point padlocking handle, external disconnect enclosure included. | Stock | 11960
SCE-72XD5418SS6 | Saginaw enclosure, NEMA 3R/4/4X/12/13, 72 x 54 x 18in (HxWxD), freestanding, 316L stainless steel, #4 brush finish, 2-door, 3-point padlocking handle, external disconnect enclosure included. | Stock | 14615
2UHD725518FTC | Hammond disconnect enclosure, NEMA 12, right flange, 72 x 55 x 18in (HxWxD), freestanding, carbon steel, ANSI 61 gray, powder coat finish, 2-door, 3-point padlocking handle, subpanel included. | Stock | 5355
2UHD725518N4SS | Hammond disconnect enclosure, NEMA 3R/4/4X/12/13, right flange, 72 x 55 x 18in (HxWxD), freestanding, 304 stainless steel, #4 brush finish, 2-door, 3-point padlocking handle, subpanel included. | Stock | 12386
SCE-72XEL6112SSST | Saginaw Enviroline series disconnect enclosure, slope top, NEMA 3R/4/4X/12/13, right flange, 72 x 61 x 12in (HxWxD), freestanding, 304 stainless steel, #4 brush finish, 2-door, 3-point 304 stainless steel padlocking handle, purchase subpanel separately. | Stock | 12195
SCE-72XEL6112SS6ST | Saginaw Enviroline series disconnect enclosure, slope top, NEMA 3R/4/4X/12/13, right flange, 72 x 61 x 12in (HxWxD), freestanding, 316L stainless steel, #4 brush finish, 2-door, 3-point 304 stainless steel padlocking handle, purchase subpanel separately. | Stock | 15041
SCE-72XEL6118SSST | Saginaw Enviroline series disconnect enclosure, slope top, NEMA 3R/4/4X/12/13, right flange, 72 x 61 x 18in (HxWxD), freestanding, 304 stainless steel, #4 brush finish, 2-door, 3-point 304 stainless steel padlocking handle, purchase subpanel separately. | Stock | 13248
SCE-72XEL6118SS6ST | Saginaw Enviroline series disconnect enclosure, slope top, NEMA 3R/4/4X/12/13, right flange, 72 x 61 x 18in (HxWxD), freestanding, 316L stainless steel, #4 brush finish, 2-door, 3-point 304 stainless steel padlocking handle, purchase subpanel separately. | Stock | 16339
SCE-72XM6618 | Saginaw disconnect enclosure, NEMA 3R/12/13, right flange, 72 x 66 x 18in (HxWxD), freestanding, carbon steel, ANSI 61 gray, powder coat finish, 2-door, 3-point padlocking handle, powder coated subpanel included. | Stock | 4221
SCE-72XM6618G | Saginaw disconnect enclosure, NEMA 3R/12/13, right flange, 72 x 66 x 18in (HxWxD), freestanding, carbon steel, ANSI 61 gray, powder coat finish, 2-door, 3-point padlocking handle, galvanized subpanel included. | Stock | 4361
SCE-72XD6618 | Saginaw enclosure, NEMA 3R/12/13, 72 x 66 x 18in (HxWxD), freestanding, carbon steel, ANSI 61 gray, powder coat finish, 2-door, 3-point padlocking handle, external disconnect enclosure included. | Stock | 5487
SCE-72XD6618G | Saginaw enclosure, NEMA 3R/12/13, 72 x 66 x 18in (HxWxD), freestanding, carbon steel, ANSI 61 gray, powder coat finish, 2-door, 3-point padlocking handle, subpanel and external disconnect enclosure included. | Stock | 5624
SCE-72XR6618 | Saginaw enclosure, NEMA 3R/12/13, 72 x 66 x 18in (HxWxD), freestanding, carbon steel, ANSI 61 gray, powder coat finish, 2-door, 3-point padlocking handle, external rotary disconnect enclosure included. | Stock | 5487
SCE-72XR6618G | Saginaw enclosure, NEMA 3R/12/13, 72 x 66 x 18in (HxWxD), freestanding, carbon steel, ANSI 61 gray, powder coat finish, 2-door, 3-point padlocking handle, subpanel and external rotary disconnect enclosure included. | Stock | 5624
SCE-72XM6618SS | Saginaw disconnect enclosure, NEMA 3R/4/4X/12/13, right flange, 72 x 66 x 18in (HxWxD), freestanding, 304 stainless steel, #4 brush finish, 2-door, 3-point padlocking handle, powder coated subpanel included. | Stock | 10706
SCE-72XM6618SS6 | Saginaw disconnect enclosure, NEMA 3R/4/4X/12/13, right flange, 72 x 66 x 18in (HxWxD), freestanding, 316L stainless steel, #4 brush finish, 2-door, 3-point padlocking handle, powder coated subpanel included. | Stock | 13083
SCE-72XD6618SS | Saginaw enclosure, NEMA 3R/4/4X/12/13, 72 x 66 x 18in (HxWxD), freestanding, 304 stainless steel, #4 brush finish, 2-door, 3-point padlocking handle, external disconnect enclosure included. | Stock | 13165
SCE-72XD6618SS6 | Saginaw enclosure, NEMA 3R/4/4X/12/13, 72 x 66 x 18in (HxWxD), freestanding, 316L stainless steel, #4 brush finish, 2-door, 3-point padlocking handle, external disconnect enclosure included. | Stock | 16088
2UHD726718FTC | Hammond disconnect enclosure, NEMA 12, right flange, 72 x 67 x 18in (HxWxD), freestanding, carbon steel, ANSI 61 gray, powder coat finish, 2-door, 3-point padlocking handle, subpanel included. | Stock | 5930
2UHD726718N4SS | Hammond disconnect enclosure, NEMA 3R/4/4X/12/13, right flange, 72 x 67 x 18in (HxWxD), freestanding, 304 stainless steel, #4 brush finish, 2-door, 3-point padlocking handle, subpanel included. | Stock | 13940
SCE-72XEL7312SSST | Saginaw Enviroline series disconnect enclosure, slope top, NEMA 3R/4/4X/12/13, right flange, 72 x 73 x 12in (HxWxD), freestanding, 304 stainless steel, #4 brush finish, 2-door, 3-point 304 stainless steel padlocking handle, purchase subpanel separately. | Stock | 13545
SCE-72XEL7312SS6ST | Saginaw Enviroline series disconnect enclosure, slope top, NEMA 3R/4/4X/12/13, right flange, 72 x 73 x 12in (HxWxD), freestanding, 316L stainless steel, #4 brush finish, 2-door, 3-point 304 stainless steel padlocking handle, purchase subpanel separately. | Stock | 16706
SCE-72XEL7318SSST | Saginaw Enviroline series disconnect enclosure, slope top, NEMA 3R/4/4X/12/13, right flange, 72 x 73 x 18in (HxWxD), freestanding, 304 stainless steel, #4 brush finish, 2-door, 3-point 304 stainless steel padlocking handle, purchase subpanel separately. | Stock | 14072
SCE-72XEL7318SS6ST | Saginaw Enviroline series disconnect enclosure, slope top, NEMA 3R/4/4X/12/13, right flange, 72 x 73 x 18in (HxWxD), freestanding, 316L stainless steel, #4 brush finish, 2-door, 3-point 304 stainless steel padlocking handle, purchase subpanel separately. | Stock | 17355
SCE-72XEL7324SSST | Saginaw Enviroline series disconnect enclosure, slope top, NEMA 3R/4/4X/12/13, right flange, 72 x 73 x 24in (HxWxD), freestanding, 304 stainless steel, #4 brush finish, 2-door, 3-point 304 stainless steel padlocking handle, purchase subpanel separately. | Stock | 14714
SCE-72XEL7324SS6ST | Saginaw Enviroline series disconnect enclosure, slope top, NEMA 3R/4/4X/12/13, right flange, 72 x 73 x 24in (HxWxD), freestanding, 316L stainless steel, #4 brush finish, 2-door, 3-point 304 stainless steel padlocking handle, purchase subpanel separately. | Stock | 18147
WRD72XM7724FSD4 | Wiegmann KwikHinge series disconnect enclosure, NEMA 3R/4/12, right flange, 72 x 77 x 24in (HxWxD), freestanding, carbon steel, ANSI 61 gray, powder coat finish, 2-door, 3-point keylocking/padlocking combo handle, subpanel included. | Stock | 6127
SCE-72XM7818 | Saginaw disconnect enclosure, NEMA 3R/12/13, right flange, 72 x 78 x 18in (HxWxD), freestanding, carbon steel, ANSI 61 gray, powder coat finish, 2-door, 3-point padlocking handle, powder coated subpanel included. | Stock | 4612
SCE-72XM7818G | Saginaw disconnect enclosure, NEMA 3R/12/13, right flange, 72 x 78 x 18in (HxWxD), freestanding, carbon steel, ANSI 61 gray, powder coat finish, 2-door, 3-point padlocking handle, galvanized subpanel included. | Stock | 4743
SCE-72XR7818 | Saginaw enclosure, NEMA 3R/12/13, 72 x 78 x 18in (HxWxD), freestanding, carbon steel, ANSI 61 gray, powder coat finish, 2-door, 3-point padlocking handle, external rotary disconnect enclosure included. | Stock | 6079
SCE-72XR7818G | Saginaw enclosure, NEMA 3R/12/13, 72 x 78 x 18in (HxWxD), freestanding, carbon steel, ANSI 61 gray, powder coat finish, 2-door, 3-point padlocking handle, subpanel and external rotary disconnect enclosure included. | Stock | 6208
SCE-72XD7818 | Saginaw enclosure, NEMA 3R/12/13, 72 x 78 x 18in (HxWxD), freestanding, carbon steel, ANSI 61 gray, powder coat finish, 2-door, 3-point padlocking handle, external disconnect enclosure included. | Stock | 6079
SCE-72XD7818G | Saginaw enclosure, NEMA 3R/12/13, 72 x 78 x 18in (HxWxD), freestanding, carbon steel, ANSI 61 gray, powder coat finish, 2-door, 3-point padlocking handle, subpanel and external disconnect enclosure included. | Stock | 6208
SCE-72XM7818SS | Saginaw disconnect enclosure, NEMA 3R/4/4X/12/13, right flange, 72 x 78 x 18in (HxWxD), freestanding, 304 stainless steel, #4 brush finish, 2-door, 3-point padlocking handle, powder coated subpanel included. | Stock | 11908
SCE-72XD7818SS | Saginaw enclosure, NEMA 3R/4/4X/12/13, 72 x 78 x 18in (HxWxD), freestanding, 304 stainless steel, #4 brush finish, 2-door, 3-point padlocking handle, external disconnect enclosure included. | Stock | 14367
SCE-72XM7818SS6 | Saginaw disconnect enclosure, NEMA 3R/4/4X/12/13, right flange, 72 x 78 x 18in (HxWxD), freestanding, 316L stainless steel, #4 brush finish, 2-door, 3-point padlocking handle, powder coated subpanel included. | Stock | 14552
SCE-72XM7824 | Saginaw disconnect enclosure, NEMA 3R/12/13, right flange, 72 x 78 x 24in (HxWxD), freestanding, carbon steel, ANSI 61 gray, powder coat finish, 2-door, 3-point padlocking handle, powder coated subpanel included. | Stock | 4889
SCE-72XM7824G | Saginaw disconnect enclosure, NEMA 3R/12/13, right flange, 72 x 78 x 24in (HxWxD), freestanding, carbon steel, ANSI 61 gray, powder coat finish, 2-door, 3-point padlocking handle, galvanized subpanel included. | Stock | 5019
SCE-72XM7824SS | Saginaw disconnect enclosure, NEMA 3R/4/4X/12/13, right flange, 72 x 78 x 24in (HxWxD), freestanding, 304 stainless steel, #4 brush finish, 2-door, 3-point padlocking handle, powder coated subpanel included. | Stock | 12763
SCE-72XM7824SS6 | Saginaw disconnect enclosure, NEMA 3R/4/4X/12/13, right flange, 72 x 78 x 24in (HxWxD), freestanding, 316L stainless steel, #4 brush finish, 2-door, 3-point padlocking handle, powder coated subpanel included. | Stock | 15596
2UHD727918FTC | Hammond disconnect enclosure, NEMA 12, right flange, 72 x 79 x 18in (HxWxD), freestanding, carbon steel, ANSI 61 gray, powder coat finish, 2-door, 3-point padlocking handle, subpanel included. | Stock | 6499
2UHD727918N4SS | Hammond disconnect enclosure, NEMA 3R/4/4X/12/13, right flange, 72 x 79 x 18in (HxWxD), freestanding, 304 stainless steel, #4 brush finish, 2-door, 3-point padlocking handle, subpanel included. | Stock | 15524
2UHD727924FTC | Hammond disconnect enclosure, NEMA 12, right flange, 72 x 79 x 24in (HxWxD), freestanding, carbon steel, ANSI 61 gray, powder coat finish, 2-door, 3-point padlocking handle, subpanel included. | Stock | 7078
2UHD727924N4SS | Hammond disconnect enclosure, NEMA 3R/4/4X/12/13, right flange, 72 x 79 x 24in (HxWxD), freestanding, 304 stainless steel, #4 brush finish, 2-door, 3-point padlocking handle, subpanel included. | Stock | 16610
SCE-72XM3EQ18 | Saginaw disconnect enclosure, NEMA 3R/12/13, right flange, 72 x 100 x 18in (HxWxD), freestanding, carbon steel, ANSI 61 gray, powder coat finish, 3-door, 3-point padlocking handle, (2) powder coated subpanels included. | Stock | 5844
SCE-72XM3EQ18G | Saginaw disconnect enclosure, NEMA 3R/12/13, right flange, 72 x 100 x 18in (HxWxD), freestanding, carbon steel, ANSI 61 gray, powder coat finish, 3-door, 3-point padlocking handle, (2) galvanized subpanels included. | Stock | 5993
SCE-72XD3EQ18 | Saginaw enclosure, NEMA 3R/12/13, 72 x 100 x 18in (HxWxD), freestanding, carbon steel, ANSI 61 gray, powder coat finish, 3-door, 3-point padlocking handle, external disconnect enclosure included. | Stock | 7166
SCE-72XD3EQ18G | Saginaw enclosure, NEMA 3R/12/13, 72 x 100 x 18in (HxWxD), freestanding, carbon steel, ANSI 61 gray, powder coat finish, 3-door, 3-point padlocking handle, subpanel and external disconnect enclosure included. | Stock | 7314
SCE-72XR3EQ18 | Saginaw enclosure, NEMA 3R/12/13, 72 x 100 x 18in (HxWxD), freestanding, carbon steel, ANSI 61 gray, powder coat finish, 3-door, 3-point padlocking handle, external rotary disconnect enclosure included. | Stock | 7166
SCE-72XR3EQ18G | Saginaw enclosure, NEMA 3R/12/13, 72 x 100 x 18in (HxWxD), freestanding, carbon steel, ANSI 61 gray, powder coat finish, 3-door, 3-point padlocking handle, subpanel and external rotary disconnect enclosure included. | Stock | 7314
SCE-72XD3EQ18SS | Saginaw enclosure, NEMA 3R/4/4X/12/13, 72 x 100 x 18in (HxWxD), freestanding, 304 stainless steel, #4 brush finish, 3-door, 3-point padlocking handle, external disconnect enclosure included. | Stock | 16922
SCE-72XM3EQ18SS | Saginaw disconnect enclosure, NEMA 3R/4/4X/12/13, right flange, 72 x 100 x 18in (HxWxD), freestanding, 304 stainless steel, #4 brush finish, 3-door, 3-point padlocking handle, (2) powder coated subpanels included. | Stock | 14463
SCE-72XD3EQ18SS6 | Saginaw enclosure, NEMA 3R/4/4X/12/13, 72 x 100 x 18in (HxWxD), freestanding, 316L stainless steel, #4 brush finish, 3-door, 3-point padlocking handle, external disconnect enclosure included. | Stock | 20632
SCE-72XM3EQ18SS6 | Saginaw disconnect enclosure, NEMA 3R/4/4X/12/13, right flange, 72 x 100 x 18in (HxWxD), freestanding, 316L stainless steel, #4 brush finish, 3-door, 3-point padlocking handle, (2) powder coated subpanels included. | Stock | 17627
3UHD7210118FTC | Hammond disconnect enclosure, NEMA 12, right flange, 72 x 101 x 18in (HxWxD), freestanding, carbon steel, ANSI 61 gray, powder coat finish, 3-door, 3-point padlocking handle. | Stock | 8051
3UHD7210118N4SS | Hammond disconnect enclosure, NEMA 3R/4/4X/12/13, right flange, 72 x 101 x 18in (HxWxD), freestanding, 304 stainless steel, #4 brush finish, 3-door, 3-point padlocking handle. | Stock | 19004
SCE-72XM3EW18 | Saginaw disconnect enclosure, NEMA 3R/12/13, right flange, 72 x 118 x 18in (HxWxD), freestanding, carbon steel, ANSI 61 gray, powder coat finish, 3-door, 3-point padlocking handle, (2) powder coated subpanels included. | Stock | 6449
SCE-72XM3EW18G | Saginaw disconnect enclosure, NEMA 3R/12/13, right flange, 72 x 118 x 18in (HxWxD), freestanding, carbon steel, ANSI 61 gray, powder coat finish, 3-door, 3-point padlocking handle, (2) galvanized subpanels included. | Stock | 6621
SCE-72XR3EW18 | Saginaw enclosure, NEMA 3R/12/13, 72 x 118 x 18in (HxWxD), freestanding, carbon steel, ANSI 61 gray, powder coat finish, 3-door, 3-point padlocking handle, external rotary disconnect enclosure included. | Stock | 7768
SCE-72XR3EW18G | Saginaw enclosure, NEMA 3R/12/13, 72 x 118 x 18in (HxWxD), freestanding, carbon steel, ANSI 61 gray, powder coat finish, 3-door, 3-point padlocking handle, subpanel and external rotary disconnect enclosure included. | Stock | 7938
SCE-72XD3EW18 | Saginaw enclosure, NEMA 3R/12/13, 72 x 118 x 18in (HxWxD), freestanding, carbon steel, ANSI 61 gray, powder coat finish, 3-door, 3-point padlocking handle, external disconnect enclosure included. | Stock | 7768
SCE-72XD3EW18G | Saginaw enclosure, NEMA 3R/12/13, 72 x 118 x 18in (HxWxD), freestanding, carbon steel, ANSI 61 gray, powder coat finish, 3-door, 3-point padlocking handle, subpanel and external disconnect enclosure included. | Stock | 7938
SCE-72XM3EW18SS | Saginaw disconnect enclosure, NEMA 3R/4/4X/12/13, right flange, 72 x 118 x 18in (HxWxD), freestanding, 304 stainless steel, #4 brush finish, 3-door, 3-point padlocking handle, (2) powder coated subpanels included. | Stock | 16250
SCE-72XD3EW18SS | Saginaw enclosure, NEMA 3R/4/4X/12/13, 72 x 118 x 18in (HxWxD), freestanding, 304 stainless steel, #4 brush finish, 3-door, 3-point padlocking handle, external disconnect enclosure included. | Stock | 18709
SCE-72XM3EW18SS6 | Saginaw disconnect enclosure, NEMA 3R/4/4X/12/13, right flange, 72 x 118 x 18in (HxWxD), freestanding, 316L stainless steel, #4 brush finish, 3-door, 3-point padlocking handle, (2) powder coated subpanels included. | Stock | 20342
SCE-72XD3EW18SS6 | Saginaw enclosure, NEMA 3R/4/4X/12/13, 72 x 118 x 18in (HxWxD), freestanding, 316L stainless steel, #4 brush finish, 3-door, 3-point padlocking handle, external disconnect enclosure included. | Stock | 22816
3UHD7211918FTC | Hammond disconnect enclosure, NEMA 12, right flange, 72 x 119 x 18in (HxWxD), freestanding, carbon steel, ANSI 61 gray, powder coat finish, 3-door, 3-point padlocking handle. | Stock | 8957
3UHD7211918N4SS | Hammond disconnect enclosure, NEMA 3R/4/4X/12/13, right flange, 72 x 119 x 18in (HxWxD), freestanding, 304 stainless steel, #4 brush finish, 3-door, 3-point padlocking handle. | Stock | 21398
2STFSD747512SS | Hammond disconnect enclosure, slope top, NEMA 3R/4/4X/12/13, right flange, 79 x 75 x 13in (HxWxD), freestanding, 304 stainless steel, #4 brush finish, double-door, 3-point 316 stainless steel padlocking handle. | Stock | 14990
2STFSD747518S16 | Hammond disconnect enclosure, slope top, NEMA 3R/4/4X/12/13, right flange, 81 x 75 x 19in (HxWxD), freestanding, 316 stainless steel, #4 brush finish, double-door, 3-point 316 stainless steel padlocking handle. | Stock | 19560
2STFSD747512S16 | Hammond disconnect enclosure, slope top, NEMA 3R/4/4X/12/13, right flange, 79 x 75 x 13in (HxWxD), freestanding, 316 stainless steel, #4 brush finish, double-door, 3-point 316 stainless steel padlocking handle. | Stock | 17933
2STFSD747518SS | Hammond disconnect enclosure, slope top, NEMA 3R/4/4X/12/13, right flange, 81 x 75 x 19in (HxWxD), freestanding, 304 stainless steel, #4 brush finish, double-door, 3-point 316 stainless steel padlocking handle. | Stock | 16344
2STFSD747524SS | Hammond disconnect enclosure, slope top, NEMA 3R/4/4X/12/13, right flange, 83 x 75 x 25in (HxWxD), freestanding, 304 stainless steel, #4 brush finish, double-door, 3-point 316 stainless steel padlocking handle. | Stock | 17613
2STFSD747524S16 | Hammond disconnect enclosure, slope top, NEMA 3R/4/4X/12/13, right flange, 83 x 75 x 25in (HxWxD), freestanding, 316 stainless steel, #4 brush finish, double-door, 3-point 316 stainless steel padlocking handle. | Stock | 21086
SCE-N80XM4018 | Saginaw NextGen series disconnect enclosure, NEMA 3R/4/12/13, 80 x 40 x 18in (HxWxD), freestanding, carbon steel, ANSI 61 gray, polyester powder coat finish, single-door, 3-point padlocking combo handle. | Stock | 2346
SCE-N80XM4018SS | Saginaw NextGen series disconnect enclosure, NEMA 3R/4/4X/12/13, 80 x 40 x 18in (HxWxD), freestanding, 304 stainless steel, #4 brush finish, single-door, 3-point padlocking combo handle. | Stock | 6308
SCE-N80XM4018SS6 | Saginaw NextGen series disconnect enclosure, NEMA 3R/4/4X/12/13, 80 x 40 x 18in (HxWxD), freestanding, 316 stainless steel, #4 brush finish, single-door, 3-point padlocking combo handle. | Stock | 7885
SCE-N80XM4024 | Saginaw NextGen series disconnect enclosure, NEMA 3R/4/12/13, 80 x 40 x 24in (HxWxD), freestanding, carbon steel, ANSI 61 gray, polyester powder coat finish, single-door, 3-point padlocking combo handle. | Stock | 2555
SCE-N80XM4024SS | Saginaw NextGen series disconnect enclosure, NEMA 3R/4/4X/12/13, 80 x 40 x 24in (HxWxD), freestanding, 304 stainless steel, #4 brush finish, single-door, 3-point padlocking combo handle. | Stock | 6870
SCE-N80XM4024SS6 | Saginaw NextGen series disconnect enclosure, NEMA 3R/4/4X/12/13, 80 x 40 x 24in (HxWxD), freestanding, 316 stainless steel, #4 brush finish, single-door, 3-point padlocking combo handle. | Stock | 8587
SCE-N80XM7818 | Saginaw NextGen series disconnect enclosure, NEMA 3R/4/12/13, 80 x 78 x 18in (HxWxD), freestanding, carbon steel, ANSI 61 gray, polyester powder coat finish, 2-door, 3-point padlocking combo handle. | Stock | 4069
SCE-N80XM7818SS | Saginaw NextGen series disconnect enclosure, NEMA 3R/4/4X/12/13, 80 x 78 x 18in (HxWxD), freestanding, 304 stainless steel, #4 brush finish, 2-door, 3-point padlocking combo handle. | Stock | 11050
SCE-N80XM7818SS6 | Saginaw NextGen series disconnect enclosure, NEMA 3R/4/4X/12/13, 80 x 78 x 18in (HxWxD), freestanding, 316 stainless steel, #4 brush finish, 2-door, 3-point padlocking combo handle. | Stock | 13813
SCE-N80XM7824 | Saginaw NextGen series disconnect enclosure, NEMA 3R/4/12/13, 80 x 78 x 24in (HxWxD), freestanding, carbon steel, ANSI 61 gray, polyester powder coat finish, 2-door, 3-point padlocking combo handle. | Stock | 4292
SCE-N80XM7824SS | Saginaw NextGen series disconnect enclosure, NEMA 3R/4/4X/12/13, 80 x 78 x 24in (HxWxD), freestanding, 304 stainless steel, #4 brush finish, 2-door, 3-point padlocking combo handle. | Stock | 11787
SCE-N80XM7824SS6 | Saginaw NextGen series disconnect enclosure, NEMA 3R/4/4X/12/13, 80 x 78 x 24in (HxWxD), freestanding, 316 stainless steel, #4 brush finish, 2-door, 3-point padlocking combo handle. | Stock | 14734
WA84XM3918U | Wiegmann disconnect enclosure, NEMA 12, right flange, 84 x 39 x 18in (HxWxD), freestanding, carbon steel, ANSI 61 gray, powder coat finish, single-door, 3-point padlocking handle, subpanel included. | Stock | 3790
SCE-84XM4018 | Saginaw disconnect enclosure, NEMA 3R/12/13, right flange, 84 x 40 x 18in (HxWxD), freestanding, carbon steel, ANSI 61 gray, powder coat finish, single-door, 3-point padlocking handle, powder coated subpanel included. | Stock | 2937
SCE-84XM4018G | Saginaw disconnect enclosure, NEMA 3R/12/13, right flange, 84 x 40 x 18in (HxWxD), freestanding, carbon steel, ANSI 61 gray, powder coat finish, single-door, 3-point padlocking handle, galvanized subpanel included. | Stock | 2994
SCE-84XR4018 | Saginaw enclosure, NEMA 3R/12/13, 84 x 40 x 18in (HxWxD), freestanding, carbon steel, ANSI 61 gray, powder coat finish, single-door, 3-point padlocking handle, external rotary disconnect enclosure included. | Stock | 4393
SCE-84XR4018G | Saginaw enclosure, NEMA 3R/12/13, 84 x 40 x 18in (HxWxD), freestanding, carbon steel, ANSI 61 gray, powder coat finish, single-door, 3-point padlocking handle, subpanel and external rotary disconnect enclosure included. | Stock | 4439
SCE-84XD4018 | Saginaw enclosure, NEMA 3R/12/13, 84 x 40 x 18in (HxWxD), freestanding, carbon steel, ANSI 61 gray, powder coat finish, single-door, 3-point padlocking handle, external disconnect enclosure included. | Stock | 4393
SCE-84XD4018G | Saginaw enclosure, NEMA 3R/12/13, 84 x 40 x 18in (HxWxD), freestanding, carbon steel, ANSI 61 gray, powder coat finish, single-door, 3-point padlocking handle, subpanel and external disconnect enclosure included. | Stock | 4439
SCE-84XM4018SS | Saginaw disconnect enclosure, NEMA 3R/4/4X/12/13, right flange, 84 x 40 x 18in (HxWxD), freestanding, 304 stainless steel, #4 brush finish, single-door, 3-point padlocking handle, powder coated subpanel included. | Stock | 7321
SCE-84XM4018SS6 | Saginaw disconnect enclosure, NEMA 3R/4/4X/12/13, right flange, 84 x 40 x 18in (HxWxD), freestanding, 316L stainless steel, #4 brush finish, single-door, 3-point padlocking handle, powder coated subpanel included. | Stock | 8946
SCE-84XD4018SS | Saginaw enclosure, NEMA 3R/4/4X/12/13, 84 x 40 x 18in (HxWxD), freestanding, 304 stainless steel, #4 brush finish, single-door, 3-point padlocking handle, external disconnect enclosure included. | Stock | 9780
SCE-84XD4018SS6 | Saginaw enclosure, NEMA 3R/4/4X/12/13, 84 x 40 x 18in (HxWxD), freestanding, 316L stainless steel, #4 brush finish, single-door, 3-point padlocking handle, external disconnect enclosure included. | Stock | 11951
SCE-84XM4024 | Saginaw disconnect enclosure, NEMA 3R/12/13, right flange, 84 x 40 x 24in (HxWxD), freestanding, carbon steel, ANSI 61 gray, powder coat finish, single-door, 3-point padlocking handle, powder coated subpanel included. | Stock | 3020
SCE-84XM4024G | Saginaw disconnect enclosure, NEMA 3R/12/13, right flange, 84 x 40 x 24in (HxWxD), freestanding, carbon steel, ANSI 61 gray, powder coat finish, single-door, 3-point padlocking handle, galvanized subpanel included. | Stock | 3077
SCE-84XM4024SS | Saginaw disconnect enclosure, NEMA 3R/4/4X/12/13, right flange, 84 x 40 x 24in (HxWxD), freestanding, 304 stainless steel, #4 brush finish, single-door, 3-point padlocking handle, powder coated subpanel included. | Stock | 7527
SCE-84XM4024SS6 | Saginaw disconnect enclosure, NEMA 3R/4/4X/12/13, right flange, 84 x 40 x 24in (HxWxD), freestanding, 316L stainless steel, #4 brush finish, single-door, 3-point padlocking handle, powder coated subpanel included. | Stock | 9198
1UHD844118FTC | Hammond disconnect enclosure, NEMA 12, right flange, 84 x 41 x 18in (HxWxD), freestanding, carbon steel, ANSI 61 gray, powder coat finish, single-door, 3-point padlocking handle. | Stock | 4304
1UHD844118N4SS | Hammond disconnect enclosure, NEMA 3R/4/4X/12/13, right flange, 84 x 41 x 18in (HxWxD), freestanding, 304 stainless steel, #4 brush finish, single-door, 3-point padlocking handle. | Stock | 9518
1UHD844124FTC | Hammond disconnect enclosure, NEMA 12, right flange, 84 x 41 x 24in (HxWxD), freestanding, carbon steel, ANSI 61 gray, powder coat finish, single-door, 3-point padlocking handle. | Stock | 4481
1UHD844124N4SS | Hammond disconnect enclosure, NEMA 3R/4/4X/12/13, right flange, 84 x 41 x 24in (HxWxD), freestanding, 304 stainless steel, #4 brush finish, single-door, 3-point padlocking handle. | Stock | 9688
WA84XM7718U | Wiegmann disconnect enclosure, NEMA 12, right flange, 84 x 77 x 18in (HxWxD), freestanding, carbon steel, ANSI 61 gray, powder coat finish, 2-door, 3-point padlocking handle, subpanel included. | Stock | 6263
SCE-84XM7818 | Saginaw disconnect enclosure, NEMA 3R/12/13, right flange, 84 x 78 x 18in (HxWxD), freestanding, carbon steel, ANSI 61 gray, powder coat finish, 2-door, 3-point padlocking handle, powder coated subpanel included. | Stock | 5035
SCE-84XM7818G | Saginaw disconnect enclosure, NEMA 3R/12/13, right flange, 84 x 78 x 18in (HxWxD), freestanding, carbon steel, ANSI 61 gray, powder coat finish, 2-door, 3-point padlocking handle, galvanized subpanel included. | Stock | 5160
SCE-84XR7818 | Saginaw enclosure, NEMA 3R/12/13, 84 x 78 x 18in (HxWxD), freestanding, carbon steel, ANSI 61 gray, powder coat finish, 2-door, 3-point padlocking handle, external rotary disconnect enclosure included. | Stock | 6497
SCE-84XD7818 | Saginaw enclosure, NEMA 3R/12/13, 84 x 78 x 18in (HxWxD), freestanding, carbon steel, ANSI 61 gray, powder coat finish, 2-door, 3-point padlocking handle, external disconnect enclosure included. | Stock | 6497
SCE-84XD7818G | Saginaw enclosure, NEMA 3R/12/13, 84 x 78 x 18in (HxWxD), freestanding, carbon steel, ANSI 61 gray, powder coat finish, 2-door, 3-point padlocking handle, subpanel and external disconnect enclosure included. | Stock | 6620
SCE-84XM7818SS | Saginaw disconnect enclosure, NEMA 3R/4/4X/12/13, right flange, 84 x 78 x 18in (HxWxD), freestanding, 304 stainless steel, #4 brush finish, 2-door, 3-point padlocking handle, powder coated subpanel included. | Stock | 13217
SCE-84XD7818SS | Saginaw enclosure, NEMA 3R/4/4X/12/13, 84 x 78 x 18in (HxWxD), freestanding, 304 stainless steel, #4 brush finish, 2-door, 3-point padlocking handle, external disconnect enclosure included. | Stock | 15906
SCE-84XM7818SS6 | Saginaw disconnect enclosure, NEMA 3R/4/4X/12/13, right flange, 84 x 78 x 18in (HxWxD), freestanding, 316L stainless steel, #4 brush finish, 2-door, 3-point padlocking handle, powder coated subpanel included. | Stock | 16151
SCE-84XD7818SS6 | Saginaw enclosure, NEMA 3R/4/4X/12/13, 84 x 78 x 18in (HxWxD), freestanding, 316L stainless steel, #4 brush finish, 2-door, 3-point padlocking handle, external disconnect enclosure included. | Stock | 19390
SCE-84XM7824 | Saginaw disconnect enclosure, NEMA 3R/12/13, right flange, 84 x 78 x 24in (HxWxD), freestanding, carbon steel, ANSI 61 gray, powder coat finish, 2-door, 3-point padlocking handle, powder coated subpanel included. | Stock | 5088
SCE-84XM7824G | Saginaw disconnect enclosure, NEMA 3R/12/13, right flange, 84 x 78 x 24in (HxWxD), freestanding, carbon steel, ANSI 61 gray, powder coat finish, 2-door, 3-point padlocking handle, galvanized subpanel included. | Stock | 5241
SCE-84XM7824SS | Saginaw disconnect enclosure, NEMA 3R/4/4X/12/13, right flange, 84 x 78 x 24in (HxWxD), freestanding, 304 stainless steel, #4 brush finish, 2-door, 3-point padlocking handle, powder coated subpanel included. | Stock | 13382
SCE-84XM7824SS6 | Saginaw disconnect enclosure, NEMA 3R/4/4X/12/13, right flange, 84 x 78 x 24in (HxWxD), freestanding, 316L stainless steel, #4 brush finish, 2-door, 3-point padlocking handle, powder coated subpanel included. | Stock | 16353
2UHD847918FTC | Hammond disconnect enclosure, NEMA 12, right flange, 84 x 79 x 18in (HxWxD), freestanding, carbon steel, ANSI 61 gray, powder coat finish, 2-door, 3-point padlocking handle, subpanel included. | Stock | 7120
2UHD847918N4SS | Hammond disconnect enclosure, NEMA 3R/4/4X/12/13, right flange, 84 x 79 x 18in (HxWxD), freestanding, 304 stainless steel, #4 brush finish, 2-door, 3-point padlocking handle, subpanel included. | Stock | 17168
2UHD847924FTC | Hammond disconnect enclosure, NEMA 12, right flange, 84 x 79 x 24in (HxWxD), freestanding, carbon steel, ANSI 61 gray, powder coat finish, 2-door, 3-point padlocking handle, subpanel included. | Stock | 7278
2UHD847924N4SS | Hammond disconnect enclosure, NEMA 3R/4/4X/12/13, right flange, 84 x 79 x 24in (HxWxD), freestanding, 304 stainless steel, #4 brush finish, 2-door, 3-point padlocking handle, subpanel included. | Stock | 17718
SCE-84XM3EW18 | Saginaw disconnect enclosure, NEMA 3R/12/13, right flange, 84 x 118 x 18in (HxWxD), freestanding, carbon steel, ANSI 61 gray, powder coat finish, 3-door, 3-point padlocking handle, (2) powder coated subpanels included. | Stock | 7071
SCE-84XM3EW18G | Saginaw disconnect enclosure, NEMA 3R/12/13, right flange, 84 x 118 x 18in (HxWxD), freestanding, carbon steel, ANSI 61 gray, powder coat finish, 3-door, 3-point padlocking handle, (2) galvanized subpanels included. | Stock | 7278
SCE-84XD3EW18 | Saginaw enclosure, NEMA 3R/12/13, 84 x 118 x 18in (HxWxD), freestanding, carbon steel, ANSI 61 gray, powder coat finish, 3-door, 3-point padlocking handle, external disconnect enclosure included. | Stock | 8386
SCE-84XD3EW18G | Saginaw enclosure, NEMA 3R/12/13, 84 x 118 x 18in (HxWxD), freestanding, carbon steel, ANSI 61 gray, powder coat finish, 3-door, 3-point padlocking handle, subpanel and external disconnect enclosure included. | Stock | 8593
SCE-84XM3EW18SS | Saginaw disconnect enclosure, NEMA 3R/4/4X/12/13, right flange, 84 x 118 x 18in (HxWxD), freestanding, 304 stainless steel, #4 brush finish, 3-door, 3-point padlocking handle, (2) powder coated subpanels included. | Stock | 18092
SCE-84XD3EW18SS | Saginaw enclosure, NEMA 3R/4/4X/12/13, 84 x 118 x 18in (HxWxD), freestanding, 304 stainless steel, #4 brush finish, 3-door, 3-point padlocking handle, external disconnect enclosure included. | Stock | 20551
SCE-84XM3EW18SS6 | Saginaw disconnect enclosure, NEMA 3R/4/4X/12/13, right flange, 84 x 118 x 18in (HxWxD), freestanding, 316L stainless steel, #4 brush finish, 3-door, 3-point padlocking handle, (2) powder coated subpanels included. | Stock | 22062
SCE-84XD3EW18SS6 | Saginaw enclosure, NEMA 3R/4/4X/12/13, 84 x 118 x 18in (HxWxD), freestanding, 316L stainless steel, #4 brush finish, 3-door, 3-point padlocking handle, external disconnect enclosure included. | Stock | 25067
SCE-84XM3EW24 | Saginaw disconnect enclosure, NEMA 3R/12/13, right flange, 84 x 118 x 24in (HxWxD), freestanding, carbon steel, ANSI 61 gray, powder coat finish, 3-door, 3-point padlocking handle, (2) powder coated subpanels included. | Stock | 7142
SCE-84XM3EW24G | Saginaw disconnect enclosure, NEMA 3R/12/13, right flange, 84 x 118 x 24in (HxWxD), freestanding, carbon steel, ANSI 61 gray, powder coat finish, 3-door, 3-point padlocking handle, (2) galvanized subpanels included. | Stock | 7349
SCE-84XM3EW24SS | Saginaw disconnect enclosure, NEMA 3R/4/4X/12/13, right flange, 84 x 118 x 24in (HxWxD), freestanding, 304 stainless steel, #4 brush finish, 3-door, 3-point padlocking handle, (2) powder coated subpanels included. | Stock | 18698
SCE-84XM3EW24SS6 | Saginaw disconnect enclosure, NEMA 3R/4/4X/12/13, right flange, 84 x 118 x 24in (HxWxD), freestanding, 316L stainless steel, #4 brush finish, 3-door, 3-point padlocking handle, (2) powder coated subpanels included. | Stock | 23833
SCE-84XR3EW18 | Saginaw enclosure, NEMA 3R/12/13, 84 x 118 x 18in (HxWxD), freestanding, carbon steel, ANSI 61 gray, powder coat finish, 3-door, 3-point padlocking handle, external rotary disconnect enclosure included. | Stock | 8386
SCE-84XR3EW18G | Saginaw enclosure, NEMA 3R/12/13, 84 x 118 x 18in (HxWxD), freestanding, carbon steel, ANSI 61 gray, powder coat finish, 3-door, 3-point padlocking handle, subpanel and external rotary disconnect enclosure included. | Stock | 8593
3UHD8411918FTC | Hammond disconnect enclosure, NEMA 12, right flange, 84 x 119 x 18in (HxWxD), freestanding, carbon steel, ANSI 61 gray, powder coat finish, 3-door, 3-point padlocking handle. | Stock | 9592
3UHD8411918N4SS | Hammond disconnect enclosure, NEMA 3R/4/4X/12/13, right flange, 84 x 119 x 18in (HxWxD), freestanding, 304 stainless steel, #4 brush finish, 3-door, 3-point padlocking handle. | Stock | 23824
3UHD8411924FTC | Hammond disconnect enclosure, NEMA 12, right flange, 84 x 119 x 24in (HxWxD), freestanding, carbon steel, ANSI 61 gray, powder coat finish, 3-door, 3-point padlocking handle. | Stock | 9885
3UHD8411924N4SS | Hammond disconnect enclosure, NEMA 3R/4/4X/12/13, right flange, 84 x 119 x 24in (HxWxD), freestanding, 304 stainless steel, #4 brush finish, 3-door, 3-point padlocking handle. | Stock | 24557
4UHD8415718FTC | Hammond disconnect enclosure, NEMA 12, right flange, 84 x 157 x 18in (HxWxD), freestanding, carbon steel, ANSI 61 gray, powder coat finish, 4-door, 3-point padlocking handle. | Stock | 12212
4UHD8415718N4SS | Hammond disconnect enclosure, NEMA 3R/4/4X/12/13, right flange, 84 x 157 x 18in (HxWxD), freestanding, 304 stainless steel, #4 brush finish, 4-door, 3-point padlocking handle. | Stock | 27211
SCE-N86XM4018 | Saginaw NextGen series disconnect enclosure, NEMA 3R/4/12/13, 86 x 40 x 18in (HxWxD), freestanding, carbon steel, ANSI 61 gray, polyester powder coat finish, single-door, 3-point padlocking combo handle. | Stock | 2447
SCE-N86XM4018SS | Saginaw NextGen series disconnect enclosure, NEMA 3R/4/4X/12/13, 86 x 40 x 18in (HxWxD), freestanding, 304 stainless steel, #4 brush finish, single-door, 3-point padlocking combo handle. | Stock | 6580
SCE-N86XM4018SS6 | Saginaw NextGen series disconnect enclosure, NEMA 3R/4/4X/12/13, 86 x 40 x 18in (HxWxD), freestanding, 316 stainless steel, #4 brush finish, single-door, 3-point padlocking combo handle. | Stock | 8225
SCE-N86XM4024 | Saginaw NextGen series disconnect enclosure, NEMA 3R/4/12/13, 86 x 40 x 24in (HxWxD), freestanding, carbon steel, ANSI 61 gray, polyester powder coat finish, single-door, 3-point padlocking combo handle. | Stock | 2666
SCE-N86XM4024SS | Saginaw NextGen series disconnect enclosure, NEMA 3R/4/4X/12/13, 86 x 40 x 24in (HxWxD), freestanding, 304 stainless steel, #4 brush finish, single-door, 3-point padlocking combo handle. | Stock | 7170
SCE-N86XM4024SS6 | Saginaw NextGen series disconnect enclosure, NEMA 3R/4/4X/12/13, 86 x 40 x 24in (HxWxD), freestanding, 316 stainless steel, #4 brush finish, single-door, 3-point padlocking combo handle. | Stock | 8962
SCE-N86XM7818 | Saginaw NextGen series disconnect enclosure, NEMA 3R/4/12/13, 86 x 78 x 18in (HxWxD), freestanding, carbon steel, ANSI 61 gray, polyester powder coat finish, 2-door, 3-point padlocking combo handle. | Stock | 4205
SCE-N86XM7818SS | Saginaw NextGen series disconnect enclosure, NEMA 3R/4/4X/12/13, 86 x 78 x 18in (HxWxD), freestanding, 304 stainless steel, #4 brush finish, 2-door, 3-point padlocking combo handle. | Stock | 11498
SCE-N86XM7818SS6 | Saginaw NextGen series disconnect enclosure, NEMA 3R/4/4X/12/13, 86 x 78 x 18in (HxWxD), freestanding, 316 stainless steel, #4 brush finish, 2-door, 3-point padlocking combo handle. | Stock | 14372
SCE-N86XM7824 | Saginaw NextGen series disconnect enclosure, NEMA 3R/4/12/13, 86 x 78 x 24in (HxWxD), freestanding, carbon steel, ANSI 61 gray, polyester powder coat finish, 2-door, 3-point padlocking combo handle. | Stock | 4436
SCE-N86XM7824SS | Saginaw NextGen series disconnect enclosure, NEMA 3R/4/4X/12/13, 86 x 78 x 24in (HxWxD), freestanding, 304 stainless steel, #4 brush finish, 2-door, 3-point padlocking combo handle. | Stock | 12262
SCE-N86XM7824SS6 | Saginaw NextGen series disconnect enclosure, NEMA 3R/4/4X/12/13, 86 x 78 x 24in (HxWxD), freestanding, 316 stainless steel, #4 brush finish, 2-door, 3-point padlocking combo handle. | Stock | 15328
WA90XM3920U | Wiegmann disconnect enclosure, NEMA 12, right flange, 90 x 39 x 20in (HxWxD), freestanding, carbon steel, ANSI 61 gray, powder coat finish, single-door, 3-point padlocking handle, subpanel included. | Stock | 4249
WA90XM3924U | Wiegmann disconnect enclosure, NEMA 12, right flange, 90 x 39 x 24in (HxWxD), freestanding, carbon steel, ANSI 61 gray, powder coat finish, single-door, 3-point padlocking handle, subpanel included. | Stock | 4457
SCE-90XM4018 | Saginaw disconnect enclosure, NEMA 3R/12/13, right flange, 90 x 40 x 18in (HxWxD), freestanding, carbon steel, ANSI 61 gray, powder coat finish, single-door, 3-point padlocking handle, powder coated subpanel included. | Stock | 3348
SCE-90XM4018G | Saginaw disconnect enclosure, NEMA 3R/12/13, right flange, 90 x 40 x 18in (HxWxD), freestanding, carbon steel, ANSI 61 gray, powder coat finish, single-door, 3-point padlocking handle, galvanized subpanel included. | Stock | 3412
SCE-90XR4018 | Saginaw enclosure, NEMA 3R/12/13, 90 x 40 x 18in (HxWxD), freestanding, carbon steel, ANSI 61 gray, powder coat finish, single-door, 3-point padlocking handle, external rotary disconnect enclosure included. | Stock | 4726
SCE-90XR4018G | Saginaw enclosure, NEMA 3R/12/13, 90 x 40 x 18in (HxWxD), freestanding, carbon steel, ANSI 61 gray, powder coat finish, single-door, 3-point padlocking handle, subpanel and external rotary disconnect enclosure included. | Stock | 4777
SCE-90XD4018 | Saginaw enclosure, NEMA 3R/12/13, 90 x 40 x 18in (HxWxD), freestanding, carbon steel, ANSI 61 gray, powder coat finish, single-door, 3-point padlocking handle, external disconnect enclosure included. | Stock | 4726
SCE-90XD4018G | Saginaw enclosure, NEMA 3R/12/13, 90 x 40 x 18in (HxWxD), freestanding, carbon steel, ANSI 61 gray, powder coat finish, single-door, 3-point padlocking handle, subpanel and external disconnect enclosure included. | Stock | 4772
SCE-90XM4018SS | Saginaw disconnect enclosure, NEMA 3R/4/4X/12/13, right flange, 90 x 40 x 18in (HxWxD), freestanding, 304 stainless steel, #4 brush finish, single-door, 3-point padlocking handle, powder coated subpanel included. | Stock | 7980
SCE-90XM4018SS6 | Saginaw disconnect enclosure, NEMA 3R/4/4X/12/13, right flange, 90 x 40 x 18in (HxWxD), freestanding, 316L stainless steel, #4 brush finish, single-door, 3-point padlocking handle, powder coated subpanel included. | Stock | 9720
SCE-90XD4018SS | Saginaw enclosure, NEMA 3R/4/4X/12/13, 90 x 40 x 18in (HxWxD), freestanding, 304 stainless steel, #4 brush finish, single-door, 3-point padlocking handle, external disconnect enclosure included. | Stock | 10439
SCE-90XD4018SS6 | Saginaw enclosure, NEMA 3R/4/4X/12/13, 90 x 40 x 18in (HxWxD), freestanding, 316L stainless steel, #4 brush finish, single-door, 3-point padlocking handle, external disconnect enclosure included. | Stock | 12725
SCE-90XM4020SS | Saginaw disconnect enclosure, NEMA 3R/4/4X/12/13, right flange, 90 x 40 x 20in (HxWxD), freestanding, 304 stainless steel, #4 brush finish, single-door, 3-point padlocking handle, powder coated subpanel included. | Stock | 8256
SCE-90XM4020SS6 | Saginaw disconnect enclosure, NEMA 3R/4/4X/12/13, right flange, 90 x 40 x 20in (HxWxD), freestanding, 316L stainless steel, #4 brush finish, single-door, 3-point padlocking handle, powder coated subpanel included. | Stock | 10058
SCE-90XM4024 | Saginaw disconnect enclosure, NEMA 3R/12/13, right flange, 90 x 40 x 24in (HxWxD), freestanding, carbon steel, ANSI 61 gray, powder coat finish, single-door, 3-point padlocking handle, powder coated subpanel included. | Stock | 3570
SCE-90XM4024G | Saginaw disconnect enclosure, NEMA 3R/12/13, right flange, 90 x 40 x 24in (HxWxD), freestanding, carbon steel, ANSI 61 gray, powder coat finish, single-door, 3-point padlocking handle, galvanized subpanel included. | Stock | 3634
SCE-90XM4024SS | Saginaw disconnect enclosure, NEMA 3R/4/4X/12/13, right flange, 90 x 40 x 24in (HxWxD), freestanding, 304 stainless steel, #4 brush finish, single-door, 3-point padlocking handle, powder coated subpanel included. | Stock | 8533
SCE-90XM4024SS6 | Saginaw disconnect enclosure, NEMA 3R/4/4X/12/13, right flange, 90 x 40 x 24in (HxWxD), freestanding, 316L stainless steel, #4 brush finish, single-door, 3-point padlocking handle, powder coated subpanel included. | Stock | 10396
1UHD904118FTC | Hammond disconnect enclosure, NEMA 12, right flange, 90 x 41 x 18in (HxWxD), freestanding, carbon steel, ANSI 61 gray, powder coat finish, single-door, 3-point padlocking handle. | Stock | 4333
1UHD904118N4SS | Hammond disconnect enclosure, NEMA 3R/4/4X/12/13, right flange, 90 x 41 x 18in (HxWxD), freestanding, 304 stainless steel, #4 brush finish, single-door, 3-point padlocking handle. | Stock | 10069
1UHD904120FTC | Hammond disconnect enclosure, NEMA 12, right flange, 90 x 41 x 20in (HxWxD), freestanding, carbon steel, ANSI 61 gray, powder coat finish, single-door, 3-point padlocking handle. | Stock | 4708
1UHD904120N4SS | Hammond disconnect enclosure, NEMA 3R/4/4X/12/13, right flange, 90 x 41 x 20in (HxWxD), freestanding, 304 stainless steel, #4 brush finish, single-door, 3-point padlocking handle. | Stock | 10306
1UHD904124FTC | Hammond disconnect enclosure, NEMA 12, right flange, 90 x 41 x 24in (HxWxD), freestanding, carbon steel, ANSI 61 gray, powder coat finish, single-door, 3-point padlocking handle. | Stock | 4939
1UHD904124N4SS | Hammond disconnect enclosure, NEMA 3R/4/4X/12/13, right flange, 90 x 41 x 24in (HxWxD), freestanding, 304 stainless steel, #4 brush finish, single-door, 3-point padlocking handle. | Stock | 10934
WA90XM7720U | Wiegmann disconnect enclosure, NEMA 12, right flange, 90 x 77 x 20in (HxWxD), freestanding, carbon steel, ANSI 61 gray, powder coat finish, 2-door, 3-point padlocking handle, subpanel included. | Stock | 6991
SCE-90XM7818 | Saginaw disconnect enclosure, NEMA 3R/12/13, right flange, 90 x 78 x 18in (HxWxD), freestanding, carbon steel, ANSI 61 gray, powder coat finish, 2-door, 3-point padlocking handle, powder coated subpanel included. | Stock | 5486
SCE-90XM7818G | Saginaw disconnect enclosure, NEMA 3R/12/13, right flange, 90 x 78 x 18in (HxWxD), freestanding, carbon steel, ANSI 61 gray, powder coat finish, 2-door, 3-point padlocking handle, galvanized subpanel included. | Stock | 5639
SCE-90XR7818 | Saginaw enclosure, NEMA 3R/12/13, 90 x 78 x 18in (HxWxD), freestanding, carbon steel, ANSI 61 gray, powder coat finish, 2-door, 3-point padlocking handle, subpanel and external rotary disconnect enclosure included. | Stock | 6943
SCE-90XD7818 | Saginaw enclosure, NEMA 3R/12/13, 90 x 78 x 18in (HxWxD), freestanding, carbon steel, ANSI 61 gray, powder coat finish, 2-door, 3-point padlocking handle, external disconnect enclosure included. | Stock | 6943
SCE-90XD7818G | Saginaw enclosure, NEMA 3R/12/13, 90 x 78 x 18in (HxWxD), freestanding, carbon steel, ANSI 61 gray, powder coat finish, 2-door, 3-point padlocking handle, subpanel and external disconnect enclosure included. | Stock | 7095
SCE-90XM7818SS | Saginaw disconnect enclosure, NEMA 3R/4/4X/12/13, right flange, 90 x 78 x 18in (HxWxD), freestanding, 304 stainless steel, #4 brush finish, 2-door, 3-point padlocking handle, powder coated subpanel included. | Stock | 14251
SCE-90XM7818SS6 | Saginaw disconnect enclosure, NEMA 3R/4/4X/12/13, right flange, 90 x 78 x 18in (HxWxD), freestanding, 316L stainless steel, #4 brush finish, 2-door, 3-point padlocking handle, powder coated subpanel included. | Stock | 17385
SCE-90XD7818SS | Saginaw enclosure, NEMA 3R/4/4X/12/13, 90 x 78 x 18in (HxWxD), freestanding, 304 stainless steel, #4 brush finish, 2-door, 3-point padlocking handle, external disconnect enclosure included. | Stock | 16941
SCE-90XD7818SS6 | Saginaw enclosure, NEMA 3R/4/4X/12/13, 90 x 78 x 18in (HxWxD), freestanding, 316L stainless steel, #4 brush finish, 2-door, 3-point padlocking handle, external disconnect enclosure included. | Stock | 20624
2UHD907918FTC | Hammond disconnect enclosure, NEMA 12, right flange, 90 x 79 x 18in (HxWxD), freestanding, carbon steel, ANSI 61 gray, powder coat finish, 2-door, 3-point padlocking handle, subpanel included. | Stock | 7178
2UHD907918N4SS | Hammond disconnect enclosure, NEMA 3R/4/4X/12/13, right flange, 90 x 79 x 18in (HxWxD), freestanding, 304 stainless steel, #4 brush finish, 2-door, 3-point padlocking handle, subpanel included. | Stock | 18139
SCE-90XM7824 | Saginaw disconnect enclosure, NEMA 3R/12/13, right flange, 90 x 78 x 24in (HxWxD), freestanding, carbon steel, ANSI 61 gray, powder coat finish, 2-door, 3-point padlocking handle, powder coated subpanel included. | Stock | 5709
SCE-90XM7824G | Saginaw disconnect enclosure, NEMA 3R/12/13, right flange, 90 x 78 x 24in (HxWxD), freestanding, carbon steel, ANSI 61 gray, powder coat finish, 2-door, 3-point padlocking handle, galvanized subpanel included. | Stock | 5862
SCE-90XM7824SS | Saginaw disconnect enclosure, NEMA 3R/4/4X/12/13, right flange, 90 x 78 x 24in (HxWxD), freestanding, 304 stainless steel, #4 brush finish, 2-door, 3-point padlocking handle, powder coated subpanel included. | Stock | 14949
SCE-90XM7824SS6 | Saginaw disconnect enclosure, NEMA 3R/4/4X/12/13, right flange, 90 x 78 x 24in (HxWxD), freestanding, 316L stainless steel, #4 brush finish, 2-door, 3-point padlocking handle, powder coated subpanel included. | Stock | 18237
2UHD907920FTC | Hammond disconnect enclosure, NEMA 12, right flange, 90 x 79 x 20in (HxWxD), freestanding, carbon steel, ANSI 61 gray, powder coat finish, 2-door, 3-point padlocking handle, subpanel included. | Stock | 7773
2UHD907920N4SS | Hammond disconnect enclosure, NEMA 3R/4/4X/12/13, right flange, 90 x 79 x 20in (HxWxD), freestanding, 304 stainless steel, #4 brush finish, 2-door, 3-point padlocking handle, subpanel included. | Stock | 18453
2UHD907924FTC | Hammond disconnect enclosure, NEMA 12, right flange, 90 x 79 x 24in (HxWxD), freestanding, carbon steel, ANSI 61 gray, powder coat finish, 2-door, 3-point padlocking handle, (2) subpanels included. | Stock | 8077
2UHD907924N4SS | Hammond disconnect enclosure, NEMA 3R/4/4X/12/13, right flange, 90 x 79 x 24in (HxWxD), freestanding, 304 stainless steel, #4 brush finish, 2-door, 3-point padlocking handle, subpanel included. | Stock | 19272
SCE-90XM3EW24 | Saginaw disconnect enclosure, NEMA 3R/12/13, right flange, 90 x 118 x 24in (HxWxD), freestanding, carbon steel, ANSI 61 gray, powder coat finish, 3-door, 3-point padlocking handle, (2) powder coated subpanels included. | Stock | 7767
SCE-90XM3EW24G | Saginaw disconnect enclosure, NEMA 3R/12/13, right flange, 90 x 118 x 24in (HxWxD), freestanding, carbon steel, ANSI 61 gray, powder coat finish, 3-door, 3-point padlocking handle, (2) galvanized subpanels included. | Stock | 7980
SCE-90XM3EW24SS | Saginaw disconnect enclosure, NEMA 3R/4/4X/12/13, right flange, 90 x 118 x 24in (HxWxD), freestanding, 304 stainless steel, #4 brush finish, 3-door, 3-point padlocking handle, (2) powder coated subpanels included. | Stock | 20160
SCE-90XM3EW24SS6 | Saginaw disconnect enclosure, NEMA 3R/4/4X/12/13, right flange, 90 x 118 x 24in (HxWxD), freestanding, 316L stainless steel, #4 brush finish, 3-door, 3-point padlocking handle, (2) powder coated subpanels included. | Stock | 24590
3UHD9011924FTC | Hammond disconnect enclosure, NEMA 12, right flange, 90 x 119 x 24in (HxWxD), freestanding, carbon steel, ANSI 61 gray, powder coat finish, 3-door, 3-point padlocking handle. | Stock | 10938
3UHD9011924N4SS | Hammond disconnect enclosure, NEMA 3R/4/4X/12/13, right flange, 90 x 119 x 24in (HxWxD), freestanding, 304 stainless steel, #4 brush finish, 3-door, 3-point padlocking handle. | Stock | 26593
4UHD9015718FTC | Hammond disconnect enclosure, NEMA 12, right flange, 90 x 157 x 18in (HxWxD), freestanding, carbon steel, ANSI 61 gray, powder coat finish, 4-door, 3-point padlocking handle. | Stock | 12615
4UHD9015718N4SS | Hammond disconnect enclosure, NEMA 3R/4/4X/12/13, right flange, 90 x 157 x 18in (HxWxD), freestanding, 304 stainless steel, #4 brush finish, 4-door, 3-point padlocking handle. | Stock | 32888
Modular Disconnect Enclosure Bays
SCE-N68RX3418 | Saginaw NextGen series right disconnect enclosure bay, NEMA 3R/4/12/13, 68 x 34 x 18in (HxWxD), freestanding, carbon steel, ANSI 61 gray, polyester powder coat finish, single-door, 3-point padlocking combo handle. | Stock | 1994
SCE-N68RX4018 | Saginaw NextGen series right disconnect enclosure bay, NEMA 3R/4/12/13, 68 x 40 x 18in (HxWxD), freestanding, carbon steel, ANSI 61 gray, polyester powder coat finish, single-door, 3-point padlocking combo handle. | Stock | 2093
SCE-N68RX4018SS | Saginaw NextGen series right disconnect enclosure bay, NEMA 3R/4/4X/12/13, 68 x 40 x 18in (HxWxD), freestanding, 304 stainless steel, #4 brush finish, single-door, 3-point padlocking combo handle. | Stock | 5629
SCE-N68RX4018SS6 | Saginaw NextGen series right disconnect enclosure bay, NEMA 3R/4/4X/12/13, 68 x 40 x 18in (HxWxD), freestanding, 316 stainless steel, #4 brush finish, single-door, 3-point padlocking combo handle. | Stock | 7036
SCE-N68RX7818 | Saginaw NextGen series right disconnect enclosure bay, NEMA 3R/4/12/13, 68 x 78 x 18in (HxWxD), freestanding, carbon steel, ANSI 61 gray, polyester powder coat finish, 2-door, 3-point padlocking combo handle. | Stock | 3692
SCE-N68RX7818SS | Saginaw NextGen series right disconnect enclosure bay, NEMA 3R/4/4X/12/13, 68 x 78 x 18in (HxWxD), freestanding, 304 stainless steel, #4 brush finish, 2-door, 3-point padlocking combo handle. | Stock | 9928
SCE-N68RX7818SS6 | Saginaw NextGen series right disconnect enclosure bay, NEMA 3R/4/4X/12/13, 68 x 78 x 18in (HxWxD), freestanding, 316 stainless steel, #4 brush finish, 2-door, 3-point padlocking combo handle. | Stock | 12410
SCE-N80RX4018 | Saginaw NextGen series right disconnect enclosure bay, NEMA 3R/4/12/13, 80 x 40 x 18in (HxWxD), freestanding, carbon steel, ANSI 61 gray, polyester powder coat finish, single-door, 3-point padlocking combo handle. | Stock | 2288
SCE-N80RX4018SS | Saginaw NextGen series right disconnect enclosure bay, NEMA 3R/4/4X/12/13, 80 x 40 x 18in (HxWxD), freestanding, 304 stainless steel, #4 brush finish, single-door, 3-point padlocking combo handle. | Stock | 6153
SCE-N80RX4018SS6 | Saginaw NextGen series right disconnect enclosure bay, NEMA 3R/4/4X/12/13, 80 x 40 x 18in (HxWxD), freestanding, 316 stainless steel, #4 brush finish, single-door, 3-point padlocking combo handle. | Stock | 7691
SCE-N80RX4024 | Saginaw NextGen series right disconnect enclosure bay, NEMA 3R/4/12/13, 80 x 40 x 24in (HxWxD), freestanding, carbon steel, ANSI 61 gray, polyester powder coat finish, single-door, 3-point padlocking combo handle. | Stock | 2489
SCE-N80RX4024SS | Saginaw NextGen series right disconnect enclosure bay, NEMA 3R/4/4X/12/13, 80 x 40 x 24in (HxWxD), freestanding, 304 stainless steel, #4 brush finish, single-door, 3-point padlocking combo handle. | Stock | 6694
SCE-N80RX4024SS6 | Saginaw NextGen series right disconnect enclosure bay, NEMA 3R/4/4X/12/13, 80 x 40 x 24in (HxWxD), freestanding, 316 stainless steel, #4 brush finish, single-door, 3-point padlocking combo handle. | Stock | 8367
SCE-N80RX7818 | Saginaw NextGen series right disconnect enclosure bay, NEMA 3R/4/12/13, 80 x 78 x 18in (HxWxD), freestanding, carbon steel, ANSI 61 gray, polyester powder coat finish, 2-door, 3-point padlocking combo handle. | Stock | 3990
SCE-N80RX7818SS | Saginaw NextGen series right disconnect enclosure bay, NEMA 3R/4/4X/12/13, 80 x 78 x 18in (HxWxD), freestanding, 304 stainless steel, #4 brush finish, 2-door, 3-point padlocking combo handle. | Stock | 10789
SCE-N80RX7818SS6 | Saginaw NextGen series right disconnect enclosure bay, NEMA 3R/4/4X/12/13, 80 x 78 x 18in (HxWxD), freestanding, 316 stainless steel, #4 brush finish, 2-door, 3-point padlocking combo handle. | Stock | 13487
SCE-N80RX7824 | Saginaw NextGen series right disconnect enclosure bay, NEMA 3R/4/12/13, 80 x 78 x 24in (HxWxD), freestanding, carbon steel, ANSI 61 gray, polyester powder coat finish, 2-door, 3-point padlocking combo handle. | Stock | 4205
SCE-N80RX7824SS | Saginaw NextGen series right disconnect enclosure bay, NEMA 3R/4/4X/12/13, 80 x 78 x 24in (HxWxD), freestanding, 304 stainless steel, #4 brush finish, 2-door, 3-point padlocking combo handle. | Stock | 11499
SCE-N80RX7824SS6 | Saginaw NextGen series right disconnect enclosure bay, NEMA 3R/4/4X/12/13, 80 x 78 x 24in (HxWxD), freestanding, 316 stainless steel, #4 brush finish, 2-door, 3-point padlocking combo handle. | Stock | 14373
SCE-N86RX4018 | Saginaw NextGen series right disconnect enclosure bay, NEMA 3R/4/12/13, 86 x 40 x 18in (HxWxD), freestanding, carbon steel, ANSI 61 gray, polyester powder coat finish, single-door, 3-point padlocking combo handle. | Stock | 2374
SCE-N86RX4018SS | Saginaw NextGen series right disconnect enclosure bay, NEMA 3R/4/4X/12/13, 86 x 40 x 18in (HxWxD), freestanding, 304 stainless steel, #4 brush finish, single-door, 3-point padlocking combo handle. | Stock | 6383
SCE-N86RX4018SS6 | Saginaw NextGen series right disconnect enclosure bay, NEMA 3R/4/4X/12/13, 86 x 40 x 18in (HxWxD), freestanding, 316 stainless steel, #4 brush finish, single-door, 3-point padlocking combo handle. | Stock | 7978
SCE-N86RX4024 | Saginaw NextGen series right disconnect enclosure bay, NEMA 3R/4/12/13, 86 x 40 x 24in (HxWxD), freestanding, carbon steel, ANSI 61 gray, polyester powder coat finish, single-door, 3-point padlocking combo handle. | Stock | 2586
SCE-N86RX4024SS | Saginaw NextGen series right disconnect enclosure bay, NEMA 3R/4/4X/12/13, 86 x 40 x 24in (HxWxD), freestanding, 304 stainless steel, #4 brush finish, single-door, 3-point padlocking combo handle. | Stock | 6954
SCE-N86RX4024SS6 | Saginaw NextGen series right disconnect enclosure bay, NEMA 3R/4/4X/12/13, 86 x 40 x 24in (HxWxD), freestanding, 316 stainless steel, #4 brush finish, single-door, 3-point padlocking combo handle. | Stock | 8693
SCE-N86RX7818 | Saginaw NextGen series right disconnect enclosure bay, NEMA 3R/4/12/13, 86 x 78 x 18in (HxWxD), freestanding, carbon steel, ANSI 61 gray, polyester powder coat finish, 2-door, 3-point padlocking combo handle. | Stock | 4100
SCE-N86RX7818SS | Saginaw NextGen series right disconnect enclosure bay, NEMA 3R/4/4X/12/13, 86 x 78 x 18in (HxWxD), freestanding, 304 stainless steel, #4 brush finish, 2-door, 3-point padlocking combo handle. | Stock | 11153
SCE-N86RX7818SS6 | Saginaw NextGen series right disconnect enclosure bay, NEMA 3R/4/4X/12/13, 86 x 78 x 18in (HxWxD), freestanding, 316 stainless steel, #4 brush finish, 2-door, 3-point padlocking combo handle. | Stock | 13941
SCE-N86RX7824 | Saginaw NextGen series right disconnect enclosure bay, NEMA 3R/4/12/13, 86 x 78 x 24in (HxWxD), freestanding, carbon steel, ANSI 61 gray, polyester powder coat finish, 2-door, 3-point padlocking combo handle. | Stock | 4325
SCE-N86RX7824SS | Saginaw NextGen series right disconnect enclosure bay, NEMA 3R/4/4X/12/13, 86 x 78 x 24in (HxWxD), freestanding, 304 stainless steel, #4 brush finish, 2-door, 3-point padlocking combo handle. | Stock | 11894
SCE-N86RX7824SS6 | Saginaw NextGen series right disconnect enclosure bay, NEMA 3R/4/4X/12/13, 86 x 78 x 24in (HxWxD), freestanding, 316 stainless steel, #4 brush finish, 2-door, 3-point padlocking combo handle. | Stock | 14868
Operator Consoles and Workstations
SCE-464919SDCSS | Saginaw desk console, NEMA 3R/12/13, 46 x 49 x 19in (HxWxD), freestanding, 304 stainless steel, #4 brush finish, double-door, 3-point keylocking flush swing handle. | Stock | 6371
SCE-924B | Saginaw operator console, NEMA 3R/12/13, 48 x 24 x 18in (HxWxD), freestanding, carbon steel, ANSI 61 gray, powder coat finish, single-door, 3-point keylocking/padlocking combo handle, handle hasp. | Stock | 1706
SCE-466019DCSS6 | Saginaw desk console, NEMA 3R/4/4X/12/13, 46 x 60 x 19in (HxWxD), freestanding, dual access, 316L stainless steel, #4 brush finish, double-door, 3-point keylocking flush swing handle. | Stock | 9432
SCE-463719DC | Saginaw desk console, NEMA 3R/12/13, 46 x 37 x 19in (HxWxD), freestanding, dual access, carbon steel, ANSI 61 gray, powder coat finish, single-door, 3-point keylocking flush swing handle. | Stock | 2147
SCE-1472BD | Saginaw operator console, NEMA 3R/12/13, 50 x 72 x 23in (HxWxD), freestanding, dual access, carbon steel, ANSI 61 gray, powder coat finish, double-door, 3-point keylocking/padlocking combo handle, handle hasp. | Stock | 4203
SCE-936B | Saginaw operator console, NEMA 3R/12/13, 48 x 36 x 18in (HxWxD), freestanding, carbon steel, ANSI 61 gray, powder coat finish, single-door, 3-point keylocking/padlocking combo handle, handle hasp. | Stock | 2096
SCE-642432WS | Saginaw workstation, NEMA 12/13, 64 x 24 x 32in (HxWxD), freestanding, dual access, carbon steel, RAL 7035 light gray, powder coat finish, 2-door, 3-point keylocking flush swing handle, polycarbonate window. | Stock | 3476
2CSC2036 | Hammond operator console, NEMA 3R/4/4X/12, 38 x 36 x 20in (HxWxD), freestanding, 304 stainless steel, #4 brush finish, single-door, 1/4-turn semi-flush oil-tight stainless steel latch. | Stock | 2826
W1C48 | Wiegmann operator console, NEMA 12/13, 40 x 48 x 20in (HxWxD), freestanding, carbon steel, ANSI 61 gray, powder coat finish, double-door, 3-point keylocking handle. | Stock | 3286
SCE-462519DCSS | Saginaw desk console, NEMA 3R/4/4X/12/13, 46 x 25 x 19in (HxWxD), freestanding, dual access, 304 stainless steel, #4 brush finish, single-door, 3-point keylocking flush swing handle. | Stock | 5287
SCE-462519DC | Saginaw desk console, NEMA 3R/4/12/13, 46 x 25 x 19in (HxWxD), freestanding, dual access, carbon steel, ANSI 61 gray, powder coat finish, single-door, 3-point keylocking flush swing handle. | Stock | 1951
SCE-342424SSWS | Saginaw workstation, NEMA 4/4X/12/13, 34 x 24 x 24in (HxWxD), desktop or pedestal mount, dual access, 304 stainless steel, #4 brush finish, single-door with keyboard drawer, 3-point keylocking flush swing handle, polycarbonate window. | Stock | 5540
SCE-403716SDC | Saginaw desk console, NEMA 3R/12/13, 40 x 37 x 16in (HxWxD), freestanding, carbon steel, ANSI 61 gray, powder coat finish, single-door, 3-point keylocking flush swing handle. | Stock | 1511
SCE-642432SSWS | Saginaw workstation, NEMA 12/13, 64 x 24 x 32in (HxWxD), freestanding, dual access, 304 stainless steel, #4 brush finish, 2-door, 3-point keylocking flush swing handle, polycarbonate window. | Stock | 6322
SCE-1460BD | Saginaw operator console, NEMA 3R/12/13, 50 x 60 x 23in (HxWxD), freestanding, dual access, carbon steel, ANSI 61 gray, powder coat finish, double-door, 3-point keylocking/padlocking combo handle, handle hasp. | Stock | 3849
2CLC2024 | Hammond operator console, NEMA 3R/4/12, 38 x 24 x 20in (HxWxD), freestanding, carbon steel, RAL 7035 light gray, powder coat finish, single-door, 1/4-turn semi-flush oil-tight latch. | Stock | 2118
SCE-463719SDC | Saginaw desk console, NEMA 3R/12/13, 46 x 37 x 19in (HxWxD), freestanding, carbon steel, ANSI 61 gray, powder coat finish, single-door, 3-point keylocking flush swing handle. | Stock | 2032
SCE-402516SDC | Saginaw desk console, NEMA 3R/4/12/13, 40 x 25 x 16in (HxWxD), freestanding, carbon steel, ANSI 61 gray, powder coat finish, single-door, 3-point keylocking flush swing handle. | Stock | 1329
SCE-464919DCCSS6 | Saginaw desk console, NEMA 3R/12/13, 46 x 49 x 19in (HxWxD), freestanding, dual access, 316L stainless steel, #4 brush finish, 2-door, 3-point keylocking flush swing handle. | Stock | 7926
SCE-463719SDCSS6 | Saginaw desk console, NEMA 3R/12/13, 46 x 37 x 19in (HxWxD), freestanding, dual access, 316L stainless steel, #4 brush finish, single-door, 3-point keylocking flush swing handle. | Stock | 5834
W1C36 | Wiegmann operator console, NEMA 12/13, 40 x 36 x 20in (HxWxD), freestanding, carbon steel, ANSI 61 gray, powder coat finish, single-door, 3-point keylocking handle. | Stock | 2512
SCE-463719DCSS | Saginaw desk console, NEMA 3R/12/13, 46 x 37 x 19in (HxWxD), freestanding, dual access, 304 stainless steel, #4 brush finish, single-door, 3-point keylocking flush swing handle. | Stock | 5818
SCE-463719DCSS6 | Saginaw desk console, NEMA 3R/12/13, 46 x 37 x 19in (HxWxD), freestanding, 316L stainless steel, #4 brush finish, single-door, 3-point keylocking flush swing handle. | Stock | 6162
SCE-464919DCCSS | Saginaw desk console, NEMA 3R/12/13, 46 x 49 x 19in (HxWxD), freestanding, dual access, 304 stainless steel, #4 brush finish, 2-door, 3-point keylocking flush swing handle. | Stock | 7484
SCE-403716SDCSS | Saginaw desk console, NEMA 3R/12/13/4/4X, 40 x 37 x 16in (HxWxD), freestanding, 304 stainless steel, #4 brush finish, single-door, 3-point keylocking flush swing handle. | Stock | 4094
2CLC2060 | Hammond operator console, NEMA 3R/4/12, 38 x 60 x 20in (HxWxD), freestanding, carbon steel, RAL 7035 light gray, powder coat finish, 2-door, 1/4-turn semi-flush oil-tight latch. | Stock | 3899
W1C42 | Wiegmann operator console, NEMA 12/13, 40 x 42 x 20in (HxWxD), freestanding, carbon steel, ANSI 61 gray, powder coat finish, double-door, 3-point keylocking handle. | Stock | 3073
SCE-462519SDCSS6 | Saginaw desk console, NEMA 3R/4/4X/12/13, 46 x 25 x 19in (HxWxD), freestanding, dual access, 316L stainless steel, #4 brush finish, single-door, 3-point keylocking flush swing handle. | Stock | 5256
WC1248BD | Wiegmann operator console, NEMA 12/13, 36 x 48 x 24in (HxWxD), freestanding, carbon steel, ANSI 61 gray, powder coat finish, flush double-door, 3-point keylocking handle. | Stock | 3780
W1C30 | Wiegmann operator console, NEMA 12/13, 40 x 30 x 20in (HxWxD), freestanding, carbon steel, ANSI 61 gray, powder coat finish, single-door, 3-point keylocking handle. | Stock | 2227
SCE-466019SDCSS6 | Saginaw desk console, NEMA 3R/12/13, 46 x 60 x 19in (HxWxD), freestanding, 316L stainless steel, #4 brush finish, double-door, 3-point keylocking flush swing handle. | Stock | 8735
SCE-466019DC | Saginaw desk console, NEMA 3R/12/13, 46 x 60 x 19in (HxWxD), freestanding, dual access, carbon steel, ANSI 61 gray, powder coat finish, double-door, 3-point keylocking flush swing handle. | Stock | 3286
SCE-466019DCSS | Saginaw desk console, NEMA 3R/4/4X/12/13, 46 x 60 x 19in (HxWxD), freestanding, dual access, 304 stainless steel, #4 brush finish, double-door, 3-point keylocking flush swing handle. | Stock | 8906
2CSC2048 | Hammond operator console, NEMA 3R/4/4X/12, 38 x 48 x 20in (HxWxD), freestanding, 304 stainless steel, #4 brush finish, 2-door, 1/4-turn semi-flush oil-tight stainless steel latch. | Stock | 3899
SCE-466019DCCSS | Saginaw desk console, NEMA 3R/12/13, 46 x 60 x 19in (HxWxD), freestanding, dual access, 304 stainless steel, #4 brush finish, 2-door, 3-point keylocking flush swing handle. | Stock | 9615
1471C24 | Hammond operator console, NEMA 12, 48 x 24 x 18in (HxWxD), freestanding, carbon steel, ANSI 61 gray, powder coat finish, single-door, 3-point keylocking handle. | Stock | 3382
SCE-464919SDCSS6 | Saginaw desk console, NEMA 3R/12/13, 46 x 49 x 19in (HxWxD), freestanding, 316L stainless steel, #4 brush finish, double-door, 3-point keylocking flush swing handle. | Stock | 6748
SCE-342424WS | Saginaw workstation, NEMA 12/13, 34 x 24 x 24in (HxWxD), desktop or pedestal mount, dual access, carbon steel, RAL 7035 light gray, powder coat finish, single-door with keyboard drawer, 3-point keylocking flush swing handle, polycarbonate window. | Stock | 2372
2CSC2024 | Hammond operator console, NEMA 3R/4/4X/12, 38 x 24 x 20in (HxWxD), freestanding, 304 stainless steel, #4 brush finish, single-door, 1/4-turn semi-flush oil-tight stainless steel latch. | Stock | 2425
WC12B | Wiegmann operator console, NEMA 12/13, 36 x 36 x 24in (HxWxD), freestanding, carbon steel, ANSI 61 gray, powder coat finish, flush single-door, 3-point keylocking handle. | Stock | 3149
SCE-14B | Saginaw operator console, NEMA 3R/12/13, 50 x 24 x 23in (HxWxD), freestanding, dual access, carbon steel, ANSI 61 gray, powder coat finish, single-door, 3-point keylocking/padlocking combo handle, handle hasp. | Stock | 2506
2CLC2036 | Hammond operator console, NEMA 3R/4/12, 38 x 36 x 20in (HxWxD), freestanding, carbon steel, RAL 7035 light gray, powder coat finish, single-door, 1/4-turn semi-flush oil-tight latch. | Stock | 2465
SCE-466019SDCSS | Saginaw desk console, NEMA 3R/12/13, 46 x 60 x 19in (HxWxD), freestanding, 304 stainless steel, #4 brush finish, double-door, 3-point keylocking flush swing handle. | Stock | 8248
WC924B | Wiegmann operator console, NEMA 12/13, 48 x 24 x 18in (HxWxD), freestanding, carbon steel, ANSI 61 gray, powder coat finish, single-door, 3-point keylocking handle. | Stock | 2826
SCE-1448BD | Saginaw operator console, NEMA 3R/12/13, 50 x 48 x 23in (HxWxD), freestanding, dual access, carbon steel, ANSI 61 gray, powder coat finish, double-door, 3-point keylocking/padlocking combo handle, handle hasp. | Stock | 3741
SCE-462519SDCSS | Saginaw desk console, NEMA 3R/4/4X/12/13, 46 x 25 x 19in (HxWxD), freestanding, 304 stainless steel, #4 brush finish, single-door, 3-point keylocking flush swing handle. | Stock | 4963
SCE-464919DCSS6 | Saginaw desk console, NEMA 3R/4/4X/12/13, 46 x 49 x 19in (HxWxD), freestanding, dual access, 316L stainless steel, #4 brush finish, double-door, 3-point keylocking flush swing handle. | Stock | 7096
SCE-464919DCC | Saginaw desk console, NEMA 3R/4/12/13, 46 x 49 x 19in (HxWxD), freestanding, dual access, carbon steel, ANSI 61 gray, powder coat finish, 2-door, 3-point keylocking flush swing handle. | Stock | 2907
SCE-402516SDCSS6 | Saginaw desk console, NEMA 3R/4/4X/12/13, 40 x 25 x 16in (HxWxD), freestanding, 316L stainless steel, #4 brush finish, single-door, 3-point keylocking flush swing handle. | Stock | 3815
SCE-464919SDC | Saginaw desk console, NEMA 3R/12/13, 46 x 49 x 19in (HxWxD), freestanding, carbon steel, ANSI 61 gray, powder coat finish, double-door, 3-point keylocking flush swing handle. | Stock | 2351
SCE-463719SDCSS | Saginaw desk console, NEMA 3R/12/13, 46 x 37 x 19in (HxWxD), freestanding, 304 stainless steel, #4 brush finish, single-door, 3-point keylocking flush swing handle. | Stock | 5508
SCE-462519DCSS6 | Saginaw desk console, NEMA 3R/4/4X/12/13, 46 x 25 x 19in (HxWxD), freestanding, 316L stainless steel, #4 brush finish, single-door, 3-point keylocking flush swing handle. | Stock | 5599
SCE-464919DC | Saginaw desk console, NEMA 3R/12/13, 46 x 49 x 19in (HxWxD), freestanding, dual access, carbon steel, ANSI 61 gray, powder coat finish, double-door, 3-point keylocking flush swing handle. | Stock | 2472
2CSC2060 | Hammond operator console, NEMA 3R/4/4X/12, 38 x 60 x 20in (HxWxD), freestanding, 304 stainless steel, #4 brush finish, 2-door, 1/4-turn semi-flush oil-tight stainless steel latch. | Stock | 4562
1471C36 | Hammond operator console, NEMA 12, 48 x 36 x 18in (HxWxD), freestanding, carbon steel, ANSI 61 gray, powder coat finish, single-door, 3-point keylocking handle. | Stock | 4072
SCE-1436B | Saginaw operator console, NEMA 3R/12/13, 50 x 36 x 23in (HxWxD), freestanding, dual access, carbon steel, ANSI 61 gray, powder coat finish, single-door, 3-point keylocking/padlocking combo handle, handle hasp. | Stock | 2931
WC1224B | Wiegmann operator console, NEMA 12/13, 36 x 24 x 24in (HxWxD), freestanding, carbon steel, ANSI 61 gray, powder coat finish, flush single-door, 3-point keylocking handle. | Stock | 2735
2CLC2048 | Hammond operator console, NEMA 3R/4/12, 38 x 48 x 20in (HxWxD), freestanding, carbon steel, RAL 7035 light gray, powder coat finish, 2-door, 1/4-turn semi-flush oil-tight latch. | Stock | 3401
SCE-402516SDCSS | Saginaw desk console, NEMA 3R/4/4X/12/13, 40 x 25 x 16in (HxWxD), freestanding, 304 stainless steel, #4 brush finish, single-door, 3-point keylocking flush swing handle. | Stock | 3602
WC936B | Wiegmann operator console, NEMA 12/13, 48 x 36 x 18in (HxWxD), freestanding, carbon steel, ANSI 61 gray, powder coat finish, single-door, 3-point keylocking handle. | Stock | 3464
SCE-642424SSWS | Saginaw workstation, NEMA 12/13, 64 x 24 x 24in (HxWxD), freestanding, dual access, 304 stainless steel, #4 brush finish, 2-door, 3-point keylocking flush swing handle, polycarbonate window. | Stock | 6126
SCE-466019DCC | Saginaw desk console, NEMA 3R/4/12/13, 46 x 60 x 19in (HxWxD), freestanding, dual access, carbon steel, ANSI 61 gray, powder coat finish, 2-door, 3-point keylocking flush swing handle. | Stock | 3712
SCE-403716SDCSS6 | Saginaw desk console, NEMA 3R/12/13, 40 x 37 x 16in (HxWxD), freestanding, 316L stainless steel, #4 brush finish, single-door, 3-point keylocking flush swing handle. | Stock | 4336
SCE-466019DCCSS6 | Saginaw desk console, NEMA 3R/12/13, 46 x 60 x 19in (HxWxD), freestanding, dual access, 316L stainless steel, #4 brush finish, 2-door, 3-point keylocking flush swing handle. | Stock | 10183
SCE-642424WS | Saginaw workstation, NEMA 12/13, 64 x 24 x 24in (HxWxD), freestanding, dual access, carbon steel, RAL 7035 light gray, powder coat finish, 2-door, 3-point keylocking flush swing handle, polycarbonate window. | Stock | 3279
SCE-466019SDC | Saginaw desk console, NEMA 3R/12/13, 46 x 60 x 19in (HxWxD), freestanding, carbon steel, ANSI 61 gray, powder coat finish, double-door, 3-point keylocking flush swing handle. | Stock | 3043
SCE-66ST2626SSWS | Saginaw workstation, slope top, NEMA 12/13, 66 x 26 x 26in (HxWxD), freestanding, dual access, 304 stainless steel, #4 brush finish, 2-door, 3-point keylocking flush swing handle, polycarbonate window. | Stock | 7063
SCE-66ST2626WS | Saginaw workstation, slope top, NEMA 12/13, 66 x 26 x 26in (HxWxD), freestanding, dual access, carbon steel, white, powder coat finish, 2-door, 3-point keylocking flush swing handle, polycarbonate window. | Stock | 3299
SCE-464919DCSS | Saginaw desk console, NEMA 3R/4/4X/12/13, 46 x 49 x 19in (HxWxD), freestanding, dual access, 304 stainless steel, #4 brush finish, double-door, 3-point keylocking flush swing handle. | Stock | 6700
SCE-462519SDC | Saginaw desk console, NEMA 3R/4/12/13, 46 x 25 x 19in (HxWxD), freestanding, carbon steel, ANSI 61 gray, powder coat finish, single-door, 3-point keylocking flush swing handle. | Stock | 1831
W1C24 | Wiegmann operator console, NEMA 12/13, 40 x 24 x 20in (HxWxD), freestanding, carbon steel, ANSI 61 gray, powder coat finish, single-door, 3-point keylocking handle. | Stock | 1927
Operator Consolets
1488HN9 | Hammond operator consolet, NEMA 12/13, 11 x 24 x 9in (HxWxD), desktop or pedestal mount, carbon steel, ANSI 61 gray, powder coat finish, screw cover. | Stock | 314
WC12C12SS | Wiegmann operator consolet, NEMA 4/4X/12/13, 12 x 12 x 9in (HxWxD), desktop or pedestal mount, 304 stainless steel, No. 3 intermediate polished finish. | Stock | 332
WC20C20 | Wiegmann operator consolet, NEMA 12/13, 20 x 20 x 13in (HxWxD), desktop or pedestal mount, carbon steel, ANSI 61 gray, powder coat finish. | Stock | 391
WC16C20SS | Wiegmann operator consolet, NEMA 4/4X/12/13, 16 x 20 x 11in (HxWxD), desktop or pedestal mount, 304 stainless steel, No. 3 intermediate polished finish. | Stock | 479
WC08C16 | Wiegmann operator consolet, NEMA 12/13, 8 x 16 x 7in (HxWxD), desktop or pedestal mount, carbon steel, ANSI 61 gray, powder coat finish. | Stock | 215
SCE-20C20ELJ | Saginaw operator consolet, NEMA 3R/4/12/13, 20 x 20 x 13in (HxWxD), desktop or pedestal mount, carbon steel, ANSI 61 gray, powder coat finish, single-door, 1/4-turn semi-flush latch. | Stock | 287
SCE-16C16ELJSS | Saginaw operator consolet, NEMA 3R/4/4X/12/13, 16 x 16 x 11in (HxWxD), desktop or pedestal mount, 304 stainless steel, #4 brush finish, single-door, 1/4-turn semi-flush latch. | Stock | 778
SCE-12C12ELJSS | Saginaw operator consolet, NEMA 3R/4/4X/12/13, 12 x 12 x 9in (HxWxD), desktop or pedestal mount, 304 stainless steel, #4 brush finish, single-door, 1/4-turn semi-flush latch. | Stock | 734
WC12C24SS | Wiegmann operator consolet, NEMA 4/4X/12/13, 12 x 24 x 9in (HxWxD), desktop or pedestal mount, 304 stainless steel, No. 3 intermediate polished finish. | Stock | 445
WC12C16 | Wiegmann operator consolet, NEMA 12/13, 12 x 16 x 9in (HxWxD), desktop or pedestal mount, carbon steel, ANSI 61 gray, powder coat finish. | Stock | 254
1488LQ13 | Hammond operator consolet, NEMA 12/13, 18 x 30 x 13in (HxWxD), desktop or pedestal mount, carbon steel, ANSI 61 gray, powder coat finish, screw cover. | Stock | 477
1488EL7 | Hammond operator consolet, NEMA 12/13, 7 x 20 x 7in (HxWxD), desktop or pedestal mount, carbon steel, ANSI 61 gray, powder coat finish, screw cover. | Stock | 239
SCE-8C12ELJSS | Saginaw operator consolet, NEMA 3R/4/4X/12/13, 8 x 12 x 7in (HxWxD), desktop or pedestal mount, 304 stainless steel, #4 brush finish, single-door, 1/4-turn semi-flush latch. | Stock | 597
SCE-16C24ELJ | Saginaw operator consolet, NEMA 3R/4/12/13, 16 x 24 x 11in (HxWxD), desktop or pedestal mount, carbon steel, ANSI 61 gray, powder coat finish, single-door, 1/4-turn semi-flush latch. | Stock | 274
SCE-12C12ELJ | Saginaw operator consolet, NEMA 3R/4/12/13, 12 x 12 x 9in (HxWxD), desktop or pedestal mount, carbon steel, ANSI 61 gray, powder coat finish, single-door, 1/4-turn semi-flush latch. | Stock | 175
SCE-12C24ELJSS | Saginaw operator consolet, NEMA 3R/4/4X/12/13, 12 x 24 x 9in (HxWxD), desktop or pedestal mount, 304 stainless steel, #4 brush finish, single-door, 1/4-turn semi-flush latch. | Stock | 846
SCE-8C20ELJ | Saginaw operator consolet, NEMA 3R/4/12/13, 8 x 20 x 7in (HxWxD), desktop or pedestal mount, carbon steel, ANSI 61 gray, powder coat finish, single-door, 1/4-turn semi-flush latch. | Stock | 178
SCE-20C24ELJ | Saginaw operator consolet, NEMA 3R/4/12/13, 20 x 24 x 13in (HxWxD), desktop or pedestal mount, carbon steel, ANSI 61 gray, powder coat finish, single-door, 1/4-turn semi-flush latch. | Stock | 320
WC20C30SS | Wiegmann operator consolet, NEMA 4/4X/12/13, 20 x 30 x 13in (HxWxD), desktop or pedestal mount, 304 stainless steel, No. 3 intermediate polished finish. | Stock | 704
SCE-8C8ELJSS | Saginaw operator consolet, NEMA 3R/4/4X/12/13, 8 x 8 x 7in (HxWxD), desktop or pedestal mount, 304 stainless steel, #4 brush finish, single-door, 1/4-turn semi-flush latch. | Stock | 558
SCE-20C24ELJSS | Saginaw operator consolet, NEMA 3R/4/4X/12/13, 20 x 24 x 13in (HxWxD), desktop or pedestal mount, 304 stainless steel, #4 brush finish, single-door, 1/4-turn semi-flush latch. | Stock | 1047
SCE-16C24ELJSS | Saginaw operator consolet, NEMA 3R/4/4X/12/13, 16 x 24 x 11in (HxWxD), desktop or pedestal mount, 304 stainless steel, #4 brush finish, single-door, 1/4-turn semi-flush latch. | Stock | 911
WC12C24 | Wiegmann operator consolet, NEMA 12/13, 12 x 24 x 9in (HxWxD), desktop or pedestal mount, carbon steel, ANSI 61 gray, powder coat finish. | Stock | 315
WC16C36SS | Wiegmann operator consolet, NEMA 4/4X/12/13, 16 x 36 x 11in (HxWxD), desktop or pedestal mount, 304 stainless steel, No. 3 intermediate polished finish. | Stock | 921
WC16C16 | Wiegmann operator consolet, NEMA 12/13, 16 x 16 x 11in (HxWxD), desktop or pedestal mount, carbon steel, ANSI 61 gray, powder coat finish. | Stock | 295
SCE-12C16ELJ | Saginaw operator consolet, NEMA 3R/4/12/13, 12 x 16 x 9in (HxWxD), desktop or pedestal mount, carbon steel, ANSI 61 gray, powder coat finish, single-door, 1/4-turn semi-flush latch. | Stock | 195
WC12C20SS | Wiegmann operator consolet, NEMA 4/4X/12/13, 12 x 20 x 9in (HxWxD), desktop or pedestal mount, 304 stainless steel, No. 3 intermediate polished finish. | Stock | 409
1488LL13 | Hammond operator consolet, NEMA 12/13, 18 x 20 x 13in (HxWxD), desktop or pedestal mount, carbon steel, ANSI 61 gray, powder coat finish, screw cover. | Stock | 387
WC08C20SS | Wiegmann operator consolet, NEMA 4/4X/12/13, 8 x 20 x 7in (HxWxD), desktop or pedestal mount, 304 stainless steel, No. 3 intermediate polished finish. | Stock | 340
WC08C12 | Wiegmann operator consolet, NEMA 12/13, 8 x 12 x 7in (HxWxD), desktop or pedestal mount, carbon steel, ANSI 61 gray, powder coat finish. | Stock | 196
SCE-20C20ELJSS | Saginaw operator consolet, NEMA 3R/4/4X/12/13, 20 x 20 x 13in (HxWxD), desktop or pedestal mount, 304 stainless steel, #4 brush finish, single-door, 1/4-turn semi-flush latch. | Stock | 911
SCE-8C16ELJSS | Saginaw operator consolet, NEMA 3R/4/4X/12/13, 8 x 16 x 7in (HxWxD), desktop or pedestal mount, 304 stainless steel, #4 brush finish, single-door, 1/4-turn semi-flush latch. | Stock | 674
WC08C08SS | Wiegmann operator consolet, NEMA 4/4X/12/13, 8 x 8 x 7in (HxWxD), desktop or pedestal mount, 304 stainless steel, No. 3 intermediate polished finish. | Stock | 258
1488HL9 | Hammond operator consolet, NEMA 12/13, 11 x 20 x 9in (HxWxD), desktop or pedestal mount, carbon steel, ANSI 61 gray, powder coat finish, screw cover. | Stock | 288
1488JQ11 | Hammond operator consolet, NEMA 12/13, 14 x 30 x 11in (HxWxD), desktop or pedestal mount, carbon steel, ANSI 61 gray, powder coat finish, screw cover. | Stock | 420
1488JJ11 | Hammond operator consolet, NEMA 12/13, 14 x 16 x 11in (HxWxD), desktop or pedestal mount, carbon steel, ANSI 61 gray, powder coat finish, screw cover. | Stock | 293
WC12C12 | Wiegmann operator consolet, NEMA 12/13, 12 x 12 x 9in (HxWxD), desktop or pedestal mount, carbon steel, ANSI 61 gray, powder coat finish. | Stock | 228
SCE-8C8ELJ | Saginaw operator consolet, NEMA 3R/4/12/13, 8 x 8 x 7in (HxWxD), desktop or pedestal mount, carbon steel, ANSI 61 gray, powder coat finish, single-door, 1/4-turn semi-flush latch. | Stock | 135
WC08C08 | Wiegmann operator consolet, NEMA 12/13, 8 x 8 x 7in (HxWxD), desktop or pedestal mount, carbon steel, ANSI 61 gray, powder coat finish. | Stock | 177
1488EH7 | Hammond operator consolet, NEMA 12/13, 7 x 12 x 7in (HxWxD), desktop or pedestal mount, carbon steel, ANSI 61 gray, powder coat finish, screw cover. | Stock | 196
WC16C36 | Wiegmann operator consolet, NEMA 12/13, 16 x 36 x 11in (HxWxD), desktop or pedestal mount, carbon steel, ANSI 61 gray, powder coat finish. | Stock | 617
WC12C16SS | Wiegmann operator consolet, NEMA 4/4X/12/13, 12 x 16 x 9in (HxWxD), desktop or pedestal mount, 304 stainless steel, No. 3 intermediate polished finish. | Stock | 370
SCE-12C20ELJ | Saginaw operator consolet, NEMA 3R/4/12/13, 12 x 20 x 9in (HxWxD), desktop or pedestal mount, carbon steel, ANSI 61 gray, powder coat finish, single-door, 1/4-turn semi-flush latch. | Stock | 215
WC08C16SS | Wiegmann operator consolet, NEMA 4/4X/12/13, 8 x 16 x 7in (HxWxD), desktop or pedestal mount, 304 stainless steel, No. 3 intermediate polished finish. | Stock | 313
SCE-8C12ELJ | Saginaw operator consolet, NEMA 3R/4/12/13, 8 x 12 x 7in (HxWxD), desktop or pedestal mount, carbon steel, ANSI 61 gray, powder coat finish, single-door, 1/4-turn semi-flush latch. | Stock | 149
WC16C16SS | Wiegmann operator consolet, NEMA 4/4X/12/13, 16 x 16 x 11in (HxWxD), desktop or pedestal mount, 304 stainless steel, No. 3 intermediate polished finish. | Stock | 430
WC20C24SS | Wiegmann operator consolet, NEMA 4/4X/12/13, 20 x 24 x 13in (HxWxD), desktop or pedestal mount, 304 stainless steel, No. 3 intermediate polished finish. | Stock | 612
SCE-8C16ELJ | Saginaw operator consolet, NEMA 3R/4/12/13, 8 x 16 x 7in (HxWxD), desktop or pedestal mount, carbon steel, ANSI 61 gray, powder coat finish, single-door, 1/4-turn semi-flush latch. | Stock | 165
1488JN11 | Hammond operator consolet, NEMA 12/13, 14 x 24 x 11in (HxWxD), desktop or pedestal mount, carbon steel, ANSI 61 gray, powder coat finish, screw cover. | Stock | 359
SCE-16C16ELJ | Saginaw operator consolet, NEMA 3R/4/12/13, 16 x 16 x 11in (HxWxD), desktop or pedestal mount, carbon steel, ANSI 61 gray, powder coat finish, single-door, 1/4-turn semi-flush latch. | Stock | 228
WC16C20 | Wiegmann operator consolet, NEMA 12/13, 16 x 20 x 11in (HxWxD), desktop or pedestal mount, carbon steel, ANSI 61 gray, powder coat finish. | Stock | 329
WC12C20 | Wiegmann operator consolet, NEMA 12/13, 12 x 20 x 9in (HxWxD), desktop or pedestal mount, carbon steel, ANSI 61 gray, powder coat finish. | Stock | 289
SCE-20C30ELJ | Saginaw operator consolet, NEMA 3R/4/12/13, 20 x 30 x 13in (HxWxD), desktop or pedestal mount, carbon steel, ANSI 61 gray, powder coat finish, single-door, 1/4-turn semi-flush latch. | Stock | 367
WC16C24 | Wiegmann operator consolet, NEMA 12/13, 16 x 24 x 11in (HxWxD), desktop or pedestal mount, carbon steel, ANSI 61 gray, powder coat finish. | Stock | 362
1488LN13 | Hammond operator consolet, NEMA 12/13, 18 x 24 x 13in (HxWxD), desktop or pedestal mount, carbon steel, ANSI 61 gray, powder coat finish, screw cover. | Stock | 430
SCE-12C24ELJ | Saginaw operator consolet, NEMA 3R/4/12/13, 12 x 24 x 9in (HxWxD), desktop or pedestal mount, carbon steel, ANSI 61 gray, powder coat finish, single-door, 1/4-turn semi-flush latch. | Stock | 231
SCE-12C20ELJSS | Saginaw operator consolet, NEMA 3R/4/4X/12/13, 12 x 20 x 9in (HxWxD), desktop or pedestal mount, 304 stainless steel, #4 brush finish, single-door, 1/4-turn semi-flush latch. | Stock | 778
WC20C24 | Wiegmann operator consolet, NEMA 12/13, 20 x 24 x 13in (HxWxD), desktop or pedestal mount, carbon steel, ANSI 61 gray, powder coat finish. | Stock | 432
1488EJ7 | Hammond operator consolet, NEMA 12/13, 7 x 16 x 7in (HxWxD), desktop or pedestal mount, carbon steel, ANSI 61 gray, powder coat finish, screw cover. | Stock | 216
WC20C20SS | Wiegmann operator consolet, NEMA 4/4X/12/13, 20 x 20 x 13in (HxWxD), desktop or pedestal mount, 304 stainless steel, No. 3 intermediate polished finish. | Stock | 553
WC16C30 | Wiegmann operator consolet, NEMA 12/13, 16 x 30 x 11in (HxWxD), desktop or pedestal mount, carbon steel, ANSI 61 gray, powder coat finish. | Stock | 423
1488HJ9 | Hammond operator consolet, NEMA 12/13, 11 x 16 x 9in (HxWxD), desktop or pedestal mount, carbon steel, ANSI 61 gray, powder coat finish, screw cover. | Stock | 253
SCE-16C30ELJ | Saginaw operator consolet, NEMA 3R/4/12/13, 16 x 30 x 11in (HxWxD), desktop or pedestal mount, carbon steel, ANSI 61 gray, powder coat finish, single-door, 1/4-turn semi-flush latch. | Stock | 314
SCE-8C20ELJSS | Saginaw operator consolet, NEMA 3R/4/4X/12/13, 8 x 20 x 7in (HxWxD), desktop or pedestal mount, 304 stainless steel, #4 brush finish, single-door, 1/4-turn semi-flush latch. | Stock | 749
WC08C12SS | Wiegmann operator consolet, NEMA 4/4X/12/13, 8 x 12 x 7in (HxWxD), desktop or pedestal mount, 304 stainless steel, No. 3 intermediate polished finish. | Stock | 285
1488HH9 | Hammond operator consolet, NEMA 12/13, 11 x 12 x 9in (HxWxD), desktop or pedestal mount, carbon steel, ANSI 61 gray, powder coat finish, screw cover. | Stock | 229
SCE-20C30ELJSS | Saginaw operator consolet, NEMA 3R/4/4X/12/13, 20 x 30 x 13in (HxWxD), desktop or pedestal mount, 304 stainless steel, #4 brush finish, single-door, 1/4-turn semi-flush latch. | Stock | 1256
WC16C24SS | Wiegmann operator consolet, NEMA 4/4X/12/13, 16 x 24 x 11in (HxWxD), desktop or pedestal mount, 304 stainless steel, No. 3 intermediate polished finish. | Stock | 527
WC20C30 | Wiegmann operator consolet, NEMA 12/13, 20 x 30 x 13in (HxWxD), desktop or pedestal mount, carbon steel, ANSI 61 gray, powder coat finish. | Stock | 482
SCE-16C20ELJ | Saginaw operator consolet, NEMA 3R/4/12/13, 16 x 20 x 11in (HxWxD), desktop or pedestal mount, carbon steel, ANSI 61 gray, powder coat finish, single-door, 1/4-turn semi-flush latch. | Stock | 251
SCE-12C16ELJSS | Saginaw operator consolet, NEMA 3R/4/4X/12/13, 12 x 16 x 9in (HxWxD), desktop or pedestal mount, 304 stainless steel, #4 brush finish, single-door, 1/4-turn semi-flush latch. | Stock | 758
SCE-16C20ELJSS | Saginaw operator consolet, NEMA 3R/4/4X/12/13, 16 x 20 x 11in (HxWxD), desktop or pedestal mount, 304 stainless steel, #4 brush finish, single-door, 1/4-turn semi-flush latch. | Stock | 846
1488EE7 | Hammond operator consolet, NEMA 12/13, 7 x 8 x 7in (HxWxD), desktop or pedestal mount, carbon steel, ANSI 61 gray, powder coat finish, screw cover. | Stock | 178
1488JL11 | Hammond operator consolet, NEMA 12/13, 14 x 20 x 11in (HxWxD), desktop or pedestal mount, carbon steel, ANSI 61 gray, powder coat finish, screw cover. | Stock | 327
1488JS11 | Hammond operator consolet, NEMA 12/13, 14 x 36 x 11in (HxWxD), desktop or pedestal mount, carbon steel, ANSI 61 gray, powder coat finish, screw cover. | Stock | 473
HMI Enclosures
ACE12126LG | Hammond Aluminum Command series HMI Enclosure, NEMA 12/13, 12 x 12 x 6in (HxWxD), suspension mount, aluminum, RAL 7035 light gray, powder coat finish, single-door, 1/4-turn semi-flush. | Stock | 949
SCE-12HMI1606LP | Saginaw HMI Enclosure, NEMA 3R/4/12/13, 12 x 16 x 6in (HxWxD), suspension or pedestal mount, dual access, carbon steel, RAL 7035 light gray, powder coat finish, screw cover front, single door rear, 1/4-turn semi-flush latch. | Stock | 507
SCE-12HMI1606SSLP | Saginaw HMI Enclosure, NEMA 3R/4/4X/12/13, 12 x 16 x 6in (HxWxD), suspension or pedestal mount, dual access, 304 stainless steel, #4 brush finish, screw cover front, single door rear, 1/4-turn semi-flush latch. | Stock | 800
ACE12166LG | Hammond Aluminum Command series HMI Enclosure, NEMA 12/13, 12 x 16 x 6in (HxWxD), suspension mount, aluminum, RAL 7035 light gray, powder coat finish, single-door, 1/4-turn semi-flush. | Stock | 998
SCE-12HMI1610LP | Saginaw HMI Enclosure, NEMA 3R/4/12/13, 12 x 16 x 10in (HxWxD), suspension or pedestal mount, dual access, carbon steel, RAL 7035 light gray, powder coat finish, screw cover front, single door rear, 1/4-turn semi-flush latch. | Stock | 538
SCE-12HMI1610SSLP | Saginaw HMI Enclosure, NEMA 3R/4/4X/12/13, 12 x 16 x 10in (HxWxD), suspension or pedestal mount, dual access, 304 stainless steel, #4 brush finish, screw cover front, single door rear, 1/4-turn semi-flush latch. | Stock | 866
SCE-14HMI1806LP | Saginaw HMI Enclosure, NEMA 3R/4/12/13, 14 x 18 x 6in (HxWxD), suspension or pedestal mount, dual access, carbon steel, RAL 7035 light gray, powder coat finish, screw cover front, single door rear, 1/4-turn semi-flush latch. | Stock | 551
SCE-14HMI1810LP | Saginaw HMI Enclosure, NEMA 3R/4/12/13, 14 x 18 x 10in (HxWxD), suspension or pedestal mount, dual access, carbon steel, RAL 7035 light gray, powder coat finish, screw cover front, single door rear, 1/4-turn semi-flush latch. | Stock | 584
SCE-14HMI1806SSLP | Saginaw HMI Enclosure, NEMA 3R/4/4X/12/13, 14 x 18 x 6in (HxWxD), suspension or pedestal mount, dual access, 304 stainless steel, #4 brush finish, screw cover front, single door rear, 1/4-turn semi-flush latch. | Stock | 890
SCE-14HMI1810SSLP | Saginaw HMI Enclosure, NEMA 3R/4/4X/12/13, 14 x 18 x 10in (HxWxD), suspension or pedestal mount, dual access, 304 stainless steel, #4 brush finish, screw cover front, single door rear, 1/4-turn semi-flush latch. | Stock | 942
ECO1500.0008 | Teknokol Eco series HMI Enclosure, 16 x 16 x 6in (HxWxD), suspension mount, aluminum, natural finish, single-door, 1/4-turn semi-flush. | Stock | 427
ECO1290.0009 | Teknokol Eco series HMI Enclosure, 16 x 16 x 8in (HxWxD), suspension mount, aluminum, natural finish, clamshell single-door, 1/4-turn semi-flush. | Stock | 578
ECO1590.0009 | Teknokol Eco series HMI Enclosure, 16 x 16 x 9in (HxWxD), suspension mount, aluminum, natural finish, clamshell single-door, 1/4-turn semi-flush. | Stock | 601
SCE-16HMI2006LP | Saginaw HMI Enclosure, NEMA 3R/4/12/13, 16 x 20 x 6in (HxWxD), suspension or pedestal mount, dual access, carbon steel, RAL 7035 light gray, powder coat finish, screw cover front, single door rear, 1/4-turn semi-flush latch. | Stock | 597
SCE-16HMI2006SSLP | Saginaw HMI Enclosure, NEMA 3R/4/4X/12/13, 16 x 20 x 6in (HxWxD), suspension or pedestal mount, dual access, 304 stainless steel, #4 brush finish, screw cover front, single door rear, 1/4-turn semi-flush latch. | Stock | 955
ACE16206LG | Hammond Aluminum Command series HMI Enclosure, NEMA 12/13, 16 x 20 x 6in (HxWxD), suspension mount, aluminum, RAL 7035 light gray, powder coat finish, single-door, 1/4-turn semi-flush. | Stock | 1044
ACE16208LG | Hammond Aluminum Command series HMI Enclosure, NEMA 12/13, 16 x 20 x 8in (HxWxD), suspension mount, aluminum, RAL 7035 light gray, powder coat finish, single-door, 1/4-turn semi-flush. | Stock | 1070
SCE-16HMI2010LP | Saginaw HMI Enclosure, NEMA 3R/4/12/13, 16 x 20 x 10in (HxWxD), suspension or pedestal mount, dual access, carbon steel, RAL 7035 light gray, powder coat finish, screw cover front, single door rear, 1/4-turn semi-flush latch. | Stock | 631
SCE-16HMI2010SSLP | Saginaw HMI Enclosure, NEMA 3R/4/4X/12/13, 16 x 20 x 10in (HxWxD), suspension or pedestal mount, dual access, 304 stainless steel, #4 brush finish, screw cover front, single door rear, 1/4-turn semi-flush latch. | Stock | 1050
ACE162010LG | Hammond Aluminum Command series HMI Enclosure, NEMA 12/13, 16 x 20 x 10in (HxWxD), suspension mount, aluminum, RAL 7035 light gray, powder coat finish, single-door, 1/4-turn semi-flush. | Stock | 1092
ACE20208LG | Hammond Aluminum Command series HMI Enclosure, NEMA 12/13, 20 x 20 x 8in (HxWxD), suspension mount, aluminum, RAL 7035 light gray, powder coat finish, single-door, 1/4-turn semi-flush. | Stock | 1120
ECO1500.0014 | Teknokol Eco series HMI Enclosure, 20 x 24 x 6in (HxWxD), suspension mount, aluminum, natural finish, single-door, 1/4-turn semi-flush. | Stock | 558
SCE-20HMI2406LP | Saginaw HMI Enclosure, NEMA 3R/4/12/13, 20 x 24 x 6in (HxWxD), suspension or pedestal mount, dual access, carbon steel, RAL 7035 light gray, powder coat finish, screw cover front, single door rear, 1/4-turn semi-flush latch. | Stock | 652
SCE-20HMI2406SSLP | Saginaw HMI Enclosure, NEMA 3R/4/4X/12/13, 20 x 24 x 6in (HxWxD), suspension or pedestal mount, dual access, 304 stainless steel, #4 brush finish, screw cover front, single door rear, 1/4-turn semi-flush latch. | Stock | 1119
ACE20246LG | Hammond Aluminum Command series HMI Enclosure, NEMA 12/13, 20 x 24 x 6in (HxWxD), suspension mount, aluminum, RAL 7035 light gray, powder coat finish, single-door, 1/4-turn semi-flush. | Stock | 1138
ECO1290.0015 | Teknokol Eco series HMI Enclosure, 20 x 24 x 8in (HxWxD), suspension mount, aluminum, natural finish, clamshell single-door, 1/4-turn semi-flush. | Stock | 751
ACE20248LG | Hammond Aluminum Command series HMI Enclosure, NEMA 12/13, 20 x 24 x 8in (HxWxD), suspension mount, aluminum, RAL 7035 light gray, powder coat finish, single-door, 1/4-turn semi-flush. | Stock | 1164
ECO1590.0015 | Teknokol Eco series HMI Enclosure, 20 x 24 x 9in (HxWxD), suspension mount, aluminum, natural finish, clamshell single-door, 1/4-turn semi-flush. | Stock | 782
SCE-20HMI2410LP | Saginaw HMI Enclosure, NEMA 3R/4/12/13, 20 x 24 x 10in (HxWxD), suspension or pedestal mount, dual access, carbon steel, RAL 7035 light gray, powder coat finish, screw cover front, single door rear, 1/4-turn semi-flush latch. | Stock | 703
SCE-20HMI2410SSLP | Saginaw HMI Enclosure, NEMA 3R/4/4X/12/13, 20 x 24 x 10in (HxWxD), suspension or pedestal mount, dual access, 304 stainless steel, #4 brush finish, screw cover front, single door rear, 1/4-turn semi-flush latch. | Stock | 1222
ACE202410LG | Hammond Aluminum Command series HMI Enclosure, NEMA 12/13, 20 x 24 x 10in (HxWxD), suspension mount, aluminum, RAL 7035 light gray, powder coat finish, single-door, 1/4-turn semi-flush. | Stock | 1215
ACE202412LG | Hammond Aluminum Command series HMI Enclosure, NEMA 12/13, 20 x 24 x 12in (HxWxD), suspension mount, aluminum, RAL 7035 light gray, powder coat finish, single-door, 1/4-turn semi-flush. | Stock | 1418
Rack/Desktop-mount Instrument Enclosures
RM1U0804SBK | Hammond enclosure, 1U, 2 x 8 x 4in (HxWxD), desktop mount, aluminum, black, powder coat finish, screw cover. | Stock | 116
RM1U0804VBK | Hammond enclosure, 1U, vented, 2 x 8 x 4in (HxWxD), desktop mount, aluminum, black, powder coat finish, screw cover. | Stock | 119
RM1U0808SBK | Hammond enclosure, 1U, 2 x 8 x 8in (HxWxD), desktop mount, aluminum, black, powder coat finish, screw cover. | Stock | 124
RM1U0808VBK | Hammond enclosure, 1U, vented, 2 x 8 x 8in (HxWxD), desktop mount, aluminum, black, powder coat finish, screw cover. | Stock | 133
RM1U1908SBK | Hammond enclosure, 1U, 2 x 17 x 8in (HxWxD), rack or desktop mount, aluminum, black, powder coat finish, screw cover. | Stock | 147
RM1U1908VBK | Hammond enclosure, 1U, vented, 2 x 17 x 8in (HxWxD), rack or desktop mount, aluminum, black, powder coat finish, screw cover. | Stock | 154
RM1U1913SBK | Hammond enclosure, 1U, 2 x 17 x 13in (HxWxD), rack or desktop mount, aluminum, black, powder coat finish, screw cover. | Stock | 176
RM1U1913VBK | Hammond enclosure, 1U, vented, 2 x 17 x 13in (HxWxD), rack or desktop mount, aluminum, black, powder coat finish, screw cover. | Stock | 186
RM1U1918SBK | Hammond enclosure, 1U, 2 x 17 x 18in (HxWxD), rack or desktop mount, aluminum, black, powder coat finish, screw cover. | Stock | 223
RM1U1918VBK | Hammond enclosure, 1U, vented, 2 x 17 x 18in (HxWxD), rack or desktop mount, aluminum, black, powder coat finish, screw cover. | Stock | 237
RM1U1922SBK | Hammond enclosure, 1U, 2 x 17 x 22in (HxWxD), rack or desktop mount, aluminum, black, powder coat finish, screw cover. | Stock | 261
RM1U1922VBK | Hammond enclosure, 1U, vented, 2 x 17 x 22in (HxWxD), rack or desktop mount, aluminum, black, powder coat finish, screw cover. | Stock | 278
RM1U1928SBK | Hammond enclosure, 1U, 2 x 17 x 28in (HxWxD), rack or desktop mount, aluminum, black, powder coat finish, screw cover. | Stock | 298
RM1U1928VBK | Hammond enclosure, 1U, vented, 2 x 17 x 28in (HxWxD), rack or desktop mount, aluminum, black, powder coat finish, screw cover. | Stock | 319
RM2U0804SBK | Hammond enclosure, 2U, 4 x 8 x 4in (HxWxD), desktop mount, aluminum, black, powder coat finish, screw cover. | Stock | 124
RM2U0804VBK | Hammond enclosure, 2U, vented, 4 x 8 x 4in (HxWxD), desktop mount, aluminum, black, powder coat finish, screw cover. | Stock | 127
RM2U0808SBK | Hammond enclosure, 2U, 4 x 8 x 8in (HxWxD), desktop mount, aluminum, black, powder coat finish, screw cover. | Stock | 134
RM2U0808VBK | Hammond enclosure, 2U, vented, 4 x 8 x 8in (HxWxD), desktop mount, aluminum, black, powder coat finish, screw cover. | Stock | 143
RM2U1908SBK | Hammond enclosure, 2U, 4 x 17 x 8in (HxWxD), rack or desktop mount, aluminum, black, powder coat finish, screw cover. | Stock | 175
RM2U1908VBK | Hammond enclosure, 2U, vented, 4 x 17 x 8in (HxWxD), rack or desktop mount, aluminum, black, powder coat finish, screw cover. | Stock | 184
RM2U1913SBK | Hammond enclosure, 2U, 4 x 17 x 13in (HxWxD), rack or desktop mount, aluminum, black, powder coat finish, screw cover. | Stock | 211
RM2U1913VBK | Hammond enclosure, 2U, vented, 4 x 17 x 13in (HxWxD), rack or desktop mount, aluminum, black, powder coat finish, screw cover. | Stock | 225
RM2U1918SBK | Hammond enclosure, 2U, 4 x 17 x 18in (HxWxD), rack or desktop mount, aluminum, black, powder coat finish, screw cover. | Stock | 267
RM2U1918VBK | Hammond enclosure, 2U, vented, 4 x 17 x 18in (HxWxD), rack or desktop mount, aluminum, black, powder coat finish, screw cover. | Stock | 281
RM2U1922SBK | Hammond enclosure, 2U, 4 x 17 x 22in (HxWxD), rack or desktop mount, aluminum, black, powder coat finish, screw cover. | Stock | 313
RM2U1922VBK | Hammond enclosure, 2U, vented, 4 x 17 x 22in (HxWxD), rack or desktop mount, aluminum, black, powder coat finish, screw cover. | Stock | 325
RM2U1928SBK | Hammond enclosure, 2U, 4 x 17 x 28in (HxWxD), rack or desktop mount, aluminum, black, powder coat finish, screw cover. | Stock | 356
RM2U1928VBK | Hammond enclosure, 2U, vented, 4 x 17 x 28in (HxWxD), rack or desktop mount, aluminum, black, powder coat finish, screw cover. | Stock | 370
RM3U0804SBK | Hammond enclosure, 3U, 5 x 8 x 4in (HxWxD), desktop mount, aluminum, black, powder coat finish, screw cover. | Stock | 131
RM3U0804VBK | Hammond enclosure, 3U, vented, 5 x 8 x 4in (HxWxD), desktop mount, aluminum, black, powder coat finish, screw cover. | Stock | 134
RM3U0808SBK | Hammond enclosure, 3U, 5 x 8 x 8in (HxWxD), desktop mount, aluminum, black, powder coat finish, screw cover. | Stock | 144
RM3U0808VBK | Hammond enclosure, 3U, vented, 5 x 8 x 8in (HxWxD), desktop mount, aluminum, black, powder coat finish, screw cover. | Stock | 152
RM3U1908SBK | Hammond enclosure, 3U, 5 x 17 x 8in (HxWxD), rack or desktop mount, aluminum, black, powder coat finish, screw cover. | Stock | 209
RM3U1908VBK | Hammond enclosure, 3U, vented, 5 x 17 x 8in (HxWxD), rack or desktop mount, aluminum, black, powder coat finish, screw cover. | Stock | 218
RM3U1913SBK | Hammond enclosure, 3U, 5 x 17 x 13in (HxWxD), rack or desktop mount, aluminum, black, powder coat finish, screw cover. | Stock | 250
RM3U1913VBK | Hammond enclosure, 3U, vented, 5 x 17 x 13in (HxWxD), rack or desktop mount, aluminum, black, powder coat finish, screw cover. | Stock | 264
RM3U1918SBK | Hammond enclosure, 3U, 5 x 17 x 18in (HxWxD), rack or desktop mount, aluminum, black, powder coat finish, screw cover. | Stock | 317
RM3U1918VBK | Hammond enclosure, 3U, vented, 5 x 17 x 18in (HxWxD), rack or desktop mount, aluminum, black, powder coat finish, screw cover. | Stock | 333
RM3U1922SBK | Hammond enclosure, 3U, 5 x 17 x 22in (HxWxD), rack or desktop mount, aluminum, black, powder coat finish, screw cover. | Stock | 370
RM3U1922VBK | Hammond enclosure, 3U, vented, 5 x 17 x 22in (HxWxD), rack or desktop mount, aluminum, black, powder coat finish, screw cover. | Stock | 387
RM3U1928SBK | Hammond enclosure, 3U, 5 x 17 x 28in (HxWxD), rack or desktop mount, aluminum, black, powder coat finish, screw cover. | Stock | 423
RM3U1928VBK | Hammond enclosure, 3U, vented, 5 x 17 x 28in (HxWxD), rack or desktop mount, aluminum, black, powder coat finish, screw cover. | Stock | 442
RM4U1908SBK | Hammond enclosure, 4U, 7 x 17 x 8in (HxWxD), rack or desktop mount, aluminum, black, powder coat finish, screw cover. | Stock | 230
RM4U1908VBK | Hammond enclosure, 4U, vented, 7 x 17 x 8in (HxWxD), rack or desktop mount, aluminum, black, powder coat finish, screw cover. | Stock | 240
RM4U1913SBK | Hammond enclosure, 4U, 7 x 17 x 13in (HxWxD), rack or desktop mount, aluminum, black, powder coat finish, screw cover. | Stock | 275
RM4U1913VBK | Hammond enclosure, 4U, vented, 7 x 17 x 13in (HxWxD), rack or desktop mount, aluminum, black, powder coat finish, screw cover. | Stock | 290
RM4U1918SBK | Hammond enclosure, 4U, 7 x 17 x 18in (HxWxD), rack or desktop mount, aluminum, black, powder coat finish, screw cover. | Stock | 348
RM4U1918VBK | Hammond enclosure, 4U, vented, 7 x 17 x 18in (HxWxD), rack or desktop mount, aluminum, black, powder coat finish, screw cover. | Stock | 365
RM4U1922SBK | Hammond enclosure, 4U, 7 x 17 x 22in (HxWxD), rack or desktop mount, aluminum, black, powder coat finish, screw cover. | Stock | 420
RM4U1922VBK | Hammond enclosure, 4U, vented, 7 x 17 x 22in (HxWxD), rack or desktop mount, aluminum, black, powder coat finish, screw cover. | Stock | 440
RM4U1928SBK | Hammond enclosure, 4U, 7 x 17 x 28in (HxWxD), rack or desktop mount, aluminum, black, powder coat finish, screw cover. | Stock | 492
RM4U1928VBK | Hammond enclosure, 4U, vented, 7 x 17 x 28in (HxWxD), rack or desktop mount, aluminum, black, powder coat finish, screw cover. | Stock | 514
Wiring Trough
1486B12 | Hammond wiring trough, 2.5 x 2.5 x 12in (HxDxL), NEMA 1/4/12, carbon steel, ANSI 61 gray, powder coat finish, single-door. | Stock | 145
T2212CH | Wiegmann wiring trough, 2.5 x 2.5 x 12in (HxDxL), NEMA 4, carbon steel, ANSI 61 gray, powder coat finish, single-door. | Stock | 195
1486B12SS | Hammond wiring trough, 2.5 x 2.5 x 12in (HxDxL), NEMA 1/4/4X/12, 304 stainless steel, #4 brush finish, single-door. | Stock | 292
T2212CHSS | Wiegmann wiring trough, 2.5 x 2.5 x 12in (HxDxL), NEMA 1/4/4X/12, 304 stainless steel, No. 3 intermediate polished finish, single-door. | Stock | 283
1486B18 | Hammond wiring trough, 2.5 x 2.5 x 18in (HxDxL), NEMA 1/4/12, carbon steel, ANSI 61 gray, powder coat finish, single-door. | Stock | 156
1486B18SS | Hammond wiring trough, 2.5 x 2.5 x 18in (HxDxL), NEMA 1/4/4X/12, 304 stainless steel, #4 brush finish, single-door. | Stock | 314
1486B24 | Hammond wiring trough, 2.5 x 2.5 x 24in (HxDxL), NEMA 1/4/12, carbon steel, ANSI 61 gray, powder coat finish, single-door. | Stock | 167
T2224CH | Wiegmann wiring trough, 2.5 x 2.5 x 24in (HxDxL), NEMA 4, carbon steel, ANSI 61 gray, powder coat finish, single-door. | Stock | 225
1486B24SS | Hammond wiring trough, 2.5 x 2.5 x 24in (HxDxL), NEMA 1/4/4X/12, 304 stainless steel, #4 brush finish, single-door. | Stock | 338
T2224CHSS | Wiegmann wiring trough, 2.5 x 2.5 x 24in (HxDxL), NEMA 1/4/4X/12, 304 stainless steel, No. 3 intermediate polished finish, single-door. | Stock | 326
1486B30 | Hammond wiring trough, 2.5 x 2.5 x 30in (HxDxL), NEMA 1/4/12, carbon steel, ANSI 61 gray, powder coat finish, single-door. | Stock | 179
1486B36 | Hammond wiring trough, 2.5 x 2.5 x 36in (HxDxL), NEMA 1/4/12, carbon steel, ANSI 61 gray, powder coat finish, single-door. | Stock | 189
T2236CH | Wiegmann wiring trough, 2.5 x 2.5 x 36in (HxDxL), NEMA 4, carbon steel, ANSI 61 gray, powder coat finish, single-door. | Stock | 255
1486B36SS | Hammond wiring trough, 2.5 x 2.5 x 36in (HxDxL), NEMA 1/4/4X/12, 304 stainless steel, #4 brush finish, single-door. | Stock | 383
T2236CHSS | Wiegmann wiring trough, 2.5 x 2.5 x 36in (HxDxL), NEMA 1/4/4X/12, 304 stainless steel, No. 3 intermediate polished finish, single-door. | Stock | 364
1486B48 | Hammond wiring trough, 2.5 x 2.5 x 48in (HxDxL), NEMA 1/4/12, carbon steel, ANSI 61 gray, powder coat finish, single-door. | Stock | 212
T2248CH | Wiegmann wiring trough, 2.5 x 2.5 x 48in (HxDxL), NEMA 4, carbon steel, ANSI 61 gray, powder coat finish, single-door. | Stock | 275
1486B48SS | Hammond wiring trough, 2.5 x 2.5 x 48in (HxDxL), NEMA 1/4/4X/12, 304 stainless steel, #4 brush finish, single-door. | Stock | 430
T2248CHSS | Wiegmann wiring trough, 2.5 x 2.5 x 48in (HxDxL), NEMA 1/4/4X/12, 304 stainless steel, No. 3 intermediate polished finish, single-door. | Stock | 440
1486B60 | Hammond wiring trough, 2.5 x 2.5 x 60in (HxDxL), NEMA 1/4/12, carbon steel, ANSI 61 gray, powder coat finish, single-door. | Stock | 234
1486B60SS | Hammond wiring trough, 2.5 x 2.5 x 60in (HxDxL), NEMA 1/4/4X/12, 304 stainless steel, #4 brush finish, single-door. | Stock | 688
1486B72 | Hammond wiring trough, 2.5 x 2.5 x 72in (HxDxL), NEMA 1/4/12, carbon steel, ANSI 61 gray, powder coat finish, single-door. | Stock | 255
1486B72SS | Hammond wiring trough, 2.5 x 2.5 x 72in (HxDxL), NEMA 1/4/4X/12, 304 stainless steel, #4 brush finish, single-door. | Stock | 724
T2272CHSS | Wiegmann wiring trough, 2.5 x 2.5 x 72in (HxDxL), NEMA 1/4/4X/12, 304 stainless steel, No. 3 intermediate polished finish, single-door. | Stock | 532
CGT1244 | Hammond wiring trough, 4 x 4 x 12in (HxDxL), NEMA 1, carbon steel, ANSI 61 gray, powder coat finish, screw cover. | Stock | 26.5
C3RWT412 | Hammond wiring trough, 4 x 4 x 12in (HxDxL), NEMA 3R, wall mount, carbon steel, ANSI 61 gray, powder coat finish, screw cover. | Stock | 34
RSCG040412 | Wiegmann wiring trough, 4 x 4 x 12in (HxDxL), NEMA 1/3R, wall mount, with knockouts, carbon steel, ANSI 61 gray, powder coat finish, screw cover. | Stock | 70
1486C12 | Hammond wiring trough, 4 x 4 x 12in (HxDxL), NEMA 1/4/12, carbon steel, ANSI 61 gray, powder coat finish, single-door. | Stock | 169
T4412CH | Wiegmann wiring trough, 4 x 4 x 12in (HxDxL), NEMA 4, carbon steel, ANSI 61 gray, powder coat finish, single-door. | Stock | 226
1486C12SS | Hammond wiring trough, 4 x 4 x 12in (HxDxL), NEMA 1/4/4X/12, 304 stainless steel, #4 brush finish, single-door. | Stock | 341
T4412CHSS | Wiegmann wiring trough, 4 x 4 x 12in (HxDxL), NEMA 1/4/4X/12, 304 stainless steel, No. 3 intermediate polished finish, single-door. | Stock | 328
CGT1844 | Hammond wiring trough, 4 x 4 x 18in (HxDxL), NEMA 1, carbon steel, ANSI 61 gray, powder coat finish, screw cover. | Stock | 39
C3RWT418 | Hammond wiring trough, 4 x 4 x 18in (HxDxL), NEMA 3R, wall mount, carbon steel, ANSI 61 gray, powder coat finish, screw cover. | Stock | 52
1486C18 | Hammond wiring trough, 4 x 4 x 18in (HxDxL), NEMA 1/4/12, carbon steel, ANSI 61 gray, powder coat finish, single-door. | Stock | 189
1486C18SS | Hammond wiring trough, 4 x 4 x 18in (HxDxL), NEMA 1/4/4X/12, 304 stainless steel, #4 brush finish, single-door. | Stock | 383
CGT2444 | Hammond wiring trough, 4 x 4 x 24in (HxDxL), NEMA 1, carbon steel, ANSI 61 gray, powder coat finish, screw cover. | Stock | 41.5
C3RWT424 | Hammond wiring trough, 4 x 4 x 24in (HxDxL), NEMA 3R, wall mount, carbon steel, ANSI 61 gray, powder coat finish, screw cover. | Stock | 63
RSCG040424 | Wiegmann wiring trough, 4 x 4 x 24in (HxDxL), NEMA 1/3R, wall mount, with knockouts, carbon steel, ANSI 61 gray, powder coat finish, screw cover. | Stock | 93
1486C24 | Hammond wiring trough, 4 x 4 x 24in (HxDxL), NEMA 1/4/12, carbon steel, ANSI 61 gray, powder coat finish, single-door. | Stock | 211
T4424CH | Wiegmann wiring trough, 4 x 4 x 24in (HxDxL), NEMA 4, carbon steel, ANSI 61 gray, powder coat finish, single-door. | Stock | 285
1486C24SS | Hammond wiring trough, 4 x 4 x 24in (HxDxL), NEMA 1/4/4X/12, 304 stainless steel, #4 brush finish, single-door. | Stock | 427
T4424CHSS | Wiegmann wiring trough, 4 x 4 x 24in (HxDxL), NEMA 1/4/4X/12, 304 stainless steel, No. 3 intermediate polished finish, single-door. | Stock | 445
1486C30 | Hammond wiring trough, 4 x 4 x 30in (HxDxL), NEMA 1/4/12, carbon steel, ANSI 61 gray, powder coat finish, single-door. | Stock | 232
1486C30SS | Hammond wiring trough, 4 x 4 x 30in (HxDxL), NEMA 1/4/4X/12, 304 stainless steel, #4 brush finish, single-door. | Stock | 471
CGT3644 | Hammond wiring trough, 4 x 4 x 36in (HxDxL), NEMA 1, carbon steel, ANSI 61 gray, powder coat finish, screw cover. | Stock | 57
C3RWT436 | Hammond wiring trough, 4 x 4 x 36in (HxDxL), NEMA 3R, wall mount, carbon steel, ANSI 61 gray, powder coat finish, screw cover. | Stock | 92
RSCG040436 | Wiegmann wiring trough, 4 x 4 x 36in (HxDxL), NEMA 1/3R, wall mount, with knockouts, carbon steel, ANSI 61 gray, powder coat finish, screw cover. | Stock | 130
1486C36 | Hammond wiring trough, 4 x 4 x 36in (HxDxL), NEMA 1/4/12, carbon steel, ANSI 61 gray, powder coat finish, single-door. | Stock | 252
T4436CH | Wiegmann wiring trough, 4 x 4 x 36in (HxDxL), NEMA 4, carbon steel, ANSI 61 gray, powder coat finish, single-door. | Stock | 343
1486C36SS | Hammond wiring trough, 4 x 4 x 36in (HxDxL), NEMA 1/4/4X/12, 304 stainless steel, #4 brush finish, single-door. | Stock | 510
T4436CHSS | Wiegmann wiring trough, 4 x 4 x 36in (HxDxL), NEMA 1/4/4X/12, 304 stainless steel, No. 3 intermediate polished finish, single-door. | Stock | 535
CGT4844 | Hammond wiring trough, 4 x 4 x 48in (HxDxL), NEMA 1, carbon steel, ANSI 61 gray, powder coat finish, screw cover. | Stock | 72
C3RWT448 | Hammond wiring trough, 4 x 4 x 48in (HxDxL), NEMA 3R, wall mount, carbon steel, ANSI 61 gray, powder coat finish, screw cover. | Stock | 115
RSCG040448 | Wiegmann wiring trough, 4 x 4 x 48in (HxDxL), NEMA 1/3R, wall mount, with knockouts, carbon steel, ANSI 61 gray, powder coat finish, screw cover. | Stock | 153
1486C48 | Hammond wiring trough, 4 x 4 x 48in (HxDxL), NEMA 1/4/12, carbon steel, ANSI 61 gray, powder coat finish, single-door. | Stock | 304
T4448CH | Wiegmann wiring trough, 4 x 4 x 48in (HxDxL), NEMA 4, carbon steel, ANSI 61 gray, powder coat finish, single-door. | Stock | 413
1486C48SS | Hammond wiring trough, 4 x 4 x 48in (HxDxL), NEMA 1/4/4X/12, 304 stainless steel, #4 brush finish, single-door. | Stock | 618
T4448CHSS | Wiegmann wiring trough, 4 x 4 x 48in (HxDxL), NEMA 1/4/4X/12, 304 stainless steel, No. 3 intermediate polished finish, single-door. | Stock | 600
C3RWT460 | Hammond wiring trough, 4 x 4 x 60in (HxDxL), NEMA 3R, wall mount, carbon steel, ANSI 61 gray, powder coat finish, screw cover. | Stock | 145
1486C60 | Hammond wiring trough, 4 x 4 x 60in (HxDxL), NEMA 1/4/12, carbon steel, ANSI 61 gray, powder coat finish, single-door. | Stock | 346
1486C60SS | Hammond wiring trough, 4 x 4 x 60in (HxDxL), NEMA 1/4/4X/12, 304 stainless steel, #4 brush finish, single-door. | Stock | 885
C3RWT472 | Hammond wiring trough, 4 x 4 x 72in (HxDxL), NEMA 3R, wall mount, carbon steel, ANSI 61 gray, powder coat finish, screw cover. | Stock | 173
1486C72 | Hammond wiring trough, 4 x 4 x 72in (HxDxL), NEMA 1/4/12, carbon steel, ANSI 61 gray, powder coat finish, single-door. | Stock | 379
1486C72SS | Hammond wiring trough, 4 x 4 x 72in (HxDxL), NEMA 1/4/4X/12, 304 stainless steel, #4 brush finish, single-door. | Stock | 942
T4472CHSS | Wiegmann wiring trough, 4 x 4 x 72in (HxDxL), NEMA 1/4/4X/12, 304 stainless steel, No. 3 intermediate polished finish, single-door. | Stock | 753
CGT1266 | Hammond wiring trough, 6 x 6 x 12in (HxDxL), NEMA 1, carbon steel, ANSI 61 gray, powder coat finish, screw cover. | Stock | 40
C3RWT612 | Hammond wiring trough, 6 x 6 x 12in (HxDxL), NEMA 3R, wall mount, carbon steel, ANSI 61 gray, powder coat finish, screw cover. | Stock | 55
RSCG060612 | Wiegmann wiring trough, 6 x 6 x 12in (HxDxL), NEMA 1/3R, wall mount, with knockouts, carbon steel, ANSI 61 gray, powder coat finish, screw cover. | Stock | 92
1486D12 | Hammond wiring trough, 6 x 6 x 12in (HxDxL), NEMA 1/4/12, carbon steel, ANSI 61 gray, powder coat finish, single-door. | Stock | 200
T6612CH | Wiegmann wiring trough, 6 x 6 x 12in (HxDxL), NEMA 4, carbon steel, ANSI 61 gray, powder coat finish, single-door. | Stock | 268
1486D12SS | Hammond wiring trough, 6 x 6 x 12in (HxDxL), NEMA 1/4/4X/12, 304 stainless steel, #4 brush finish, single-door. | Stock | 402
T6612CHSS | Wiegmann wiring trough, 6 x 6 x 12in (HxDxL), NEMA 1/4/4X/12, 304 stainless steel, No. 3 intermediate polished finish, single-door. | Stock | 389
CGT1866 | Hammond wiring trough, 6 x 6 x 18in (HxDxL), NEMA 1, carbon steel, ANSI 61 gray, powder coat finish, screw cover. | Stock | 47.5
C3RWT618 | Hammond wiring trough, 6 x 6 x 18in (HxDxL), NEMA 3R, wall mount, carbon steel, ANSI 61 gray, powder coat finish, screw cover. | Stock | 81
1486D18 | Hammond wiring trough, 6 x 6 x 18in (HxDxL), NEMA 1/4/12, carbon steel, ANSI 61 gray, powder coat finish, single-door. | Stock | 230
1486D18SS | Hammond wiring trough, 6 x 6 x 18in (HxDxL), NEMA 1/4/4X/12, 304 stainless steel, #4 brush finish, single-door. | Stock | 466
S6624ATNK | Wiegmann wiring trough, 6 x 6 x 24in (HxDxL), NEMA 1, corner mount, carbon steel, ANSI 61 gray, powder coat finish, screw cover. | Stock | 188
S6624AT | Wiegmann wiring trough, 6 x 6 x 24in (HxDxL), NEMA 1, corner mount, with knockouts, carbon steel, ANSI 61 gray, powder coat finish, screw cover. | Stock | 190
CGT2466 | Hammond wiring trough, 6 x 6 x 24in (HxDxL), NEMA 1, carbon steel, ANSI 61 gray, powder coat finish, screw cover. | Stock | 58
C3RWT624 | Hammond wiring trough, 6 x 6 x 24in (HxDxL), NEMA 3R, wall mount, carbon steel, ANSI 61 gray, powder coat finish, screw cover. | Stock | 87
RSCG060624 | Wiegmann wiring trough, 6 x 6 x 24in (HxDxL), NEMA 1/3R, wall mount, with knockouts, carbon steel, ANSI 61 gray, powder coat finish, screw cover. | Stock | 127
1486D24 | Hammond wiring trough, 6 x 6 x 24in (HxDxL), NEMA 1/4/12, carbon steel, ANSI 61 gray, powder coat finish, single-door. | Stock | 262
T6624CH | Wiegmann wiring trough, 6 x 6 x 24in (HxDxL), NEMA 4, carbon steel, ANSI 61 gray, powder coat finish, single-door. | Stock | 355
1486D24SS | Hammond wiring trough, 6 x 6 x 24in (HxDxL), NEMA 1/4/4X/12, 304 stainless steel, #4 brush finish, single-door. | Stock | 532
T6624CHSS | Wiegmann wiring trough, 6 x 6 x 24in (HxDxL), NEMA 1/4/4X/12, 304 stainless steel, No. 3 intermediate polished finish, single-door. | Stock | 540
1486D30 | Hammond wiring trough, 6 x 6 x 30in (HxDxL), NEMA 1/4/12, carbon steel, ANSI 61 gray, powder coat finish, single-door. | Stock | 292
1486D30SS | Hammond wiring trough, 6 x 6 x 30in (HxDxL), NEMA 1/4/4X/12, 304 stainless steel, #4 brush finish, single-door. | Stock | 594
S6636ATNK | Wiegmann wiring trough, 6 x 6 x 36in (HxDxL), NEMA 1, corner mount, carbon steel, ANSI 61 gray, powder coat finish, screw cover. | Stock | 231
S6636AT | Wiegmann wiring trough, 6 x 6 x 36in (HxDxL), NEMA 1, corner mount, with knockouts, carbon steel, ANSI 61 gray, powder coat finish, screw cover. | Stock | 235
CGT3666 | Hammond wiring trough, 6 x 6 x 36in (HxDxL), NEMA 1, carbon steel, ANSI 61 gray, powder coat finish, screw cover. | Stock | 82
C3RWT636 | Hammond wiring trough, 6 x 6 x 36in (HxDxL), NEMA 3R, wall mount, carbon steel, ANSI 61 gray, powder coat finish, screw cover. | Stock | 117
RSCG060636 | Wiegmann wiring trough, 6 x 6 x 36in (HxDxL), NEMA 1/3R, wall mount, with knockouts, carbon steel, ANSI 61 gray, powder coat finish, screw cover. | Stock | 168
1486D36 | Hammond wiring trough, 6 x 6 x 36in (HxDxL), NEMA 1/4/12, carbon steel, ANSI 61 gray, powder coat finish, single-door. | Stock | 325
T6636CH | Wiegmann wiring trough, 6 x 6 x 36in (HxDxL), NEMA 4, carbon steel, ANSI 61 gray, powder coat finish, single-door. | Stock | 443
1486D36SS | Hammond wiring trough, 6 x 6 x 36in (HxDxL), NEMA 1/4/4X/12, 304 stainless steel, #4 brush finish, single-door. | Stock | 660
T6636CHSS | Wiegmann wiring trough, 6 x 6 x 36in (HxDxL), NEMA 1/4/4X/12, 304 stainless steel, No. 3 intermediate polished finish, single-door. | Stock | 636
S6648ATNK | Wiegmann wiring trough, 6 x 6 x 48in (HxDxL), NEMA 1, corner mount, carbon steel, ANSI 61 gray, powder coat finish, screw cover. | Stock | 283
S6648AT | Wiegmann wiring trough, 6 x 6 x 48in (HxDxL), NEMA 1, corner mount, with knockouts, carbon steel, ANSI 61 gray, powder coat finish, screw cover. | Stock | 285
CGT4866 | Hammond wiring trough, 6 x 6 x 48in (HxDxL), NEMA 1, carbon steel, ANSI 61 gray, powder coat finish, screw cover. | Stock | 106
C3RWT648 | Hammond wiring trough, 6 x 6 x 48in (HxDxL), NEMA 3R, wall mount, carbon steel, ANSI 61 gray, powder coat finish, screw cover. | Stock | 156
RSCG060648 | Wiegmann wiring trough, 6 x 6 x 48in (HxDxL), NEMA 1/3R, wall mount, with knockouts, carbon steel, ANSI 61 gray, powder coat finish, screw cover. | Stock | 210
1486D48 | Hammond wiring trough, 6 x 6 x 48in (HxDxL), NEMA 1/4/12, carbon steel, ANSI 61 gray, powder coat finish, single-door. | Stock | 387
T6648CH | Wiegmann wiring trough, 6 x 6 x 48in (HxDxL), NEMA 4, carbon steel, ANSI 61 gray, powder coat finish, single-door. | Stock | 531
1486D48SS | Hammond wiring trough, 6 x 6 x 48in (HxDxL), NEMA 1/4/4X/12, 304 stainless steel, #4 brush finish, single-door. | Stock | 787
T6648CHSS | Wiegmann wiring trough, 6 x 6 x 48in (HxDxL), NEMA 1/4/4X/12, 304 stainless steel, No. 3 intermediate polished finish, single-door. | Stock | 770
C3RWT660 | Hammond wiring trough, 6 x 6 x 60in (HxDxL), NEMA 3R, wall mount, carbon steel, ANSI 61 gray, powder coat finish, screw cover. | Stock | 186
1486D60 | Hammond wiring trough, 6 x 6 x 60in (HxDxL), NEMA 1/4/12, carbon steel, ANSI 61 gray, powder coat finish, single-door. | Stock | 464
1486D60SS | Hammond wiring trough, 6 x 6 x 60in (HxDxL), NEMA 1/4/4X/12, 304 stainless steel, #4 brush finish, single-door. | Stock | 1092
C3RWT672 | Hammond wiring trough, 6 x 6 x 72in (HxDxL), NEMA 3R, wall mount, carbon steel, ANSI 61 gray, powder coat finish, screw cover. | Stock | 224
1486D72 | Hammond wiring trough, 6 x 6 x 72in (HxDxL), NEMA 1/4/12, carbon steel, ANSI 61 gray, powder coat finish, single-door. | Stock | 529
1486D72SS | Hammond wiring trough, 6 x 6 x 72in (HxDxL), NEMA 1/4/4X/12, 304 stainless steel, #4 brush finish, single-door. | Stock | 1206
T6672CHSS | Wiegmann wiring trough, 6 x 6 x 72in (HxDxL), NEMA 1/4/4X/12, 304 stainless steel, No. 3 intermediate polished finish, single-door. | Stock | 1054
SCE-L9N126LP | Saginaw wiring trough, 6 x 9 x 12in (HxDxL), NEMA 1, wall mount, carbon steel, ANSI 61 gray, powder coat finish, single-door. | Stock | 211
SCE-L9126ELJ | Saginaw wiring trough, 6 x 9 x 12in (HxDxL), NEMA 3R/4/12/13, wall mount, carbon steel, ANSI 61 gray, powder coat finish, single-door. | Stock | 209
SCE-L9126ELJLG | Saginaw wiring trough, 6 x 9 x 12in (HxDxL), NEMA 3R/4/12/13, wall mount, carbon steel, RAL 7035 light gray, powder coat finish, single-door. | Stock | 209
SCE-L9126ELJW | Saginaw wiring trough, 6 x 9 x 12in (HxDxL), NEMA 3R/4/12/13, wall mount, carbon steel, ANSI 61 gray, powder coat finish, single-door, polycarbonate window. | Stock | 322
SCE-L9126ELJSS | Saginaw wiring trough, 6 x 9 x 12in (HxDxL), NEMA 3R/4/4X/12/13, wall mount, 304 stainless steel, #4 brush finish, single-door. | Stock | 615
SCE-L9126ELJWSS | Saginaw wiring trough, 6 x 9 x 12in (HxDxL), NEMA 3R/4/4X/12/13, wall mount, 304 stainless steel, #4 brush finish, single-door, polycarbonate window. | Stock | 888
SCE-L9N186LP | Saginaw wiring trough, 6 x 9 x 18in (HxDxL), NEMA 1, wall mount, carbon steel, ANSI 61 gray, powder coat finish, single-door. | Stock | 213
SCE-L9186ELJ | Saginaw wiring trough, 6 x 9 x 18in (HxDxL), NEMA 3R/4/12/13, wall mount, carbon steel, ANSI 61 gray, powder coat finish, single-door. | Stock | 211
SCE-L9186ELJLG | Saginaw wiring trough, 6 x 9 x 18in (HxDxL), NEMA 3R/4/12/13, wall mount, carbon steel, RAL 7035 light gray, powder coat finish, single-door. | Stock | 211
SCE-L9186ELJW | Saginaw wiring trough, 6 x 9 x 18in (HxDxL), NEMA 3R/4/12/13, wall mount, carbon steel, ANSI 61 gray, powder coat finish, single-door, polycarbonate window. | Stock | 326
SCE-L9186ELJSS | Saginaw wiring trough, 6 x 9 x 18in (HxDxL), NEMA 3R/4/4X/12/13, wall mount, 304 stainless steel, #4 brush finish, single-door. | Stock | 684
SCE-L9186ELJWSS | Saginaw wiring trough, 6 x 9 x 18in (HxDxL), NEMA 3R/4/4X/12/13, wall mount, 304 stainless steel, #4 brush finish, single-door, polycarbonate window. | Stock | 897
SCE-L9N246LP | Saginaw wiring trough, 6 x 9 x 24in (HxDxL), NEMA 1, wall mount, carbon steel, ANSI 61 gray, powder coat finish, single-door. | Stock | 220
SCE-L9246ELJ | Saginaw wiring trough, 6 x 9 x 24in (HxDxL), NEMA 3R/4/12/13, wall mount, carbon steel, ANSI 61 gray, powder coat finish, single-door. | Stock | 217
SCE-L9246ELJLG | Saginaw wiring trough, 6 x 9 x 24in (HxDxL), NEMA 3R/4/12/13, wall mount, carbon steel, RAL 7035 light gray, powder coat finish, single-door. | Stock | 217
SCE-L9246ELJW | Saginaw wiring trough, 6 x 9 x 24in (HxDxL), NEMA 3R/4/12/13, wall mount, carbon steel, ANSI 61 gray, powder coat finish, single-door, polycarbonate window. | Stock | 355
SCE-L9246ELJSS | Saginaw wiring trough, 6 x 9 x 24in (HxDxL), NEMA 3R/4/4X/12/13, wall mount, 304 stainless steel, #4 brush finish, single-door. | Stock | 689
SCE-L9246ELJWSS | Saginaw wiring trough, 6 x 9 x 24in (HxDxL), NEMA 3R/4/4X/12/13, wall mount, 304 stainless steel, #4 brush finish, single-door, polycarbonate window. | Stock | 979
SCE-L9N306LP | Saginaw wiring trough, 6 x 9 x 30in (HxDxL), NEMA 1, wall mount, carbon steel, ANSI 61 gray, powder coat finish, single-door. | Stock | 221
SCE-L9306ELJ | Saginaw wiring trough, 6 x 9 x 30in (HxDxL), NEMA 3R/4/12/13, wall mount, carbon steel, ANSI 61 gray, powder coat finish, single-door. | Stock | 219
SCE-L9306ELJLG | Saginaw wiring trough, 6 x 9 x 30in (HxDxL), NEMA 3R/4/12/13, wall mount, carbon steel, RAL 7035 light gray, powder coat finish, single-door. | Stock | 219
SCE-L9306ELJW | Saginaw wiring trough, 6 x 9 x 30in (HxDxL), NEMA 3R/4/12/13, wall mount, carbon steel, ANSI 61 gray, powder coat finish, single-door, polycarbonate window. | Stock | 359
SCE-L9306ELJSS | Saginaw wiring trough, 6 x 9 x 30in (HxDxL), NEMA 3R/4/4X/12/13, wall mount, 304 stainless steel, #4 brush finish, single-door. | Stock | 748
SCE-L9306ELJWSS | Saginaw wiring trough, 6 x 9 x 30in (HxDxL), NEMA 3R/4/4X/12/13, wall mount, 304 stainless steel, #4 brush finish, single-door, polycarbonate window. | Stock | 989
SCE-L9N366LP | Saginaw wiring trough, 6 x 9 x 36in (HxDxL), NEMA 1, wall mount, carbon steel, ANSI 61 gray, powder coat finish, single-door. | Stock | 224
SCE-L9366ELJ | Saginaw wiring trough, 6 x 9 x 36in (HxDxL), NEMA 3R/4/12/13, wall mount, carbon steel, ANSI 61 gray, powder coat finish, single-door. | Stock | 224
SCE-L9366ELJLG | Saginaw wiring trough, 6 x 9 x 36in (HxDxL), NEMA 3R/4/12/13, wall mount, carbon steel, RAL 7035 light gray, powder coat finish, single-door. | Stock | 224
SCE-L9366ELJW | Saginaw wiring trough, 6 x 9 x 36in (HxDxL), NEMA 3R/4/12/13, wall mount, carbon steel, ANSI 61 gray, powder coat finish, single-door, polycarbonate window. | Stock | 362
SCE-L9366ELJSS | Saginaw wiring trough, 6 x 9 x 36in (HxDxL), NEMA 3R/4/4X/12/13, wall mount, 304 stainless steel, #4 brush finish, single-door. | Stock | 804
SCE-L9366ELJWSS | Saginaw wiring trough, 6 x 9 x 36in (HxDxL), NEMA 3R/4/4X/12/13, wall mount, 304 stainless steel, #4 brush finish, single-door, polycarbonate window. | Stock | 999
C3RWT812 | Hammond wiring trough, 8 x 8 x 12in (HxDxL), NEMA 3R, wall mount, carbon steel, ANSI 61 gray, powder coat finish, screw cover. | Stock | 93
1486E12 | Hammond wiring trough, 8 x 8 x 12in (HxDxL), NEMA 1/4/12, carbon steel, ANSI 61 gray, powder coat finish, single-door. | Stock | 238
T8812CH | Wiegmann wiring trough, 8 x 8 x 12in (HxDxL), NEMA 4, carbon steel, ANSI 61 gray, powder coat finish, single-door. | Stock | 323
1486E12SS | Hammond wiring trough, 8 x 8 x 12in (HxDxL), NEMA 1/4/4X/12, 304 stainless steel, #4 brush finish, single-door. | Stock | 495
T8812CHSS | Wiegmann wiring trough, 8 x 8 x 12in (HxDxL), NEMA 1/4/4X/12, 304 stainless steel, No. 3 intermediate polished finish, single-door. | Stock | 523
C3RWT824 | Hammond wiring trough, 8 x 8 x 24in (HxDxL), NEMA 3R, wall mount, carbon steel, ANSI 61 gray, powder coat finish, screw cover. | Stock | 143
S8824ATNK | Wiegmann wiring trough, 8 x 8 x 24in (HxDxL), NEMA 1, corner mount, carbon steel, ANSI 61 gray, powder coat finish, screw cover. | Stock | 204
S8824AT | Wiegmann wiring trough, 8 x 8 x 24in (HxDxL), NEMA 1, corner mount, with knockouts, carbon steel, ANSI 61 gray, powder coat finish, screw cover. | Stock | 209
1486E24 | Hammond wiring trough, 8 x 8 x 24in (HxDxL), NEMA 1/4/12, carbon steel, ANSI 61 gray, powder coat finish, single-door. | Stock | 315
T8824CH | Wiegmann wiring trough, 8 x 8 x 24in (HxDxL), NEMA 4, carbon steel, ANSI 61 gray, powder coat finish, single-door. | Stock | 430
1486E24SS | Hammond wiring trough, 8 x 8 x 24in (HxDxL), NEMA 1/4/4X/12, 304 stainless steel, #4 brush finish, single-door. | Stock | 653
T8824CHSS | Wiegmann wiring trough, 8 x 8 x 24in (HxDxL), NEMA 1/4/4X/12, 304 stainless steel, No. 3 intermediate polished finish, single-door. | Stock | 625
C3RWT836 | Hammond wiring trough, 8 x 8 x 36in (HxDxL), NEMA 3R, wall mount, carbon steel, ANSI 61 gray, powder coat finish, screw cover. | Stock | 172
S8836ATNK | Wiegmann wiring trough, 8 x 8 x 36in (HxDxL), NEMA 1, corner mount, carbon steel, ANSI 61 gray, powder coat finish, screw cover. | Stock | 235
S8836AT | Wiegmann wiring trough, 8 x 8 x 36in (HxDxL), NEMA 1, corner mount, with knockouts, carbon steel, ANSI 61 gray, powder coat finish, screw cover. | Stock | 238
1486E36 | Hammond wiring trough, 8 x 8 x 36in (HxDxL), NEMA 1/4/12, carbon steel, ANSI 61 gray, powder coat finish, single-door. | Stock | 401
T8836CH | Wiegmann wiring trough, 8 x 8 x 36in (HxDxL), NEMA 4, carbon steel, ANSI 61 gray, powder coat finish, single-door. | Stock | 667
1486E36SS | Hammond wiring trough, 8 x 8 x 36in (HxDxL), NEMA 1/4/4X/12, 304 stainless steel, #4 brush finish, single-door. | Stock | 833
T8836CHSS | Wiegmann wiring trough, 8 x 8 x 36in (HxDxL), NEMA 1/4/4X/12, 304 stainless steel, No. 3 intermediate polished finish, single-door. | Stock | 945
C3RWT848 | Hammond wiring trough, 8 x 8 x 48in (HxDxL), NEMA 3R, wall mount, carbon steel, ANSI 61 gray, powder coat finish, screw cover. | Stock | 222
S8848ATNK | Wiegmann wiring trough, 8 x 8 x 48in (HxDxL), NEMA 1, corner mount, carbon steel, ANSI 61 gray, powder coat finish, screw cover. | Stock | 298
S8848AT | Wiegmann wiring trough, 8 x 8 x 48in (HxDxL), NEMA 1, corner mount, with knockouts, carbon steel, ANSI 61 gray, powder coat finish, screw cover. | Stock | 312
1486E48 | Hammond wiring trough, 8 x 8 x 48in (HxDxL), NEMA 1/4/12, carbon steel, ANSI 61 gray, powder coat finish, single-door. | Stock | 499
T8848CH | Wiegmann wiring trough, 8 x 8 x 48in (HxDxL), NEMA 4, carbon steel, ANSI 61 gray, powder coat finish, single-door. | Stock | 764
1486E48SS | Hammond wiring trough, 8 x 8 x 48in (HxDxL), NEMA 1/4/4X/12, 304 stainless steel, #4 brush finish, single-door. | Stock | 1039
T8848CHSS | Wiegmann wiring trough, 8 x 8 x 48in (HxDxL), NEMA 1/4/4X/12, 304 stainless steel, No. 3 intermediate polished finish, single-door. | Stock | 1111
C3RWT860 | Hammond wiring trough, 8 x 8 x 60in (HxDxL), NEMA 3R, wall mount, carbon steel, ANSI 61 gray, powder coat finish, screw cover. | Stock | 260
1486E60 | Hammond wiring trough, 8 x 8 x 60in (HxDxL), NEMA 1/4/12, carbon steel, ANSI 61 gray, powder coat finish, single-door. | Stock | 586
1486E60SS | Hammond wiring trough, 8 x 8 x 60in (HxDxL), NEMA 1/4/4X/12, 304 stainless steel, #4 brush finish, single-door. | Stock | 1326
C3RWT872 | Hammond wiring trough, 8 x 8 x 72in (HxDxL), NEMA 3R, wall mount, carbon steel, ANSI 61 gray, powder coat finish, screw cover. | Stock | 297
C3RWT896 | Hammond wiring trough, 8 x 8 x 96in (HxDxL), NEMA 3R, wall mount, carbon steel, ANSI 61 gray, powder coat finish, screw cover. | Stock | 569
C3RWT8116 | Hammond wiring trough, 8 x 8 x 116in (HxDxL), NEMA 3R, wall mount, carbon steel, ANSI 61 gray, powder coat finish, screw cover. | Stock | 644
SCE-L9N128LP | Saginaw wiring trough, 8 x 9 x 12in (HxDxL), NEMA 1, wall mount, carbon steel, ANSI 61 gray, powder coat finish, single-door. | Stock | 224
SCE-L9128ELJ | Saginaw wiring trough, 8 x 9 x 12in (HxDxL), NEMA 3R/4/12/13, wall mount, carbon steel, ANSI 61 gray, powder coat finish, single-door. | Stock | 222
SCE-L9128ELJLG | Saginaw wiring trough, 8 x 9 x 12in (HxDxL), NEMA 3R/4/12/13, wall mount, carbon steel, RAL 7035 light gray, powder coat finish, single-door. | Stock | 222
SCE-L9128ELJW | Saginaw wiring trough, 8 x 9 x 12in (HxDxL), NEMA 3R/4/12/13, wall mount, carbon steel, ANSI 61 gray, powder coat finish, single-door, polycarbonate window. | Stock | 342
SCE-L9128ELJSS | Saginaw wiring trough, 8 x 9 x 12in (HxDxL), NEMA 3R/4/4X/12/13, wall mount, 304 stainless steel, #4 brush finish, single-door. | Stock | 652
SCE-L9128ELJWSS | Saginaw wiring trough, 8 x 9 x 12in (HxDxL), NEMA 3R/4/4X/12/13, wall mount, 304 stainless steel, #4 brush finish, single-door, polycarbonate window. | Stock | 941
SCE-L9N188LP | Saginaw wiring trough, 8 x 9 x 18in (HxDxL), NEMA 1, wall mount, carbon steel, ANSI 61 gray, powder coat finish, single-door. | Stock | 226
SCE-L9188ELJ | Saginaw wiring trough, 8 x 9 x 18in (HxDxL), NEMA 3R/4/12/13, wall mount, carbon steel, ANSI 61 gray, powder coat finish, single-door. | Stock | 224
SCE-L9188ELJLG | Saginaw wiring trough, 8 x 9 x 18in (HxDxL), NEMA 3R/4/12/13, wall mount, carbon steel, RAL 7035 light gray, powder coat finish, single-door. | Stock | 224
SCE-L9188ELJW | Saginaw wiring trough, 8 x 9 x 18in (HxDxL), NEMA 3R/4/12/13, wall mount, carbon steel, ANSI 61 gray, powder coat finish, single-door, polycarbonate window. | Stock | 346
SCE-L9188ELJSS | Saginaw wiring trough, 8 x 9 x 18in (HxDxL), NEMA 3R/4/4X/12/13, wall mount, 304 stainless steel, #4 brush finish, single-door. | Stock | 725
SCE-L9188ELJWSS | Saginaw wiring trough, 8 x 9 x 18in (HxDxL), NEMA 3R/4/4X/12/13, wall mount, 304 stainless steel, #4 brush finish, single-door, polycarbonate window. | Stock | 951
SCE-L9N248LP | Saginaw wiring trough, 8 x 9 x 24in (HxDxL), NEMA 1, wall mount, carbon steel, ANSI 61 gray, powder coat finish, single-door. | Stock | 232
SCE-L9248ELJ | Saginaw wiring trough, 8 x 9 x 24in (HxDxL), NEMA 3R/4/12/13, wall mount, carbon steel, ANSI 61 gray, powder coat finish, single-door. | Stock | 230
SCE-L9248ELJLG | Saginaw wiring trough, 8 x 9 x 24in (HxDxL), NEMA 3R/4/12/13, wall mount, carbon steel, RAL 7035 light gray, powder coat finish, single-door. | Stock | 230
SCE-L9248ELJW | Saginaw wiring trough, 8 x 9 x 24in (HxDxL), NEMA 3R/4/12/13, wall mount, carbon steel, ANSI 61 gray, powder coat finish, single-door, polycarbonate window. | Stock | 377
SCE-L9248ELJSS | Saginaw wiring trough, 8 x 9 x 24in (HxDxL), NEMA 3R/4/4X/12/13, wall mount, 304 stainless steel, #4 brush finish, single-door. | Stock | 731
SCE-L9248ELJWSS | Saginaw wiring trough, 8 x 9 x 24in (HxDxL), NEMA 3R/4/4X/12/13, wall mount, 304 stainless steel, #4 brush finish, single-door, polycarbonate window. | Stock | 1038
SCE-L9N308LP | Saginaw wiring trough, 8 x 9 x 30in (HxDxL), NEMA 1, wall mount, carbon steel, ANSI 61 gray, powder coat finish, single-door. | Stock | 234
SCE-L9308ELJ | Saginaw wiring trough, 8 x 9 x 30in (HxDxL), NEMA 3R/4/12/13, wall mount, carbon steel, ANSI 61 gray, powder coat finish, single-door. | Stock | 232
SCE-L9308ELJLG | Saginaw wiring trough, 8 x 9 x 30in (HxDxL), NEMA 3R/4/12/13, wall mount, carbon steel, RAL 7035 light gray, powder coat finish, single-door. | Stock | 232
SCE-L9308ELJW | Saginaw wiring trough, 8 x 9 x 30in (HxDxL), NEMA 3R/4/12/13, wall mount, carbon steel, ANSI 61 gray, powder coat finish, single-door, polycarbonate window. | Stock | 381
SCE-L9308ELJSS | Saginaw wiring trough, 8 x 9 x 30in (HxDxL), NEMA 3R/4/4X/12/13, wall mount, 304 stainless steel, #4 brush finish, single-door. | Stock | 793
SCE-L9308ELJWSS | Saginaw wiring trough, 8 x 9 x 30in (HxDxL), NEMA 3R/4/4X/12/13, wall mount, 304 stainless steel, #4 brush finish, single-door, polycarbonate window. | Stock | 1048
SCE-L9N368LP | Saginaw wiring trough, 8 x 9 x 36in (HxDxL), NEMA 1, wall mount, carbon steel, ANSI 61 gray, powder coat finish, single-door. | Stock | 226
SCE-L9368ELJ | Saginaw wiring trough, 8 x 9 x 36in (HxDxL), NEMA 3R/4/12/13, wall mount, carbon steel, ANSI 61 gray, powder coat finish, single-door. | Stock | 237
SCE-L9368ELJLG | Saginaw wiring trough, 8 x 9 x 36in (HxDxL), NEMA 3R/4/12/13, wall mount, carbon steel, RAL 7035 light gray, powder coat finish, single-door. | Stock | 237
SCE-L9368ELJW | Saginaw wiring trough, 8 x 9 x 36in (HxDxL), NEMA 3R/4/12/13, wall mount, carbon steel, ANSI 61 gray, powder coat finish, single-door, polycarbonate window. | Stock | 384
SCE-L9368ELJSS | Saginaw wiring trough, 8 x 9 x 36in (HxDxL), NEMA 3R/4/4X/12/13, wall mount, 304 stainless steel, #4 brush finish, single-door. | Stock | 852
SCE-L9368ELJWSS | Saginaw wiring trough, 8 x 9 x 36in (HxDxL), NEMA 3R/4/4X/12/13, wall mount, 304 stainless steel, #4 brush finish, single-door, polycarbonate window. | Stock | 1059
C3RWT1024 | Hammond wiring trough, 10 x 10 x 24in (HxDxL), NEMA 3R, wall mount, carbon steel, ANSI 61 gray, powder coat finish, screw cover. | Stock | 228
S101024ATNK | Wiegmann wiring trough, 10 x 10 x 24in (HxDxL), NEMA 1, corner mount, carbon steel, ANSI 61 gray, powder coat finish, screw cover. | Stock | 377
C3RWT1036 | Hammond wiring trough, 10 x 10 x 36in (HxDxL), NEMA 3R, wall mount, carbon steel, ANSI 61 gray, powder coat finish, screw cover. | Stock | 258
S101036ATNK | Wiegmann wiring trough, 10 x 10 x 36in (HxDxL), NEMA 1, corner mount, carbon steel, ANSI 61 gray, powder coat finish, screw cover. | Stock | 428
C3RWT1048 | Hammond wiring trough, 10 x 10 x 48in (HxDxL), NEMA 3R, wall mount, carbon steel, ANSI 61 gray, powder coat finish, screw cover. | Stock | 290
S101048ATNK | Wiegmann wiring trough, 10 x 10 x 48in (HxDxL), NEMA 1, corner mount, carbon steel, ANSI 61 gray, powder coat finish, screw cover. | Stock | 426
C3RWT1060 | Hammond wiring trough, 10 x 10 x 60in (HxDxL), NEMA 3R, wall mount, carbon steel, ANSI 61 gray, powder coat finish, screw cover. | Stock | 365
C3RWT1072 | Hammond wiring trough, 10 x 10 x 72in (HxDxL), NEMA 3R, wall mount, carbon steel, ANSI 61 gray, powder coat finish, screw cover. | Stock | 412
C3RWT1096 | Hammond wiring trough, 10 x 10 x 96in (HxDxL), NEMA 3R, wall mount, carbon steel, ANSI 61 gray, powder coat finish, screw cover. | Stock | 674
C3RWT10116 | Hammond wiring trough, 10 x 10 x 116in (HxDxL), NEMA 3R, wall mount, carbon steel, ANSI 61 gray, powder coat finish, screw cover. | Stock | 772
C3RWT1224 | Hammond wiring trough, 12 x 12 x 24in (HxDxL), NEMA 3R, wall mount, carbon steel, ANSI 61 gray, powder coat finish, screw cover. | Stock | 315
1486G24 | Hammond wiring trough, 12 x 12 x 24in (HxDxL), NEMA 1/4/12, carbon steel, ANSI 61 gray, powder coat finish, single-door. | Stock | 436
T121224CH | Wiegmann wiring trough, 12 x 12 x 24in (HxDxL), NEMA 4, carbon steel, ANSI 61 gray, powder coat finish, single-door. | Stock | 596
1486G24SS | Hammond wiring trough, 12 x 12 x 24in (HxDxL), NEMA 1/4/4X/12, 304 stainless steel, #4 brush finish, single-door. | Stock | 908
T121224CHSS | Wiegmann wiring trough, 12 x 12 x 24in (HxDxL), NEMA 1/4/4X/12, 304 stainless steel, No. 3 intermediate polished finish, single-door. | Stock | 866
C3RWT1236 | Hammond wiring trough, 12 x 12 x 36in (HxDxL), NEMA 3R, wall mount, carbon steel, ANSI 61 gray, powder coat finish, screw cover. | Stock | 335
1486G36 | Hammond wiring trough, 12 x 12 x 36in (HxDxL), NEMA 1/4/12, carbon steel, ANSI 61 gray, powder coat finish, single-door. | Stock | 561
T121236CH | Wiegmann wiring trough, 12 x 12 x 36in (HxDxL), NEMA 4, carbon steel, ANSI 61 gray, powder coat finish, single-door. | Stock | 771
1486G36SS | Hammond wiring trough, 12 x 12 x 36in (HxDxL), NEMA 1/4/4X/12, 304 stainless steel, #4 brush finish, single-door. | Stock | 1168
T121236CHSS | Wiegmann wiring trough, 12 x 12 x 36in (HxDxL), NEMA 1/4/4X/12, 304 stainless steel, No. 3 intermediate polished finish, single-door. | Stock | 1271
C3RWT1248 | Hammond wiring trough, 12 x 12 x 48in (HxDxL), NEMA 3R, wall mount, carbon steel, ANSI 61 gray, powder coat finish, screw cover. | Stock | 357
1486G48 | Hammond wiring trough, 12 x 12 x 48in (HxDxL), NEMA 1/4/12, carbon steel, ANSI 61 gray, powder coat finish, single-door. | Stock | 709
T121248CH | Wiegmann wiring trough, 12 x 12 x 48in (HxDxL), NEMA 4, carbon steel, ANSI 61 gray, powder coat finish, single-door. | Stock | 974
1486G48SS | Hammond wiring trough, 12 x 12 x 48in (HxDxL), NEMA 1/4/4X/12, 304 stainless steel, #4 brush finish, single-door. | Stock | 1474
T121248CHSS | Wiegmann wiring trough, 12 x 12 x 48in (HxDxL), NEMA 1/4/4X/12, 304 stainless steel, No. 3 intermediate polished finish, single-door. | Stock | 1604
C3RWT1260 | Hammond wiring trough, 12 x 12 x 60in (HxDxL), NEMA 3R, wall mount, carbon steel, ANSI 61 gray, powder coat finish, screw cover. | Stock | 410
1486G60 | Hammond wiring trough, 12 x 12 x 60in (HxDxL), NEMA 1/4/12, carbon steel, ANSI 61 gray, powder coat finish, single-door. | Stock | 817
1486G60SS | Hammond wiring trough, 12 x 12 x 60in (HxDxL), NEMA 1/4/4X/12, 304 stainless steel, #4 brush finish, single-door. | Stock | 1739
C3RWT1272 | Hammond wiring trough, 12 x 12 x 72in (HxDxL), NEMA 3R, wall mount, carbon steel, ANSI 61 gray, powder coat finish, screw cover. | Stock | 477
C3RWT1284 | Hammond wiring trough, 12 x 12 x 84in (HxDxL), NEMA 3R, wall mount, carbon steel, ANSI 61 gray, powder coat finish, screw cover. | Stock | 679
C3RWT1296 | Hammond wiring trough, 12 x 12 x 96in (HxDxL), NEMA 3R, wall mount, carbon steel, ANSI 61 gray, powder coat finish, screw cover. | Stock | 736
C3RWT12116 | Hammond wiring trough, 12 x 12 x 116in (HxDxL), NEMA 3R, wall mount, carbon steel, ANSI 61 gray, powder coat finish, screw cover. | Stock | 854
Wireways
1485B12 | Hammond 1485 series lay-in wireway, 2.5 x 2.5 x 12in, carbon steel, ANSI 61 gray, powder coat finish, hinged cover, quick-release clamps, NEMA 12. | Stock | 121
1485B120 | Hammond 1485 series lay-in wireway, 2.5 x 2.5 x 120in, carbon steel, ANSI 61 gray, powder coat finish, hinged cover, quick-release clamps, NEMA 12. | Stock | 432
1485B24 | Hammond 1485 series lay-in wireway, 2.5 x 2.5 x 24in, carbon steel, ANSI 61 gray, powder coat finish, hinged cover, quick-release clamps, NEMA 12. | Stock | 157
1485B36 | Hammond 1485 series lay-in wireway, 2.5 x 2.5 x 36in, carbon steel, ANSI 61 gray, powder coat finish, hinged cover, quick-release clamps, NEMA 12. | Stock | 190
1485B48 | Hammond 1485 series lay-in wireway, 2.5 x 2.5 x 48in, carbon steel, ANSI 61 gray, powder coat finish, hinged cover, quick-release clamps, NEMA 12. | Stock | 227
1485B6 | Hammond 1485 series lay-in wireway, 2.5 x 2.5 x 6in, carbon steel, ANSI 61 gray, powder coat finish, hinged cover, quick-release clamps, NEMA 12. | Stock | 103
1485B60 | Hammond 1485 series lay-in wireway, 2.5 x 2.5 x 60in, carbon steel, ANSI 61 gray, powder coat finish, hinged cover, quick-release clamps, NEMA 12. | Stock | 261
1485C12 | Hammond 1485 series lay-in wireway, 4 x 4 x 12in, carbon steel, ANSI 61 gray, powder coat finish, hinged cover, quick-release clamps, NEMA 12. | Stock | 145
1485C120 | Hammond 1485 series lay-in wireway, 4 x 4 x 120in, carbon steel, ANSI 61 gray, powder coat finish, hinged cover, quick-release clamps, NEMA 12. | Stock | 499
1485C24 | Hammond 1485 series lay-in wireway, 4 x 4 x 24in, carbon steel, ANSI 61 gray, powder coat finish, hinged cover, quick-release clamps, NEMA 12. | Stock | 184
1485C36 | Hammond 1485 series lay-in wireway, 4 x 4 x 36in, carbon steel, ANSI 61 gray, powder coat finish, hinged cover, quick-release clamps, NEMA 12. | Stock | 224
1485C48 | Hammond 1485 series lay-in wireway, 4 x 4 x 48in, carbon steel, ANSI 61 gray, powder coat finish, hinged cover, quick-release clamps, NEMA 12. | Stock | 265
1485C6 | Hammond 1485 series lay-in wireway, 4 x 4 x 6in, carbon steel, ANSI 61 gray, powder coat finish, hinged cover, quick-release clamps, NEMA 12. | Stock | 125
1485C60 | Hammond 1485 series lay-in wireway, 4 x 4 x 60in, carbon steel, ANSI 61 gray, powder coat finish, hinged cover, quick-release clamps, NEMA 12. | Stock | 303
1485D12 | Hammond 1485 series lay-in wireway, 6 x 6 x 12in, carbon steel, ANSI 61 gray, powder coat finish, hinged cover, quick-release clamps, NEMA 12. | Stock | 183
1485D120 | Hammond 1485 series lay-in wireway, 6 x 6 x 120in, carbon steel, ANSI 61 gray, powder coat finish, hinged cover, quick-release clamps, NEMA 12. | Stock | 744
1485D24 | Hammond 1485 series lay-in wireway, 6 x 6 x 24in, carbon steel, ANSI 61 gray, powder coat finish, hinged cover, quick-release clamps, NEMA 12. | Stock | 246
1485D36 | Hammond 1485 series lay-in wireway, 6 x 6 x 36in, carbon steel, ANSI 61 gray, powder coat finish, hinged cover, quick-release clamps, NEMA 12. | Stock | 308
1485D48 | Hammond 1485 series lay-in wireway, 6 x 6 x 48in, carbon steel, ANSI 61 gray, powder coat finish, hinged cover, quick-release clamps, NEMA 12. | Stock | 371
1485D6 | Hammond 1485 series lay-in wireway, 6 x 6 x 6in, carbon steel, ANSI 61 gray, powder coat finish, hinged cover, quick-release clamps, NEMA 12. | Stock | 154
1485D60 | Hammond 1485 series lay-in wireway, 6 x 6 x 60in, carbon steel, ANSI 61 gray, powder coat finish, hinged cover, quick-release clamps, NEMA 12. | Stock | 434
1485E12 | Hammond 1485 series lay-in wireway, 8 x 8 x 12in, carbon steel, ANSI 61 gray, powder coat finish, hinged cover, quick-release clamps, NEMA 12. | Stock | 273
1485E120 | Hammond 1485 series lay-in wireway, 8 x 8 x 120in, carbon steel, ANSI 61 gray, powder coat finish, hinged cover, quick-release clamps, NEMA 12. | Stock | 999
1485E24 | Hammond 1485 series lay-in wireway, 8 x 8 x 24in, carbon steel, ANSI 61 gray, powder coat finish, hinged cover, quick-release clamps, NEMA 12. | Stock | 354
1485E36 | Hammond 1485 series lay-in wireway, 8 x 8 x 36in, carbon steel, ANSI 61 gray, powder coat finish, hinged cover, quick-release clamps, NEMA 12. | Stock | 434
1485E48 | Hammond 1485 series lay-in wireway, 8 x 8 x 48in, carbon steel, ANSI 61 gray, powder coat finish, hinged cover, quick-release clamps, NEMA 12. | Stock | 514
1485E6 | Hammond 1485 series lay-in wireway, 8 x 8 x 6in, carbon steel, ANSI 61 gray, powder coat finish, hinged cover, quick-release clamps, NEMA 12. | Stock | 233
1485E60 | Hammond 1485 series lay-in wireway, 8 x 8 x 60in, carbon steel, ANSI 61 gray, powder coat finish, hinged cover, quick-release clamps, NEMA 12. | Stock | 595
1485F12 | Hammond 1485 series lay-in wireway, 12 x 6 x 12in, carbon steel, ANSI 61 gray, powder coat finish, hinged cover, quick-release clamps, NEMA 12. | Stock | 306
1485F120 | Hammond 1485 series lay-in wireway, 12 x 6 x 120in, carbon steel, ANSI 61 gray, powder coat finish, hinged cover, quick-release clamps, NEMA 12. | Stock | 1443
1485F24 | Hammond 1485 series lay-in wireway, 12 x 6 x 24in, carbon steel, ANSI 61 gray, powder coat finish, hinged cover, quick-release clamps, NEMA 12. | Stock | 432
1485F36 | Hammond 1485 series lay-in wireway, 12 x 6 x 36in, carbon steel, ANSI 61 gray, powder coat finish, hinged cover, quick-release clamps, NEMA 12. | Stock | 559
1485F48 | Hammond 1485 series lay-in wireway, 12 x 6 x 48in, carbon steel, ANSI 61 gray, powder coat finish, hinged cover, quick-release clamps, NEMA 12. | Stock | 683
1485F6 | Hammond 1485 series lay-in wireway, 12 x 6 x 6in, carbon steel, ANSI 61 gray, powder coat finish, hinged cover, quick-release clamps, NEMA 12. | Stock | 244
1485F60 | Hammond 1485 series lay-in wireway, 12 x 6 x 60in, carbon steel, ANSI 61 gray, powder coat finish, hinged cover, quick-release clamps, NEMA 12. | Stock | 808
1487B12 | Hammond 1487 series pull-through wireway, 2.5 x 2.5 x 12in, carbon steel, ANSI 61 gray, powder coat finish, hinged cover, screw clamps, NEMA 12. | Stock | 119
1487B120 | Hammond 1487 series pull-through wireway, 2.5 x 2.5 x 120in, carbon steel, ANSI 61 gray, powder coat finish, hinged cover, screw clamps, NEMA 12. | Stock | 422
1487B24 | Hammond 1487 series pull-through wireway, 2.5 x 2.5 x 24in, carbon steel, ANSI 61 gray, powder coat finish, hinged cover, screw clamps, NEMA 12. | Stock | 154
1487B36 | Hammond 1487 series pull-through wireway, 2.5 x 2.5 x 36in, carbon steel, ANSI 61 gray, powder coat finish, hinged cover, screw clamps, NEMA 12. | Stock | 187
1487B48 | Hammond 1487 series pull-through wireway, 2.5 x 2.5 x 48in, carbon steel, ANSI 61 gray, powder coat finish, hinged cover, screw clamps, NEMA 12. | Stock | 221
1487B60 | Hammond 1487 series pull-through wireway, 2.5 x 2.5 x 60in, carbon steel, ANSI 61 gray, powder coat finish, hinged cover, screw clamps, NEMA 12. | Stock | 253
1487C12 | Hammond 1487 series pull-through wireway, 4 x 4 x 12in, carbon steel, ANSI 61 gray, powder coat finish, hinged cover, screw clamps, NEMA 12. | Stock | 143
1487C120 | Hammond 1487 series pull-through wireway, 4 x 4 x 120in, carbon steel, ANSI 61 gray, powder coat finish, hinged cover, screw clamps, NEMA 12. | Stock | 487
1487C120SS | Hammond 1487SS series pull-through wireway, 4 x 4 x 120in, 304 stainless steel, #4 brush finish, hinged cover, screw clamps, NEMA 4/4X/12. | Stock | 1261
1487C12SS | Hammond 1487SS series pull-through wireway, 4 x 4 x 12in, 304 stainless steel, #4 brush finish, hinged cover, screw clamps, NEMA 4/4X/12. | Stock | 372
1487C24 | Hammond 1487 series pull-through wireway, 4 x 4 x 24in, carbon steel, ANSI 61 gray, powder coat finish, hinged cover, screw clamps, NEMA 12. | Stock | 180
1487C24SS | Hammond 1487SS series pull-through wireway, 4 x 4 x 24in, 304 stainless steel, #4 brush finish, hinged cover, screw clamps, NEMA 4/4X/12. | Stock | 460
1487C36 | Hammond 1487 series pull-through wireway, 4 x 4 x 36in, carbon steel, ANSI 61 gray, powder coat finish, hinged cover, screw clamps, NEMA 12. | Stock | 219
1487C36SS | Hammond 1487SS series pull-through wireway, 4 x 4 x 36in, 304 stainless steel, #4 brush finish, hinged cover, screw clamps, NEMA 4/4X/12. | Stock | 560
1487C48 | Hammond 1487 series pull-through wireway, 4 x 4 x 48in, carbon steel, ANSI 61 gray, powder coat finish, hinged cover, screw clamps, NEMA 12. | Stock | 258
1487C48SS | Hammond 1487SS series pull-through wireway, 4 x 4 x 48in, 304 stainless steel, #4 brush finish, hinged cover, screw clamps, NEMA 4/4X/12. | Stock | 659
1487C60 | Hammond 1487 series pull-through wireway, 4 x 4 x 60in, carbon steel, ANSI 61 gray, powder coat finish, hinged cover, screw clamps, NEMA 12. | Stock | 297
1487C60SS | Hammond 1487SS series pull-through wireway, 4 x 4 x 60in, 304 stainless steel, #4 brush finish, hinged cover, screw clamps, NEMA 4/4X/12. | Stock | 759
1487D12 | Hammond 1487 series pull-through wireway, 6 x 6 x 12in, carbon steel, ANSI 61 gray, powder coat finish, hinged cover, screw clamps, NEMA 12. | Stock | 184
1487D120 | Hammond 1487 series pull-through wireway, 6 x 6 x 120in, carbon steel, ANSI 61 gray, powder coat finish, hinged cover, screw clamps, NEMA 12. | Stock | 726
1487D120SS | Hammond 1487SS series pull-through wireway, 6 x 6 x 120in, 304 stainless steel, #4 brush finish, hinged cover, screw clamps, NEMA 4/4X/12. | Stock | 1888
1487D12SS | Hammond 1487SS series pull-through wireway, 6 x 6 x 12in, 304 stainless steel, #4 brush finish, hinged cover, screw clamps, NEMA 4/4X/12. | Stock | 473
1487D24 | Hammond 1487 series pull-through wireway, 6 x 6 x 24in, carbon steel, ANSI 61 gray, powder coat finish, hinged cover, screw clamps, NEMA 12. | Stock | 240
1487D24SS | Hammond 1487SS series pull-through wireway, 6 x 6 x 24in, 304 stainless steel, #4 brush finish, hinged cover, screw clamps, NEMA 4/4X/12. | Stock | 618
1487D36 | Hammond 1487 series pull-through wireway, 6 x 6 x 36in, carbon steel, ANSI 61 gray, powder coat finish, hinged cover, screw clamps, NEMA 12. | Stock | 302
1487D36SS | Hammond 1487SS series pull-through wireway, 6 x 6 x 36in, 304 stainless steel, #4 brush finish, hinged cover, screw clamps, NEMA 4/4X/12. | Stock | 776
1487D48 | Hammond 1487 series pull-through wireway, 6 x 6 x 48in, carbon steel, ANSI 61 gray, powder coat finish, hinged cover, screw clamps, NEMA 12. | Stock | 362
1487D48SS | Hammond 1487SS series pull-through wireway, 6 x 6 x 48in, 304 stainless steel, #4 brush finish, hinged cover, screw clamps, NEMA 4/4X/12. | Stock | 935
1487D60 | Hammond 1487 series pull-through wireway, 6 x 6 x 60in, carbon steel, ANSI 61 gray, powder coat finish, hinged cover, screw clamps, NEMA 12. | Stock | 423
1487D60SS | Hammond 1487SS series pull-through wireway, 6 x 6 x 60in, 304 stainless steel, #4 brush finish, hinged cover, screw clamps, NEMA 4/4X/12. | Stock | 1092
1487E12 | Hammond 1487 series pull-through wireway, 8 x 8 x 12in, carbon steel, ANSI 61 gray, powder coat finish, hinged cover, screw clamps, NEMA 12. | Stock | 273
1487E120 | Hammond 1487 series pull-through wireway, 8 x 8 x 120in, carbon steel, ANSI 61 gray, powder coat finish, hinged cover, screw clamps, NEMA 12. | Stock | 974
1487E120SS | Hammond 1487SS series pull-through wireway, 8 x 8 x 120in, 304 stainless steel, #4 brush finish, hinged cover, screw clamps, NEMA 4/4X/12. | Stock | 2086
1487E12SS | Hammond 1487SS series pull-through wireway, 8 x 8 x 12in, 304 stainless steel, #4 brush finish, hinged cover, screw clamps, NEMA 4/4X/12. | Stock | 520
1487E24 | Hammond 1487 series pull-through wireway, 8 x 8 x 24in, carbon steel, ANSI 61 gray, powder coat finish, hinged cover, screw clamps, NEMA 12. | Stock | 345
1487E24SS | Hammond 1487SS series pull-through wireway, 8 x 8 x 24in, 304 stainless steel, #4 brush finish, hinged cover, screw clamps, NEMA 4/4X/12. | Stock | 680
1487E36 | Hammond 1487 series pull-through wireway, 8 x 8 x 36in, carbon steel, ANSI 61 gray, powder coat finish, hinged cover, screw clamps, NEMA 12. | Stock | 423
1487E36SS | Hammond 1487SS series pull-through wireway, 8 x 8 x 36in, 304 stainless steel, #4 brush finish, hinged cover, screw clamps, NEMA 4/4X/12. | Stock | 856
1487E48 | Hammond 1487 series pull-through wireway, 8 x 8 x 48in, carbon steel, ANSI 61 gray, powder coat finish, hinged cover, screw clamps, NEMA 12. | Stock | 502
1487E48SS | Hammond 1487SS series pull-through wireway, 8 x 8 x 48in, 304 stainless steel, #4 brush finish, hinged cover, screw clamps, NEMA 4/4X/12. | Stock | 1030
1487E60 | Hammond 1487 series pull-through wireway, 8 x 8 x 60in, carbon steel, ANSI 61 gray, powder coat finish, hinged cover, screw clamps, NEMA 12. | Stock | 580
1487E60SS | Hammond 1487SS series pull-through wireway, 8 x 8 x 60in, 304 stainless steel, #4 brush finish, hinged cover, screw clamps, NEMA 4/4X/12. | Stock | 1204
CWSC10120NK | Hammond CW series lay-in wireway, 10 x 10 x 120in, carbon steel, ANSI 61 gray, powder coat finish, screw cover, NEMA 1. | Stock | 489
CWSC1012NK | Hammond CW series lay-in wireway, 10 x 10 x 12in, carbon steel, ANSI 61 gray, powder coat finish, screw cover, NEMA 1. | Stock | 76
CWSC1024NK | Hammond CW series lay-in wireway, 10 x 10 x 24in, carbon steel, ANSI 61 gray, powder coat finish, screw cover, NEMA 1. | Stock | 134
CWSC1036NK | Hammond CW series lay-in wireway, 10 x 10 x 36in, carbon steel, ANSI 61 gray, powder coat finish, screw cover, NEMA 1. | Stock | 169
CWSC1048NK | Hammond CW series lay-in wireway, 10 x 10 x 48in, carbon steel, ANSI 61 gray, powder coat finish, screw cover, NEMA 1. | Stock | 204
CWSC1060NK | Hammond CW series lay-in wireway, 10 x 10 x 60in, carbon steel, ANSI 61 gray, powder coat finish, screw cover, NEMA 1. | Stock | 237
CWSC1072NK | Hammond CW series lay-in wireway, 10 x 10 x 72in, carbon steel, ANSI 61 gray, powder coat finish, screw cover, NEMA 1. | Stock | 337
CWSC1096NK | Hammond CW series lay-in wireway, 10 x 10 x 96in, carbon steel, ANSI 61 gray, powder coat finish, screw cover, NEMA 1. | Stock | 426
CWSC1212 | Hammond CW series lay-in wireway, 12 x 12 x 12in, carbon steel, ANSI 61 gray, powder coat finish, screw cover, with knockouts, NEMA 1. | Stock | 84
CWSC12120NK | Hammond CW series lay-in wireway, 12 x 12 x 120in, carbon steel, ANSI 61 gray, powder coat finish, screw cover, NEMA 1. | Stock | 573
CWSC1212NK | Hammond CW series lay-in wireway, 12 x 12 x 12in, carbon steel, ANSI 61 gray, powder coat finish, screw cover, NEMA 1. | Stock | 84
CWSC1224 | Hammond CW series lay-in wireway, 12 x 12 x 24in, carbon steel, ANSI 61 gray, powder coat finish, screw cover, with knockouts, NEMA 1. | Stock | 149
CWSC1224NK | Hammond CW series lay-in wireway, 12 x 12 x 24in, carbon steel, ANSI 61 gray, powder coat finish, screw cover, NEMA 1. | Stock | 149
CWSC1236 | Hammond CW series lay-in wireway, 12 x 12 x 36in, carbon steel, ANSI 61 gray, powder coat finish, screw cover, with knockouts, NEMA 1. | Stock | 197
CWSC1236NK | Hammond CW series lay-in wireway, 12 x 12 x 36in, carbon steel, ANSI 61 gray, powder coat finish, screw cover, NEMA 1. | Stock | 197
CWSC1248 | Hammond CW series lay-in wireway, 12 x 12 x 48in, carbon steel, ANSI 61 gray, powder coat finish, screw cover, with knockouts, NEMA 1. | Stock | 247
CWSC1248NK | Hammond CW series lay-in wireway, 12 x 12 x 48in, carbon steel, ANSI 61 gray, powder coat finish, screw cover, NEMA 1. | Stock | 247
CWSC1260 | Hammond CW series lay-in wireway, 12 x 12 x 60in, carbon steel, ANSI 61 gray, powder coat finish, screw cover, with knockouts, NEMA 1. | Stock | 275
CWSC1260NK | Hammond CW series lay-in wireway, 12 x 12 x 60in, carbon steel, ANSI 61 gray, powder coat finish, screw cover, NEMA 1. | Stock | 275
CWSC1272NK | Hammond CW series lay-in wireway, 12 x 12 x 72in, carbon steel, ANSI 61 gray, powder coat finish, screw cover, NEMA 1. | Stock | 392
CWSC1296NK | Hammond CW series lay-in wireway, 12 x 12 x 96in, carbon steel, ANSI 61 gray, powder coat finish, screw cover, NEMA 1. | Stock | 495
CWSC212 | Hammond CW series lay-in wireway, 2.5 x 2.5 x 12in, carbon steel, ANSI 61 gray, powder coat finish, screw cover, with knockouts, NEMA 1. | Stock | 19
CWSC2120 | Hammond CW series lay-in wireway, 2.5 x 2.5 x 120in, carbon steel, ANSI 61 gray, powder coat finish, screw cover, with knockouts, NEMA 1. | Stock | 108
CWSC2120NK | Hammond CW series lay-in wireway, 2.5 x 2.5 x 120in, carbon steel, ANSI 61 gray, powder coat finish, screw cover, NEMA 1. | Stock | 108
CWSC212NK | Hammond CW series lay-in wireway, 2.5 x 2.5 x 12in, carbon steel, ANSI 61 gray, powder coat finish, screw cover, NEMA 1. | Stock | 19
CWSC224 | Hammond CW series lay-in wireway, 2.5 x 2.5 x 24in, carbon steel, ANSI 61 gray, powder coat finish, screw cover, with knockouts, NEMA 1. | Stock | 25.5
CWSC224NK | Hammond CW series lay-in wireway, 2.5 x 2.5 x 24in, carbon steel, ANSI 61 gray, powder coat finish, screw cover, NEMA 1. | Stock | 25.5
CWSC236 | Hammond CW series lay-in wireway, 2.5 x 2.5 x 36in, carbon steel, ANSI 61 gray, powder coat finish, screw cover, with knockouts, NEMA 1. | Stock | 35
CWSC236NK | Hammond CW series lay-in wireway, 2.5 x 2.5 x 36in, carbon steel, ANSI 61 gray, powder coat finish, screw cover, NEMA 1. | Stock | 35
CWSC248 | Hammond CW series lay-in wireway, 2.5 x 2.5 x 48in, carbon steel, ANSI 61 gray, powder coat finish, screw cover, with knockouts, NEMA 1. | Stock | 46
CWSC248NK | Hammond CW series lay-in wireway, 2.5 x 2.5 x 48in, carbon steel, ANSI 61 gray, powder coat finish, screw cover, NEMA 1. | Stock | 46
CWSC260 | Hammond CW series lay-in wireway, 2.5 x 2.5 x 60in, carbon steel, ANSI 61 gray, powder coat finish, screw cover, with knockouts, NEMA 1. | Stock | 55
CWSC260NK | Hammond CW series lay-in wireway, 2.5 x 2.5 x 60in, carbon steel, ANSI 61 gray, powder coat finish, screw cover, NEMA 1. | Stock | 55
CWSC412 | Hammond CW series lay-in wireway, 4 x 4 x 12in, carbon steel, ANSI 61 gray, powder coat finish, screw cover, with knockouts, NEMA 1. | Stock | 19
CWSC4120 | Hammond CW series lay-in wireway, 4 x 4 x 120in, carbon steel, ANSI 61 gray, powder coat finish, screw cover, with knockouts, NEMA 1. | Stock | 110
CWSC4120NK | Hammond CW series lay-in wireway, 4 x 4 x 120in, carbon steel, ANSI 61 gray, powder coat finish, screw cover, NEMA 1. | Stock | 110
CWSC412NK | Hammond CW series lay-in wireway, 4 x 4 x 12in, carbon steel, ANSI 61 gray, powder coat finish, screw cover, NEMA 1. | Stock | 19
CWSC418NK | Hammond CW series lay-in wireway, 4 x 4 x 18in, carbon steel, ANSI 61 gray, powder coat finish, screw cover, NEMA 1. | Stock | 22
CWSC424 | Hammond CW series lay-in wireway, 4 x 4 x 24in, carbon steel, ANSI 61 gray, powder coat finish, screw cover, with knockouts, NEMA 1. | Stock | 24.5
CWSC424NK | Hammond CW series lay-in wireway, 4 x 4 x 24in, carbon steel, ANSI 61 gray, powder coat finish, screw cover, NEMA 1. | Stock | 24.5
CWSC436 | Hammond CW series lay-in wireway, 4 x 4 x 36in, carbon steel, ANSI 61 gray, powder coat finish, screw cover, with knockouts, NEMA 1. | Stock | 35.5
CWSC436NK | Hammond CW series lay-in wireway, 4 x 4 x 36in, carbon steel, ANSI 61 gray, powder coat finish, screw cover, NEMA 1. | Stock | 35.5
CWSC448 | Hammond CW series lay-in wireway, 4 x 4 x 48in, carbon steel, ANSI 61 gray, powder coat finish, screw cover, with knockouts, NEMA 1. | Stock | 48
CWSC448NK | Hammond CW series lay-in wireway, 4 x 4 x 48in, carbon steel, ANSI 61 gray, powder coat finish, screw cover, NEMA 1. | Stock | 48
CWSC460 | Hammond CW series lay-in wireway, 4 x 4 x 60in, carbon steel, ANSI 61 gray, powder coat finish, screw cover, with knockouts, NEMA 1. | Stock | 56
CWSC460NK | Hammond CW series lay-in wireway, 4 x 4 x 60in, carbon steel, ANSI 61 gray, powder coat finish, screw cover, NEMA 1. | Stock | 56
CWSC472 | Hammond CW series lay-in wireway, 4 x 4 x 72in, carbon steel, ANSI 61 gray, powder coat finish, screw cover, with knockouts, NEMA 1. | Stock | 77
CWSC472NK | Hammond CW series lay-in wireway, 4 x 4 x 72in, carbon steel, ANSI 61 gray, powder coat finish, screw cover, NEMA 1. | Stock | 77
CWSC612 | Hammond CW series lay-in wireway, 6 x 6 x 12in, carbon steel, ANSI 61 gray, powder coat finish, screw cover, with knockouts, NEMA 1. | Stock | 33
CWSC6120 | Hammond CW series lay-in wireway, 6 x 6 x 120in, carbon steel, ANSI 61 gray, powder coat finish, screw cover, with knockouts, NEMA 1. | Stock | 187
CWSC6120NK | Hammond CW series lay-in wireway, 6 x 6 x 120in, carbon steel, ANSI 61 gray, powder coat finish, screw cover, NEMA 1. | Stock | 187
CWSC612NK | Hammond CW series lay-in wireway, 6 x 6 x 12in, carbon steel, ANSI 61 gray, powder coat finish, screw cover, NEMA 1. | Stock | 33
CWSC618NK | Hammond CW series lay-in wireway, 6 x 6 x 18in, carbon steel, ANSI 61 gray, powder coat finish, screw cover, NEMA 1. | Stock | 37
CWSC624 | Hammond CW series lay-in wireway, 6 x 6 x 24in, carbon steel, ANSI 61 gray, powder coat finish, screw cover, with knockouts, NEMA 1. | Stock | 49
CWSC624NK | Hammond CW series lay-in wireway, 6 x 6 x 24in, carbon steel, ANSI 61 gray, powder coat finish, screw cover, NEMA 1. | Stock | 49
CWSC636 | Hammond CW series lay-in wireway, 6 x 6 x 36in, carbon steel, ANSI 61 gray, powder coat finish, screw cover, with knockouts, NEMA 1. | Stock | 54
CWSC636NK | Hammond CW series lay-in wireway, 6 x 6 x 36in, carbon steel, ANSI 61 gray, powder coat finish, screw cover, NEMA 1. | Stock | 54
CWSC648 | Hammond CW series lay-in wireway, 6 x 6 x 48in, carbon steel, ANSI 61 gray, powder coat finish, screw cover, with knockouts, NEMA 1. | Stock | 72
CWSC648NK | Hammond CW series lay-in wireway, 6 x 6 x 48in, carbon steel, ANSI 61 gray, powder coat finish, screw cover, NEMA 1. | Stock | 72
CWSC660 | Hammond CW series lay-in wireway, 6 x 6 x 60in, carbon steel, ANSI 61 gray, powder coat finish, screw cover, with knockouts, NEMA 1. | Stock | 87
CWSC660NK | Hammond CW series lay-in wireway, 6 x 6 x 60in, carbon steel, ANSI 61 gray, powder coat finish, screw cover, NEMA 1. | Stock | 87
CWSC672 | Hammond CW series lay-in wireway, 6 x 6 x 72in, carbon steel, ANSI 61 gray, powder coat finish, screw cover, with knockouts, NEMA 1. | Stock | 114
CWSC672NK | Hammond CW series lay-in wireway, 6 x 6 x 72in, carbon steel, ANSI 61 gray, powder coat finish, screw cover, NEMA 1. | Stock | 114
CWSC812 | Hammond CW series lay-in wireway, 8 x 8 x 12in, carbon steel, ANSI 61 gray, powder coat finish, screw cover, with knockouts, NEMA 1. | Stock | 60
CWSC8120 | Hammond CW series lay-in wireway, 8 x 8 x 120in, carbon steel, ANSI 61 gray, powder coat finish, screw cover, with knockouts, NEMA 1. | Stock | 345
CWSC8120NK | Hammond CW series lay-in wireway, 8 x 8 x 120in, carbon steel, ANSI 61 gray, powder coat finish, screw cover, NEMA 1. | Stock | 345
CWSC812NK | Hammond CW series lay-in wireway, 8 x 8 x 12in, carbon steel, ANSI 61 gray, powder coat finish, screw cover, NEMA 1. | Stock | 60
CWSC818NK | Hammond CW series lay-in wireway, 8 x 8 x 18in, carbon steel, ANSI 61 gray, powder coat finish, screw cover, NEMA 1. | Stock | 68
CWSC824 | Hammond CW series lay-in wireway, 8 x 8 x 24in, carbon steel, ANSI 61 gray, powder coat finish, screw cover, with knockouts, NEMA 1. | Stock | 81
CWSC824NK | Hammond CW series lay-in wireway, 8 x 8 x 24in, carbon steel, ANSI 61 gray, powder coat finish, screw cover, NEMA 1. | Stock | 81
CWSC836 | Hammond CW series lay-in wireway, 8 x 8 x 36in, carbon steel, ANSI 61 gray, powder coat finish, screw cover, with knockouts, NEMA 1. | Stock | 120
CWSC836NK | Hammond CW series lay-in wireway, 8 x 8 x 36in, carbon steel, ANSI 61 gray, powder coat finish, screw cover, NEMA 1. | Stock | 120
CWSC848 | Hammond CW series lay-in wireway, 8 x 8 x 48in, carbon steel, ANSI 61 gray, powder coat finish, screw cover, with knockouts, NEMA 1. | Stock | 139
CWSC848NK | Hammond CW series lay-in wireway, 8 x 8 x 48in, carbon steel, ANSI 61 gray, powder coat finish, screw cover, NEMA 1. | Stock | 139
CWSC860 | Hammond CW series lay-in wireway, 8 x 8 x 60in, carbon steel, ANSI 61 gray, powder coat finish, screw cover, with knockouts, NEMA 1. | Stock | 160
CWSC860NK | Hammond CW series lay-in wireway, 8 x 8 x 60in, carbon steel, ANSI 61 gray, powder coat finish, screw cover, NEMA 1. | Stock | 160
CWSC872NK | Hammond CW series lay-in wireway, 8 x 8 x 72in, carbon steel, ANSI 61 gray, powder coat finish, screw cover, NEMA 1. | Stock | 216
CWST212 | Hammond CW series lay-in wireway, 2.5 x 2.5 x 12in, carbon steel, ANSI 61 gray, powder coat finish, hinged screw cover, with knockouts, NEMA 1. | Stock | 20
CWST2120 | Hammond CW series lay-in wireway, 2.5 x 2.5 x 120in, carbon steel, ANSI 61 gray, powder coat finish, hinged screw cover, with knockouts, NEMA 1. | Stock | 119
CWST2120NK | Hammond CW series lay-in wireway, 2.5 x 2.5 x 120in, carbon steel, ANSI 61 gray, powder coat finish, hinged screw cover, NEMA 1. | Stock | 119
CWST212NK | Hammond CW series lay-in wireway, 2.5 x 2.5 x 12in, carbon steel, ANSI 61 gray, powder coat finish, hinged screw cover, NEMA 1. | Stock | 20
CWST224 | Hammond CW series lay-in wireway, 2.5 x 2.5 x 24in, carbon steel, ANSI 61 gray, powder coat finish, hinged screw cover, with knockouts, NEMA 1. | Stock | 26.5
CWST224NK | Hammond CW series lay-in wireway, 2.5 x 2.5 x 24in, carbon steel, ANSI 61 gray, powder coat finish, hinged screw cover, NEMA 1. | Stock | 26.5
CWST236 | Hammond CW series lay-in wireway, 2.5 x 2.5 x 36in, carbon steel, ANSI 61 gray, powder coat finish, hinged screw cover, with knockouts, NEMA 1. | Stock | 37
CWST236NK | Hammond CW series lay-in wireway, 2.5 x 2.5 x 36in, carbon steel, ANSI 61 gray, powder coat finish, hinged screw cover, NEMA 1. | Stock | 37
CWST248 | Hammond CW series lay-in wireway, 2.5 x 2.5 x 48in, carbon steel, ANSI 61 gray, powder coat finish, hinged screw cover, with knockouts, NEMA 1. | Stock | 48
CWST248NK | Hammond CW series lay-in wireway, 2.5 x 2.5 x 48in, carbon steel, ANSI 61 gray, powder coat finish, hinged screw cover, NEMA 1. | Stock | 48
CWST260 | Hammond CW series lay-in wireway, 2.5 x 2.5 x 60in, carbon steel, ANSI 61 gray, powder coat finish, hinged screw cover, with knockouts, NEMA 1. | Stock | 58
CWST260NK | Hammond CW series lay-in wireway, 2.5 x 2.5 x 60in, carbon steel, ANSI 61 gray, powder coat finish, hinged screw cover, NEMA 1. | Stock | 58
CWST272 | Hammond CW series lay-in wireway, 2.5 x 2.5 x 72in, carbon steel, ANSI 61 gray, powder coat finish, hinged screw cover, with knockouts, NEMA 1. | Stock | 78
CWST296 | Hammond CW series lay-in wireway, 2.5 x 2.5 x 96in, carbon steel, ANSI 61 gray, powder coat finish, hinged screw cover, with knockouts, NEMA 1. | Stock | 103
CWST412 | Hammond CW series lay-in wireway, 4 x 4 x 12in, carbon steel, ANSI 61 gray, powder coat finish, hinged screw cover, with knockouts, NEMA 1. | Stock | 20.5
CWST4120 | Hammond CW series lay-in wireway, 4 x 4 x 120in, carbon steel, ANSI 61 gray, powder coat finish, hinged screw cover, with knockouts, NEMA 1. | Stock | 122
CWST4120NK | Hammond CW series lay-in wireway, 4 x 4 x 120in, carbon steel, ANSI 61 gray, powder coat finish, hinged screw cover, NEMA 1. | Stock | 122
CWST412NK | Hammond CW series lay-in wireway, 4 x 4 x 12in, carbon steel, ANSI 61 gray, powder coat finish, hinged screw cover, NEMA 1. | Stock | 20.5
CWST418NK | Hammond CW series lay-in wireway, 4 x 4 x 18in, carbon steel, ANSI 61 gray, powder coat finish, hinged screw cover, NEMA 1. | Stock | 22
CWST424 | Hammond CW series lay-in wireway, 4 x 4 x 24in, carbon steel, ANSI 61 gray, powder coat finish, hinged screw cover, with knockouts, NEMA 1. | Stock | 27
CWST424NK | Hammond CW series lay-in wireway, 4 x 4 x 24in, carbon steel, ANSI 61 gray, powder coat finish, hinged screw cover, NEMA 1. | Stock | 27
CWST436 | Hammond CW series lay-in wireway, 4 x 4 x 36in, carbon steel, ANSI 61 gray, powder coat finish, hinged screw cover, with knockouts, NEMA 1. | Stock | 39.5
CWST436NK | Hammond CW series lay-in wireway, 4 x 4 x 36in, carbon steel, ANSI 61 gray, powder coat finish, hinged screw cover, NEMA 1. | Stock | 39.5
CWST448 | Hammond CW series lay-in wireway, 4 x 4 x 48in, carbon steel, ANSI 61 gray, powder coat finish, hinged screw cover, with knockouts, NEMA 1. | Stock | 53
CWST448NK | Hammond CW series lay-in wireway, 4 x 4 x 48in, carbon steel, ANSI 61 gray, powder coat finish, hinged screw cover, NEMA 1. | Stock | 53
CWST460 | Hammond CW series lay-in wireway, 4 x 4 x 60in, carbon steel, ANSI 61 gray, powder coat finish, hinged screw cover, with knockouts, NEMA 1. | Stock | 62
CWST460NK | Hammond CW series lay-in wireway, 4 x 4 x 60in, carbon steel, ANSI 61 gray, powder coat finish, hinged screw cover, NEMA 1. | Stock | 62
CWST472 | Hammond CW series lay-in wireway, 4 x 4 x 72in, carbon steel, ANSI 61 gray, powder coat finish, hinged screw cover, with knockouts, NEMA 1. | Stock | 86
CWST472NK | Hammond CW series lay-in wireway, 4 x 4 x 72in, carbon steel, ANSI 61 gray, powder coat finish, hinged screw cover, NEMA 1. | Stock | 86
CWST496 | Hammond CW series lay-in wireway, 4 x 4 x 96in, carbon steel, ANSI 61 gray, powder coat finish, hinged screw cover, with knockouts, NEMA 1. | Stock | 108
CWST496NK | Hammond CW series lay-in wireway, 4 x 4 x 96in, carbon steel, ANSI 61 gray, powder coat finish, hinged screw cover, NEMA 1. | Stock | 108
CWST612 | Hammond CW series lay-in wireway, 6 x 6 x 12in, carbon steel, ANSI 61 gray, powder coat finish, hinged screw cover, with knockouts, NEMA 1. | Stock | 36.5
CWST6120 | Hammond CW series lay-in wireway, 6 x 6 x 120in, carbon steel, ANSI 61 gray, powder coat finish, hinged screw cover, with knockouts, NEMA 1. | Stock | 208
CWST6120NK | Hammond CW series lay-in wireway, 6 x 6 x 120in, carbon steel, ANSI 61 gray, powder coat finish, hinged screw cover, NEMA 1. | Stock | 208
CWST612NK | Hammond CW series lay-in wireway, 6 x 6 x 12in, carbon steel, ANSI 61 gray, powder coat finish, hinged screw cover, NEMA 1. | Stock | 36.5
CWST618NK | Hammond CW series lay-in wireway, 6 x 6 x 18in, carbon steel, ANSI 61 gray, powder coat finish, hinged screw cover, NEMA 1. | Stock | 37.5
CWST624 | Hammond CW series lay-in wireway, 6 x 6 x 24in, carbon steel, ANSI 61 gray, powder coat finish, hinged screw cover, with knockouts, NEMA 1. | Stock | 54
CWST624NK | Hammond CW series lay-in wireway, 6 x 6 x 24in, carbon steel, ANSI 61 gray, powder coat finish, hinged screw cover, NEMA 1. | Stock | 54
CWST636 | Hammond CW series lay-in wireway, 6 x 6 x 36in, carbon steel, ANSI 61 gray, powder coat finish, hinged screw cover, with knockouts, NEMA 1. | Stock | 60
CWST636NK | Hammond CW series lay-in wireway, 6 x 6 x 36in, carbon steel, ANSI 61 gray, powder coat finish, hinged screw cover, NEMA 1. | Stock | 60
CWST648 | Hammond CW series lay-in wireway, 6 x 6 x 48in, carbon steel, ANSI 61 gray, powder coat finish, hinged screw cover, with knockouts, NEMA 1. | Stock | 81
CWST648NK | Hammond CW series lay-in wireway, 6 x 6 x 48in, carbon steel, ANSI 61 gray, powder coat finish, hinged screw cover, NEMA 1. | Stock | 81
CWST660 | Hammond CW series lay-in wireway, 6 x 6 x 60in, carbon steel, ANSI 61 gray, powder coat finish, hinged screw cover, with knockouts, NEMA 1. | Stock | 96
CWST660NK | Hammond CW series lay-in wireway, 6 x 6 x 60in, carbon steel, ANSI 61 gray, powder coat finish, hinged screw cover, NEMA 1. | Stock | 96
CWST672 | Hammond CW series lay-in wireway, 6 x 6 x 72in, carbon steel, ANSI 61 gray, powder coat finish, hinged screw cover, with knockouts, NEMA 1. | Stock | 126
CWST672NK | Hammond CW series lay-in wireway, 6 x 6 x 72in, carbon steel, ANSI 61 gray, powder coat finish, hinged screw cover, NEMA 1. | Stock | 126
CWST696 | Hammond CW series lay-in wireway, 6 x 6 x 96in, carbon steel, ANSI 61 gray, powder coat finish, hinged screw cover, with knockouts, NEMA 1. | Stock | 164
CWST696NK | Hammond CW series lay-in wireway, 6 x 6 x 96in, carbon steel, ANSI 61 gray, powder coat finish, hinged screw cover, NEMA 1. | Stock | 164
CWST812 | Hammond CW series lay-in wireway, 8 x 8 x 12in, carbon steel, ANSI 61 gray, powder coat finish, hinged screw cover, with knockouts, NEMA 1. | Stock | 60
CWST8120 | Hammond CW series lay-in wireway, 8 x 8 x 120in, carbon steel, ANSI 61 gray, powder coat finish, hinged screw cover, with knockouts, NEMA 1. | Stock | 364
CWST8120NK | Hammond CW series lay-in wireway, 8 x 8 x 120in, carbon steel, ANSI 61 gray, powder coat finish, hinged screw cover, NEMA 1. | Stock | 364
CWST812NK | Hammond CW series lay-in wireway, 8 x 8 x 12in, carbon steel, ANSI 61 gray, powder coat finish, hinged screw cover, NEMA 1. | Stock | 60
CWST818NK | Hammond CW series lay-in wireway, 8 x 8 x 18in, carbon steel, ANSI 61 gray, powder coat finish, hinged screw cover, NEMA 1. | Stock | 84
CWST824 | Hammond CW series lay-in wireway, 8 x 8 x 24in, carbon steel, ANSI 61 gray, powder coat finish, hinged screw cover, with knockouts, NEMA 1. | Stock | 86
CWST824NK | Hammond CW series lay-in wireway, 8 x 8 x 24in, carbon steel, ANSI 61 gray, powder coat finish, hinged screw cover, NEMA 1. | Stock | 86
CWST836 | Hammond CW series lay-in wireway, 8 x 8 x 36in, carbon steel, ANSI 61 gray, powder coat finish, hinged screw cover, with knockouts, NEMA 1. | Stock | 127
CWST836NK | Hammond CW series lay-in wireway, 8 x 8 x 36in, carbon steel, ANSI 61 gray, powder coat finish, hinged screw cover, NEMA 1. | Stock | 127
CWST848 | Hammond CW series lay-in wireway, 8 x 8 x 48in, carbon steel, ANSI 61 gray, powder coat finish, hinged screw cover, with knockouts, NEMA 1. | Stock | 154
CWST848NK | Hammond CW series lay-in wireway, 8 x 8 x 48in, carbon steel, ANSI 61 gray, powder coat finish, hinged screw cover, NEMA 1. | Stock | 154
CWST860 | Hammond CW series lay-in wireway, 8 x 8 x 60in, carbon steel, ANSI 61 gray, powder coat finish, hinged screw cover, with knockouts, NEMA 1. | Stock | 177
CWST860NK | Hammond CW series lay-in wireway, 8 x 8 x 60in, carbon steel, ANSI 61 gray, powder coat finish, hinged screw cover, NEMA 1. | Stock | 177
CWST872 | Hammond CW series lay-in wireway, 8 x 8 x 72in, carbon steel, ANSI 61 gray, powder coat finish, hinged screw cover, with knockouts, NEMA 1. | Stock | 239
CWST872NK | Hammond CW series lay-in wireway, 8 x 8 x 72in, carbon steel, ANSI 61 gray, powder coat finish, hinged screw cover, NEMA 1. | Stock | 239
CWST896 | Hammond CW series lay-in wireway, 8 x 8 x 96in, carbon steel, ANSI 61 gray, powder coat finish, hinged screw cover, with knockouts, NEMA 1. | Stock | 338
CWST896NK | Hammond CW series lay-in wireway, 8 x 8 x 96in, carbon steel, ANSI 61 gray, powder coat finish, hinged screw cover, NEMA 1. | Stock | 338
CWST10120NK | Hammond CW series lay-in wireway, 10 x 10 x 120in, carbon steel, ANSI 61 gray, powder coat finish, hinged screw cover, NEMA 1. | Stock | 503
CWST1012NK | Hammond CW series lay-in wireway, 10 x 10 x 12in, carbon steel, ANSI 61 gray, powder coat finish, hinged screw cover, NEMA 1. | Stock | 73
CWST1024NK | Hammond CW series lay-in wireway, 10 x 10 x 24in, carbon steel, ANSI 61 gray, powder coat finish, hinged screw cover, NEMA 1. | Stock | 138
CWST1036NK | Hammond CW series lay-in wireway, 10 x 10 x 36in, carbon steel, ANSI 61 gray, powder coat finish, hinged screw cover, NEMA 1. | Stock | 173
CWST1048NK | Hammond CW series lay-in wireway, 10 x 10 x 48in, carbon steel, ANSI 61 gray, powder coat finish, hinged screw cover, NEMA 1. | Stock | 208
CWST1060NK | Hammond CW series lay-in wireway, 10 x 10 x 60in, carbon steel, ANSI 61 gray, powder coat finish, hinged screw cover, NEMA 1. | Stock | 244
CWST1072NK | Hammond CW series lay-in wireway, 10 x 10 x 72in, carbon steel, ANSI 61 gray, powder coat finish, hinged screw cover, NEMA 1. | Stock | 346
CWST1096NK | Hammond CW series lay-in wireway, 10 x 10 x 96in, carbon steel, ANSI 61 gray, powder coat finish, hinged screw cover, NEMA 1. | Stock | 437
CWST12120NK | Hammond CW series lay-in wireway, 12 x 12 x 120in, carbon steel, ANSI 61 gray, powder coat finish, hinged screw cover, NEMA 1. | Stock | 590
CWST1212NK | Hammond CW series lay-in wireway, 12 x 12 x 12in, carbon steel, ANSI 61 gray, powder coat finish, hinged screw cover, NEMA 1. | Stock | 81
CWST1224NK | Hammond CW series lay-in wireway, 12 x 12 x 24in, carbon steel, ANSI 61 gray, powder coat finish, hinged screw cover, NEMA 1. | Stock | 151
CWST1236NK | Hammond CW series lay-in wireway, 12 x 12 x 36in, carbon steel, ANSI 61 gray, powder coat finish, hinged screw cover, NEMA 1. | Stock | 201
CWST1248NK | Hammond CW series lay-in wireway, 12 x 12 x 48in, carbon steel, ANSI 61 gray, powder coat finish, hinged screw cover, NEMA 1. | Stock | 241
CWST1260NK | Hammond CW series lay-in wireway, 12 x 12 x 60in, carbon steel, ANSI 61 gray, powder coat finish, hinged screw cover, NEMA 1. | Stock | 282
CWST1272NK | Hammond CW series lay-in wireway, 12 x 12 x 72in, carbon steel, ANSI 61 gray, powder coat finish, hinged screw cover, NEMA 1. | Stock | 403
CWST1296NK | Hammond CW series lay-in wireway, 12 x 12 x 96in, carbon steel, ANSI 61 gray, powder coat finish, hinged screw cover, NEMA 1. | Stock | 509
Wireway Fittings
1485B4N | Hammond 1485 series lay-in wireway fitting, 45-degree elbow, 2.5 x 2.5in, top opening, carbon steel, ANSI 61 gray, powder coat finish, quick-release clamps, NEMA 12. For use with 1485 series wireway. | Stock | 190
1485B4P | Hammond 1485 series lay-in wireway fitting, 45-degree elbow, 2.5 x 2.5in, inside opening, carbon steel, ANSI 61 gray, powder coat finish, quick-release clamps, NEMA 12. For use with 1485 series wireway. | Stock | 190
1485B4Q | Hammond 1485 series lay-in wireway fitting, 45-degree elbow, 2.5 x 2.5in, outside opening, carbon steel, ANSI 61 gray, powder coat finish, quick-release clamps, NEMA 12. For use with 1485 series wireway. | Stock | 190
1485B9N | Hammond 1485 series lay-in wireway fitting, 90-degree elbow, 2.5 x 2.5in, top opening, carbon steel, ANSI 61 gray, powder coat finish, quick-release clamps, NEMA 12. For use with 1485 series wireway. | Stock | 190
1485B9P | Hammond 1485 series lay-in wireway fitting, 90-degree elbow, 2.5 x 2.5in, inside opening, carbon steel, ANSI 61 gray, powder coat finish, quick-release clamps, NEMA 12. For use with 1485 series wireway. | Stock | 190
1485B9Q | Hammond 1485 series lay-in wireway fitting, 90-degree elbow, 2.5 x 2.5in, outside opening, carbon steel, ANSI 61 gray, powder coat finish, quick-release clamps, NEMA 12. For use with 1485 series wireway. | Stock | 190
1485BFF | Hammond pull-through wireway fitting, flexible fitting, 2.5 x 2.5 x 3 to 10in, GortiflexTM bellows with carbon steel flanges, ANSI 61 gray, powder coat finish, NEMA 12. For use with 1485 and 1487 series wireway. | Stock | 246
1485BH | Hammond wireway fitting, cover plate, 2.5 x 2.5in, carbon steel, ANSI 61 gray, powder coat finish, NEMA 12. For use with 1485 series wireway. | Stock | 35.5
1485BJ | Hammond 1485 series lay-in wireway fitting, junction box, 12 x 10.25 x 2.5in, carbon steel, ANSI 61 gray, powder coat finish, quick-release clamps, NEMA 12. For use with 1485 series wireway. | Stock | 283
1485BK | Hammond wireway fitting, box connector, 2.5 x 2.5in, carbon steel, ANSI 61 gray, powder coat finish, NEMA 12. For use with 1485 series wireway. | Stock | 39.5
1485BM1 | Hammond lay-in wireway fitting, nipple, 2.5 x 2.5 x 1in, carbon steel, ANSI 61 gray, powder coat finish, NEMA 12. For use with 1485 series wireway. | Stock | 86
1485BM2 | Hammond lay-in wireway fitting, nipple, 2.5 x 2.5 x 2in, carbon steel, ANSI 61 gray, powder coat finish, NEMA 12. For use with 1485 series wireway. | Stock | 93
1485BM3 | Hammond lay-in wireway fitting, nipple, 2.5 x 2.5 x 3in, carbon steel, ANSI 61 gray, powder coat finish, NEMA 12. For use with 1485 series wireway. | Stock | 101
1485BS9 | Hammond wireway fitting, angle sealing plate, 2.5 x 2.5in, carbon steel, ANSI 61 gray, powder coat finish, NEMA 12. For use with 1485 series wireway. | Stock | 21.5
1485BSM | Hammond wireway fitting, snap-on flat sealing plate, 2.5 x 2.5in, carbon steel, ANSI 61 gray, powder coat finish, NEMA 12. For use with 1485 series wireway. | Stock | 17.5
1485BTN | Hammond 1485 series lay-in wireway fitting, tee, 2.5 x 2.5in, top opening, carbon steel, ANSI 61 gray, powder coat finish, quick-release clamps, NEMA 12. For use with 1485 series wireway. | Stock | 228
1485BTQ | Hammond 1485 series lay-in wireway fitting, tee, 2.5 x 2.5in, outside opening, carbon steel, ANSI 61 gray, powder coat finish, quick-release clamps, NEMA 12. For use with 1485 series wireway. | Stock | 261
1485BV1 | Hammond pull-through wireway fitting, box entry swivel nipple, 2.5 x 2.5 x 2.25in, carbon steel, ANSI 61 gray, powder coat finish, NEMA 12. For use with 1485 series wireway. | Stock | 142
1485BV2 | Hammond pull-through wireway fitting, standard swivel nipple, 2.5 x 2.5 x 2.25in, carbon steel, ANSI 61 gray, powder coat finish, NEMA 12. For use with 1485 series wireway. | Stock | 142
1485BW1 | Hammond 1485 series lay-in wireway fitting, cut-off fitting, 2.5 x 2.5 x 9 to 15in, carbon steel, ANSI 61 gray, powder coat finish, quick-release clamps, NEMA 12. For use with 1485 series wireway. | Stock | 183
1485BW2 | Hammond pull-through wireway fitting, cut-off fitting, 2.5 x 2.5 x up to 12in, carbon steel, ANSI 61 gray, powder coat finish, NEMA 12. For use with 1485 series wireway. | Stock | 96
1485BX | Hammond lay-in wireway fitting, adjustable fitting, 2.5 x 2.5 x 2 to 7in, carbon steel, ANSI 61 gray, powder coat finish, NEMA 12. For use with 1485 series wireway. | Stock | 172
1485BY | Hammond 1485 series lay-in wireway fitting, cross fitting, 2.5 x 2.5in, carbon steel, ANSI 61 gray, powder coat finish, quick-release clamps, NEMA 12. For use with 1485 series wireway. | Stock | 310
1485BZ12 | Hammond 1485 series lay-in wireway fitting, clockwise transposition, 2.5 x 2.5in, carbon steel, ANSI 61 gray, powder coat finish, quick-release clamps, NEMA 12. For use with 1485 series wireway. | Stock | 191
1485BZC12 | Hammond 1485 series lay-in wireway fitting, counter-clockwise transposition, 2.5 x 2.5in, carbon steel, ANSI 61 gray, powder coat finish, quick-release clamps, NEMA 12. For use with 1485 series wireway. | Stock | 191
1485C4N | Hammond 1485 series lay-in wireway fitting, 45-degree elbow, 4 x 4in, top opening, carbon steel, ANSI 61 gray, powder coat finish, quick-release clamps, NEMA 12. For use with 1485 series wireway. | Stock | 242
1485C4P | Hammond 1485 series lay-in wireway fitting, 45-degree elbow, 4 x 4in, inside opening, carbon steel, ANSI 61 gray, powder coat finish, quick-release clamps, NEMA 12. For use with 1485 series wireway. | Stock | 242
1485C4Q | Hammond 1485 series lay-in wireway fitting, 45-degree elbow, 4 x 4in, outside opening, carbon steel, ANSI 61 gray, powder coat finish, quick-release clamps, NEMA 12. For use with 1485 series wireway. | Stock | 242
1485C9N | Hammond 1485 series lay-in wireway fitting, 90-degree elbow, 4 x 4in, top opening, carbon steel, ANSI 61 gray, powder coat finish, quick-release clamps, NEMA 12. For use with 1485 series wireway. | Stock | 242
1485C9P | Hammond 1485 series lay-in wireway fitting, 90-degree elbow, 4 x 4in, inside opening, carbon steel, ANSI 61 gray, powder coat finish, quick-release clamps, NEMA 12. For use with 1485 series wireway. | Stock | 242
1485C9Q | Hammond 1485 series lay-in wireway fitting, 90-degree elbow, 4 x 4in, outside opening, carbon steel, ANSI 61 gray, powder coat finish, quick-release clamps, NEMA 12. For use with 1485 series wireway. | Stock | 242
1485CFF | Hammond pull-through wireway fitting, flexible fitting, 4 x 4 x 3 to 10in, GortiflexTM bellows with carbon steel flanges, ANSI 61 gray, powder coat finish, NEMA 12. For use with 1485 and 1487 series wireway. | Stock | 276
1485CH | Hammond wireway fitting, cover plate, 4 x 4in, carbon steel, ANSI 61 gray, powder coat finish, NEMA 12. For use with 1485 series wireway. | Stock | 44.5
1485CJ | Hammond 1485 series lay-in wireway fitting, junction box, 14 x 13.87 x 4in, carbon steel, ANSI 61 gray, powder coat finish, quick-release clamps, NEMA 12. For use with 1485 series wireway. | Stock | 331
1485CK | Hammond wireway fitting, box connector, 4 x 4in, carbon steel, ANSI 61 gray, powder coat finish, NEMA 12. For use with 1485 series wireway. | Stock | 49
1485CM1 | Hammond lay-in wireway fitting, nipple, 4 x 4 x 1in, carbon steel, ANSI 61 gray, powder coat finish, NEMA 12. For use with 1485 series wireway. | Stock | 112
1485CM2 | Hammond lay-in wireway fitting, nipple, 4 x 4 x 2in, carbon steel, ANSI 61 gray, powder coat finish, NEMA 12. For use with 1485 series wireway. | Stock | 121
1485CM3 | Hammond lay-in wireway fitting, nipple, 4 x 4 x 3in, carbon steel, ANSI 61 gray, powder coat finish, NEMA 12. For use with 1485 series wireway. | Stock | 131
1485CRE | Hammond 1485 series lay-in wireway fitting, reducer, 4 x 4in to 2.5 x.2.5in, edge-aligned opening, carbon steel, ANSI 61 gray, powder coat finish, quick-release clamps, NEMA 12. For use with 1485 series wireway. | Stock | 150
1485CS9 | Hammond wireway fitting, angle sealing plate, 4 x 4in, carbon steel, ANSI 61 gray, powder coat finish, NEMA 12. For use with 1485 series wireway. | Stock | 25
1485CSM | Hammond wireway fitting, snap-on flat sealing plate, 4 x 4in, carbon steel, ANSI 61 gray, powder coat finish, NEMA 12. For use with 1485 series wireway. | Stock | 20
1485CTN | Hammond 1485 series lay-in wireway fitting, tee, 4 x 4in, top opening, carbon steel, ANSI 61 gray, powder coat finish, quick-release clamps, NEMA 12. For use with 1485 series wireway. | Stock | 293
1485CTQ | Hammond 1485 series lay-in wireway fitting, tee, 4 x 4in, outside opening, carbon steel, ANSI 61 gray, powder coat finish, quick-release clamps, NEMA 12. For use with 1485 series wireway. | Stock | 336
1485CV1 | Hammond pull-through wireway fitting, box entry swivel nipple, 4 x 4 x 2.25in, carbon steel, ANSI 61 gray, powder coat finish, NEMA 12. For use with 1485 series wireway. | Stock | 177
1485CV2 | Hammond pull-through wireway fitting, standard swivel nipple, 4 x 4 x 2.25in, carbon steel, ANSI 61 gray, powder coat finish, NEMA 12. For use with 1485 series wireway. | Stock | 177
1485CW1 | Hammond 1485 series lay-in wireway fitting, cut-off fitting, 4 x 4 x 9 to 15in, carbon steel, ANSI 61 gray, powder coat finish, quick-release clamps, NEMA 12. For use with 1485 series wireway. | Stock | 206
1485CW2 | Hammond pull-through wireway fitting, cut-off fitting, 4 x 4 x up to 12in, carbon steel, ANSI 61 gray, powder coat finish, NEMA 12. For use with 1485 series wireway. | Stock | 115
1485CX | Hammond lay-in wireway fitting, adjustable fitting, 4 x 4 x 2 to 7in, carbon steel, ANSI 61 gray, powder coat finish, NEMA 12. For use with 1485 series wireway. | Stock | 211
1485CY | Hammond 1485 series lay-in wireway fitting, cross fitting, 4 x 4in, carbon steel, ANSI 61 gray, powder coat finish, quick-release clamps, NEMA 12. For use with 1485 series wireway. | Stock | 394
1485CZ12 | Hammond 1485 series lay-in wireway fitting, clockwise transposition, 4 x 4in, carbon steel, ANSI 61 gray, powder coat finish, quick-release clamps, NEMA 12. For use with 1485 series wireway. | Stock | 244
1485CZC12 | Hammond 1485 series lay-in wireway fitting, counter-clockwise transposition, 4 x 4in, carbon steel, ANSI 61 gray, powder coat finish, quick-release clamps, NEMA 12. For use with 1485 series wireway. | Stock | 244
1485D4N | Hammond 1485 series lay-in wireway fitting, 45-degree elbow, 6 x 6in, top opening, carbon steel, ANSI 61 gray, powder coat finish, quick-release clamps, NEMA 12. For use with 1485 series wireway. | Stock | 288
1485D4P | Hammond 1485 series lay-in wireway fitting, 45-degree elbow, 6 x 6in, inside opening, carbon steel, ANSI 61 gray, powder coat finish, quick-release clamps, NEMA 12. For use with 1485 series wireway. | Stock | 288
1485D4Q | Hammond 1485 series lay-in wireway fitting, 45-degree elbow, 6 x 6in, outside opening, carbon steel, ANSI 61 gray, powder coat finish, quick-release clamps, NEMA 12. For use with 1485 series wireway. | Stock | 288
1485D9N | Hammond 1485 series lay-in wireway fitting, 90-degree elbow, 6 x 6in, top opening, carbon steel, ANSI 61 gray, powder coat finish, quick-release clamps, NEMA 12. For use with 1485 series wireway. | Stock | 288
1485D9P | Hammond 1485 series lay-in wireway fitting, 90-degree elbow, 6 x 6in, inside opening, carbon steel, ANSI 61 gray, powder coat finish, quick-release clamps, NEMA 12. For use with 1485 series wireway. | Stock | 288
1485D9Q | Hammond 1485 series lay-in wireway fitting, 90-degree elbow, 6 x 6in, outside opening, carbon steel, ANSI 61 gray, powder coat finish, quick-release clamps, NEMA 12. For use with 1485 series wireway. | Stock | 288
1485DFF | Hammond pull-through wireway fitting, flexible fitting, 6 x 6 x 3 to 10in, GortiflexTM bellows with carbon steel flanges, ANSI 61 gray, powder coat finish, NEMA 12. For use with 1485 and 1487 series wireway. | Stock | 351
1485DH | Hammond wireway fitting, cover plate, 6 x 6in, carbon steel, ANSI 61 gray, powder coat finish, NEMA 12. For use with 1485 series wireway. | Stock | 54
1485DJ | Hammond 1485 series lay-in wireway fitting, junction box, 16 x 17.87 x 6in, carbon steel, ANSI 61 gray, powder coat finish, quick-release clamps, NEMA 12. For use with 1485 series wireway. | Stock | 400
1485DK | Hammond wireway fitting, box connector, 6 x 6in, carbon steel, ANSI 61 gray, powder coat finish, NEMA 12. For use with 1485 series wireway. | Stock | 59
1485DM1 | Hammond lay-in wireway fitting, nipple, 6 x 6 x 1in, carbon steel, ANSI 61 gray, powder coat finish, NEMA 12. For use with 1485 series wireway. | Stock | 131
1485DM2 | Hammond lay-in wireway fitting, nipple, 6 x 6 x 2in, carbon steel, ANSI 61 gray, powder coat finish, NEMA 12. For use with 1485 series wireway. | Stock | 143
1485DM3 | Hammond lay-in wireway fitting, nipple, 6 x 6 x 3in, carbon steel, ANSI 61 gray, powder coat finish, NEMA 12. For use with 1485 series wireway. | Stock | 154
1485DRE | Hammond 1485 series lay-in wireway fitting, reducer, 6 x 6in to 4 x 4in, edge-aligned opening, carbon steel, ANSI 61 gray, powder coat finish, quick-release clamps, NEMA 12. For use with 1485 series wireway. | Stock | 184
1485DS9 | Hammond wireway fitting, angle sealing plate, 6 x 6in, carbon steel, ANSI 61 gray, powder coat finish, NEMA 12. For use with 1485 series wireway. | Stock | 30.5
1485DSM | Hammond wireway fitting, snap-on flat sealing plate, 6 x 6in, carbon steel, ANSI 61 gray, powder coat finish, NEMA 12. For use with 1485 series wireway. | Stock | 26
1485DTN | Hammond 1485 series lay-in wireway fitting, tee, 6 x 6in, top opening, carbon steel, ANSI 61 gray, powder coat finish, quick-release clamps, NEMA 12. For use with 1485 series wireway. | Stock | 351
1485DTQ | Hammond 1485 series lay-in wireway fitting, tee, 6 x 6in, outside opening, carbon steel, ANSI 61 gray, powder coat finish, quick-release clamps, NEMA 12. For use with 1485 series wireway. | Stock | 401
1485DV1 | Hammond pull-through wireway fitting, box entry swivel nipple, 6 x 6 x 2.25in, carbon steel, ANSI 61 gray, powder coat finish, NEMA 12. For use with 1485 series wireway. | Stock | 220
1485DV2 | Hammond pull-through wireway fitting, standard swivel nipple, 6 x 6 x 2.25in, carbon steel, ANSI 61 gray, powder coat finish, NEMA 12. For use with 1485 series wireway. | Stock | 220
1485DW1 | Hammond 1485 series lay-in wireway fitting, cut-off fitting, 6 x 6 x 9 to 15in, carbon steel, ANSI 61 gray, powder coat finish, quick-release clamps, NEMA 12. For use with 1485 series wireway. | Stock | 236
1485DW2 | Hammond pull-through wireway fitting, cut-off fitting, 6 x 6 x up to 12in, carbon steel, ANSI 61 gray, powder coat finish, NEMA 12. For use with 1485 series wireway. | Stock | 145
1485DX | Hammond lay-in wireway fitting, adjustable fitting, 6 x 6 x 2 to 7in, carbon steel, ANSI 61 gray, powder coat finish, NEMA 12. For use with 1485 series wireway. | Stock | 238
1485DY | Hammond 1485 series lay-in wireway fitting, cross fitting, 6 x 6in, carbon steel, ANSI 61 gray, powder coat finish, quick-release clamps, NEMA 12. For use with 1485 series wireway. | Stock | 470
1485DZ12 | Hammond 1485 series lay-in wireway fitting, clockwise transposition, 6 x 6in, carbon steel, ANSI 61 gray, powder coat finish, quick-release clamps, NEMA 12. For use with 1485 series wireway. | Stock | 288
1485DZC12 | Hammond 1485 series lay-in wireway fitting, counter-clockwise transposition, 6 x 6in, carbon steel, ANSI 61 gray, powder coat finish, quick-release clamps, NEMA 12. For use with 1485 series wireway. | Stock | 288
1485E4N | Hammond 1485 series lay-in wireway fitting, 45-degree elbow, 8 x 8in, top opening, carbon steel, ANSI 61 gray, powder coat finish, quick-release clamps, NEMA 12. For use with 1485 series wireway. | Stock | 391
1485E4P | Hammond 1485 series lay-in wireway fitting, 45-degree elbow, 8 x 8in, inside opening, carbon steel, ANSI 61 gray, powder coat finish, quick-release clamps, NEMA 12. For use with 1485 series wireway. | Stock | 391
1485E4Q | Hammond 1485 series lay-in wireway fitting, 45-degree elbow, 8 x 8in, outside opening, carbon steel, ANSI 61 gray, powder coat finish, quick-release clamps, NEMA 12. For use with 1485 series wireway. | Stock | 391
1485E9N | Hammond 1485 series lay-in wireway fitting, 90-degree elbow, 8 x 8in, top opening, carbon steel, ANSI 61 gray, powder coat finish, quick-release clamps, NEMA 12. For use with 1485 series wireway. | Stock | 391
1485E9P | Hammond 1485 series lay-in wireway fitting, 90-degree elbow, 8 x 8in, inside opening, carbon steel, ANSI 61 gray, powder coat finish, quick-release clamps, NEMA 12. For use with 1485 series wireway. | Stock | 391
1485E9Q | Hammond 1485 series lay-in wireway fitting, 90-degree elbow, 8 x 8in, outside opening, carbon steel, ANSI 61 gray, powder coat finish, quick-release clamps, NEMA 12. For use with 1485 series wireway. | Stock | 391
1485EFF | Hammond pull-through wireway fitting, flexible fitting, 8 x 8 x 3 to 10in, GortiflexTM bellows with carbon steel flanges, ANSI 61 gray, powder coat finish, NEMA 12. For use with 1485 and 1487 series wireway. | Stock | 483
1485EH | Hammond wireway fitting, cover plate, 8 x 8in, carbon steel, ANSI 61 gray, powder coat finish, NEMA 12. For use with 1485 series wireway. | Stock | 70
1485EJ | Hammond 1485 series lay-in wireway fitting, junction box, 18 x 21.87 x 8in, carbon steel, ANSI 61 gray, powder coat finish, quick-release clamps, NEMA 12. For use with 1485 series wireway. | Stock | 488
1485EK | Hammond wireway fitting, box connector, 8 x 8in, carbon steel, ANSI 61 gray, powder coat finish, NEMA 12. For use with 1485 series wireway. | Stock | 78
1485ERE | Hammond 1485 series lay-in wireway fitting, reducer, 8 x 8in to 6 x 6in, edge-aligned opening, carbon steel, ANSI 61 gray, powder coat finish, quick-release clamps, NEMA 12. For use with 1485 series wireway. | Stock | 230
1485ES9 | Hammond wireway fitting, angle sealing plate, 8 x 8in, carbon steel, ANSI 61 gray, powder coat finish, NEMA 12. For use with 1485 series wireway. | Stock | 39.5
1485ESM | Hammond wireway fitting, snap-on flat sealing plate, 8 x 8in, carbon steel, ANSI 61 gray, powder coat finish, NEMA 12. For use with 1485 series wireway. | Stock | 33.5
1485ETN | Hammond 1485 series lay-in wireway fitting, tee, 8 x 8in, top opening, carbon steel, ANSI 61 gray, powder coat finish, quick-release clamps, NEMA 12. For use with 1485 series wireway. | Stock | 420
1485ETQ | Hammond 1485 series lay-in wireway fitting, tee, 8 x 8in, outside opening, carbon steel, ANSI 61 gray, powder coat finish, quick-release clamps, NEMA 12. For use with 1485 series wireway. | Stock | 483
1485EV1 | Hammond pull-through wireway fitting, box entry swivel nipple, 8 x 8 x 2.25in, carbon steel, ANSI 61 gray, powder coat finish, NEMA 12. For use with 1485 series wireway. | Stock | 319
1485EV2 | Hammond pull-through wireway fitting, standard swivel nipple, 8 x 8 x 2.25in, carbon steel, ANSI 61 gray, powder coat finish, NEMA 12. For use with 1485 series wireway. | Stock | 319
1485EW1 | Hammond 1485 series lay-in wireway fitting, cut-off fitting, 8 x 8 x 9 to 15in, carbon steel, ANSI 61 gray, powder coat finish, quick-release clamps, NEMA 12. For use with 1485 series wireway. | Stock | 306
1485EW2 | Hammond pull-through wireway fitting, cut-off fitting, 8 x 8 x up to 12in, carbon steel, ANSI 61 gray, powder coat finish, NEMA 12. For use with 1485 series wireway. | Stock | 211
1485EX | Hammond lay-in wireway fitting, adjustable fitting, 8 x 8 x 2 to 7in, carbon steel, ANSI 61 gray, powder coat finish, NEMA 12. For use with 1485 series wireway. | Stock | 343
1485EY | Hammond 1485 series lay-in wireway fitting, cross fitting, 8 x 8in, carbon steel, ANSI 61 gray, powder coat finish, quick-release clamps, NEMA 12. For use with 1485 series wireway. | Stock | 607
1485EZ12 | Hammond 1485 series lay-in wireway fitting, clockwise transposition, 8 x 8in, carbon steel, ANSI 61 gray, powder coat finish, quick-release clamps, NEMA 12. For use with 1485 series wireway. | Stock | 502
1485EZC12 | Hammond 1485 series lay-in wireway fitting, counter-clockwise transposition, 8 x 8in, carbon steel, ANSI 61 gray, powder coat finish, quick-release clamps, NEMA 12. For use with 1485 series wireway. | Stock | 502
1485F4N | Hammond 1485 series lay-in wireway fitting, 45-degree elbow, 12 x 6in, top opening, carbon steel, ANSI 61 gray, powder coat finish, quick-release clamps, NEMA 12. For use with 1485 series wireway. | Stock | 428
1485F9N | Hammond 1485 series lay-in wireway fitting, 90-degree elbow, 12 x 6in, top opening, carbon steel, ANSI 61 gray, powder coat finish, quick-release clamps, NEMA 12. For use with 1485 series wireway. | Stock | 428
1485F9P | Hammond 1485 series lay-in wireway fitting, 90-degree elbow, 12 x 6in, inside opening, carbon steel, ANSI 61 gray, powder coat finish, quick-release clamps, NEMA 12. For use with 1485 series wireway. | Stock | 428
1485F9Q | Hammond 1485 series lay-in wireway fitting, 90-degree elbow, 12 x 6in, outside opening, carbon steel, ANSI 61 gray, powder coat finish, quick-release clamps, NEMA 12. For use with 1485 series wireway. | Stock | 428
1485FH | Hammond wireway fitting, cover plate, 12 x 6in, carbon steel, ANSI 61 gray, powder coat finish, NEMA 12. For use with 1485 series wireway. | Stock | 78
1485FK | Hammond wireway fitting, box connector, 12 x 6in, carbon steel, ANSI 61 gray, powder coat finish, NEMA 12. For use with 1485 series wireway. | Stock | 158
1485FREC | Hammond 1485 series lay-in wireway fitting, reducer, 12 x 6in to 4 x 4in, edge-aligned opening, carbon steel, ANSI 61 gray, powder coat finish, quick-release clamps, NEMA 12. For use with 1485 series wireway. | Stock | 276
1485FRED | Hammond 1485 series lay-in wireway fitting, reducer, 12 x 6in to 6 x 6in, edge-aligned opening, carbon steel, ANSI 61 gray, powder coat finish, quick-release clamps, NEMA 12. For use with 1485 series wireway. | Stock | 276
1485FS9 | Hammond wireway fitting, angle sealing plate, 12 x 6in, carbon steel, ANSI 61 gray, powder coat finish, NEMA 12. For use with 1485 series wireway. | Stock | 50
1485FSM | Hammond wireway fitting, snap-on flat sealing plate, 12 x 6in, carbon steel, ANSI 61 gray, powder coat finish, NEMA 12. For use with 1485 series wireway. | Stock | 42
1485FTN | Hammond 1485 series lay-in wireway fitting, tee, 12 x 6in, top opening, carbon steel, ANSI 61 gray, powder coat finish, quick-release clamps, NEMA 12. For use with 1485 series wireway. | Stock | 471
1485FW1 | Hammond 1485 series lay-in wireway fitting, cut-off fitting, 12 x 6 x 9 to 15in, carbon steel, ANSI 61 gray, powder coat finish, quick-release clamps, NEMA 12. For use with 1485 series wireway. | Stock | 426
1485FW2 | Hammond pull-through wireway fitting, cut-off fitting, 12 x 6 x up to 12in, carbon steel, ANSI 61 gray, powder coat finish, NEMA 12. For use with 1485 series wireway. | Stock | 245
1485FX | Hammond lay-in wireway fitting, adjustable fitting, 12 x 6 x 2 to 7in, carbon steel, ANSI 61 gray, powder coat finish, NEMA 12. For use with 1485 series wireway. | Stock | 455
1485FY | Hammond 1485 series lay-in wireway fitting, cross fitting, 12 x 6in, carbon steel, ANSI 61 gray, powder coat finish, quick-release clamps, NEMA 12. For use with 1485 series wireway. | Stock | 614
1487B2P | Hammond 1487 series pull-through wireway fitting, 22.5-degree elbow, 2.5 x 2.5in, carbon steel, ANSI 61 gray, powder coat finish, NEMA 12. For use with 1487 series wireway. | Stock | 129
1487B4P | Hammond 1487 series pull-through wireway fitting, 45-degree elbow, 2.5 x 2.5in, carbon steel, ANSI 61 gray, powder coat finish, NEMA 12. For use with 1487 series wireway. | Stock | 129
1487B9P | Hammond 1487 series pull-through wireway fitting, 90-degree elbow, 2.5 x 2.5in, carbon steel, ANSI 61 gray, powder coat finish, NEMA 12. For use with 1487 series wireway. | Stock | 126
1487BH | Hammond 1487 series pull-through wireway fitting, cover plate, 2.5 x 2.5in, carbon steel, ANSI 61 gray, powder coat finish, NEMA 12. For use with 1487 series wireway. | Stock | 20.5
1487BK | Hammond 1487 series pull-through wireway fitting, box connector, 2.5 x 2.5in, carbon steel, ANSI 61 gray, powder coat finish, NEMA 12. For use with 1487 series wireway. | Stock | 27
1487BM1 | Hammond 1487 series pull-through wireway fitting, nipple, 2.5 x 2.5 x 1in, carbon steel, ANSI 61 gray, powder coat finish, NEMA 12. For use with 1487 series wireway. | Stock | 86
1487BM2 | Hammond 1487 series pull-through wireway fitting, nipple, 2.5 x 2.5 x 2in, carbon steel, ANSI 61 gray, powder coat finish, NEMA 12. For use with 1487 series wireway. | Stock | 93
1487BM3 | Hammond 1487 series pull-through wireway fitting, nipple, 2.5 x 2.5 x 3in, carbon steel, ANSI 61 gray, powder coat finish, NEMA 12. For use with 1487 series wireway. | Stock | 102
1487BM6 | Hammond 1487 series pull-through wireway fitting, nipple, 2.5 x 2.5 x 6in, carbon steel, ANSI 61 gray, powder coat finish, NEMA 12. For use with 1487 series wireway. | Stock | 106
1487BT | Hammond 1487 series pull-through wireway fitting, tee, 2.5 x 2.5in, carbon steel, ANSI 61 gray, powder coat finish, NEMA 12. For use with 1487 series wireway. | Stock | 175
1487BV1 | Hammond 1487 series pull-through wireway fitting, box entry swivel nipple, 2.5 x 2.5in, carbon steel, ANSI 61 gray, powder coat finish, NEMA 12. For use with 1487 series wireway. | Stock | 149
1487BV2 | Hammond 1487 series pull-through wireway fitting, standard swivel nipple, 2.5 x 2.5in, carbon steel, ANSI 61 gray, powder coat finish, NEMA 12. For use with 1487 series wireway. | Stock | 149
1487BW | Hammond 1487 series pull-through wireway fitting, cut-off fitting, 2.5 x 2.5in, carbon steel, ANSI 61 gray, powder coat finish, NEMA 12. For use with 1487 series wireway. | Stock | 86
1487BX | Hammond 1487 series pull-through wireway fitting, adjustable fitting, 2.5 x 2.5in, carbon steel, ANSI 61 gray, powder coat finish, NEMA 12. For use with 1487 series wireway. | Stock | 154
1487BY | Hammond 1487 series pull-through wireway fitting, cross fitting, 2.5 x 2.5in, carbon steel, ANSI 61 gray, powder coat finish, NEMA 12. For use with 1487 series wireway. | Stock | 211
1487C2P | Hammond 1487 series pull-through wireway fitting, 22.5-degree elbow, 4 x 4in, carbon steel, ANSI 61 gray, powder coat finish, NEMA 12. For use with 1487 series wireway. | Stock | 164
1487C4P | Hammond 1487 series pull-through wireway fitting, 45-degree elbow, 4 x 4in, carbon steel, ANSI 61 gray, powder coat finish, NEMA 12. For use with 1487 series wireway. | Stock | 164
1487C4PSS | Hammond pull-through wireway fitting, 45-degree elbow, 4 x 4in, 304 stainless steel, #4 brush finish, NEMA 4/4X/12. For use with 1487SS series wireway. | Stock | 349
1487C9P | Hammond 1487 series pull-through wireway fitting, 90-degree elbow, 4 x 4in, carbon steel, ANSI 61 gray, powder coat finish, NEMA 12. For use with 1487 series wireway. | Stock | 159
1487C9PSS | Hammond pull-through wireway fitting, 90-degree elbow, 4 x 4in, 304 stainless steel, #4 brush finish, NEMA 4/4X/12. For use with 1487SS series wireway. | Stock | 340
1487CB60 | Hammond wireway fitting, partition, 4 x 4 x 60in, carbon steel, ANSI 61 gray, powder coat finish, NEMA 4/4X/12. For use with 1487SS series wireway. | Stock | 60
1487CFFSS | Hammond pull-through wireway fitting, flexible fitting, 4 x 4in, GortiflexTM bellows with 304 stainless steel flanges, #4 brush finish, NEMA 4/4X/12. For use with 1485 and 1487 series wireway. | Stock | 595
1487CH | Hammond 1487 series pull-through wireway fitting, cover plate, 4 x 4in, carbon steel, ANSI 61 gray, powder coat finish, NEMA 12. For use with 1487 series wireway. | Stock | 30.5
1487CHSS | Hammond wireway fitting, cover plate, 4 x 4in, 304 stainless steel, #4 brush finish, NEMA 4/4X/12. For use with 1487SS series wireway. | Stock | 65
1487CK | Hammond 1487 series pull-through wireway fitting, box connector, 4 x 4in, carbon steel, ANSI 61 gray, powder coat finish, NEMA 12. For use with 1487 series wireway. | Stock | 33.5
1487CKSS | Hammond pull-through wireway fitting, box connector, 4 x 4in, 304 stainless steel, #4 brush finish, NEMA 4/4X/12. For use with 1487SS series wireway. | Stock | 72
1487CM1 | Hammond 1487 series pull-through wireway fitting, nipple, 4 x 4 x 1in, carbon steel, ANSI 61 gray, powder coat finish, NEMA 12. For use with 1487 series wireway. | Stock | 108
1487CM2 | Hammond 1487 series pull-through wireway fitting, nipple, 4 x 4 x 2in, carbon steel, ANSI 61 gray, powder coat finish, NEMA 12. For use with 1487 series wireway. | Stock | 119
1487CM3 | Hammond 1487 series pull-through wireway fitting, nipple, 4 x 4 x 3in, carbon steel, ANSI 61 gray, powder coat finish, NEMA 12. For use with 1487 series wireway. | Stock | 128
1487CM6 | Hammond 1487 series pull-through wireway fitting, nipple, 4 x 4 x 6in, carbon steel, ANSI 61 gray, powder coat finish, NEMA 12. For use with 1487 series wireway. | Stock | 136
1487CM6SS | Hammond pull-through wireway fitting, nipple, 4 x 4 x 6in, 304 stainless steel, #4 brush finish, NEMA 4/4X/12. For use with 1487SS series wireway. | Stock | 257
1487CRC | Hammond 1487 series pull-through wireway fitting, center hole reducer, 4 x 4in to 2.5 x 2.5in, carbon steel, ANSI 61 gray, powder coat finish, NEMA 12. For use with 1487 series wireway. | Stock | 62
1487CRE | Hammond 1487 series pull-through wireway fitting, edge hole reducer, 4 x 4in to 2.5 x 2.5in, carbon steel, ANSI 61 gray, powder coat finish, NEMA 12. For use with 1487 series wireway. | Stock | 62
1487CT | Hammond 1487 series pull-through wireway fitting, tee, 4 x 4in, carbon steel, ANSI 61 gray, powder coat finish, NEMA 12. For use with 1487 series wireway. | Stock | 200
1487CTSS | Hammond pull-through wireway fitting, tee, 4 x 4in, 304 stainless steel, #4 brush finish, NEMA 4/4X/12. For use with 1487SS series wireway. | Stock | 407
1487CV1 | Hammond 1487 series pull-through wireway fitting, box entry swivel nipple, 4 x 4in, carbon steel, ANSI 61 gray, powder coat finish, NEMA 12. For use with 1487 series wireway. | Stock | 186
1487CV2 | Hammond 1487 series pull-through wireway fitting, standard swivel nipple, 4 x 4in, carbon steel, ANSI 61 gray, powder coat finish, NEMA 12. For use with 1487 series wireway. | Stock | 186
1487CV2SS | Hammond pull-through wireway fitting, standard swivel nipple, 4 x 4 x 2.25in, 304 stainless steel, #4 brush finish, NEMA 4/4X/12. For use with 1487SS series wireway. | Stock | 374
1487CW | Hammond 1487 series pull-through wireway fitting, cut-off fitting, 4 x 4in, carbon steel, ANSI 61 gray, powder coat finish, NEMA 12. For use with 1487 series wireway. | Stock | 120
1487CX | Hammond 1487 series pull-through wireway fitting, adjustable fitting, 4 x 4in, carbon steel, ANSI 61 gray, powder coat finish, NEMA 12. For use with 1487 series wireway. | Stock | 175
1487CXSS | Hammond pull-through wireway fitting, adjustable fitting, 4 x 4in, 304 stainless steel, #4 brush finish, NEMA 4/4X/12. For use with 1487SS series wireway. | Stock | 379
1487CY | Hammond 1487 series pull-through wireway fitting, cross fitting, 4 x 4in, carbon steel, ANSI 61 gray, powder coat finish, NEMA 12. For use with 1487 series wireway. | Stock | 275
1487D2P | Hammond 1487 series pull-through wireway fitting, 22.5-degree elbow, 6 x 6in, carbon steel, ANSI 61 gray, powder coat finish, NEMA 12. For use with 1487 series wireway. | Stock | 204
1487D4P | Hammond 1487 series pull-through wireway fitting, 45-degree elbow, 6 x 6in, carbon steel, ANSI 61 gray, powder coat finish, NEMA 12. For use with 1487 series wireway. | Stock | 204
1487D4PSS | Hammond pull-through wireway fitting, 45-degree elbow, 6 x 6in, 304 stainless steel, #4 brush finish, NEMA 4/4X/12. For use with 1487SS series wireway. | Stock | 430
1487D9P | Hammond 1487 series pull-through wireway fitting, 90-degree elbow, 6 x 6in, carbon steel, ANSI 61 gray, powder coat finish, NEMA 12. For use with 1487 series wireway. | Stock | 200
1487D9PSS | Hammond pull-through wireway fitting, 90-degree elbow, 6 x 6in, 304 stainless steel, #4 brush finish, NEMA 4/4X/12. For use with 1487SS series wireway. | Stock | 417
1487DB60 | Hammond wireway fitting, partition, 6 x 6 x 60in, carbon steel, ANSI 61 gray, powder coat finish, NEMA 4/4X/12. For use with 1487SS series wireway. | Stock | 73
1487DFFSS | Hammond pull-through wireway fitting, flexible fitting, 6 x 6in, GortiflexTM bellows with 304 stainless steel flanges, #4 brush finish, NEMA 4/4X/12. For use with 1485 and 1487 series wireway. | Stock | 747
1487DH | Hammond 1487 series pull-through wireway fitting, cover plate, 6 x 6in, carbon steel, ANSI 61 gray, powder coat finish, NEMA 12. For use with 1487 series wireway. | Stock | 36.5
1487DHSS | Hammond wireway fitting, cover plate, 6 x 6in, 304 stainless steel, #4 brush finish, NEMA 4/4X/12. For use with 1487SS series wireway. | Stock | 80
1487DK | Hammond 1487 series pull-through wireway fitting, box connector, 6 x 6in, carbon steel, ANSI 61 gray, powder coat finish, NEMA 12. For use with 1487 series wireway. | Stock | 43.5
1487DKSS | Hammond pull-through wireway fitting, box connector, 6 x 6in, 304 stainless steel, #4 brush finish, NEMA 4/4X/12. For use with 1487SS series wireway. | Stock | 92
1487DM1 | Hammond 1487 series pull-through wireway fitting, nipple, 6 x 6 x 1in, carbon steel, ANSI 61 gray, powder coat finish, NEMA 12. For use with 1487 series wireway. | Stock | 131
1487DM2 | Hammond 1487 series pull-through wireway fitting, nipple, 6 x 6 x 2in, carbon steel, ANSI 61 gray, powder coat finish, NEMA 12. For use with 1487 series wireway. | Stock | 143
1487DM3 | Hammond 1487 series pull-through wireway fitting, nipple, 6 x 6 x 3in, carbon steel, ANSI 61 gray, powder coat finish, NEMA 12. For use with 1487 series wireway. | Stock | 156
1487DM6 | Hammond 1487 series pull-through wireway fitting, nipple, 6 x 6 x 6in, carbon steel, ANSI 61 gray, powder coat finish, NEMA 12. For use with 1487 series wireway. | Stock | 166
1487DM6SS | Hammond pull-through wireway fitting, nipple, 6 x 6 x 6in, 304 stainless steel, #4 brush finish, NEMA 4/4X/12. For use with 1487SS series wireway. | Stock | 327
1487DRC | Hammond 1487 series pull-through wireway fitting, center hole reducer, 6 x 6in to 4 x 4in, carbon steel, ANSI 61 gray, powder coat finish, NEMA 12. For use with 1487 series wireway. | Stock | 76
1487DRCSS | Hammond pull-through wireway fitting, reducer, 6 x 6in to 4 x 4in, center-aligned opening, 304 stainless steel, #4 brush finish, NEMA 4/4X/12. For use with 1487SS series wireway. | Stock | 163
1487DRE | Hammond 1487 series pull-through wireway fitting, edge hole reducer, 6 x 6in to 4 x 4in, carbon steel, ANSI 61 gray, powder coat finish, NEMA 12. For use with 1487 series wireway. | Stock | 76
1487DRESS | Hammond pull-through wireway fitting, reducer, 6 x 6in to 4 x 4in, edge-aligned opening, 304 stainless steel, #4 brush finish, NEMA 4/4X/12. For use with 1487SS series wireway. | Stock | 163
1487DT | Hammond 1487 series pull-through wireway fitting, tee, 6 x 6in, carbon steel, ANSI 61 gray, powder coat finish, NEMA 12. For use with 1487 series wireway. | Stock | 266
1487DTSS | Hammond pull-through wireway fitting, tee, 6 x 6in, 304 stainless steel, #4 brush finish, NEMA 4/4X/12. For use with 1487SS series wireway. | Stock | 579
1487DV1 | Hammond 1487 series pull-through wireway fitting, box entry swivel nipple, 6 x 6in, carbon steel, ANSI 61 gray, powder coat finish, NEMA 12. For use with 1487 series wireway. | Stock | 220
1487DV2 | Hammond 1487 series pull-through wireway fitting, standard swivel nipple, 6 x 6in, carbon steel, ANSI 61 gray, powder coat finish, NEMA 12. For use with 1487 series wireway. | Stock | 220
1487DV2SS | Hammond pull-through wireway fitting, standard swivel nipple, 6 x 6 x 2.25in, 304 stainless steel, #4 brush finish, NEMA 4/4X/12. For use with 1487SS series wireway. | Stock | 496
1487DW | Hammond 1487 series pull-through wireway fitting, cut-off fitting, 6 x 6in, carbon steel, ANSI 61 gray, powder coat finish, NEMA 12. For use with 1487 series wireway. | Stock | 152
1487DX | Hammond 1487 series pull-through wireway fitting, adjustable fitting, 6 x 6in, carbon steel, ANSI 61 gray, powder coat finish, NEMA 12. For use with 1487 series wireway. | Stock | 211
1487DXSS | Hammond pull-through wireway fitting, adjustable fitting, 6 x 6in, 304 stainless steel, #4 brush finish, NEMA 4/4X/12. For use with 1487SS series wireway. | Stock | 461
1487DY | Hammond 1487 series pull-through wireway fitting, cross fitting, 6 x 6in, carbon steel, ANSI 61 gray, powder coat finish, NEMA 12. For use with 1487 series wireway. | Stock | 357
1487E2P | Hammond 1487 series pull-through wireway fitting, 22.5-degree elbow, 8 x 8in, carbon steel, ANSI 61 gray, powder coat finish, NEMA 12. For use with 1487 series wireway. | Stock | 299
1487E4P | Hammond 1487 series pull-through wireway fitting, 45-degree elbow, 8 x 8in, carbon steel, ANSI 61 gray, powder coat finish, NEMA 12. For use with 1487 series wireway. | Stock | 299
1487E4PSS | Hammond pull-through wireway fitting, 45-degree elbow, 8 x 8in, 304 stainless steel, #4 brush finish, NEMA 4/4X/12. For use with 1487SS series wireway. | Stock | 472
1487E9P | Hammond 1487 series pull-through wireway fitting, 90-degree elbow, 8 x 8in, carbon steel, ANSI 61 gray, powder coat finish, NEMA 12. For use with 1487 series wireway. | Stock | 290
1487E9PSS | Hammond pull-through wireway fitting, 90-degree elbow, 8 x 8in, 304 stainless steel, #4 brush finish, NEMA 4/4X/12. For use with 1487SS series wireway. | Stock | 459
1487EB60 | Hammond wireway fitting, partition, 8 x 8 x 60in, carbon steel, ANSI 61 gray, powder coat finish, NEMA 4/4X/12. For use with 1487SS series wireway. | Stock | 100
1487EFFSS | Hammond pull-through wireway fitting, flexible fitting, 8 x 8in, GortiflexTM bellows with 304 stainless steel flanges, #4 brush finish, NEMA 4/4X/12. For use with 1485 and 1487 series wireway. | Stock | 826
1487EH | Hammond 1487 series pull-through wireway fitting, cover plate, 8 x 8in, carbon steel, ANSI 61 gray, powder coat finish, NEMA 12. For use with 1487 series wireway. | Stock | 49
1487EHSS | Hammond wireway fitting, cover plate, 8 x 8in, 304 stainless steel, #4 brush finish, NEMA 4/4X/12. For use with 1487SS series wireway. | Stock | 88
1487EK | Hammond 1487 series pull-through wireway fitting, box connector, 8 x 8in, carbon steel, ANSI 61 gray, powder coat finish, NEMA 12. For use with 1487 series wireway. | Stock | 54
1487EKSS | Hammond pull-through wireway fitting, box connector, 8 x 8in, 304 stainless steel, #4 brush finish, NEMA 4/4X/12. For use with 1487SS series wireway. | Stock | 99
1487EM1 | Hammond 1487 series pull-through wireway fitting, nipple, 8 x 8 x 1in, carbon steel, ANSI 61 gray, powder coat finish, NEMA 12. For use with 1487 series wireway. | Stock | 186
1487EM2 | Hammond 1487 series pull-through wireway fitting, nipple, 8 x 8 x 2in, carbon steel, ANSI 61 gray, powder coat finish, NEMA 12. For use with 1487 series wireway. | Stock | 205
1487EM3 | Hammond 1487 series pull-through wireway fitting, nipple, 8 x 8 x 3in, carbon steel, ANSI 61 gray, powder coat finish, NEMA 12. For use with 1487 series wireway. | Stock | 220
1487EM6 | Hammond 1487 series pull-through wireway fitting, nipple, 8 x 8 x 6in, carbon steel, ANSI 61 gray, powder coat finish, NEMA 12. For use with 1487 series wireway. | Stock | 236
1487EM6SS | Hammond pull-through wireway fitting, nipple, 8 x 8 x 6in, 304 stainless steel, #4 brush finish, NEMA 4/4X/12. For use with 1487SS series wireway. | Stock | 358
1487ERCC | Hammond 1487 series pull-through wireway fitting, center hole reducer, 8 x 8in to 4 x 4in, carbon steel, ANSI 61 gray, powder coat finish, NEMA 12. For use with 1487 series wireway. | Stock | 101
1487ERCCSS | Hammond pull-through wireway fitting, reducer, 8 x 8in to 4 x 4in, center-aligned opening, 304 stainless steel, #4 brush finish, NEMA 4/4X/12. For use with 1487SS series wireway. | Stock | 179
1487ERCD | Hammond 1487 series pull-through wireway fitting, reducer, 8 x 8in to 6 x 6in, carbon steel, ANSI 61 gray, powder coat finish, NEMA 12. For use with 1487 series wireway. | Stock | 101
1487ERCDSS | Hammond pull-through wireway fitting, reducer, 8 x 8in to 6 x 6in, center-aligned opening, 304 stainless steel, #4 brush finish, NEMA 4/4X/12. For use with 1487SS series wireway. | Stock | 179
1487EREC | Hammond 1487 series pull-through wireway fitting, edge hole reducer, 8 x 8in to 4 x 4in, carbon steel, ANSI 61 gray, powder coat finish, NEMA 12. For use with 1487 series wireway. | Stock | 101
1487ERECSS | Hammond pull-through wireway fitting, reducer, 8 x 8in to 4 x 4in, edge-aligned opening, 304 stainless steel, #4 brush finish, NEMA 4/4X/12. For use with 1487SS series wireway. | Stock | 179
1487ERED | Hammond 1487 series pull-through wireway fitting, reducer, 8x 8in to 6 x 6in, carbon steel, ANSI 61 gray, powder coat finish, NEMA 12. For use with 1487 series wireway. | Stock | 101
1487EREDSS | Hammond pull-through wireway fitting, reducer, 8 x 8in to 6 x 6in, edge-aligned opening, 304 stainless steel, #4 brush finish, NEMA 4/4X/12. For use with 1487SS series wireway. | Stock | 179
1487ET | Hammond 1487 series pull-through wireway fitting, tee, 8 x 8in, carbon steel, ANSI 61 gray, powder coat finish, NEMA 12. For use with 1487 series wireway. | Stock | 381
1487ETSS | Hammond pull-through wireway fitting, tee, 8 x 8in, 304 stainless steel, #4 brush finish, NEMA 4/4X/12. For use with 1487SS series wireway. | Stock | 637
1487EV1 | Hammond 1487 series pull-through wireway fitting, box entry swivel nipple, 8 x 8in, carbon steel, ANSI 61 gray, powder coat finish, NEMA 12. For use with 1487 series wireway. | Stock | 361
1487EV2 | Hammond 1487 series pull-through wireway fitting, standard swivel nipple, 8 x 8in, carbon steel, ANSI 61 gray, powder coat finish, NEMA 12. For use with 1487 series wireway. | Stock | 361
1487EV2SS | Hammond pull-through wireway fitting, standard swivel nipple, 8 x 8 x 2.25in, 304 stainless steel, #4 brush finish, NEMA 4/4X/12. For use with 1487SS series wireway. | Stock | 549
1487EW | Hammond 1487 series pull-through wireway fitting, cut-off fitting, 8 x 8in, carbon steel, ANSI 61 gray, powder coat finish, NEMA 12. For use with 1487 series wireway. | Stock | 221
1487EX | Hammond 1487 series pull-through wireway fitting, adjustable fitting, 8 x 8in, carbon steel, ANSI 61 gray, powder coat finish, NEMA 12. For use with 1487 series wireway. | Stock | 313
1487EXSS | Hammond pull-through wireway fitting, adjustable fitting, 8 x 8in, 304 stainless steel, #4 brush finish, NEMA 4/4X/12. For use with 1487SS series wireway. | Stock | 510
1487EY | Hammond 1487 series pull-through wireway fitting, cross fitting, 8 x 8in, carbon steel, ANSI 61 gray, powder coat finish, NEMA 12. For use with 1487 series wireway. | Stock | 471
CWAD10 | Hammond CW series lay-in wireway fitting, box connector, 10 x 10in, carbon steel, ANSI 61 gray, powder coat finish, NEMA 1. For use with CW series wireway. | Stock | 47
CWAD12 | Hammond CW series lay-in wireway fitting, box connector, 12 x 12in, carbon steel, ANSI 61 gray, powder coat finish, NEMA 1. For use with CW series wireway. | Stock | 60
CWAD2 | Hammond CW series lay-in wireway fitting, box connector, 2.5 x 2.5in, carbon steel, ANSI 61 gray, powder coat finish, NEMA 1. For use with CW series wireway. | Stock | 13
CWAD4 | Hammond CW series lay-in wireway fitting, box connector, 4 x 4in, carbon steel, ANSI 61 gray, powder coat finish, NEMA 1. For use with CW series wireway. | Stock | 13
CWAD6 | Hammond CW series lay-in wireway fitting, box connector, 6 x 6in, carbon steel, ANSI 61 gray, powder coat finish, NEMA 1. For use with CW series wireway. | Stock | 19.5
CWAD8 | Hammond CW series lay-in wireway fitting, box connector, 8 x 8in, carbon steel, ANSI 61 gray, powder coat finish, NEMA 1. For use with CW series wireway. | Stock | 27
CWBA260 | Hammond CW series lay-in wireway fitting, partition, 2.5 x 2.5 x 60in, carbon steel, ANSI 61 gray, powder coat finish, NEMA 1. For use with CW series wireway. | Stock | 36
CWBA460 | Hammond CW series lay-in wireway fitting, partition, 4 x 4 x 60in, carbon steel, ANSI 61 gray, powder coat finish, NEMA 1. For use with CW series wireway. | Stock | 50
CWBA660 | Hammond CW series lay-in wireway fitting, partition, 6 x 6 x 60in, carbon steel, ANSI 61 gray, powder coat finish, NEMA 1. For use with CW series wireway. | Stock | 62
CWBA860 | Hammond CW series lay-in wireway fitting, partition, 8 x 8 x 60in, carbon steel, ANSI 61 gray, powder coat finish, NEMA 1. For use with CW series wireway. | Stock | 82
CWCF10 | Hammond CW series lay-in wireway fitting, cross fitting, 10 x 10in, carbon steel, ANSI 61 gray, powder coat finish, NEMA 1. For use with CW series wireway. | Stock | 178
CWCF12 | Hammond CW series lay-in wireway fitting, cross fitting, 12 x 12in, carbon steel, ANSI 61 gray, powder coat finish, NEMA 1. For use with CW series wireway. | Stock | 199
CWCF2 | Hammond CW series lay-in wireway fitting, cross fitting, 2.5 x 2.5in, carbon steel, ANSI 61 gray, powder coat finish, NEMA 1. For use with CW series wireway. | Stock | 52
CWCF4 | Hammond CW series lay-in wireway fitting, cross fitting, 4 x 4in, carbon steel, ANSI 61 gray, powder coat finish, NEMA 1. For use with CW series wireway. | Stock | 56
CWCF6 | Hammond CW series lay-in wireway fitting, cross fitting, 6 x 6in, carbon steel, ANSI 61 gray, powder coat finish, NEMA 1. For use with CW series wireway. | Stock | 70
CWCF8 | Hammond CW series lay-in wireway fitting, cross fitting, 8 x 8in, carbon steel, ANSI 61 gray, powder coat finish, NEMA 1. For use with CW series wireway. | Stock | 125
CWCP10 | Hammond CW series lay-in wireway fitting, cover plate, 10 x 10in, carbon steel, ANSI 61 gray, powder coat finish, with knockouts, NEMA 1. For use with CW series wireway. | Stock | 17.5
CWCP10NK | Hammond CW series lay-in wireway fitting, cover plate, 10 x 10in, carbon steel, ANSI 61 gray, powder coat finish, NEMA 1. For use with CW series wireway. | Stock | 17.5
CWCP12 | Hammond CW series lay-in wireway fitting, cover plate, 12 x 12in, carbon steel, ANSI 61 gray, powder coat finish, with knockouts, NEMA 1. For use with CW series wireway. | Stock | 20
CWCP12NK | Hammond CW series lay-in wireway fitting, cover plate, 12 x 12in, carbon steel, ANSI 61 gray, powder coat finish, NEMA 1. For use with CW series wireway. | Stock | 20
CWCP2 | Hammond CW series lay-in wireway fitting, cover plate, 2.5 x 2.5in, carbon steel, ANSI 61 gray, powder coat finish, with knockouts, NEMA 1. For use with CW series wireway. | Stock | 4.25
CWCP2NK | Hammond CW series lay-in wireway fitting, cover plate, 2.5 x 2.5in, carbon steel, ANSI 61 gray, powder coat finish, NEMA 1. For use with CW series wireway. | Stock | 4.25
CWCP4 | Hammond CW series lay-in wireway fitting, cover plate, 4 x 4in, carbon steel, ANSI 61 gray, powder coat finish, with knockouts, NEMA 1. For use with CW series wireway. | Stock | 4.25
CWCP4NK | Hammond CW series lay-in wireway fitting, cover plate, 4 x 4in, carbon steel, ANSI 61 gray, powder coat finish, NEMA 1. For use with CW series wireway. | Stock | 4.25
CWCP6 | Hammond CW series lay-in wireway fitting, cover plate, 6 x 6in, carbon steel, ANSI 61 gray, powder coat finish, with knockouts, NEMA 1. For use with CW series wireway. | Stock | 6.75
CWCP6NK | Hammond CW series lay-in wireway fitting, cover plate, 6 x 6in, carbon steel, ANSI 61 gray, powder coat finish, NEMA 1. For use with CW series wireway. | Stock | 6.75
CWCP8 | Hammond CW series lay-in wireway fitting, cover plate, 8 x 8in, carbon steel, ANSI 61 gray, powder coat finish, with knockouts, NEMA 1. For use with CW series wireway. | Stock | 9.5
CWCP8NK | Hammond CW series lay-in wireway fitting, cover plate, 8 x 8in, carbon steel, ANSI 61 gray, powder coat finish, NEMA 1. For use with CW series wireway. | Stock | 9.5
CWCRD42 | Hammond CW series lay-in wireway fitting, corner reducer, 4 x 4in to 2.5 x 2.5in, carbon steel, ANSI 61 gray, powder coat finish, NEMA 1. For use with CW series wireway. | Stock | 35.5
CWCRD64 | Hammond CW series lay-in wireway fitting, corner reducer, 6 x 6in to 4 x 4in, carbon steel, ANSI 61 gray, powder coat finish, NEMA 1. For use with CW series wireway. | Stock | 69
CWCRD86 | Hammond CW series lay-in wireway fitting, corner reducer, 8 x 8in to 6 x 6in, carbon steel, ANSI 61 gray, powder coat finish, NEMA 1. For use with CW series wireway. | Stock | 79
CWEL1045 | Hammond CW series lay-in wireway fitting, 45-degree elbow, 10 x 10in, carbon steel, ANSI 61 gray, powder coat finish, NEMA 1. For use with CW series wireway. | Stock | 118
CWEL1090 | Hammond CW series lay-in wireway fitting, 90-degree elbow, 10 x 10in, carbon steel, ANSI 61 gray, powder coat finish, NEMA 1. For use with CW series wireway. | Stock | 118
CWEL1245 | Hammond CW series lay-in wireway fitting, 45-degree elbow, 12 x 12in, carbon steel, ANSI 61 gray, powder coat finish, NEMA 1. For use with CW series wireway. | Stock | 142
CWEL1290 | Hammond CW series lay-in wireway fitting, 90-degree elbow, 12 x 12in, carbon steel, ANSI 61 gray, powder coat finish, NEMA 1. For use with CW series wireway. | Stock | 142
CWEL222 | Hammond CW series lay-in wireway fitting, 22.5-degree elbow, 2.5 x 2.5in, carbon steel, ANSI 61 gray, powder coat finish, NEMA 1. For use with CW series wireway. | Stock | 38.5
CWEL245 | Hammond CW series lay-in wireway fitting, 45-degree elbow, 2.5 x 2.5in, carbon steel, ANSI 61 gray, powder coat finish, NEMA 1. For use with CW series wireway. | Stock | 34.5
CWEL290 | Hammond CW series lay-in wireway fitting, 90-degree elbow, 2.5 x 2.5in, carbon steel, ANSI 61 gray, powder coat finish, NEMA 1. For use with CW series wireway. | Stock | 35.5
CWEL422 | Hammond CW series lay-in wireway fitting, 22.5-degree elbow, 4 x 4in, carbon steel, ANSI 61 gray, powder coat finish, NEMA 1. For use with CW series wireway. | Stock | 40.5
CWEL445 | Hammond CW series lay-in wireway fitting, 45-degree elbow, 4 x 4in, carbon steel, ANSI 61 gray, powder coat finish, NEMA 1. For use with CW series wireway. | Stock | 39
CWEL490 | Hammond CW series lay-in wireway fitting, 90-degree elbow, 4 x 4in, carbon steel, ANSI 61 gray, powder coat finish, NEMA 1. For use with CW series wireway. | Stock | 39.5
CWEL622 | Hammond CW series lay-in wireway fitting, 22.5-degree elbow, 6 x 6in, carbon steel, ANSI 61 gray, powder coat finish, NEMA 1. For use with CW series wireway. | Stock | 47
CWEL645 | Hammond CW series lay-in wireway fitting, 45-degree elbow, 6 x 6in, carbon steel, ANSI 61 gray, powder coat finish, NEMA 1. For use with CW series wireway. | Stock | 47
CWEL690 | Hammond CW series lay-in wireway fitting, 90-degree elbow, 6 x 6in, carbon steel, ANSI 61 gray, powder coat finish, NEMA 1. For use with CW series wireway. | Stock | 47
CWEL822 | Hammond CW series lay-in wireway fitting, 22.5-degree elbow, 8 x 8in, carbon steel, ANSI 61 gray, powder coat finish, NEMA 1. For use with CW series wireway. | Stock | 79
CWEL845 | Hammond CW series lay-in wireway fitting, 45-degree elbow, 8 x 8in, carbon steel, ANSI 61 gray, powder coat finish, NEMA 1. For use with CW series wireway. | Stock | 76
CWEL890 | Hammond CW series lay-in wireway fitting, 90-degree elbow, 8 x 8in, carbon steel, ANSI 61 gray, powder coat finish, NEMA 1. For use with CW series wireway. | Stock | 79
CWJO10 | Hammond CW series lay-in wireway fitting, coupling, 10 x 10in, carbon steel, galvanized finish. For use with CW series wireway. | Stock | 18
CWJO12 | Hammond CW series lay-in wireway fitting, coupling, 12 x 12in, carbon steel, galvanized finish. For use with CW series wireway. | Stock | 21
CWJO2 | Hammond CW series lay-in wireway fitting, coupling, 2.5 x 2.5in, carbon steel, galvanized finish. For use with CW series wireway. | Stock | 4.75
CWJO4 | Hammond CW series lay-in wireway fitting, coupling, 4 x 4in, carbon steel, galvanized finish. For use with CW series wireway. | Stock | 4.75
CWJO6 | Hammond CW series lay-in wireway fitting, coupling, 6 x 6in, carbon steel, galvanized finish. For use with CW series wireway. | Stock | 7.5
CWJO8 | Hammond CW series lay-in wireway fitting, coupling, 8 x 8in, carbon steel, galvanized finish. For use with CW series wireway. | Stock | 9.25
CWRD108 | Hammond CW series lay-in wireway fitting, reducer, 10 x 10in to 8 x 8in, carbon steel, ANSI 61 gray, powder coat finish, NEMA 1. For use with CW series wireway. | Stock | 111
CWRD1210 | Hammond CW series lay-in wireway fitting, reducer, 12 x 12in to 10 x 10in, carbon steel, ANSI 61 gray, powder coat finish, NEMA 1. For use with CW series wireway. | Stock | 102
CWRD128 | Hammond CW series lay-in wireway fitting, reducer, 12 x 12in to 8 x 8in, carbon steel, ANSI 61 gray, powder coat finish, NEMA 1. For use with CW series wireway. | Stock | 121
CWRD42 | Hammond CW series lay-in wireway fitting, reducer, 4 x 4in to 2.5 x 2.5in, carbon steel, ANSI 61 gray, powder coat finish, NEMA 1. For use with CW series wireway. | Stock | 24.5
CWRD64 | Hammond CW series lay-in wireway fitting, reducer, 6 x 6in to 4 x 4in, carbon steel, ANSI 61 gray, powder coat finish, NEMA 1. For use with CW series wireway. | Stock | 56
CWRD86 | Hammond CW series lay-in wireway fitting, reducer, 8 x 8in to 6 x 6in, carbon steel, ANSI 61 gray, powder coat finish, NEMA 1. For use with CW series wireway. | Stock | 67
CWTF10 | Hammond CW series lay-in wireway fitting, tee, 10 x 10in, carbon steel, ANSI 61 gray, powder coat finish, NEMA 1. For use with CW series wireway. | Stock | 160
CWTF12 | Hammond CW series lay-in wireway fitting, tee, 12 x 12in, carbon steel, ANSI 61 gray, powder coat finish, NEMA 1. For use with CW series wireway. | Stock | 201
CWTF2 | Hammond CW series lay-in wireway fitting, tee, 2.5 x 2.5in, carbon steel, ANSI 61 gray, powder coat finish, NEMA 1. For use with CW series wireway. | Stock | 46
CWTF4 | Hammond CW series lay-in wireway fitting, tee, 4 x 4in, carbon steel, ANSI 61 gray, powder coat finish, NEMA 1. For use with CW series wireway. | Stock | 49.5
CWTF6 | Hammond CW series lay-in wireway fitting, tee, 6 x 6in, carbon steel, ANSI 61 gray, powder coat finish, NEMA 1. For use with CW series wireway. | Stock | 58
CWTF8 | Hammond CW series lay-in wireway fitting, tee, 8 x 8in, carbon steel, ANSI 61 gray, powder coat finish, NEMA 1. For use with CW series wireway. | Stock | 100
CWTL10 | Hammond CW series lay-in wireway fitting, telescope, 10 x 10in, carbon steel, ANSI 61 gray, powder coat finish, NEMA 1. For use with CW series wireway. | Stock | 249
CWTL12 | Hammond CW series lay-in wireway fitting, telescope, 12 x 12in, carbon steel, ANSI 61 gray, powder coat finish, NEMA 1. For use with CW series wireway. | Stock | 308
CWTL2 | Hammond CW series lay-in wireway fitting, telescope, 2.5 x 2.5in, carbon steel, ANSI 61 gray, powder coat finish, NEMA 1. For use with CW series wireway. | Stock | 55
CWTL4 | Hammond CW series lay-in wireway fitting, telescope, 4 x 4in, carbon steel, ANSI 61 gray, powder coat finish, NEMA 1. For use with CW series wireway. | Stock | 123
CWTL6 | Hammond CW series lay-in wireway fitting, telescope, 6 x 6in, carbon steel, ANSI 61 gray, powder coat finish, NEMA 1. For use with CW series wireway. | Stock | 154
CWTL8 | Hammond CW series lay-in wireway fitting, telescope, 8 x 8in, carbon steel, ANSI 61 gray, powder coat finish, NEMA 1. For use with CW series wireway. | Stock | 184
Accessories for Wireways
1485BL1 | Hammond ceiling hanger, 2.5 x 2.5in, carbon steel, ANSI 61 gray, powder coat finish. For use with 1485 and 1487 series wireway. | Stock | 27
1485BL2 | Hammond wall hanger, 2.5 x 2.5in, carbon steel, ANSI 61 gray, powder coat finish. For use with 1485 and 1487 series wireway. | Stock | 18.5
1485CL1 | Hammond ceiling hanger, 4 x 4in, carbon steel, ANSI 61 gray, powder coat finish. For use with 1485 and 1487 series wireway. | Stock | 34
1485CL2 | Hammond wall hanger, 4 x 4in, carbon steel, ANSI 61 gray, powder coat finish. For use with 1485 and 1487 series wireway. | Stock | 24
1485DL1 | Hammond ceiling hanger, 6 x 6in, carbon steel, ANSI 61 gray, powder coat finish. For use with 1485 and 1487 series wireway. | Stock | 46.5
1485DL2 | Hammond wall hanger, 6 x 6in, carbon steel, ANSI 61 gray, powder coat finish. For use with 1485 and 1487 series wireway. | Stock | 32.5
1485EL1 | Hammond ceiling hanger, 8 x 8in, carbon steel, ANSI 61 gray, powder coat finish. For use with 1485 and 1487 series wireway. | Stock | 93
1485EL2 | Hammond wall hanger, 8 x 8in, carbon steel, ANSI 61 gray, powder coat finish. For use with 1485 and 1487 series wireway. | Stock | 84
1487BS | Hammond wireway gasket kit, 2.5 x 2.5in, rubber, black. For use with 1487 series wireway. | Stock | 6.25
1487CL1SS | Hammond ceiling hanger, 4 x 4in, 304 stainless steel, #4 brush finish. For use with 1487SS series wireway. | Stock | 73
1487CL2SS | Hammond wall hanger, 4 x 4in, 304 stainless steel, #4 brush finish. For use with 1487SS series wireway. | Stock | 48
1487CS | Hammond wireway gasket kit, 4 x 4in, rubber, black. For use with 1487 series wireway. | Stock | 8.75
1487CSSS | Hammond wireway gasket kit, 4 x 4in, rubber, black. For use with 1487SS series wireway. | Stock | 19
1487DL1SS | Hammond ceiling hanger, 6 x 6in, 304 stainless steel, #4 brush finish. For use with 1487SS series wireway. | Stock | 102
1487DL2SS | Hammond wall hanger, 6 x 6in, 304 stainless steel, #4 brush finish. For use with 1487SS series wireway. | Stock | 66
1487DS | Hammond wireway gasket kit, 6 x 6in, rubber, black. For use with 1487 series wireway. | Stock | 11.5
1487DSSS | Hammond wireway gasket kit, 6 x 6in, rubber, black. For use with 1487SS series wireway. | Stock | 25.5
1487EL1SS | Hammond ceiling hanger, 8 x 8in, 304 stainless steel, #4 brush finish. For use with 1487SS series wireway. | Stock | 110
1487EL2SS | Hammond wall hanger, 8 x 8in, 304 stainless steel, #4 brush finish. For use with 1487SS series wireway. | Stock | 73
1487ES | Hammond wireway gasket kit, 8 x 8in, rubber, black. For use with 1487 series wireway. | Stock | 15.5
1487ESSS | Hammond wireway gasket kit, 8 x 8in, rubber, black. For use with 1487SS series wireway. | Stock | 27.5
CWHD10 | Hammond ceiling hanger, 10 x 10in, carbon steel, ANSI 61 gray, powder coat finish. For use with CW series wireway. | Stock | 44
CWHD12 | Hammond ceiling hanger, 12 x 12in, carbon steel, ANSI 61 gray, powder coat finish. For use with CW series wireway. | Stock | 62
CWHD2 | Hammond ceiling hanger, 2.5 x 2.5in, carbon steel, ANSI 61 gray, powder coat finish. For use with CW series wireway. | Stock | 12
CWHD4 | Hammond ceiling hanger, 4 x 4in, carbon steel, ANSI 61 gray, powder coat finish. For use with CW series wireway. | Stock | 13
CWHD6 | Hammond ceiling hanger, 6 x 6in, carbon steel, ANSI 61 gray, powder coat finish. For use with CW series wireway. | Stock | 23
CWHD8 | Hammond ceiling hanger, 8 x 8in, carbon steel, ANSI 61 gray, powder coat finish. For use with CW series wireway. | Stock | 30
CWHW10 | Hammond wall hanger, 10 x 10in, carbon steel, ANSI 61 gray, powder coat finish. For use with CW series wireway. | Stock | 42
CWHW12 | Hammond wall hanger, 12 x 12in, carbon steel, ANSI 61 gray, powder coat finish. For use with CW series wireway. | Stock | 52
CWHW2 | Hammond wall hanger, 2.5 x 2.5in, carbon steel, ANSI 61 gray, powder coat finish. For use with CW series wireway. | Stock | 9
CWHW4 | Hammond wall hanger, 4 x 4in, carbon steel, ANSI 61 gray, powder coat finish. For use with CW series wireway. | Stock | 12.5
CWHW6 | Hammond wall hanger, 6 x 6in, carbon steel, ANSI 61 gray, powder coat finish. For use with CW series wireway. | Stock | 22
CWHW8 | Hammond wall hanger, 8 x 8in, carbon steel, ANSI 61 gray, powder coat finish. For use with CW series wireway. | Stock | 31
Wall-mount Data Communication Racks
APB19007BK1 | Hammond hinged wall-mount rack, 4U, 19in rack width, 12 to 18in depth, 100lb capacity, carbon steel, black, powder coat finish. | Stock | 139
APBS194UBK | Hammond wall-mount rack, 4U, 19in rack width, 12 to 18in depth, 100lb capacity, carbon steel, black, powder coat finish. | Stock | 187
APB19010BK1 | Hammond hinged wall-mount rack, 6U, 19in rack width, 12 to 18in depth, 100lb capacity, carbon steel, black, powder coat finish. | Stock | 170
APB19014BK1 | Hammond hinged wall-mount rack, 8U, 19in rack width, 12 to 18in depth, 100lb capacity, carbon steel, black, powder coat finish. | Stock | 186
APBS198UBK | Hammond wall-mount rack, 8U, 19in rack width, 12 to 18in depth, 100lb capacity, carbon steel, black, powder coat finish. | Stock | 244
APB19021BK1 | Hammond hinged wall-mount rack, 12U, 19in rack width, 12 to 18in depth, 100lb capacity, carbon steel, black, powder coat finish. | Stock | 260
Open-frame Data Communication Racks
DNRR63HDW | Hammond 2-post rack, 36U, 19in rack width, 1500lb capacity, carbon steel, black, powder coat finish. | Stock | 584
DNRR70HDW | Hammond 2-post rack, 40U, 19in rack width, 1500lb capacity, carbon steel, black, powder coat finish. | Stock | 531
DNRR77HDW | Hammond 2-post rack, 44U, 19in rack width, 1500lb capacity, carbon steel, black, powder coat finish. | Stock | 637
DNRR84HDW | Hammond 2-post rack, 48U, 19in rack width, 1500lb capacity, carbon steel, black, powder coat finish. | Stock | 690
DNRR2377HDWB | Hammond 2-post rack, 44U, 23in rack width, 1500lb capacity, carbon steel, black, powder coat finish. | Stock | 637
DNRR2384HDWB | Hammond 2-post rack, 48U, 23in rack width, 1500lb capacity, carbon steel, black, powder coat finish. | Stock | 680
DRZ477 | Hammond 2-post seismic rack, 44U, 19in rack width, 2000lb capacity, carbon steel, black, powder coat finish. | Stock | 1110
DRZ42377 | Hammond 2-post seismic rack, 44U, 23in rack width, 2000lb capacity, carbon steel, black, powder coat finish. | Stock | 1170
HDR6UBK | Hammond 2-post desktop rack, 6U, 19in rack width, 195lb capacity, carbon steel, black, powder coat finish. | Stock | 94
HDR8UBK | Hammond 2-post desktop rack, 8U, 19in rack width, 195lb capacity, carbon steel, black, powder coat finish. | Stock | 97
HDR12UBK | Hammond 2-post desktop rack, 12U, 19in rack width, 195lb capacity, carbon steel, black, powder coat finish. | Stock | 103
HDR16UBK | Hammond 2-post desktop rack, 16U, 19in rack width, 195lb capacity, carbon steel, black, powder coat finish. | Stock | 122
Rack Rails / Frame / Angles / Channels for Data Communication Racks
STR180K | Quadritalia rack rail, carbon steel. For use with 1800mm height OK Series enclosures. | Stock | 118
STR200K | Quadritalia rack rail, carbon steel. For use with 2000mm height OK Series enclosures. | Stock | 131
STR220K | Quadritalia rack rail, carbon steel. For use with 2200mm height OK Series enclosures. | Stock | 153
STR800-T | Quadritalia rack rail mounting bracket, carbon steel. For use with 800mm width OK Series enclosures. | Stock | 153
STR1000-T | Quadritalia rack rail mounting bracket, carbon steel. For use with 1000mm width OK Series enclosures. | Stock | 189
URR2U | Hammond rack rail, 2U, carbon steel, black, powder coat finish. Package of 2. | Stock | 13.5
URR3U | Hammond rack rail, 3U, carbon steel, black, powder coat finish. Package of 2. | Stock | 19
URR4U | Hammond rack rail, 4U, carbon steel, black, powder coat finish. Package of 2. | Stock | 20
URR6U | Hammond rack rail, 6U, carbon steel, black, powder coat finish. Package of 2. | Stock | 28
URR8U | Hammond rack rail, 8U, carbon steel, black, powder coat finish. Package of 2. | Stock | 32
URR10U | Hammond rack rail, 10U, carbon steel, black, powder coat finish. Package of 2. | Stock | 35
URR12U | Hammond rack rail, 12U, carbon steel, black, powder coat finish. Package of 2. | Stock | 45
URR14U | Hammond rack rail, 14U, carbon steel, black, powder coat finish. Package of 2. | Stock | 50
URR16U | Hammond rack rail, 16U, carbon steel, black, powder coat finish. Package of 2. | Stock | 60
URR18U | Hammond rack rail, 18U, carbon steel, black, powder coat finish. Package of 2. | Stock | 70
URR24U | Hammond rack rail, 24U, carbon steel, black, powder coat finish. Package of 2. | Stock | 106
URR27U | Hammond rack rail, 27U, carbon steel, black, powder coat finish. Package of 2. | Stock | 120
URR36U | Hammond rack rail, 36U, carbon steel, black, powder coat finish. Package of 2. | Stock | 139
URR45U | Hammond rack rail, 45U, carbon steel, black, powder coat finish. Package of 2. | Stock | 150
ESF2424 | Hammond rack mounting swing frame, carbon steel, black, powder coat finish. For use with 24x24in (HxW) wall-mount enclosures. Mounting hardware included. | Stock | 322
ESF3024 | Hammond rack mounting swing frame, carbon steel, black, powder coat finish. For use with 30x24in (HxW) wall-mount enclosures. Mounting hardware included. | Stock | 416
ESF3624 | Hammond rack mounting swing frame, carbon steel, black, powder coat finish. For use with 36x24in (HxW) wall-mount enclosures. Mounting hardware included. | Stock | 477
SCE-7230SOF19 | Saginaw rack mounting swing frame, carbon steel, white, powder coat finish. For use with 72x30in (HxW) freestanding enclosures. Mounting hardware included. | Stock | 565
1418SFX | Hammond rack mounting swing frame, carbon steel, black, powder coat finish. For use with 72x30in (HxW) freestanding enclosures. Mounting hardware included. | Stock | 1061
SCE-7236SOF19 | Saginaw rack mounting swing frame, carbon steel, white, powder coat finish. For use with 72x36in (HxW) freestanding enclosures. Mounting hardware included. | Stock | 608
1418SFY | Hammond rack mounting swing frame, carbon steel, black, powder coat finish. For use with 72x36in (HxW) freestanding enclosures. Mounting hardware included. | Stock | 1145
SCE-9036SOF19 | Saginaw rack mounting swing frame, carbon steel, white, powder coat finish. For use with 90x36in (HxW) freestanding enclosures. Mounting hardware included. | Stock | 640
1418SFYY | Hammond rack mounting swing frame, carbon steel, black, powder coat finish. For use with 90x36in (HxW) freestanding enclosures. Mounting hardware included. | Stock | 1207
TRI188 | Quadritalia rack mounting swing frame, galvanized steel, natural finish. For use with 1800 x 800mm (HxW) OK series enclosures. Mounting hardware included. | Stock | 474
TRI208 | Quadritalia rack mounting swing frame, galvanized steel, natural finish. For use with 2000 x 800mm (HxW) OK series enclosures. Mounting hardware included. | Stock | 522
TRI228 | Quadritalia rack mounting swing frame, galvanized steel, natural finish. For use with 2200 x 800mm (HxW) OK series enclosures. Mounting hardware included. | Stock | 570
SCE-60RP24F5 | Saginaw enclosure rack mounting angle, carbon steel, full-height mount, white, powder coat finish. Package of 2. For use with 60x24in (HxW) freestanding enclosures. Mounting hardware included. | Stock | 155
1418TFHP | Hammond enclosure rack mounting angle, carbon steel, full-height mount, RAL 9003 white, powder coat finish. Package of 2. For use with 60x24in (HxW) freestanding enclosures. For mounting 19in rack equipment. Drilled and tapped 10-32 to EIA spacing. | Stock | 297
SCE-60RP24F6 | Saginaw enclosure rack mounting angle, carbon steel, half-height mount, white, powder coat finish. Package of 2. For use with 60x24in (HxW) freestanding enclosures. Mounting hardware included. | Stock | 90
1418THHP | Hammond enclosure rack mounting angle, carbon steel, half-height mount, RAL 9003 white, powder coat finish. Package of 2. For use with 60x24in (HxW) freestanding enclosures. For mounting 19in rack equipment. Drilled and tapped 10-32 to EIA spacing. | Stock | 175
SCE-72RP24F5 | Saginaw enclosure rack mounting angle, carbon steel, full-height mount, white, powder coat finish. Package of 2. For use with 72x24in (HxW) freestanding enclosures. Mounting hardware included. | Stock | 180
1418WFHP | Hammond enclosure rack mounting angle, carbon steel, full-height mount, RAL 9003 white, powder coat finish. Package of 2. For use with 72x24in (HxW) freestanding enclosures. For mounting 19in rack equipment. Drilled and tapped 10-32 to EIA spacing. | Stock | 341
SCE-72RP24F6 | Saginaw enclosure rack mounting angle, carbon steel, half-height mount, white, powder coat finish. Package of 2. For use with 72x24in (HxW) freestanding enclosures. Mounting hardware included. | Stock | 111
1418WHHP | Hammond enclosure rack mounting angle, carbon steel, half-height mount, RAL 9003 white, powder coat finish. Package of 2. For use with 72x24in (HxW) freestanding enclosures. For mounting 19in rack equipment. Drilled and tapped 10-32 to EIA spacing. | Stock | 215
SCE-72RP30F5 | Saginaw enclosure rack mounting angle, carbon steel, full-height mount, white, powder coat finish. Package of 2. For use with 72x30in (HxW) freestanding enclosures. Mounting hardware included. | Stock | 180
1418XFHP | Hammond enclosure rack mounting angle, carbon steel, full-height mount, RAL 9003 white, powder coat finish. Package of 2. For use with 72x30in (HxW) freestanding enclosures. For mounting 24in rack equipment. Drilled and tapped 10-32 to EIA spacing. | Stock | 341
SCE-72RP30F6 | Saginaw enclosure rack mounting angle, carbon steel, half-height mount, white, powder coat finish. Package of 2. For use with 72x30in (HxW) freestanding enclosures. Mounting hardware included. | Stock | 111
1418XHHP | Hammond enclosure rack mounting angle, carbon steel, half-height mount, RAL 9003 white, powder coat finish. Package of 2. For use with 72x30in (HxW) freestanding enclosures. For mounting 24in rack equipment. Drilled and tapped 10-32 to EIA spacing. | Stock | 215
SCE-90RP24F5 | Saginaw enclosure rack mounting angle, carbon steel, full-height mount, white, powder coat finish. Package of 2. For use with 90x24in (HxW) freestanding enclosures. Mounting hardware included. | Stock | 241
1418YYFHP | Hammond enclosure rack mounting angle, carbon steel, full-height mount, RAL 9003 white, powder coat finish. Package of 2. For use with 90x24in (HxW) freestanding enclosures. For mounting 19in rack equipment. Drilled and tapped 10-32 to EIA spacing. | Stock | 454
SCE-90RP24F6 | Saginaw enclosure rack mounting angle, carbon steel, half-height mount, white, powder coat finish. Package of 2. For use with 90x24in (HxW) freestanding enclosures. Mounting hardware included. | Stock | 137
1418YYHHP | Hammond enclosure rack mounting angle, carbon steel, half-height mount, RAL 9003 white, powder coat finish. Package of 2. For use with 90x24in (HxW) freestanding enclosures. For mounting 19in rack equipment. Drilled and tapped 10-32 to EIA spacing. | Stock | 260
SCE-60RA19TH | Saginaw enclosure rack mounting channel, carbon steel, white, powder coat finish. For use with 60x24in (HxW) freestanding enclosures. Mounting hardware included. | Stock | 155
SCE-72RA19TH | Saginaw enclosure rack mounting channel, carbon steel, white, powder coat finish. For use with 19in racks in 72x24in (HxW) freestanding enclosures. Mounting hardware included. | Stock | 165
SCE-72RA24TH | Saginaw enclosure rack mounting channel, carbon steel, white, powder coat finish. For use with 24in racks in 72x24in (HxW) freestanding enclosures. Mounting hardware included. | Stock | 165
SCE-90RA19TH | Saginaw enclosure rack mounting channel, carbon steel, white, powder coat finish. For use with 90x24in (HxW) freestanding enclosures. Mounting hardware included. | Stock | 180
Panels for Data Communication Racks and Instrument Enclosures
PBFS19000BK | Hammond rack panel, 1/2U, 19in rack width, flanged, carbon steel, matte black, powder coat finish. | Stock | 13
PBPS19001GY2 | Hammond rack panel, 1U, 19in rack width, carbon steel, ANSI 61 gray, powder coat finish. | Stock | 13
PBPS19001BK | Hammond rack panel, 1U, 19in rack width, carbon steel, matte black, powder coat finish. | Stock | 13
PBPS19001LG2 | Hammond rack panel, 1U, 19in rack width, carbon steel, RAL 7035 light gray, powder coat finish. | Stock | 13
SCE-19-1U | Saginaw rack panel, 1U, 19in rack width, carbon steel, black, powder coat finish. | Stock | 13.5
PBPA19001GY2 | Hammond rack panel, 1U, 19in rack width, 5052-H32 aluminum, ANSI 61 gray, powder coat finish. | Stock | 15.5
PBPA19001BK | Hammond rack panel, 1U, 19in rack width, 5052-H32 aluminum, matte black, powder coat finish. | Stock | 15.5
PBPA19001UNF | Hammond rack panel, 1U, 19in rack width, 5052-H32 aluminum, natural finish. | Stock | 15.5
PBPA19001LG2 | Hammond rack panel, 1U, 19in rack width, 5052-H32 aluminum, RAL 7035 light gray, powder coat finish. | Stock | 15.5
PPFS19001LG2 | Hammond rack panel, 1U, 19in rack width, flanged, perforated, carbon steel, RAL 7035 light gray, powder coat finish. | Stock | 20
PBFS19001GY2 | Hammond rack panel, 1U, 19in rack width, flanged, carbon steel, ANSI 61 gray, powder coat finish. | Stock | 17
PBFS19001BK | Hammond rack panel, 1U, 19in rack width, flanged, carbon steel, matte black, powder coat finish. | Stock | 17
PBFS19001LG2 | Hammond rack panel, 1U, 19in rack width, flanged, carbon steel, RAL 7035 light gray, powder coat finish. | Stock | 17
PBPS19003GY2 | Hammond rack panel, 2U, 19in rack width, carbon steel, ANSI 61 gray, powder coat finish. | Stock | 15.5
PBPS19003BK | Hammond rack panel, 2U, 19in rack width, carbon steel, matte black, powder coat finish. | Stock | 15.5
PBPS19003LG2 | Hammond rack panel, 2U, 19in rack width, carbon steel, RAL 7035 light gray, powder coat finish. | Stock | 15.5
PPFS19003LG2 | Hammond rack panel, 2U, 19in rack width, flanged, perforated, carbon steel, RAL 7035 light gray, powder coat finish. | Stock | 28
PBFS19003GY2 | Hammond rack panel, 2U, 19in rack width, flanged, carbon steel, ANSI 61 gray, powder coat finish. | Stock | 24
PBFS19003BK | Hammond rack panel, 2U, 19in rack width, flanged, carbon steel, matte black, powder coat finish. | Stock | 24
PBFS19003LG2 | Hammond rack panel, 2U, 19in rack width, flanged, carbon steel, RAL 7035 light gray, powder coat finish. | Stock | 24
PBPA19003GY2 | Hammond rack panel, 2U, 19in rack width, 5052-H32 aluminum, ANSI 61 gray, powder coat finish. | Stock | 19
PBPA19003BK | Hammond rack panel, 2U, 19in rack width, 5052-H32 aluminum, matte black, powder coat finish. | Stock | 19
PBPA19003UNF | Hammond rack panel, 2U, 19in rack width, 5052-H32 aluminum, natural finish. | Stock | 19
PBPA19003LG2 | Hammond rack panel, 2U, 19in rack width, 5052-H32 aluminum, RAL 7035 light gray, powder coat finish. | Stock | 19
SCE-19-2U | Saginaw rack panel, 2U, 19in rack width, carbon steel, black, powder coat finish. | Stock | 22.5
PBPS19005GY2 | Hammond rack panel, 3U, 19in rack width, carbon steel, ANSI 61 gray, powder coat finish. | Stock | 21.5
PBPS19005BK | Hammond rack panel, 3U, 19in rack width, carbon steel, matte black, powder coat finish. | Stock | 21.5
PBPS19005LG2 | Hammond rack panel, 3U, 19in rack width, carbon steel, RAL 7035 light gray, powder coat finish. | Stock | 21.5
PPFS19005LG2 | Hammond rack panel, 3U, 19in rack width, flanged, perforated, carbon steel, RAL 7035 light gray, powder coat finish. | Stock | 34
PBFS19005GY2 | Hammond rack panel, 3U, 19in rack width, flanged, carbon steel, ANSI 61 gray, powder coat finish. | Stock | 26
PBFS19005BK | Hammond rack panel, 3U, 19in rack width, flanged, carbon steel, matte black, powder coat finish. | Stock | 26
PBFS19005LG2 | Hammond rack panel, 3U, 19in rack width, flanged, carbon steel, RAL 7035 light gray, powder coat finish. | Stock | 26
PBPA19005GY2 | Hammond rack panel, 3U, 19in rack width, 5052-H32 aluminum, ANSI 61 gray, powder coat finish. | Stock | 33
PBPA19005BK | Hammond rack panel, 3U, 19in rack width, 5052-H32 aluminum, matte black, powder coat finish. | Stock | 33
PBPA19005UNF | Hammond rack panel, 3U, 19in rack width, 5052-H32 aluminum, natural finish. | Stock | 33
PBPA19005LG2 | Hammond rack panel, 3U, 19in rack width, 5052-H32 aluminum, RAL 7035 light gray, powder coat finish. | Stock | 33
SCE-19-3U | Saginaw rack panel, 3U, 19in rack width, carbon steel, black, powder coat finish. | Stock | 31.5
PBPS19007GY2 | Hammond rack panel, 4U, 19in rack width, carbon steel, ANSI 61 gray, powder coat finish. | Stock | 26
PBPS19007BK | Hammond rack panel, 4U, 19in rack width, carbon steel, matte black, powder coat finish. | Stock | 26
PBPS19007LG2 | Hammond rack panel, 4U, 19in rack width, carbon steel, RAL 7035 light gray, powder coat finish. | Stock | 26
PPFS19007LG2 | Hammond rack panel, 4U, 19in rack width, flanged, perforated, carbon steel, RAL 7035 light gray, powder coat finish. | Stock | 46
PBFS19007GY2 | Hammond rack panel, 4U, 19in rack width, flanged, carbon steel, ANSI 61 gray, powder coat finish. | Stock | 32
PBFS19007LG2 | Hammond rack panel, 4U, 19in rack width, flanged, carbon steel, RAL 7035 light gray, powder coat finish. | Stock | 32
PBFS19007BK | Hammond rack panel, 4U, 19in rack width, flanged, carbon steel, matte black, powder coat finish. | Stock | 32
PBPA19007GY2 | Hammond rack panel, 4U, 19in rack width, 5052-H32 aluminum, ANSI 61 gray, powder coat finish. | Stock | 37.5
PBPA19007BK | Hammond rack panel, 4U, 19in rack width, 5052-H32 aluminum, matte black, powder coat finish. | Stock | 37.5
PBPA19007UNF | Hammond rack panel, 4U, 19in rack width, 5052-H32 aluminum, natural finish. | Stock | 37.5
PBPA19007LG2 | Hammond rack panel, 4U, 19in rack width, 5052-H32 aluminum, RAL 7035 light gray, powder coat finish. | Stock | 37.5
PBPS19008GY2 | Hammond rack panel, 5U, 19in rack width, carbon steel, ANSI 61 gray, powder coat finish. | Stock | 29
PBPS19008LG2 | Hammond rack panel, 5U, 19in rack width, carbon steel, RAL 7035 light gray, powder coat finish. | Stock | 29
PPFS19008LG2 | Hammond rack panel, 5U, 19in rack width, flanged, perforated, carbon steel, RAL 7035 light gray, powder coat finish. | Stock | 60
PBFS19008GY2 | Hammond rack panel, 5U, 19in rack width, flanged, carbon steel, ANSI 61 gray, powder coat finish. | Stock | 40
PBFS19008LG2 | Hammond rack panel, 5U, 19in rack width, flanged, carbon steel, RAL 7035 light gray, powder coat finish. | Stock | 40
PBPA19008GY2 | Hammond rack panel, 5U, 19in rack width, 5052-H32 aluminum, ANSI 61 gray, powder coat finish. | Stock | 47
PBPA19008UNF | Hammond rack panel, 5U, 19in rack width, 5052-H32 aluminum, natural finish. | Stock | 47
PBPA19008LG2 | Hammond rack panel, 5U, 19in rack width, 5052-H32 aluminum, RAL 7035 light gray, powder coat finish. | Stock | 47
PBPS19010GY2 | Hammond rack panel, 6U, 19in rack width, carbon steel, ANSI 61 gray, powder coat finish. | Stock | 32.5
PBPS19010LG2 | Hammond rack panel, 6U, 19in rack width, carbon steel, RAL 7035 light gray, powder coat finish. | Stock | 32.5
PPFS19010LG2 | Hammond rack panel, 6U, 19in rack width, flanged, perforated, carbon steel, RAL 7035 light gray, powder coat finish. | Stock | 62
PBFS19010GY2 | Hammond rack panel, 6U, 19in rack width, flanged, carbon steel, ANSI 61 gray, powder coat finish. | Stock | 44
PBFS19010LG2 | Hammond rack panel, 6U, 19in rack width, flanged, carbon steel, RAL 7035 light gray, powder coat finish. | Stock | 44
PBPA19010GY2 | Hammond rack panel, 6U, 19in rack width, 5052-H32 aluminum, ANSI 61 gray, powder coat finish. | Stock | 56
PBPA19010UNF | Hammond rack panel, 6U, 19in rack width, 5052-H32 aluminum, natural finish. | Stock | 56
PBPA19010LG2 | Hammond rack panel, 6U, 19in rack width, 5052-H32 aluminum, RAL 7035 light gray, powder coat finish. | Stock | 56
PBPS19012GY2 | Hammond rack panel, 7U, 19in rack width, carbon steel, ANSI 61 gray, powder coat finish. | Stock | 38.5
PBPS19012LG2 | Hammond rack panel, 7U, 19in rack width, carbon steel, RAL 7035 light gray, powder coat finish. | Stock | 38.5
PBFS19012GY2 | Hammond rack panel, 7U, 19in rack width, flanged, carbon steel, ANSI 61 gray, powder coat finish. | Stock | 47
PBFS19012LG2 | Hammond rack panel, 7U, 19in rack width, flanged, carbon steel, RAL 7035 light gray, powder coat finish. | Stock | 47
PBPA19012GY2 | Hammond rack panel, 7U, 19in rack width, 5052-H32 aluminum, ANSI 61 gray, powder coat finish. | Stock | 66
PBPA19012UNF | Hammond rack panel, 7U, 19in rack width, 5052-H32 aluminum, natural finish. | Stock | 66
PBPA19012LG2 | Hammond rack panel, 7U, 19in rack width, 5052-H32 aluminum, RAL 7035 light gray, powder coat finish. | Stock | 66
PBFS19014GY2 | Hammond rack panel, 8U, 19in rack width, flanged, carbon steel, ANSI 61 gray, powder coat finish. | Stock | 52
PBFS19014LG2 | Hammond rack panel, 8U, 19in rack width, flanged, carbon steel, RAL 7035 light gray, powder coat finish. | Stock | 51
PBPS19014LG2 | Hammond rack panel, 8U, 19in rack width, carbon steel, RAL 7035 light gray, powder coat finish. | Stock | 50
PBPA19014GY2 | Hammond rack panel, 8U, 19in rack width, 5052-H32 aluminum, ANSI 61 gray, powder coat finish. | Stock | 69
PBPA19014UNF | Hammond rack panel, 8U, 19in rack width, 5052-H32 aluminum, natural finish. | Stock | 69
PBPA19014LG2 | Hammond rack panel, 8U, 19in rack width, 5052-H32 aluminum, RAL 7035 light gray, powder coat finish. | Stock | 69
PBFS19015GY2 | Hammond rack panel, 9U, 19in rack width, flanged, carbon steel, ANSI 61 gray, powder coat finish. | Stock | 54
PBFS19015LG2 | Hammond rack panel, 9U, 19in rack width, flanged, carbon steel, RAL 7035 light gray, powder coat finish. | Stock | 53
PBPS19015LG2 | Hammond rack panel, 9U, 19in rack width, carbon steel, RAL 7035 light gray, powder coat finish. | Stock | 55
PBPA19015GY2 | Hammond rack panel, 9U, 19in rack width, 5052-H32 aluminum, ANSI 61 gray, powder coat finish. | Stock | 75
PBPA19015UNF | Hammond rack panel, 9U, 19in rack width, 5052-H32 aluminum, natural finish. | Stock | 75
PBPA19015LG2 | Hammond rack panel, 9U, 19in rack width, 5052-H32 aluminum, RAL 7035 light gray, powder coat finish. | Stock | 75
PBFS19017GY2 | Hammond rack panel, 10U, 19in rack width, flanged, carbon steel, ANSI 61 gray, powder coat finish. | Stock | 62
PBFS19017LG2 | Hammond rack panel, 10U, 19in rack width, flanged, carbon steel, RAL 7035 light gray, powder coat finish. | Stock | 62
PBPS19017LG2 | Hammond rack panel, 10U, 19in rack width, carbon steel, RAL 7035 light gray, powder coat finish. | Stock | 60
PBPA19017GY2 | Hammond rack panel, 10U, 19in rack width, 5052-H32 aluminum, ANSI 61 gray, powder coat finish. | Stock | 78
PBPA19017UNF | Hammond rack panel, 10U, 19in rack width, 5052-H32 aluminum, natural finish. | Stock | 78
PBPA19017LG2 | Hammond rack panel, 10U, 19in rack width, 5052-H32 aluminum, RAL 7035 light gray, powder coat finish. | Stock | 78
RM0804BKSP | Hammond top/bottom panel, replacement, 8 x 4in, 5052-H32 aluminum, black, powder coat finish. For use with Hammond RMxU0804xBK enclosures. | Stock | 9.5
RM0804BKVP | Hammond top/bottom panel, replacement, 8 x 4in, vented, 5052-H32 aluminum, black, powder coat finish. For use with Hammond RMxU0804xBK enclosures. | Stock | 15.5
RM0808BKSP | Hammond top/bottom panel, replacement, 8 x 8in, 5052-H32 aluminum, black, powder coat finish. For use with Hammond RMxU0808xBK enclosures. | Stock | 12.5
RM0808BKVP | Hammond top/bottom panel, replacement, 8 x 8in, vented, 5052-H32 aluminum, black, powder coat finish. For use with Hammond RMxU0808xBK enclosures. | Stock | 21
RM1908BKSP | Hammond top/bottom panel, replacement, 17 x 8in, 5052-H32 aluminum, black, powder coat finish. For use with Hammond RMxU1908xBK enclosures. | Stock | 21.5
RM1908BKVP | Hammond top/bottom panel, replacement, 17 x 8in, vented, 5052-H32 aluminum, black, powder coat finish. For use with Hammond RMxU1908xBK enclosures. | Stock | 25.5
RM1913BKSP | Hammond top/bottom panel, replacement, 17 x 13in, 5052-H32 aluminum, black, powder coat finish. For use with Hammond RMxU1913xBK enclosures. | Stock | 28.5
RM1913BKVP | Hammond top/bottom panel, replacement, 17 x 13in, vented, 5052-H32 aluminum, black, powder coat finish. For use with Hammond RMxU1913xBK enclosures. | Stock | 31
RM1918BKSP | Hammond top/bottom panel, replacement, 17 x 18in, 5052-H32 aluminum, black, powder coat finish. For use with Hammond RMxU1918xBK enclosures. | Stock | 32
RM1918BKVP | Hammond top/bottom panel, replacement, 17 x 18in, vented, 5052-H32 aluminum, black, powder coat finish. For use with Hammond RMxU1918xBK enclosures. | Stock | 37
RM1922BKSP | Hammond top/bottom panel, replacement, 17 x 22in, 5052-H32 aluminum, black, powder coat finish. For use with Hammond RMxU1922xBK enclosures. | Stock | 34.5
RM1922BKVP | Hammond top/bottom panel, replacement, 17 x 22in, vented, 5052-H32 aluminum, black, powder coat finish. For use with Hammond RMxU1922xBK enclosures. | Stock | 42
RM1928BKSP | Hammond top/bottom panel, replacement, 17 x 28in, 5052-H32 aluminum, black, powder coat finish. For use with Hammond RMxU1928xBK enclosures. | Stock | 38
RM1928BKVP | Hammond top/bottom panel, replacement, 17 x 28in, vented, 5052-H32 aluminum, black, powder coat finish. For use with Hammond RMxU1928xBK enclosures. | Stock | 47
Shelves for Data Communication Racks
RASU190107DBK1 | Hammond universal rack shelf, 1U, 19in rack width, 7in depth, 42lb capacity, stiffener folded down, carbon steel, black, textured powder coat finish. | Stock | 60
RASU190107UBK1 | Hammond universal rack shelf, 1U, 19in rack width, 7in depth, 42lb capacity, stiffener folded up, carbon steel, black, textured powder coat finish. | Stock | 60
RASU190110BK1 | Hammond universal rack shelf, 1U, 19in rack width, 10in depth, 42lb capacity, stiffener folded down, carbon steel, black, textured powder coat finish. | Stock | 60
RASV190107DBK1 | Hammond universal rack shelf, 1U, 19in rack width, 7in depth, 42lb capacity, vented, stiffener folded down, carbon steel, black, textured powder coat finish. | Stock | 60
RASV190107UBK1 | Hammond universal rack shelf, 1U, 19in rack width, 7in depth, 42lb capacity, vented, stiffener folded up, carbon steel, black, textured powder coat finish. | Stock | 60
RASU190112BK1 | Hammond universal rack shelf, 1U, 19in rack width, 12in depth, 42lb capacity, stiffener folded down, carbon steel, black, textured powder coat finish. | Stock | 70
RASV190110BK1 | Hammond universal rack shelf, 1U, 19in rack width, 10in depth, 42lb capacity, vented, stiffener folded down, carbon steel, black, textured powder coat finish. | Stock | 70
RASU190115BK1 | Hammond universal rack shelf, 1U, 19in rack width, 15in depth, 42lb capacity, stiffener folded down, carbon steel, black, textured powder coat finish. | Stock | 80
RASV190112BK1 | Hammond universal rack shelf, 1U, 19in rack width, 12in depth, 42lb capacity, vented, stiffener folded down, carbon steel, black, textured powder coat finish. | Stock | 80
RASU190120BK1 | Hammond universal rack shelf, 1U, 19in rack width, 20in depth, 42lb capacity, stiffener folded down, carbon steel, black, textured powder coat finish. | Stock | 80
RASV190115BK1 | Hammond universal rack shelf, 1U, 19in rack width, 15in depth, 42lb capacity, vented, stiffener folded down, carbon steel, black, textured powder coat finish. | Stock | 80
RASV190120BK1 | Hammond universal rack shelf, 1U, 19in rack width, 20in depth, 42lb capacity, vented, stiffener folded down, carbon steel, black, textured powder coat finish. | Stock | 90
RASU190312BK1 | Hammond universal rack shelf, 2U, 19in rack width, 12in depth, 100lb capacity, stiffener folded down, carbon steel, black, textured powder coat finish. | Stock | 70
RASU190315BK1 | Hammond universal rack shelf, 2U, 19in rack width, 15in depth, 100lb capacity, stiffener folded down, carbon steel, black, textured powder coat finish. | Stock | 80
RASV190312BK1 | Hammond universal rack shelf, 2U, 19in rack width, 12in depth, 100lb capacity, vented, stiffener folded down, carbon steel, black, textured powder coat finish. | Stock | 80
RASU190318BK1 | Hammond universal rack shelf, 2U, 19in rack width, 18in depth, 100lb capacity, stiffener folded down, carbon steel, black, textured powder coat finish. | Stock | 90
RASV190315BK1 | Hammond universal rack shelf, 2U, 19in rack width, 15in depth, 100lb capacity, vented, stiffener folded down, carbon steel, black, textured powder coat finish. | Stock | 90
RASU190320BK1 | Hammond universal rack shelf, 2U, 19in rack width, 20in depth, 100lb capacity, stiffener folded down, carbon steel, black, textured powder coat finish. | Stock | 90
RASV190318BK1 | Hammond universal rack shelf, 2U, 19in rack width, 18in depth, 100lb capacity, vented, stiffener folded down, carbon steel, black, textured powder coat finish. | Stock | 90
RASV190320BK1 | Hammond universal rack shelf, 2U, 19in rack width, 20in depth, 100lb capacity, vented, stiffener folded down, carbon steel, black, textured powder coat finish. | Stock | 90
DNDMS1916BK1 | Hammond two-post centered rack shelf, 2U, 19in rack width, 16in depth, 200lb capacity, carbon steel, black, textured powder coat finish. | Stock | 119
DNDMS19BK1 | Hammond two-post centered rack shelf, 2U, 19in rack width, 19.5in depth, 200lb capacity, carbon steel, black, textured powder coat finish. | Stock | 139
DNDMS1918BK1 | Hammond two-post centered rack shelf, 2U, 19in rack width, 18in depth, 200lb capacity, carbon steel, black, textured powder coat finish. | Stock | 123
DNDMV1918BK1 | Hammond two-post centered rack shelf, 2U, 19in rack width, 18in depth, 200lb capacity, vented, carbon steel, black, textured powder coat finish. | Stock | 123
DNDMS1920BK1 | Hammond two-post centered rack shelf, 2U, 19in rack width, 20in depth, 200lb capacity, carbon steel, black, textured powder coat finish. | Stock | 126
DNDMV19BK1 | Hammond two-post centered rack shelf, 2U, 19in rack width, 19.5in depth, 200lb capacity, vented, carbon steel, black, textured powder coat finish. | Stock | 126
DNDMS1922BK1 | Hammond two-post centered rack shelf, 2U, 19in rack width, 22in depth, 200lb capacity, carbon steel, black, textured powder coat finish. | Stock | 129
DNDMS1924BK1 | Hammond two-post centered rack shelf, 2U, 19in rack width, 24in depth, 200lb capacity, carbon steel, black, textured powder coat finish. | Stock | 132
DNDMS23BK1 | Hammond two-post centered rack shelf, 2U, 23in rack width, 19.5in depth, 200lb capacity, carbon steel, black, textured powder coat finish. | Stock | 132
RASU190515BK1 | Hammond universal rack shelf, 3U, 19in rack width, 15in depth, 200lb capacity, stiffener folded down, carbon steel, black, textured powder coat finish. | Stock | 80
RASV190515BK1 | Hammond universal rack shelf, 3U, 19in rack width, 15in depth, 200lb capacity, vented, stiffener folded down, carbon steel, black, textured powder coat finish. | Stock | 90
RASU230515BK1 | Hammond universal rack shelf, 3U, 23in rack width, 15in depth, 200lb capacity, stiffener folded down, carbon steel, black, textured powder coat finish. | Stock | 90
RASV190520BK1 | Hammond universal rack shelf, 3U, 19in rack width, 20in depth, 200lb capacity, vented, stiffener folded down, carbon steel, black, textured powder coat finish. | Stock | 100
RASU190520BK1 | Hammond universal rack shelf, 3U, 19in rack width, 20in depth, 200lb capacity, stiffener folded down, carbon steel, black, textured powder coat finish. | Stock | 100
RASU190522BK1 | Hammond universal rack shelf, 3U, 19in rack width, 22in depth, 200lb capacity, stiffener folded down, carbon steel, black, textured powder coat finish. | Stock | 110
RASU190524BK1 | Hammond universal rack shelf, 3U, 19in rack width, 24in depth, 200lb capacity, stiffener folded down, carbon steel, black, textured powder coat finish. | Stock | 120
RASU230520BK1 | Hammond universal rack shelf, 3U, 23in rack width, 20in depth, 200lb capacity, stiffener folded down, carbon steel, black, textured powder coat finish. | Stock | 110
RASV230515BK1 | Hammond universal rack shelf, 3U, 23in rack width, 15in depth, 200lb capacity, vented, stiffener folded down, carbon steel, black, textured powder coat finish. | Stock | 110
RASV230520BK1 | Hammond universal rack shelf, 3U, 23in rack width, 20in depth, 200lb capacity, vented, stiffener folded down, carbon steel, black, textured powder coat finish. | Stock | 120
BRS2P1919BK | Hammond heavy duty rack shelf, 3U, 19in rack width, 19in depth, 550lb capacity, carbon steel, black, powder coat finish. | Stock | 180
BRS2P1924BK | Hammond heavy duty rack shelf, 3U, 19in rack width, 24in depth, 550lb capacity, carbon steel, black, powder coat finish. | Stock | 200
BRS2P2319BK | Hammond heavy duty rack shelf, 3U, 23in rack width, 19in depth, 550lb capacity, carbon steel, black, powder coat finish. | Stock | 190
BRS2P2324BK | Hammond heavy duty rack shelf, 3U, 23in rack width, 24in depth, 550lb capacity, carbon steel, black, powder coat finish. | Stock | 210
Drawers for Data Communication Racks
RDRW1900312BK1 | Hammond locking rack drawer, 2U, 19in rack width, 12.25in depth, carbon steel, black, textured powder coat finish. | Stock | 320
RDRW1900312LG1 | Hammond locking rack drawer, 2U, 19in rack width, 12.25in depth, carbon steel, RAL 7035 light gray, textured powder coat finish. | Stock | 320
RDRW1900316BK1 | Hammond locking rack drawer, 2U, 19in rack width, 16.25in depth, carbon steel, black, textured powder coat finish. | Stock | 330
RDRW1900316LG1 | Hammond locking rack drawer, 2U, 19in rack width, 16.25in depth, carbon steel, RAL 7035 light gray, textured powder coat finish. | Stock | 330
RDRW1900322BK1 | Hammond locking rack drawer, 2U, 19in rack width, 22.25in depth, carbon steel, black, textured powder coat finish. | Stock | 370
RDRW1900322LG1 | Hammond locking rack drawer, 2U, 19in rack width, 22.25in depth, carbon steel, RAL 7035 light gray, textured powder coat finish. | Stock | 370
RDRW1900512BK1 | Hammond locking rack drawer, 3U, 19in rack width, 12.25in depth, carbon steel, black, textured powder coat finish. | Stock | 350
RDRW1900512LG1 | Hammond locking rack drawer, 3U, 19in rack width, 12.25in depth, carbon steel, RAL 7035 light gray, textured powder coat finish. | Stock | 350
RDRW1900516BK1 | Hammond locking rack drawer, 3U, 19in rack width, 16.25in depth, carbon steel, black, textured powder coat finish. | Stock | 359
RDRW1900516LG1 | Hammond locking rack drawer, 3U, 19in rack width, 16.25in depth, carbon steel, RAL 7035 light gray, textured powder coat finish. | Stock | 359
RDRW1900522BK1 | Hammond locking rack drawer, 3U, 19in rack width, 22.25in depth, carbon steel, black, textured powder coat finish. | Stock | 380
RDRW1900522LG1 | Hammond locking rack drawer, 3U, 19in rack width, 22.25in depth, carbon steel, RAL 7035 light gray, textured powder coat finish. | Stock | 380
RDRW1900712BK1 | Hammond locking rack drawer, 4U, 19in rack width, 12.25in depth, carbon steel, black, textured powder coat finish. | Stock | 350
RDRW1900712LG1 | Hammond locking rack drawer, 4U, 19in rack width, 12.25in depth, carbon steel, RAL 7035 light gray, textured powder coat finish. | Stock | 350
RDRW1900716BK1 | Hammond locking rack drawer, 4U, 19in rack width, 16.25in depth, carbon steel, black, textured powder coat finish. | Stock | 370
RDRW1900716LG1 | Hammond locking rack drawer, 4U, 19in rack width, 16.25in depth, carbon steel, RAL 7035 light gray, textured powder coat finish. | Stock | 370
RDRW1900722BK1 | Hammond locking rack drawer, 4U, 19in rack width, 22.25in depth, carbon steel, black, textured powder coat finish. | Stock | 409
RDRW1900722LG1 | Hammond locking rack drawer, 4U, 19in rack width, 22.25in depth, carbon steel, RAL 7035 light gray, textured powder coat finish. | Stock | 409
RDRW1900822BK1 | Hammond locking rack drawer, 5U, 19in rack width, 22.25in depth, carbon steel, black, textured powder coat finish. | Stock | 440
RDRW1900822LG1 | Hammond locking rack drawer, 5U, 19in rack width, 22.25in depth, carbon steel, RAL 7035 light gray, textured powder coat finish. | Stock | 440
RDRW1901222BK1 | Hammond locking rack drawer, 7U, 19in rack width, 22.25in depth, carbon steel, black, textured powder coat finish. | Stock | 500
RDRW1901222LG1 | Hammond locking rack drawer, 7U, 19in rack width, 22.25in depth, carbon steel, RAL 7035 light gray, textured powder coat finish. | Stock | 500
Rail Depth Adapters for Data Communication Racks
RDA1U4 | Hammond rack rail depth adapter, 1U, 1.75x4in, carbon steel, black, powder coat finish. Package of 2. | Stock | 23
RDA2U4 | Hammond rack rail depth adapter, 2U, 3.50x4in, carbon steel, black, powder coat finish. Package of 2. | Stock | 29
Support Brackets for Data Communication Racks and Instrument Enclosures
RDAB2U15 | Hammond two-post extension support bracket, 2U, 3.50x6in, carbon steel, black, powder coat finish. Package of 4. | Stock | 71
RDAB2U20 | Hammond two-post extension support bracket, 2U, 3.50x8.5in, carbon steel, black, powder coat finish. Package of 4. | Stock | 78
RDAB2U26 | Hammond two-post extension support bracket, 2U, 3.50x11.5in, carbon steel, black, powder coat finish. Package of 4. | Stock | 90
RDAB2U31 | Hammond two-post extension support bracket, 2U, 3.50x14in, carbon steel, black, powder coat finish. Package of 4. | Stock | 94
RAAB2436BK | Hammond rackmount adjustable angle bracket, 1U, 24 to 36in depth, carbon steel, black, powder coat finish. Package of 2. | Stock | 118
RAAB3648BK | Hammond rackmount adjustable angle bracket, 1U, 36 to 48in depth, carbon steel, black, powder coat finish. Package of 2. | Stock | 136
SCE-SB18 | Saginaw rack equipment support bracket, carbon steel, white, powder coat finish. For use with SCE-xxRAxxTH channels. Mounting hardware included. | from vendor up to 0 business day | 67
RM1U18BRKT | Hammond adjustable rear bracket, 1U, 18 to 28in depth, carbon steel, black, powder coat finish. Package of 2. | Stock | 64
RM2U18BRKT | Hammond adjustable rear bracket, 2U, 19 to 28in depth, carbon steel, black, powder coat finish. Package of 2. | Stock | 71
RM3U18BRKT | Hammond adjustable rear bracket, 3U or 4U, 20 to 28in depth, carbon steel, black, powder coat finish. Package of 2. | Stock | 77
Cable Management for Data Communication Racks
CMRB | Hammond vertical cable tie-down bracket, 1U, 1.75in, carbon steel, black, powder coat finish. Package of 1. | Stock | 16
RDCM2136BK | Hammond adjustable depth cable manager, 2U, 21.5 to 36.5in depth, carbon steel, black, powder coat finish. Package of 1. | Stock | 100
RDCM3348BK | Hammond adjustable depth cable manager, 2U, 33.5 to 48.5in depth, carbon steel, black, powder coat finish. Package of 1. | Stock | 110
CLB190BK | Hammond cable lacing bar, 19in rack width, round, carbon steel, black, powder coat finish. Package of 10. | Stock | 92
CLB192BK | Hammond cable lacing bar, 19in rack width, round, 2.00in offset, 75 degrees offset angle, carbon steel, black, powder coat finish. Package of 10. | Stock | 100
CLB194BK | Hammond cable lacing bar, 19in rack width, round, 4.00in offset, 75 degrees offset angle, carbon steel, black, powder coat finish. Package of 10. | Stock | 110
HCM190BK | Hammond cable lacing strip, 19in, formed, carbon steel, black, powder coat finish. Package of 10. | Stock | 110
HCM192BK | Hammond cable lacing strip, 19in, formed, 2.00in offset, 90 degrees offset angle, carbon steel, black, powder coat finish. Package of 10. | Stock | 139
HCM194BK | Hammond cable lacing strip, 19in, formed, 4.00in offset, 90 degrees offset angle, carbon steel, black, powder coat finish. Package of 10. | Stock | 144
HCM196BK | Hammond cable lacing strip, 19in, formed, 6.00in offset, 90 degrees offset angle, carbon steel, black, powder coat finish. Package of 10. | Stock | 160
HCM198BK | Hammond cable lacing strip, 19in, formed, 8.00in offset, 90 degrees offset angle, carbon steel, black, powder coat finish. Package of 10. | Stock | 178
HCM190UBK1 | Hammond cable lacing strip, 19in, flat, 2.50in offset, 45 degrees offset angle, carbon steel, black, powder coat finish. Package of 1. | Stock | 32
HCM230UBK1 | Hammond cable lacing strip, 23in, flat, 2.50in offset, 45 degrees offset angle, carbon steel, black, powder coat finish. Package of 1. | Stock | 33
CMRBK1 | Hammond rail mounting cable ring, 1U, 1.75x1.25x3.50in, carbon steel, black, powder coat finish. | Stock | 15
CMR3BK1 | Hammond rail mounting cable ring, 1U, 1.75x3.00x3.50in, carbon steel, black, powder coat finish. | Stock | 19
Din Rail for Data Communication Racks
RMAD19003BK | Hammond adjustable rack mount DIN rail kit, 2U, 19in rack width, 3.50x11.25in, 8.38in depth, 26lb capacity, carbon steel, black, textured powder coat finish. | Stock | 130
RMHD19003BK | Hammond adjustable rack mount DIN rail kit, 2U, 19in rack width, 3.50x9.25in, 8in depth, 100lb capacity, carbon steel, black, powder coat finish. | Stock | 160
Saginaw Aluminum Suspension Arm Systems for HMI Enclosures
SCE-SA08TC | Saginaw suspension arm profile, closed tube, 3.54 x 2.56in, 7.9in length, 6060T66 aluminum. | Stock | 150
SCE-SA20TC | Saginaw suspension arm profile, closed tube, 3.54 x 2.56in, 19.7in length, 6060T66 aluminum. | Stock | 133
SCE-SA30TC | Saginaw suspension arm profile, closed tube, 3.54 x 2.56in, 29.5in length, 6060T66 aluminum. | Stock | 404
SCE-SA39TC | Saginaw suspension arm profile, closed tube, 3.54 x 2.56in, 39.4in length, 6060T66 aluminum. | Stock | 216
SCE-SA79TC | Saginaw suspension arm profile, closed tube, 3.54 x 2.56in, 78.7in length, 6060T66 aluminum. | Stock | 384
SCE-SA20T | Saginaw suspension arm profile, open tube, 3.54 x 2.56in, 19.7in length, 6060T66 aluminum. | Stock | 207
SCE-SA39T | Saginaw suspension arm profile, open tube, 3.54 x 2.56in, 39.4in length, 6060T66 aluminum. | Stock | 319
SCE-SA79T | Saginaw suspension arm profile, open tube, 3.54 x 2.56in, 78.7in length, 6060T66 aluminum. | Stock | 517
SCE-SA230WH | Saginaw suspension arm fitting, wall-mount base, 230 degrees movement range, aluminum, RAL 7035 light gray, powder coat finish. For use with 3.54 x 2.56in suspension arm profile. | Stock | 489
SCE-SA310IJ | Saginaw suspension arm fitting, intermediate joint, 310 degrees movement range, aluminum, RAL 7035 light gray, powder coat finish. For use with 3.54 x 2.56in suspension arm profile. | Stock | 591
SCE-SA310IJD | Saginaw suspension arm fitting, drop-down intermediate joint, 310 degrees movement range, aluminum, RAL 7035 light gray, powder coat finish. For use with 3.54 x 2.56in suspension arm profile. | Stock | 591
SCE-SA310TMJ | Saginaw suspension arm fitting, top-mount base, 310 degrees movement range, aluminum, RAL 7035 light gray, powder coat finish. For use with 3.54 x 2.56in suspension arm profile. | Stock | 415
SCE-SA320AC | Saginaw suspension arm fitting, right-angle swivel coupling, 320 degrees movement range, aluminum, RAL 7035 light gray, powder coat finish. For use with 3.54 x 2.56in suspension arm profile. | Stock | 290
SCE-SA360C | Saginaw suspension arm fitting, swivel coupling, 360 degrees movement range, aluminum, RAL 7035 light gray, powder coat finish. For use with 3.54 x 2.56in suspension arm profile. | Stock | 183
SCE-SA45IA | Saginaw suspension arm fitting, inclining adapter, 45 degrees movement range, aluminum, RAL 7035 light gray, powder coat finish. For use with 3.54 x 2.56in suspension arm profile. | Stock | 652
SCE-SA90A | Saginaw suspension arm fitting, 90 degree elbow, aluminum, RAL 7035 light gray, powder coat finish. For use with 3.54 x 2.56in suspension arm profile. | Stock | 173
SCE-SAFC | Saginaw suspension arm fitting, fixed coupling, aluminum, RAL 7035 light gray, powder coat finish. For use with 3.54 x 2.56in suspension arm profile. | Stock | 95
SCE-SAFFS | Saginaw suspension arm fitting, fixed floor stand, aluminum, RAL 7035 light gray, powder coat finish. For use with 3.54 x 2.56in suspension arm profile. | Stock | 92
SCE-SAMM | Saginaw suspension arm fitting, monitor mounting bracket, steel, black, powder coat finish. For use with SCE-SA320AC. | Stock | 41.5
Saginaw Vertically Adjustable Aluminum Suspension Arm Systems for HMI Enclosures
SCE-SACB11T31 | Saginaw counter balance suspension arm, 11-31lb. | Stock | 1573
SCE-SACB31T55 | Saginaw counter balance suspension arm, 31-55lb. | Stock | 1601
SCE-SAHCB44T70 | Saginaw counter balance suspension arm, 44-70lb. Requires SCE-SAH06TC suspension arm on mounting end. | Stock | 3524
SCE-SAHCB44T70TM | Saginaw counter balance suspension arm, pedestal mount, 44-70lb. Requires SCE-SAH06TC suspension arm on mounting end. | Stock | 3430
SCE-SAHCB70T97 | Saginaw counter balance suspension arm, 70-97lb. Requires SCE-SAH06TC suspension arm on mounting end. | Stock | 3636
SCE-SAHCB70T97TM | Saginaw counter balance suspension arm, pedestal mount, 70-97lb. Requires SCE-SAH06TC suspension arm on mounting end. | Stock | 3430
SCE-SAHCB97T132 | Saginaw counter balance suspension arm, 97-132lb. Requires SCE-SAH06TC suspension arm on mounting end. | Stock | 3721
SCE-SAH06TC | Saginaw suspension arm profile, closed tube, 5.00 x 3.00in, 6in length, 6060T66 aluminum. For use with Saginaw counter balance arms. | Stock | 161
SCE-SAHCB97T132TM | Saginaw counter balance suspension arm, pedestal mount, 97-132lb. Requires SCE-SAH06TC suspension arm on mounting end. | Stock | 4171
SCE-SAH230WH | Saginaw suspension arm fitting, wall-mount base, 230 degrees movement range, aluminum, RAL 7035 light gray, powder coat finish. For use with 5 x 3in suspension arm profile. | Stock | 1186
SCE-SAH310TMJ | Saginaw suspension arm fitting, top-mount base, 310 degrees movement range, aluminum, RAL 7035 light gray, powder coat finish. For use with 5 x 3in suspension arm profile. | Stock | 1168
Saginaw Stainless Steel Suspension Arm Systems for HMI Enclosures
SCE-SAS20I | Saginaw suspension arm profile, round tube, 2.38in OD, 19.7in length, 304 stainless steel, #4 brush finish. | Stock | 449
SCE-SAS39I | Saginaw suspension arm profile, round tube, 2.38in OD, 39.4in length, 304 stainless steel, #4 brush finish. | Stock | 639
SCE-SAS59I | Saginaw suspension arm profile, round tube, 2.38in OD, 78.7in length, 304 stainless steel, #4 brush finish. | Stock | 1084
SCE-SAS20J | Saginaw suspension arm profile, round U-bend, 2.38in OD, 19.69in offset, 304 stainless steel, #4 brush finish. | Stock | 1738
SCE-SAS30J | Saginaw suspension arm profile, round J-bend, 2.38in OD, 29.53 x 17.72in offset, 304 stainless steel, #4 brush finish. | Stock | 1968
SCE-SAS39J | Saginaw suspension arm profile, round S-bend, 2.38in OD, 39.37 x 17.72in offset, 304 stainless steel, #4 brush finish. | Stock | 2089
SCE-SAS20S | Saginaw suspension arm profile, round S-bend, 2.38in OD, 19.69 x 23.62in offset, 304 stainless steel, #4 brush finish. | Stock | 1738
SCE-SAS39S | Saginaw suspension arm profile, round J-bend, 2.38in OD, 39.37 x 23.62in offset, 304 stainless steel, #4 brush finish. | Stock | 2020
SCE-SAS14A | Saginaw suspension arm fitting, 14 degree angle adaptor, 304 stainless steel, #4 brush finish. For use with 2.38in round tube suspension arm profile. | Stock | 774
SCE-SAS310TM | Saginaw suspension arm fitting, top-mount base, 350 degrees movement range, 304 stainless steel, #4 brush finish. For use with 2.38in round tube suspension arm profile. | Stock | 1064
SCE-SAS360C | Saginaw suspension arm fitting, swivel coupling, 350 degrees movement range, 304 stainless steel, #4 brush finish. For use with 2.38in round tube suspension arm profile. | Stock | 993
SCE-SASFSCO | Saginaw suspension arm fitting, floor stand with cable outlet, 304 stainless steel, #4 brush finish. For use with 2.38in round tube suspension arm profile. | Stock | 1065
SCE-SASWMA | Saginaw suspension arm fitting, wall-mount adapter, 304 stainless steel, #4 brush finish. For use with 2.38in round tube suspension arm profile. | Stock | 1190
SCE-SATFS | Saginaw suspension arm fitting, turnable floor stand, 360 degrees movement range, aluminum, RAL 7035 light gray, powder coat finish. | Stock | 265
Hammond TaraPlus Suspension Arm System for HMI Enclosures
R144-301-000 | Hammond taraPLUS series suspension arm profile, pull-through, 48mm diameter, 39.4in length, carbon steel, powder coat finish. | Stock | 214
R144-310-750 | Hammond taraPLUS series suspension arm profile, pull-through, 60 x 40mm, 29.5in length, carbon steel, powder coat finish. | Stock | 214
R144-311-000 | Hammond taraPLUS series suspension arm profile, pull-through, 60 x 40mm, 39.4in length, carbon steel, powder coat finish. | Stock | 214
R144-311-500 | Hammond taraPLUS series suspension arm profile, pull-through, 60 x 40mm, 59.1in length, carbon steel, powder coat finish. | Stock | 320
R144-321-000 | Hammond taraPLUS series suspension arm profile, pull-through, 70mm diameter, 39.4in length, carbon steel, powder coat finish. | Stock | 214
R144-321-500 | Hammond taraPLUS series suspension arm profile, pull-through, 70mm diameter, 59.1in length, carbon steel, powder coat finish. | Stock | 320
R149-005-000 | Hammond suspension arm fitting, right-angle top-mount swivel base, 300 degrees movement range, aluminum, RAL 7040 window gray, powder coat finish. For use with 60 x 40mm taraPLUS suspension arm profile. | Stock | 910
R149-005-001 | Hammond suspension arm fitting, straight top-mount swivel base, 300 degrees movement range, aluminum, RAL 7040 window gray, powder coat finish. For use with 70mm taraPLUS suspension arm profile. | Stock | 604
R149-010-000 | Hammond suspension arm fitting, straight wall-mount swivel base, 186 degrees movement range, aluminum, RAL 7040 window gray, powder coat finish. For use with 60 x 40mm taraPLUS suspension arm profile. | Stock | 663
R149-010-001 | Hammond suspension arm fitting, right-angle wall-mount swivel base, 316 degrees movement range, aluminum, RAL 7040 window gray, powder coat finish. For use with 70mm taraPLUS suspension arm profile. | Stock | 619
R149-015-000 | Hammond suspension arm fitting, intermediate swivel joint, 300 degrees movement range, aluminum, RAL 7040 window gray, powder coat finish. For use with 60 x 40mm taraPLUS suspension arm profile. | Stock | 728
R149-020-000 | Hammond suspension arm fitting, 90-degree elbow, aluminum, RAL 7040 window gray, powder coat finish. For use with 60 x 40mm and 48mm taraPLUS suspension arm profiles. | Stock | 271
R149-020-001 | Hammond suspension arm fitting, 90-degree elbow, aluminum, RAL 7040 window gray, powder coat finish. For use with 60 x 40mm and 70mm taraPLUS suspension arm profiles. | Stock | 271
R149-025-001 | Hammond suspension arm fitting, straight tilt/swivel coupling, 35 degrees tilt/300 degrees rotation movement range, aluminum, RAL 7040 window gray, powder coat finish. For use with 48mm taraPLUS suspension arm profile. | Stock | 1029
R149-025-500 | Hammond suspension arm fitting, straight top-mount swivel coupling, 300 degrees movement range, aluminum, RAL 7040 window gray, powder coat finish. For use with 48mm taraPLUS suspension arm profile. | Stock | 401
R149-025-501 | Hammond suspension arm fitting, straight bottom-mount swivel coupling, 300 degrees movement range, aluminum, RAL 7040 window gray, powder coat finish. For use with 48mm taraPLUS suspension arm profile. | Stock | 401
R149-030-000 | Hammond suspension arm fitting, top-mount base, aluminum, RAL 7040 window gray, powder coat finish. For use with 48mm taraPLUS suspension arm profile. | Stock | 261
R149-030-001 | Hammond suspension arm fitting, top-mount base, aluminum, RAL 7040 window gray, powder coat finish. For use with 70mm taraPLUS suspension arm profile. | Stock | 261
R149-035-000 | Hammond suspension arm fitting, right-angle swivel coupling, aluminum, RAL 7040 window gray, powder coat finish. For use with 60 x 40mm taraPLUS suspension arm profile. | Stock | 498
R149-035-001 | Hammond suspension arm fitting, right-angle tilt/swivel coupling, 35 degrees tilt/300 degrees rotation movement range, aluminum, RAL 7040 window gray, powder coat finish. For use with 60 x 40mm taraPLUS suspension arm profile. | Stock | 1408
R149-040-000 | Hammond suspension arm fitting, 90-degree swivel elbow, 300 degrees movement range, aluminum, RAL 7040 window gray, powder coat finish. For use with 60 x 40mm and 70mm taraPLUS suspension arm profiles. | Stock | 742
Hammond 50mm Heavy Duty Suspension Arm System for HMI Enclosures
R144-021-000R | Hammond Heavy Duty series suspension arm profile, pull-through, 50 x 50mm, 39.4in length, carbon steel, powder coat finish. | Stock | 423
R144-022-000R | Hammond Heavy Duty series suspension arm profile, pull-through, 50 x 50mm, 78.7in length, carbon steel, powder coat finish. | Stock | 646
R147-005-000R | Hammond suspension arm fitting, right-angle top-mount swivel base, 300 degrees movement range, ductile iron, RAL 7040 window gray, powder coat finish. For use with 50mm Heavy Duty suspension arm profile. | Stock | 1658
R147-010-000R | Hammond suspension arm fitting, straight wall-mount swing base, 170 degrees movement range, ductile iron, RAL 7040 window gray, powder coat finish. For use with 50mm Heavy Duty suspension arm profile. | Stock | 1070
R147-015-000R | Hammond suspension arm fitting, intermediate swing joint, 170 degrees movement range, ductile iron, RAL 7040 window gray, powder coat finish. For use with 50mm Heavy Duty suspension arm profile. | Stock | 1275
R147-020-000R | Hammond suspension arm fitting, 90-degree elbow, aluminum, RAL 7040 window gray, powder coat finish. For use with 50mm Heavy Duty suspension arm profile. | Stock | 433
R147-025-000R | Hammond suspension arm fitting, swivel coupling, 300 degrees movement range, aluminum, RAL 7040 window gray, powder coat finish. For use with 50mm Heavy Duty suspension arm profile. | Stock | 686
R147-030-000R | Hammond suspension arm fitting, top-mount base, ductile iron, RAL 7040 window gray, powder coat finish. For use with 50mm Heavy Duty suspension arm profile. | Stock | 563
R147-035-000R | Hammond suspension arm fitting, right-angle swivel coupling, 300 degrees movement range, aluminum, RAL 7040 window gray, powder coat finish. For use with 50mm Heavy Duty suspension arm profile. | Stock | 855
Hammond 80mm Heavy Duty Suspension Arm System for HMI Enclosures
R144-041-000R | Hammond Heavy Duty series suspension arm profile, pull-through, 80 x 80mm, 39.4in length, carbon steel, powder coat finish. | Stock | 460
R144-042-000R | Hammond Heavy Duty series suspension arm profile, pull-through, 80 x 80mm, 78.7in length, carbon steel, powder coat finish. | Stock | 716
R147-005-200R | Hammond suspension arm fitting, right-angle top-mount swivel base, 300 degrees movement range, ductile iron, RAL 7040 window gray, powder coat finish. For use with 80mm Heavy Duty suspension arm profile. | Stock | 2233
R147-010-200R | Hammond suspension arm fitting, straight wall-mount swing base, 170 degrees movement range, ductile iron, RAL 7040 window gray, powder coat finish. For use with 80mm Heavy Duty suspension arm profile. | Stock | 1712
R147-015-200R | Hammond suspension arm fitting, intermediate swing joint, 170 degrees movement range, ductile iron, RAL 7040 window gray, powder coat finish. For use with 80mm Heavy Duty suspension arm profile. | Stock | 1761
R147-020-200R | Hammond suspension arm fitting, 90-degree elbow, aluminum, RAL 7040 window gray, powder coat finish. For use with 80mm Heavy Duty suspension arm profile. | Stock | 752
R147-025-200R | Hammond suspension arm fitting, swivel coupling, 300 degrees movement range, aluminum, RAL 7040 window gray, powder coat finish. For use with 80mm Heavy Duty suspension arm profile. | Stock | 922
R147-030-200R | Hammond suspension arm fitting, top-mount base, ductile iron, RAL 7040 window gray, powder coat finish. For use with 80mm Heavy Duty suspension arm profile. | Stock | 759
R147-035-200R | Hammond suspension arm fitting, right-angle swivel coupling, 300 degrees movement range, aluminum, RAL 7040 window gray, powder coat finish. For use with 80mm Heavy Duty suspension arm profile. | Stock | 1438
R140-045-000R | Hammond suspension arm fitting, incline adapter, aluminum, RAL 7040 window gray, powder coat finish. | Stock | 205
Teknokol TK060 Aluminum Suspension Arm Systems for HMI Enclosures
TK060CTL | Teknokol TK060 series suspension arm profile, closed tube, 85 x 53mm profile, cut to length, 6063-T6 aluminum. | Stock | 1
TK060.310 | Teknokol suspension arm fitting, fixed coupling, aluminum, RAL 7035 light gray. For use with TK060 suspension arm profile. | Stock | 66
TK060.320 | Teknokol suspension arm fitting, straight swivel coupling, 310 degrees movement range, aluminum, RAL 7035 light gray. For use with TK060 suspension arm profile. | Stock | 114
TK060.400 | Teknokol suspension arm fitting, right-angle swivel coupling, 310 degrees movement range, aluminum, RAL 7035 light gray. For use with TK060 suspension arm profile. | Stock | 192
TK060.420 | Teknokol suspension arm fitting, 90 degree elbow, aluminum, RAL 7035 light gray. For use with TK060 suspension arm profile. | Stock | 90
TK060.500 | Teknokol suspension arm fitting, intermediate swivel joint, 310 degrees movement range, aluminum, RAL 7035 light gray. For use with TK060 suspension arm profile. | Stock | 299
TK060.505 | Teknokol suspension arm fitting, intermediate swing joint, plus or minus 90 degrees horizontal movement range, carbon steel, RAL 7035 light gray. For use with TK060 suspension arm profile. | Stock | 253
TK060.600 | Teknokol suspension arm fitting, right-angle top-mount swivel base, 310 degrees movement range, aluminum, RAL 7035 light gray. For use with TK060 suspension arm profile. | Stock | 313
TK060.610 | Teknokol suspension arm fitting, straight top-mount swivel base, 310 degrees movement range, aluminum, RAL 7035 light gray. For use with TK060 suspension arm profile. | Stock | 313
TK060.700 | Teknokol suspension arm fitting, straight wall-mount swivel base, 310 degrees movement range, aluminum, RAL 7035 light gray. For use with TK060 suspension arm profile. | Stock | 252
TK060.705 | Teknokol suspension arm fitting, straight wall-mount swing base, plus or minus 90 degrees horizontal movement range, carbon steel, RAL 7035 light gray. For use with TK060 suspension arm profile. | Stock | 231
TK060.710 | Teknokol suspension arm fitting, right-angle wall-mount swivel base, 310 degrees movement range, aluminum, RAL 7035 light gray. For use with TK060 suspension arm profile. | Stock | 252
TK060.800 | Teknokol suspension arm fitting, fixed base, aluminum, RAL 7035 light gray. For use with TK060 suspension arm profile. | Stock | 66
TK060.840 | Teknokol suspension arm fitting, inclining adapter, plus or minus 45 degrees movement range, aluminum, RAL 7035 light gray. For use with TK060 suspension arm profile. | Stock | 267
Teknokol TK120 Aluminum Suspension Arm Systems for HMI Enclosures
TK120CTL | Teknokol TK120 series suspension arm profile, closed tube, 120 x 75mm profile, cut to length, 6063-T6 aluminum. | Stock | 1.25
TK120.310 | Teknokol suspension arm fitting, fixed coupling, aluminum, RAL 7035 light gray. For use with TK120 suspension arm profile. | Stock | 29
TK120.320 | Teknokol suspension arm fitting, straight swivel coupling, 310 degrees movement range, aluminum, RAL 7035 light gray. For use with TK120 suspension arm profile. | Stock | 140
TK120.400 | Teknokol suspension arm fitting, right-angle swivel coupling, 310 degrees movement range, aluminum, RAL 7035 light gray. For use with TK120 suspension arm profile. | Stock | 235
TK120.420 | Teknokol suspension arm fitting, 90 degree elbow, aluminum, RAL 7035 light gray. For use with TK120 suspension arm profile. | Stock | 112
TK120.500 | Teknokol suspension arm fitting, intermediate swivel joint, 310 degrees movement range, aluminum, RAL 7035 light gray. For use with TK120 suspension arm profile. | Stock | 343
TK120.505 | Teknokol suspension arm fitting, intermediate swing joint, plus or minus 90 degrees horizontal movement range, carbon steel, RAL 7035 light gray. For use with TK120 suspension arm profile. | Stock | 329
TK120.600 | Teknokol suspension arm fitting, right-angle top-mount swivel base, 310 degrees movement range, aluminum, RAL 7035 light gray. For use with TK120 suspension arm profile. | Stock | 372
TK120.610 | Teknokol suspension arm fitting, straight top-mount swivel base, 310 degrees movement range, aluminum, RAL 7035 light gray. For use with TK120 suspension arm profile. | Stock | 372
TK120.700 | Teknokol suspension arm fitting, straight wall-mount swivel base, 310 degrees movement range, aluminum, RAL 7035 light gray. For use with TK120 suspension arm profile. | Stock | 301
TK120.705 | Teknokol suspension arm fitting, straight wall-mount swing base, plus or minus 90 degrees horizontal movement range, carbon steel, RAL 7035 light gray. For use with TK120 suspension arm profile. | Stock | 290
TK120.710 | Teknokol suspension arm fitting, right-angle wall-mount swivel base, 310 degrees movement range, aluminum, RAL 7035 light gray. For use with TK120 suspension arm profile. | Stock | 301
TK120.800 | Teknokol suspension arm fitting, fixed base, aluminum, RAL 7035 light gray. For use with TK120 suspension arm profile. | Stock | 81
TK120.820 | Teknokol suspension arm fitting, reducer, aluminum, RAL 7035 light gray. For use with TK060 and TK120 suspension arm profiles. | Stock | 55
Subpanels for Enclosures
SCE-30BP15 | Saginaw subpanel, carbon steel, white, powder coat finish. For use with SCE-SBKxx shelf brackets. | Stock | 69
SCE-36BP15 | Saginaw subpanel, carbon steel, white, powder coat finish. For use with SCE-SBKxx shelf brackets. | Stock | 74
ACEP1212 | Hammond Aluminum Command series subpanel, aluminum. For use with ACE12126LG HMI enclosures. | Stock | 15.5
ACEP1216 | Hammond Aluminum Command series subpanel, aluminum. For use with ACE12166LG HMI enclosures. | Stock | 19
ACEP1620 | Hammond Aluminum Command series subpanel, aluminum. For use with ACE1620xLG HMI enclosures. | Stock | 33
ACEP2020 | Hammond Aluminum Command series subpanel, aluminum. For use with ACE20208LG HMI enclosures. | Stock | 40.5
ACEP2024 | Hammond Aluminum Command series subpanel, aluminum. For use with ACE2024xLG HMI enclosures. | Stock | 47.5
PNA226 | Quadritalia OK series subpanel, galvanized steel. For use with 2200 x 600mm Quadritalia OK series modular enclosures. | Stock | 168
PNA228 | Quadritalia OK series subpanel, galvanized steel. For use with 2200 x 800mm Quadritalia OK series modular enclosures. | Stock | 211
PNA22A | Quadritalia OK series subpanel, galvanized steel. For use with 2200 x 1000mm Quadritalia OK series modular enclosures. | Stock | 260
PNA22C | Quadritalia OK series subpanel, galvanized steel. For use with 2200 x 1200mm Quadritalia OK series modular enclosures. | Stock | 304
MP1912 | Fibox TEMPO series subpanel, aluminum. For use with ULTPCM1912xx TEMPO series enclosures. | Stock | 6.25
MP2016 | Fibox TEMPO series subpanel, aluminum. For use with ULTPCM2016xx TEMPO series enclosures. | Stock | 9.25
MIV95 | Fibox MNX series subpanel, galvanized steel. For use with ULPCM95xxG MNX series enclosures. | Stock | 3.25
MIV100 | Fibox MNX series subpanel, galvanized steel. For use with ULPCM100xxG MNX series enclosures. | Stock | 3
MIV125 | Fibox MNX series subpanel, galvanized steel. For use with ULPCM125xxG MNX series enclosures. | Stock | 3.75
MIV150 | Fibox MNX series subpanel, galvanized steel. For use with ULPCM150xxG MNX series enclosures. | Stock | 4.5
MIV175 | Fibox MNX series subpanel, galvanized steel. For use with ULPCM175xxG MNX series enclosures. | Stock | 5.25
MIV200 | Fibox MNX series subpanel, galvanized steel. For use with ULPCM200xxG MNX series enclosures. | Stock | 7.25
SCE-64P64 | Saginaw subpanel, carbon steel, white, powder coat finish. For use with SCE-72XM6618xx, SCE-72XM3EQ18xx, SCE-72XD6618xx, SCE-72XD3EQ18xx and SCE-72XR6618 enclosures. | Stock | 563
SCE-8P8C | Saginaw subpanel, carbon steel, white, powder coat finish. For use with SCE-8C8ELJ and SCE-8C8ELJSS enclosures. | Stock | 8.25
SCE-60P36 | Saginaw subpanel, carbon steel, white, powder coat finish. For use with SCE-60EL36xxxx, SCE-36EL60xxxx, SCE-3660xxWFLP, SCE-60XEL37xxxx, SCE-60SA38xxLPPL, SCE-65VR36xx, SCE-65XVR37xx and SCE-60H36xxxx enclosures. | Stock | 295
EPG2012 | Hammond subpanel, galvanized steel. For use with 20x12 (HxW) EN4SD2012xxx Eclipse series enclosures. | Stock | 55
SCE-90P72F1 | Saginaw subpanel, carbon steel, white, powder coat finish. For use with 90 x 72in (HxW) Saginaw freestanding enclosures. | Stock | 1012
BP108FG | Stahlin subpanel, fiberglass, gray. For use with 10x8/11x9 (HxW) DSx100806xx Diamond Shield series, Jx1008xx & WH-J1008HPL J/JW series, RJx1008xx RJ/RJW series, CL1109xx Classic series and F9PBW pushbutton enclosures. | Stock | 28.5
PVCBP88-P10 | Integra subpanel, PVC, gray. For use with 8x8 (HxW) H8084xxxxx-P10 Premium series enclosures. | Stock | 23
N1JP1010PP | Hammond subpanel, perforated, carbon steel, ANSI 61 gray, powder coat finish. For use with 10x10 (HxW) N1J1010x enclosures. | Stock | 12
P0808 | Wiegmann subpanel, carbon steel, white, powder coat finish. For use with 8x8 (HxW) B080804xx enclosures. | Stock | 8.5
BP2424A | AttaBox subpanel, 3003-H14 aluminum. For use with AH24246xxx and AH242410xxx Heartland series enclosures. | Stock | 106
18G3333 | Hammond subpanel, galvanized steel. For use with 36x36 (HxW) 1418xxxx, C3R3636xxHCR and HW363612xxHK enclosures. | Stock | 221
18P1713PP | Hammond subpanel, perforated, carbon steel, ANSI 61 gray, powder coat finish. For use with 20x16 (HxW) 1418xxxx and C3R20166HCR enclosures. | Stock | 50
18A2121 | Hammond subpanel, 5052-H32 aluminum. For use with 24x24 (HxW) 1418xxxx, 1447SCxxHK, C3R2424xxHCR and HW2424xxxxHK enclosures. | Stock | 173
SCE-24N20MPP | Saginaw subpanel, perforated, carbon steel, white, powder coat finish. For use with SCE-24N2006LP, 24N2008LP and SCE-24N2010LP enclosures. | Stock | 61
SCE-90P36F2 | Saginaw subpanel, half-height, carbon steel, white, powder coat finish. For use with 90 x 36in (HxW) Saginaw freestanding enclosures. | Stock | 286
1554NPL | Hammond subpanel, galvanized steel. For use with 1554Nxx, 1554Pxx, 1555Nxx and 1555Pxx enclosures. | Stock | 8
WA72P36F1G | Wiegmann subpanel, galvanized steel. For use with 72x36 (HxW) WA7236xxxxxx and WRD7236xxFS4 freestanding enclosures. | Stock | 533
SCE-1448P2 | Saginaw subpanel, half-height, carbon steel, white, powder coat finish. For use with SCE-1448BD consoles. | Stock | 331
14R1105 | Hammond subpanel, carbon steel, RAL 9003 white, powder coat finish. For use with 12x6 (HxW) EJ126xx Eclipse Junior series and HJ1264HLP enclosures. | Stock | 10
PVCBP66-IMP-P10 | Integra subpanel, PVC, gray. For use with 6x6 (HxW) P6063-P10 & P6063C-P10 Impact series enclosures. | Stock | 18
14A0705 | Hammond subpanel, 5052-H32 aluminum. For use with 6x8/8x6 (HxW) EJxxxx Eclipse Junior series, 1414xxxx and HJ86xxx enclosures. | Stock | 8.75
WA90P24F1G | Wiegmann subpanel, galvanized steel. For use with 90x24 (HxW) WA902420xxx and WRD902420FS4 freestanding enclosures. | Stock | 468
18G2721 | Hammond subpanel, galvanized steel. For use with 24x30/30x24 (HxW) 1418xxxx, 1447Sxxxx, C3R3024xxHCR and HWxxxxxxHK enclosures. | Stock | 118
WA60P36F1G | Wiegmann subpanel, galvanized steel. For use with 60x36 (HxW) WA603624xxx and WRD603624FS4 freestanding enclosures. | Stock | 463
SCE-16P12 | Saginaw subpanel, carbon steel, white, powder coat finish. For use with SCE-16EL120xxxx, SCE-16H12xxxxLP and SCE-16R120xLP enclosures. | Stock | 23
N1JP1412 | Hammond subpanel, carbon steel, RAL 9003 white, powder coat finish. For use with 14x12 (HxW) N1J1412x enclosures. | Stock | 17.5
SCE-N68P54GALV | Saginaw subpanel, galvanized steel. For use with 68 x 54in (HxW) Saginaw NextGen enclosures. | Stock | 618
18G6933 | Hammond subpanel, galvanized steel. For use with 72x36 (HxW) 1418V12 enclosures. | Stock | 411
72YFWG | Hammond subpanel, galvanized steel. For use with 72x36/72x37 (HxW) 1418xxxx and HN4FS72xxxxxx freestanding enclosures. | Stock | 689
SCE-24N16MPP | Saginaw subpanel, perforated, carbon steel, white, powder coat finish. For use with SCE-24N1606LP enclosures. | Stock | 51
SCE-16P24C | Saginaw subpanel, carbon steel, white, powder coat finish. For use with SCE-16C24ELJ and SCE-16C24ELJSS enclosures. | Stock | 59
14R0505 | Hammond subpanel, carbon steel, RAL 9003 white, powder coat finish. For use with 6x6 (HxW) EJ664xxx Eclipse Junior series, 1414xxxx and HJ664xxx enclosures. | Stock | 6.75
ABP-2016-P10 | Integra subpanel, 3003 aluminum. For use with 20x16 (HxW) G201608E-P10 & G201608CE-P10 Genesis series enclosures. | Stock | 80
SCE-60P36F1 | Saginaw subpanel, carbon steel, white, powder coat finish. For use with 60 x 36in (HxW) Saginaw freestanding enclosures. | Stock | 351
18P3333S16 | Hammond subpanel, 316 stainless steel, #4 brush finish. For use with 36x36 (HxW) 1418xxxx, C3R3636xxHCR, and HW363612xxHK enclosures. | Stock | 531
NP4824 | Wiegmann subpanel, carbon steel, white, powder coat finish. For use with 24x48/48x24 (HxW) N12482408, SSN4244808WF3PT and WA244808WF enclosures. | Stock | 171
SCE-24P16SS | Saginaw subpanel, 304 stainless steel, #4 brush finish. For use with SCE-24EL16xxxx and SCE-24H16xxLP enclosures. | Stock | 111
NP4230 | Wiegmann subpanel, carbon steel, white, powder coat finish. For use with 30x42/42x30/42x31 (HxW) N124230xx, N1C3042xx, SDN124231xxPL, SN4423112, SSN4xxxxxx, SSN4X423112x and WA304210WF enclosures. | Stock | 201
18G3927 | Hammond subpanel, galvanized steel. For use with 30x42/42x30 (HxW) 1418xxxx, 1422R10, 1447Sxxxx, C3R423012HCR, HW423010xxHK and HN4WM304210xx enclosures. | Stock | 216
NP1612SSC | Wiegmann subpanel, 304 stainless steel. For use with 16x12 (HxW) N4121612xxxx Ultimate series enclosures. | Stock | 80
72ZWFWG | Hammond subpanel, galvanized steel. For use with 72x48 (HxW) 1418ZWxx freestanding enclosures. | Stock | 1083
1555EFPL | Hammond subpanel, galvanized steel. For use with 1555EFxxGY and 1555E2FxxGY enclosures. | Stock | 8
1554VPL | Hammond subpanel, galvanized steel. For use with 1554Vxx and 1555Vxx enclosures. | Stock | 12
SCE-24P20SS | Saginaw subpanel, 304 stainless steel, #4 brush finish. For use with SCE-20EL24xxxx, SCE-24EL20xxxx, SCE-24XEL21xxxx, SCE-24SA22xxxx, SCE-20H24xxxx and SCE-24H20xxxx enclosures. | Stock | 150
60AWFWG | Hammond subpanel, galvanized steel. For use with 60x48 (HxW) 1418AW18 freestanding enclosures. | Stock | 959
NPDD4242 | Wiegmann subpanel, carbon steel, white, powder coat finish. For use with 42x42 (HxW) SSN4424212WF3PT and WA424212WF enclosures. | Stock | 273
EP7230 | Hammond subpanel, carbon steel, RAL 9003 white, powder coat finish. For use with 72x30 (HxW) EN4SD7230xxx Eclipse series enclosures. | Stock | 372
BP2420CS | Stahlin subpanel, carbon steel, white, powder coat finish. For use with N24208HWT and NW24208HWT enclosures. | Stock | 190
PVCBP86-IMP-P10 | Integra subpanel, PVC, gray. For use with 8x6 (HxW) P8063-P10 & P8063C-P10 Impact series enclosures. | Stock | 20
SCE-60BFP42 | Saginaw subpanel, carbon steel, white, powder coat finish. For use with SCE-42EL6012xxWFALP and SCE-4260xxWFALP enclosures. | Stock | 358
14G1513 | Hammond subpanel, galvanized steel. For use with 14x16/16x14 (HxW) EJxxxx Eclipse Junior series, 1414xxxx and HJxxxx enclosures. | Stock | 24.5
NP3030C | Wiegmann subpanel, carbon steel, white, powder coat finish. For use with 30x30 (HxW) N4123030xxxx Ultimate series enclosures. | Stock | 155
NP6030 | Wiegmann subpanel, carbon steel, white, powder coat finish. For use with 30x60 (HxW) SSN4306010WF3PT and WA306010WF enclosures. | Stock | 276
EP4830 | Hammond subpanel, carbon steel, RAL 9003 white, powder coat finish. For use with 48x30 (HxW) EN4SD4830xxx Eclipse series enclosures. | Stock | 238
AP2420 | Hammond subpanel, carbon steel, RAL 9003 white, powder coat finish. For use with 24x20 (HxW) N1A2420xx enclosures. | Stock | 45
AP2416PP | Hammond subpanel, perforated, carbon steel, ANSI 61 gray, powder coat finish. For use with 24x16 (HxW) N1A24167 enclosures. | Stock | 39.5
18P1313 | Hammond subpanel, carbon steel, RAL 9003 white, powder coat finish. For use with 16x16 (HxW) 1418xxxx and C3R16166HCR enclosures. | Stock | 45.5
NP3030SSC | Wiegmann subpanel, 304 stainless steel. For use with 30x30 (HxW) N4123030xxxx Ultimate series enclosures. | Stock | 382
EPG1616 | Hammond subpanel, galvanized steel. For use with 16x16 (HxW) EN4SD1616xxx & ST1616xxx Eclipse series enclosures. | Stock | 48.5
SCE-60P48 | Saginaw subpanel, carbon steel, white, powder coat finish. For use with SCE-60EL48xxxx, SCE-6048xxLP and SCE-60XEL49xxxx enclosures. | Stock | 417
EP3030 | Hammond subpanel, carbon steel, RAL 9003 white, powder coat finish. For use with 30x30 (HxW) EN4SD3030xxx & ST3030xxx Eclipse series enclosures. | Stock | 162
NP2020SSC | Wiegmann subpanel, 304 stainless steel. For use with 20x20/20x22 (HxW) N4122020xxxx & N412202208Cxxx Ultimate series enclosures. | Stock | 151
N1JP88PP | Hammond subpanel, perforated, carbon steel, ANSI 61 gray, powder coat finish. For use with 8x8 (HxW) N1J88x and C3R886HCR enclosures. | Stock | 9
SCE-20P12GALV | Saginaw subpanel, galvannealed steel. For use with SCE-20EL1206LPxx and SCE-20H120xLP enclosures. | Stock | 36
1554XPL | Hammond subpanel, galvanized steel. For use with 1554Xxx, 1554XAxx, 1555Xxx and 1555XAxx enclosures. | Stock | 11.5
BP4836AL | Stahlin subpanel, 3003-H14 aluminum. For use with N483612HWT, N483616HWT and NW483612HWT enclosures. | Stock | 674
14G0907 | Hammond subpanel, galvanized steel. For use with 8x10/10x8 (HxW) EJxxxx Eclipse Junior series, 1414xxxx and HJxxxx enclosures. | Stock | 10.5
SCE-48P37 | Saginaw subpanel, carbon steel, white, powder coat finish. For use with SCE-48X3D11818 enclosures. | Stock | 231
SCE-64P76 | Saginaw subpanel, carbon steel, white, powder coat finish. For use with SCE-72XM78XXxx, SCE-72XM3EW18xx, SCE-72XD7818xx, SCE-72XD3EW18xx, SCE-72XR3EW18xx and SCE-72XR7818 enclosures. | Stock | 661
SCE-20P16J | Saginaw subpanel, carbon steel, white, powder coat finish. For use with SCE-2016xxELJxx enclosures. | Stock | 47.5
SCE-48P24 | Saginaw subpanel, carbon steel, white, powder coat finish. For use with SCE-48EL24xxxx, SCE-2448xxWFLP, SCE-24EL4810xxWFLP, SCE-48SA2610LPPL and SCE-48H2408LP enclosures. | Stock | 154
SCE-60P24 | Saginaw subpanel, carbon steel, white, powder coat finish. For use with SCE-60EL2412LPxx enclosures. | Stock | 201
AP2424PP | Hammond subpanel, perforated, carbon steel, ANSI 61 gray, powder coat finish. For use with 24x24 (HxW) N1A2424xx enclosures. | Stock | 93
SCE-10P8 | Saginaw subpanel, carbon steel, white, powder coat finish. For use with SCE-6PBHx, SCE-1008xELJxx, SCE-1008xCHNFxx, SCE-1008xSC, SCE-11KJxxSSST and SCE-12PBAx enclosures. | Stock | 8.75
NP2416C | Wiegmann subpanel, carbon steel, white, powder coat finish. For use with 24x16 (HxW) N4122416xxxx Ultimate series enclosures. | Stock | 59
18G1709 | Hammond subpanel, galvanized steel. For use with 20x12 (HxW) 1418CA6 & 1418CA8 enclosures. | Stock | 42
N1P0810 | Wiegmann subpanel, carbon steel, white, powder coat finish. For use with 10x8 (HxW) N1C08100x, RHC081006 and WA10080xGIE enclosures. | Stock | 8.5
SCE-20P16SS | Saginaw subpanel, 304 stainless steel, #4 brush finish. For use with SCE-16EL20xxxx, SCE-20EL16xxxx, SCE-16H20xxxx and SCE-20H16xxxx enclosures. | Stock | 103
EPG3030 | Hammond subpanel, galvanized steel. For use with 30x30 (HxW) EN4SD3030xxx & ST3030xxx Eclipse series enclosures. | Stock | 162
NP2424 | Wiegmann subpanel, carbon steel, white, powder coat finish. For use with 24x24/24x25 (HxW) B2424xxCH, N122424xx, N4242408, RHC242408, SDN122425xxPL, SN4242508, SSN42424xxx, SSN4X242508x and WA242408FM enclosures. | Stock | 91
SCE-16P14 | Saginaw subpanel, carbon steel, white, powder coat finish. For use with SCE-1614xELJxxx, SCE-1614xxCHxNFxx, SCE-1614SC and SCE-16C16ELJxxenclosures. | Stock | 31
N1P1214 | Wiegmann subpanel, carbon steel, white, powder coat finish. For use with 14x12 (HxW) N1C12140x and WA141206GIE enclosures. | Stock | 15.5
90BYHW | Hammond subpanel, half-height, carbon steel, RAL 9003 white, powder coat finish. For use with 90x72 (HxW) 1418BYxx freestanding enclosures. | Stock | 967
SCE-12N12MP | Saginaw subpanel, carbon steel, white, powder coat finish. For use with SCE-12N1204LP, 12N1206LP and SCE-12N1208LP enclosures. | Stock | 12
NP6036SSC | Wiegmann subpanel, 304 stainless steel. For use with 60x36/60x38 (HxW) N41260361xxx & N41260381xCxxx Ultimate series enclosures. | Stock | 883
SCE-64P25GALV | Saginaw subpanel, galvanized steel. For use with SCE-72XM2818xx, SCE-72XD2818xx and SCE-72XR2818 enclosures. | Stock | 285
14G0505 | Hammond subpanel, galvanized steel. For use with 6x6 (HxW) EJ664xxx Eclipse Junior series, 1414xxxx and HJ664xxx enclosures. | Stock | 6.75
SCE-12P24GALV | Saginaw subpanel, galvanized steel. For use with SCE-12EL2406xxLPxx, SCE-12EL2408LPxx, SCE-24EL1206LPxx, SCE-12H240xLP and SCE-24H12xxLP enclosures. | Stock | 43.5
90BWFW | Hammond subpanel, carbon steel, RAL 9003 white, powder coat finish. For use with 90x48 (HxW) 1418BW20 freestanding enclosures. | Stock | 1214
EP3630 | Hammond subpanel, carbon steel, RAL 9003 white, powder coat finish. For use with 36x30/36x32 (HxW) EN4SD3630xxx, EN4DSC36328xx & ST3630xxx Eclipse series enclosures. | Stock | 187
SCE-90P24F1 | Saginaw subpanel, carbon steel, white, powder coat finish. For use with 90 x 24in (HxW) Saginaw freestanding enclosures. | Stock | 355
PVCBP-1412-P10 | Integra subpanel, PVC, gray. For use with 14x12 (HxW) H141206xxxxx-P10 Premium series enclosures. | Stock | 42
18G1313 | Hammond subpanel, galvanized steel. For use with 16x16 (HxW) 1418xxxx and C3R16166HCR enclosures. | Stock | 45.5
SCE-N86P40 | Saginaw subpanel, carbon steel, white, powder coat finish. For use with 86 x 40in (HxW) Saginaw NextGen enclosures. | Stock | 412
WA72P30F1G | Wiegmann subpanel, galvanized steel. For use with 72x30 (HxW) WA7230xxxxxx and WRD7230xxFS4 freestanding enclosures. | Stock | 506
EP2442 | Hammond subpanel, carbon steel, RAL 9003 white, powder coat finish. For use with 24x42 (HxW) EN4TD2442xxx Eclipse series enclosures. | Stock | 168
1554EPL | Hammond subpanel, galvanized steel. For use with 1554Exx, 1554EExx, 1555Exx and 1555EExx enclosures. | Stock | 7.5
NP3024SS | Wiegmann subpanel, 304 stainless steel. For use with 24x30/30x24/30x25 (HxW) B3024xxCH, N12xxxxxx, N4243008, N4302408, RHC302408, SDN12302xxxPL, SN4302508, SSN4xxxxxxx, SSN4X302508x and WA302408FM enclosures. | Stock | 258
NP3636SSC | Wiegmann subpanel, 304 stainless steel. For use with 36x36 (HxW) N4123636xxxx Ultimate series enclosures. | Stock | 489
WA72P30F1 | Wiegmann subpanel, carbon steel, white, powder coat finish. For use with 72x30 (HxW) WA7230xxxxxx and WRD7230xxFS4 freestanding enclosures. | Stock | 468
18P4533 | Hammond subpanel, carbon steel, RAL 9003 white, powder coat finish. For use with 36x48 and 48x36 (HxW) 1418xxxx, 1422UW12, 1447Sxxxx, C3R4836xxHCR, HW4836xxxxHK, and HN4WM364812xx enclosures. | Stock | 284
SCE-10P10GALV | Saginaw subpanel, galvannealed steel. For use with SCE-10106ELJxx, SCE-10106CHNF, SCE-1010xSC, SCE-9PBHxxx and SCE-16PBAx enclosures. | Stock | 10
SCE-90SMP14 | Saginaw subpanel, side mount, carbon steel, white, powder coat finish. For use with 90in (H) x min. 18in (D) Saginaw freestanding enclosures. | Stock | 352
AP3024PP | Hammond subpanel, perforated, carbon steel, ANSI 61 gray, powder coat finish. For use with 30x24 (HxW) N1A3024xx enclosures. | Stock | 123
SSP-2016-P10 | Integra subpanel, side mount, carbon steel, white, powder coat finish. For use with 20x16 (HxW) G201608E-P10 & G201608CE-P10 Genesis series enclosures. Requires GSR2016-P10 frame stiffener ring and KIT-GMMR8-P10 internal mounting rail kit. | Stock | 86
14G1111 | Hammond subpanel, galvanized steel. For use with 12x12 (HxW) EJ1212xxxx Eclipse Junior series, 1414N4PHxxxL6 and HJ12126HLP enclosures. | Stock | 16.5
EPG2412 | Hammond subpanel, galvanized steel. For use with 24x12 (HxW) EN4SD2412xxx Eclipse series enclosures. | Stock | 60
WA72P24F1 | Wiegmann subpanel, carbon steel, white, powder coat finish. For use with 72x24 (HxW) WA7224xxxxxx and WRD7224xxFS4 freestanding enclosures. | Stock | 402
ABP1210-P10 | Integra subpanel, 3003 aluminum. For use with 12x10 (HxW) H1210xxxxxx-P10 Premium series enclosures. | Stock | 27.5
SCE-60P60GALV | Saginaw subpanel, galvanized steel. For use with SCE-60EL60xxxx, SCE-6060xxLP and SCE-60XEL61xxxx enclosures. | Stock | 593
BP1816AL | Stahlin subpanel, 3003-H14 aluminum. For use with 18x16 (HxW) DSx181610xx Diamond Shield series, Jx1816xx and WH-J1816HPL J/JW/Fatboy series and RJx1816xx RJ/RJW series enclosures. | Stock | 58
BP1816A | AttaBox subpanel, 3003-H14 aluminum. For use with AH18164xxx and AHxx181610xxx Heartland series enclosures. | Stock | 58
SCE-14P3 | Saginaw subpanel, carbon steel, white, powder coat finish. For use with SCE-14B consoles. | Stock | 323
P1614SS | Wiegmann subpanel, 304 stainless steel. For use with 16x14 (HxW) B1614xxxx and BN416140xxx enclosures. | Stock | 80
SBP-66-IMP-P10 | Integra subpanel, carbon steel, white, powder coat finish. For use with 6x6 (HxW) P6063-P10 & P6063C-P10 Impact series enclosures. | Stock | 29
P1210SS | Wiegmann subpanel, 304 stainless steel. For use with 12x10 (HxW) B12100xxx and BN41210xxxx enclosures. | Stock | 45.5
N1P0808 | Wiegmann subpanel, carbon steel, white, powder coat finish. For use with 8x8 (HxW) N1C08080x, RHC08080x and WA08080xGIE enclosures. | Stock | 7.25
90YFW | Hammond subpanel, carbon steel, RAL 9003 white, powder coat finish. For use with 90x36 (HxW) 1418YYxx and HN4FS9036xxxx freestanding enclosures. | Stock | 784
AP2416 | Hammond subpanel, carbon steel, RAL 9003 white, powder coat finish. For use with 24x16 (HxW) N1A24167 enclosures. | Stock | 36
18P3927 | Hammond subpanel, carbon steel, RAL 9003 white, powder coat finish. For use with 30x42 and 42x30 (HxW) 1418xxxx, 1422R10, 1447Sxxxx, C3R423012HCR, HW423010xxHK, and HN4WM304210xx enclosures. | Stock | 216
N1P1616 | Wiegmann subpanel, carbon steel, white, powder coat finish. For use with 16x16 (HxW) N1C161606LP enclosures. | Stock | 22
1590Z166PL | Hammond subpanel, galvanized steel. For use with 1590Z166xx enclosures. | Stock | 10.5
1555CFPL | Hammond subpanel, galvanized steel. For use with 1555CFx2GY and 1555C2Fx2GY enclosures. | Stock | 6.75
NP2424SSC | Wiegmann subpanel, 304 stainless steel. For use with 24x24/24x26 (HxW) N4122424xxxx & N412242608Cxxx Ultimate series enclosures. | Stock | 213
SCE-20P16 | Saginaw subpanel, carbon steel, white, powder coat finish. For use with SCE-16EL20xxxx, SCE-20EL16xxxx, SCE-16H20xxxx and SCE-20H16xxxx enclosures. | Stock | 47
NP1612SS | Wiegmann subpanel, 304 stainless steel. For use with 16x12 (HxW) N121612xx, N4161208, RHC161206, SSN416120xxx and WA161206FM enclosures. | Stock | 80
BP1412CS | Stahlin subpanel, carbon steel, white, powder coat finish. For use with 14x12/15x13 (HxW) DSx14120xxx Diamond Shield series, Jx1412xx & WH-J1412HPL J/JW series, RJx1412xx RJ/RJW series and CL1513xx Classic series enclosures. | Stock | 34.5
SCE-64P64GALV | Saginaw subpanel, galvanized steel. For use with SCE-72XM6618xx, SCE-72XM3EQ18xx, SCE-72XD6618xx, SCE-72XD3EQ18xx and SCE-72XR6618 enclosures. | Stock | 704
SCE-1460P3 | Saginaw subpanel, carbon steel, white, powder coat finish. For use with SCE-1460BD consoles. | Stock | 626
AP2424 | Hammond subpanel, carbon steel, RAL 9003 white, powder coat finish. For use with 24x24 (HxW) N1A2424xx enclosures. | Stock | 84
P1210 | Wiegmann subpanel, carbon steel, white, powder coat finish. For use with 12x10 (HxW) B12100xxx and BN41210xxxx enclosures. | Stock | 13.25
18P2109 | Hammond subpanel, carbon steel, RAL 9003 white, powder coat finish. For use with 24x12 (HxW) 1418xxxx enclosures. | Stock | 54
NP3030SS | Wiegmann subpanel, 304 stainless steel. For use with 30x30 (HxW) N123030xx, N4303008, RHC30300x, SSN4303008xxx and WC936B enclosures. | Stock | 414
P1610 | Wiegmann subpanel, carbon steel, white, powder coat finish. For use with 16x10 (HxW) B161006CH enclosures. | Stock | 17
SCE-24P20 | Saginaw subpanel, carbon steel, white, powder coat finish. For use with SCE-20EL24xxxx, SCE-24EL20xxxx, SCE-24XEL21xxxx, SCE-24SA22xxxx, SCE-20H24xxxx and SCE-24H20xxxx enclosures. | Stock | 71
BP86FG | Stahlin subpanel, fiberglass, gray. For use with 8x6/9x7 (HxW) DSx80604xx Diamond Shield series, Jx806xx J/JW series, RJx806xx RJ/RJW series, CL907xx Classic series and F6PBW pushbutton enclosures. | Stock | 23.5
14A0907 | Hammond subpanel, 5052-H32 aluminum. For use with 8x10/10x8 (HxW) EJxxxx Eclipse Junior series, 1414xxxx and HJxxxx enclosures. | Stock | 11.5
SCE-14P12SS | Saginaw subpanel, 316L stainless steel, #4 brush finish. For use with SCE-1412xELJxx, SCE-1412xCHNF, SCE-1412SC and SCE-15KJxxSSST enclosures. | Stock | 34.5
NP4836SS | Wiegmann subpanel, 304 stainless steel. For use with 36x48/48x36/48x37 (HxW) B483611CH, N124836xx, N1C3648xx, N4483608, SDN12483xxxPL, SN4483712, SSN4xxxxxx, SSN4X483712x and WA364812WF enclosures. | Stock | 669
18G4527 | Hammond subpanel, galvanized steel. For use with 30x48/48x30 (HxW) 1418xxxx, 1422RW10 and HN4WM304810xx enclosures. | Stock | 240
SCE-30N24MPP | Saginaw subpanel, perforated, carbon steel, white, powder coat finish. For use with SCE-30N2406LP, 30N2408LP and SCE-30N2412LP enclosures. | Stock | 114
SP14 | AttaBox subpanel, side mount, 3003-H14 aluminum. For use with AH14126xxx and AHF14126x Heartland series enclosures. | Stock | 72
EPG3042 | Hammond subpanel, galvanized steel. For use with 30x42 (HxW) EN4TD304210xx Eclipse series enclosures. | Stock | 218
ABP108-P10 | Integra subpanel, 3003 aluminum. For use with 10x8 (HxW) H1008xxxxxx-P10 Premium series enclosures. | Stock | 24
SCE-36P36SS | Saginaw subpanel, 304 stainless steel, #4 brush finish. For use with SCE-463719xxxx, SCE-36EL36xxxx and SCE-36H36xxxx enclosures. | Stock | 403
SCE-64P76GALV | Saginaw subpanel, galvanized steel. For use with SCE-72XM78XXxx, SCE-72XM3EW18xx, SCE-72XD7818xx, SCE-72XD3EW18xx, SCE-72XR3EW18xx and SCE-72XR7818 enclosures. | Stock | 827
N1P2020 | Wiegmann subpanel, carbon steel, white, powder coat finish. For use with 20x20 (HxW) N1C20200xLP enclosures. | Stock | 35.5
72ZXHWG | Hammond subpanel, half-height, galvanized steel. For use with 72x60 (HxW) 1418ZXxx freestanding enclosures. | Stock | 781
SBP-1614-P10 | Integra subpanel, carbon steel, white, powder coat finish. For use with 16x14 (HxW) H161407xxxxx-P10 Premium series enclosures. | Stock | 64
EP1210 | Hammond subpanel, carbon steel, RAL 9003 white, powder coat finish. For use with 12x10 (HxW) EN4SD12106xx Eclipse series enclosures. | Stock | 19.5
NPDD4842 | Wiegmann subpanel, carbon steel, white, powder coat finish. For use with 42x48 (HxW) SSN4424812WF3PT and WA424812WF enclosures. | Stock | 309
60TYHW | Hammond subpanel, half-height, carbon steel, RAL 9003 white, powder coat finish. For use with 60x36 (HxW) 1418TY24 and HN4FS603624SS freestanding enclosures. | Stock | 361
SCE-20P30C | Saginaw subpanel, carbon steel, white, powder coat finish. For use with SCE-20C30ELJ and SCE-20C30ELJSS enclosures. | Stock | 74
SCE-10N8MP | Saginaw subpanel, carbon steel, white, powder coat finish. For use with SCE-10N804LP and SCE-10N806LP enclosures. | Stock | 7.5
N1P2016 | Wiegmann subpanel, carbon steel, white, powder coat finish. For use with 16x20 (HxW) N1C201606LP enclosures. | Stock | 27
WA60P24F2 | Wiegmann subpanel, half-height, carbon steel, white, powder coat finish. For use with 60x24 (HxW) WA602418xxx and WRD602418FS4 freestanding enclosures. | Stock | 259
SCE-12P12GALV | Saginaw subpanel, galvannealed steel. For use with SCE-1212ELJxx, SCE-1212CHNF, SCE-1212SC and SCE-16PBHxxx enclosures. | Stock | 13.5
N1JP1212PP | Hammond subpanel, perforated, carbon steel, ANSI 61 gray, powder coat finish. For use with 12x12 (HxW) N1J1212x and C3R1212xxHCR enclosures. | Stock | 17
WA72P48F1 | Wiegmann subpanel, carbon steel, white, powder coat finish. For use with 72x48 (HxW) WA7248xxxxx and WRD7248xxFSD4 freestanding enclosures. | Stock | 841
14R0707SS | Hammond subpanel, 304 stainless steel, #4 brush finish. For use with 8x8 (HxW) EJ884xxx Eclipse Junior series and HJ884HLP enclosures. | Stock | 30
EPG3012 | Hammond subpanel, galvanized steel. For use with 30x12 (HxW) EN4SD30128xx Eclipse series enclosures. | Stock | 74
AP1616PP | Hammond subpanel, perforated, carbon steel, ANSI 61 gray, powder coat finish. For use with 16x16 (HxW) N1A16167 enclosures. | Stock | 26.5
72WHW | Hammond subpanel, half-height, carbon steel, RAL 9003 white, powder coat finish. For use with 72x24/72x25 (HxW) 1418xxxx and HN4FS72xxxxxx freestanding enclosures. | Stock | 322
BPJ2016AL | Stahlin subpanel, 3003-H14 aluminum. For use with 20x16 (HxW) DSx201610xx Diamond Shield series, Jx2016xx and WH-J2016HPL J/JW series and RJx2016xx RJ/RJW series enclosures. | Stock | 74
1554BPL | Hammond subpanel, galvanized steel. For use with 1554Bxx and 1555Bxx enclosures. | Stock | 5.75
SCE-72SMP14 | Saginaw subpanel, side mount, carbon steel, white, powder coat finish. For use with 72in (H) x min. 18in (D) Saginaw freestanding enclosures. | Stock | 242
SCE-16N16MP | Saginaw subpanel, carbon steel, white, powder coat finish. For use with SCE-16N1606LP and SCE-16N1608LP enclosures. | Stock | 32
SCE-48P76 | Saginaw subpanel, carbon steel, white, powder coat finish. For use with SCE-48X2D7812, SCE-48X2D7818, SCE-48X3D11818 and SCE-48X4D15818 enclosures. | Stock | 546
EPG3648 | Hammond subpanel, galvanized steel. For use with 36x48 (HxW) EN4TD364812xx Eclipse series enclosures. | Stock | 280
NP4024C | Wiegmann subpanel, carbon steel, white, powder coat finish. For use with 40x24 (HxW) N412402412xx Ultimate series enclosures. | Stock | 158
14G0705 | Hammond subpanel, galvanized steel. For use with 6x8/8x6 (HxW) EJxxxx Eclipse Junior series, 1414xxxx and HJ86xxx enclosures. | Stock | 8
EPG7236 | Hammond subpanel, galvanized steel. For use with 72x36 (HxW) EN4SD7236xxx Eclipse series enclosures. | Stock | 412
SCE-36P24SS | Saginaw subpanel, 304 stainless steel, #4 brush finish. For use with SCE-36EL24xxxx, SCE-36XEL25xxxx, SCE-36SA26xxxx, SCE41VR2412, SCE-36R24xxLP and SCE-36H24xxxx enclosures. | Stock | 257
PNA20C | Quadritalia OK series subpanel, galvanized steel. For use with 2000 x 1200mm Quadritalia OK series modular enclosures. | Stock | 241
1554JPL | Hammond subpanel, galvanized steel. For use with 1554Jxx, 1554Kxx, 1555Jxx and 1555Kxx enclosures. | Stock | 8.25
EPG1212 | Hammond subpanel, galvanized steel. For use with 12x12 (HxW) EN4SD12126xx & ST12126LG Eclipse series enclosures. | Stock | 15
N1P2436 | Wiegmann subpanel, carbon steel, white, powder coat finish. For use with 36x24 (HxW) N1C24360xLP enclosures. | Stock | 103
AP3030 | Hammond subpanel, carbon steel, RAL 9003 white, powder coat finish. For use with 30x30 (HxW) N1A30309 enclosures. | Stock | 114
SCE-30P30 | Saginaw subpanel, carbon steel, white, powder coat finish. For use with SCE-30EL30xxxx and SCE-30H30xxxx enclosures. | Stock | 130
18P3327S16 | Hammond subpanel, 316 stainless steel, #4 brush finish. For use with 36x30 (HxW) 1418xxxx, 1447Sxxxx, C3R363012HCR, and HW3630xxxxHK enclosures. | Stock | 439
EPG3048 | Hammond subpanel, galvanized steel. For use with 30x48 (HxW) EN4SD3048xxx Eclipse series enclosures. | Stock | 244
EP2416 | Hammond subpanel, carbon steel, RAL 9003 white, powder coat finish. For use with 24x16 (HxW) EN4SD2416xxx Eclipse series enclosures. | Stock | 66
SCE-60P24F2 | Saginaw subpanel, half-height, carbon steel, white, powder coat finish. For use with 60 x 24in (HxW) Saginaw freestanding enclosures. | Stock | 181
SCE-30P24 | Saginaw subpanel, carbon steel, white, powder coat finish. For use with SCE-402516Sxxxx, SCE-24EL30xxxx, SCE-30EL24xxxx, SCE-30XEL25xxxx, SCE-30SA26xxxx, SCE-35VR2412, SCE-30R24xxxx, SCE-24H30xxxx and SCE-30H24xxxx enclosures. | Stock | 98
18G1717 | Hammond subpanel, galvanized steel. For use with 20x20 (HxW) 1418xxxx, 1447SAxxHK and C3R20208HCR enclosures. | Stock | 64
SCE-48P36 | Saginaw subpanel, carbon steel, white, powder coat finish. For use with SCE-464919xxxx, SCE-48EL36xxxx, SCE-36EL48xxxx, SCE-3648xxWFLP, SCE-48XEL37xxxx, SCE-48SA38xxLPPL, SCE-53VR36xx, SCE-53XVR37xx and SCE-48H36xxxx enclosures. | Stock | 240
72ZYHWG | Hammond subpanel, half-height, galvanized steel. For use with 72x72 (HxW) 1418ZYxx freestanding enclosures. | Stock | 872
NP3020SS | Wiegmann subpanel, 304 stainless steel. For use with 30x20/30x21 (HxW) B30200xCH, N123020xx, N430200x, SDN123021xxPL, SSN43020x and WC924B enclosures. | Stock | 245
BP1412ABS | AttaBox subpanel, ABS plastic, black. For use with AH14124xxx and AHxx14126xxx Heartland series enclosures. | Stock | 29.5
SCE-90P36F1 | Saginaw subpanel, carbon steel, white, powder coat finish. For use with 90 x 36in (HxW) Saginaw freestanding enclosures. | Stock | 483
14G0909 | Hammond subpanel, galvanized steel. For use with 10x10 (HxW) EJ10106xxx Eclipse Junior series and HJ10106HLP enclosures. | Stock | 12.5
1555NFPL | Hammond subpanel, galvanized steel. For use with 1555NFxxGY and 1555N2FxxGY enclosures. | Stock | 5.75
18G3933 | Hammond subpanel, galvanized steel. For use with 36x42/42x36 (HxW) 1418xxxx, 1422UV12, 1447Sxxxx, C3R423612HCR, HW423610xxHK and HN4WM364210xx enclosures. | Stock | 251
EPG6036 | Hammond subpanel, galvanized steel. For use with 60x36/60x38 (HxW) EN4SD6036xxx, EN4DSC603812xx & ST6036xxxx Eclipse series enclosures. | Stock | 343
14A0505 | Hammond subpanel, 5052-H32 aluminum. For use with 6x6 (HxW) EJ664xxx Eclipse Junior series, 1414xxxx and HJ664xxx enclosures. | Stock | 7.5
SCE-72P36 | Saginaw subpanel, carbon steel, white, powder coat finish. For use with SCE-72EL36xxxx and SCE-72H36xxLP enclosures. | Stock | 350
P0806SS | Wiegmann subpanel, 304 stainless steel. For use with 8x6 (HxW) B08060xxx and BN408060xxx enclosures. | Stock | 22.5
NP2020SS | Wiegmann subpanel, 304 stainless steel. For use with 20x20 (HxW) B20200xCH, N122020xx, N420200x, RHC202008, SDN122021xxPL, SSN420200xx and WA202006FM enclosures. | Stock | 151
NP3636SS | Wiegmann subpanel, 304 stainless steel. For use with 36x36 (HxW) N123636xx, RHC363612 and SSN4363612xxx enclosures. | Stock | 489
NP4024 | Wiegmann subpanel, carbon steel, white, powder coat finish. For use with 40x24in (HxW) NEMA 1, 3R, 4, 4X and/or 12 wall mount enclosures. | Stock | 158
SCE-48P42 | Saginaw subpanel, carbon steel, white, powder coat finish. For use with SCE-42EL4812xxWFLP and SCE-4248xxWFLP enclosures. | Stock | 276
SCE-36P30SS | Saginaw subpanel, 304 stainless steel, #4 brush finish. For use with SCE-403716xxxx, SCE-30EL36xxxx, SCE-36EL30xxxx, SCE-36XEL31xxxx, SCE-36SA32xxLPPL, SCE-36R30xxLP, SCE-30H36xxxx and SCE-36H30xxxx enclosures. | Stock | 343
PVCBP66-P10 | Integra subpanel, PVC, gray. For use with 6x6 (HxW) H6064xxxxx-P10 Premium series enclosures. | Stock | 18
1590Z162PL | Hammond subpanel, galvanized steel. For use with 1590Z162xx enclosures. | Stock | 10
SCE-72P36GALV | Saginaw subpanel, galvanized steel. For use with SCE-72EL36xxxx and SCE-72H36xxLP enclosures. | Stock | 403
ABP-1614-P10 | Integra subpanel, 3003 aluminum. For use with 16x14 (HxW) H161407xxxxx-P10 Premium series enclosures. | Stock | 44
WA90P24F1 | Wiegmann subpanel, carbon steel, white, powder coat finish. For use with 90x24 (HxW) WA902420xxx and WRD902420FS4 freestanding enclosures. | Stock | 468
EPG2430 | Hammond subpanel, galvanized steel. For use with 24x30 (HxW) EN4SD2430xxx Eclipse series enclosures. | Stock | 123
18A1717 | Hammond subpanel, 5052-H32 aluminum. For use with 20x20 (HxW) 1418xxxx, 1447SAxxHK and C3R20208HCR enclosures. | Stock | 90
NP2020C | Wiegmann subpanel, carbon steel, white, powder coat finish. For use with 20x20/20x22 (HxW) N4122020xxxx & N412202208Cxxx Ultimate series enclosures. | Stock | 61
NP6036SS | Wiegmann subpanel, 304 stainless steel. For use with 36x60/60x36/60x37 (HxW) N126036xx, N4603616, SDN12603xxxPL, SN4603712, SSN4xxxxxx, SSN4X603712x and WA366012WF enclosures. | Stock | 883
NP3024SSC | Wiegmann subpanel, 304 stainless steel. For use with 24x30/30x24 (HxW) N4122430xxxx, N4123024xxxx & N412302608Cxxx Ultimate series enclosures. | Stock | 280
WA90P48F1 | Wiegmann subpanel, carbon steel, white, powder coat finish. For use with 90x48 (HxW) WA904820xxx and WRD904820FSD4 freestanding enclosures. | Stock | 989
1590ZGRP123PL | Hammond subpanel, galvanized steel. For use with 1590ZGRP123 enclosures. | Stock | 10.5
NPDD5442 | Wiegmann subpanel, carbon steel, white, powder coat finish. For use with 54x42 (HxW) N12544208 enclosures. | Stock | 330
N1P1216 | Wiegmann subpanel, carbon steel, white, powder coat finish. For use with 16x12 (HxW) N1C121606S enclosure. | Stock | 17.5
P1412 | Wiegmann subpanel, carbon steel, white, powder coat finish. For use with 14x12 (HxW) B14120xxx and BN414120xxxx enclosures. | Stock | 17.5
EP4236 | Hammond subpanel, carbon steel, RAL 9003 white, powder coat finish. For use with 42x36/42x38 (HxW) EN4SD4236xxx & EN4DSC423812xx Eclipse series enclosures. | Stock | 255
NP7230G | Wiegmann subpanel, galvanized steel. For use with 72x30 (HxW) N1272301x enclosures. | Stock | 344
72ZWHWG | Hammond subpanel, half-height, galvanized steel. For use with 72x48 (HxW) 1418ZWxx freestanding enclosures. | Stock | 693
SCE-12DLP12GALV | Saginaw subpanel, galvannealed steel. For use with SCE-12EL1206xxLPxx and SCE-12R120xLP enclosures. | Stock | 21.5
18P2727S16 | Hammond subpanel, 316 stainless steel, #4 brush finish. For use with 30x30 (HxW) 1418xxxx, C3R3030xxHCR, and HW30308xxHK enclosures. | Stock | 371
SCE-72P72GALV | Saginaw subpanel, galvanized steel. For use with SCE-72EL72xxxx, SCE-7272xxULP, SCE-72X73xxLP and SCE-72XEL73xxxx enclosures. | Stock | 915
SBP-98-IMP-P10 | Integra subpanel, carbon steel, white, powder coat finish. For use with 9x8 (HxW) P9082-P10 & P9082C-P10 Impact series enclosures. | Stock | 33
N1P1212 | Wiegmann subpanel, carbon steel, white, powder coat finish. For use with 12x12 (HxW) N1C12120x, RHC121206 and WA121206GIE enclosures. | Stock | 13.75
14A1513 | Hammond subpanel, 5052-H32 aluminum. For use with 14x16/16x14 (HxW) EJxxxx Eclipse Junior series, 1414xxxx and HJxxxx enclosures. | Stock | 27.5
1554YPL | Hammond subpanel, galvanized steel. For use with 1554Yxx, 1554YAxx, 1555Yxx and 1555YAxx enclosures. | Stock | 13
BP108ABS | AttaBox subpanel, ABS plastic, black. For use with AH1083xxx, AH1084xxx, and AHx1086xxx Heartland series enclosures. | Stock | 21.5
14R1111 | Hammond subpanel, carbon steel, RAL 9003 white, powder coat finish. For use with 12x12 (HxW) EJ1212xxxx Eclipse Junior series, 1414N4PHxxxL6 and HJ12126HLP enclosures. | Stock | 16.5
18P1713 | Hammond subpanel, carbon steel, RAL 9003 white, powder coat finish. For use with 20x16 (HxW) 1418xxxx and C3R20166HCR enclosures. | Stock | 54
EPG4848 | Hammond subpanel, galvanized steel. For use with 48x48 (HxW) EN4TD484812xx Eclipse series enclosures. | Stock | 339
EPG4236 | Hammond subpanel, galvanized steel. For use with 42x36/42x38 (HxW) EN4SD4236xxx & EN4DSC423812xx Eclipse series enclosures. | Stock | 255
SCE-N68P34GALV | Saginaw subpanel, galvanized steel. For use with 68 x 34in (HxW) Saginaw NextGen enclosures. | Stock | 309
NP2416SS | Wiegmann subpanel, 304 stainless steel. For use with 24x16 (HxW) N1224160x, SSN4241608 and SSN4241608A enclosures. | Stock | 145
BPJ2016CS | Stahlin subpanel, carbon steel, white, powder coat finish. For use with 20x16 (HxW) DSx201610xx Diamond Shield series and Jx808xx and WH-J2016Hxx J/JW series enclosures. | Stock | 74
SCE-36N24MP | Saginaw subpanel, carbon steel, white, powder coat finish. For use with SCE-36N2406LP, 36N2408LP and SCE-36N2412LP enclosures. | Stock | 89
BP2424AL | Stahlin subpanel, 3003-H14 aluminum. For use with N24241410HWT, NW242410RT, N24241412HWT and NW242410HWT enclosures. | Stock | 233
NP4242C | Wiegmann subpanel, carbon steel, white, powder coat finish. For use with 42x42 (HxW) N412D424212SSC Ultimate series enclosures. | Stock | 439
1590ZGRP263PL | Hammond subpanel, galvanized steel. For use with 1590ZGRP263 and 1590ZGRP264 enclosures. | Stock | 28
N1JP2012PP | Hammond subpanel, perforated, carbon steel, ANSI 61 gray, powder coat finish. For use with 20x12 (HxW) N1J20126 enclosures. | Stock | 26.5
18P4521 | Hammond subpanel, carbon steel, RAL 9003 white, powder coat finish. For use with 24x48 and 48x24 (HxW) 1418Q8, 1422PW8, 1447SQ10HK, and HN4WM24488xx enclosures. | Stock | 195
SBP-86-IMP-P10 | Integra subpanel, carbon steel, white, powder coat finish. For use with 8x6 (HxW) P8063-P10 & P8063C-P10 Impact series enclosures. | Stock | 32
SCE-12N10MP | Saginaw subpanel, carbon steel, white, powder coat finish. For use with SCE-12N1004LP and SCE-12N1006LP enclosures. | Stock | 10
SCE-64P37GALV | Saginaw subpanel, galvanized steel. For use with SCE-72XM4018xx, SCE-72XM3EW18xx, SCE-72XD4018xx, SCE-72XD3EW18xx and SCE-72XR4018 enclosures. | Stock | 326
72ZWHW | Hammond subpanel, half-height, carbon steel, RAL 9003 white, powder coat finish. For use with 72x48 (HxW) 1418ZWxx freestanding enclosures. | Stock | 664
SCE-36P30 | Saginaw subpanel, carbon steel, white, powder coat finish. For use with SCE-403716xxxx, SCE-30EL36xxxx, SCE-36EL30xxxx, SCE-36XEL31xxxx, SCE-36SA32xxLPPL, SCE-36R30xxLP, SCE-30H36xxxx and SCE-36H30xxxx enclosures. | Stock | 157
SCE-1448P3 | Saginaw subpanel, carbon steel, white, powder coat finish. For use with SCE-1448BD consoles. | Stock | 524
18A2721 | Hammond subpanel, 5052-H32 aluminum. For use with 24x30/30x24 (HxW) 1418xxxx, 1447Sxxxx, C3R3024xxHCR and HWxxxxxxHK enclosures. | Stock | 207
14R0909SS | Hammond subpanel, 304 stainless steel, #4 brush finish. For use with 10x10 (HxW) EJ10106xxx Eclipse Junior series and HJ10106HLP enclosures. | Stock | 43
18G1309 | Hammond subpanel, galvanized steel. For use with 16x12 (HxW) 1418xxxx and C3R16126HCR enclosures. | Stock | 36.5
18P1313S16 | Hammond subpanel, 316 stainless steel, #4 brush finish. For use with 16x16 (HxW) 1418xxxx and C3R16166HCR enclosures. | Stock | 108
SCE-16P20C | Saginaw subpanel, carbon steel, white, powder coat finish. For use with SCE-16C20ELJ and SCE-16C20ELJSS enclosures. | Stock | 49
SCE-30P24GALV | Saginaw subpanel, galvanized steel. For use with SCE-402516Sxxxx, SCE-24EL30xxxx, SCE-30EL24xxxx, SCE-30XEL25xxxx, SCE-30SA26xxxx, SCE-35VR2412, SCE-30R24xxxx, SCE-24H30xxxx and SCE-30H24xxxx enclosures. | Stock | 103
SCE-72P36F2 | Saginaw subpanel, half-height, carbon steel, white, powder coat finish. For use with 72 x 36in (HxW) Saginaw freestanding enclosures. | Stock | 247
SCE-60P30GALV | Saginaw subpanel, galvanized steel. For use with SCE-30EL6010xxWFLP and SCE-3060xxWFLP enclosures. | Stock | 285
18P3927S16 | Hammond subpanel, 316 stainless steel, #4 brush finish. For use with 30x42 and 42x30 (HxW) 1418xxxx, 1422R10, 1447Sxxxx, C3R423012HCR, HW423010xxHK, and HN4WM304210xx enclosures. | Stock | 517
14G0503 | Hammond subpanel, galvanized steel. For use with 6x4 (HxW) EJ64xxx Eclipse Junior series, 1414xxxx and HJ64xxx enclosures. | Stock | 5.5
SCE-30N24MP | Saginaw subpanel, carbon steel, white, powder coat finish. For use with SCE-30N2406LP, 30N2408LP and SCE-30N2412LP enclosures. | Stock | 74
90FD26 | Hammond subpanel, side mount, carbon steel, RAL 9003 white, powder coat finish. For use with 90in (H) x 36in (D) 1418xxx36 and HN4FS90xx36xx freestanding enclosures. | Stock | 671
NP6030C | Wiegmann subpanel, carbon steel, white, powder coat finish. For use with 30x60 (HxW) N412D306010xxC Ultimate series enclosures. | Stock | 468
NP7230 | Wiegmann subpanel, carbon steel, white, powder coat finish. For use with 72x30 (HxW) N1272301x enclosures. | Stock | 318
14A1307 | Hammond subpanel, 5052-H32 aluminum. For use with 14x8 (HxW) EJ1486xx Eclipse Junior series and HJ1486HLP enclosures. | Stock | 16
SCE-82P37 | Saginaw subpanel, carbon steel, white, powder coat finish. For use with SCE-86M3Exx, SCE-90XM3EWxxxx, SCE-90XD4018xx, and SCE-90XR4018 enclosures. | Stock | 433
1590ZGRP253PL | Hammond subpanel, galvanized steel. For use with 1590ZGRP253 enclosures. | Stock | 21
EPG1620 | Hammond subpanel, galvanized steel. For use with 16x20 (HxW) EN4SD1620xxx Eclipse series enclosures. | Stock | 55
BP66AL | Stahlin subpanel, 3003-H14 aluminum. For use with 6x6/7x7 (HxW) DSx60604xx Diamond Shield series, Jx606xx J/JW series, RJ606xx RJ series, CL707xx Classic series and F4PBW pushbutton enclosures. | Stock | 13
BP66A | AttaBox subpanel, 3003-H14 aluminum. For use with AHx664xxx Heartland series enclosures. | Stock | 13
SCE-20N16MPP | Saginaw subpanel, perforated, carbon steel, white, powder coat finish. For use with SCE-16N2006LP, 20N1606LP and SCE-20N1608LP enclosures. | Stock | 44.5
1554UPL | Hammond subpanel, galvanized steel. For use with 1554Uxx and 1555Uxx enclosures. | Stock | 9.5
EPG3016 | Hammond subpanel, galvanized steel. For use with 30x16 (HxW) EN4SD3016xxx Eclipse series enclosures. | Stock | 92
AP3624PP | Hammond subpanel, perforated, carbon steel, ANSI 61 gray, powder coat finish. For use with 36x24 (HxW) N1A3624x enclosures. | Stock | 126
SCE-8P6SS | Saginaw subpanel, 316L stainless steel, #4 brush finish. For use with SCE-6PBAx, SCE-806xELJxx, SCE-806xCHNFxx, SCE-806xSC and SCE-9KxxSSST enclosures. | Stock | 14.25
18A1309 | Hammond subpanel, 5052-H32 aluminum. For use with 16x12 (HxW) 1418xxxx and C3R16126HCR enclosures. | Stock | 49.5
NP3024C | Wiegmann subpanel, carbon steel, white, powder coat finish. For use with 24x30/30x24 (HxW) N4122430xxxx, N4123024xxxx & N412302608Cxxx Ultimate series enclosures. | Stock | 110
SCE-48P30GALV | Saginaw subpanel, galvanized steel. For use with SCE-48EL30xxxx, SCE-304810WFLP, SCE-30EL4810xxWFLP and SCE-48H30xxLP enclosures. | Stock | 221
18P1717 | Hammond subpanel, carbon steel, RAL 9003 white, powder coat finish. For use with 20x20 (HxW) 1418xxxx, 1447SAxxHK, and C3R20208HCR enclosures. | Stock | 64
SBP108-IMP-P10 | Integra subpanel, carbon steel, white, powder coat finish. For use with 10x8 (HxW) P10086-P10 & P10086C-P10 Impact series enclosures. | Stock | 36.5
SCE-N68P40 | Saginaw subpanel, carbon steel, white, powder coat finish. For use with 68 x 40in (HxW) Saginaw NextGen enclosures. | Stock | 270
NP4830 | Wiegmann subpanel, carbon steel, white, powder coat finish. For use with 30x48/48x30 (HxW) N124830xx, N4483010, SSN4304810WF3PT and WA304810WF enclosures. | Stock | 225
ABP-2424-XXL-P10 | Integra subpanel, XXL, 3003 aluminum. For use with 24x24 (HxW) G242410E-P10 & G242410CE-P10 Genesis series enclosures. | Stock | 210
BPJ2420AL | Stahlin subpanel, 3003-H14 aluminum. For use with J2420HPL enclosures. | Stock | 250
SCE-20P16JGALV | Saginaw subpanel, galvannealed steel. For use with SCE-2016xxELJxx enclosures. | Stock | 45.5
EPG2448 | Hammond subpanel, galvanized steel. For use with 24x48 (HxW) EN4TD24488xx Eclipse series enclosures. | Stock | 189
18G5733 | Hammond subpanel, galvanized steel. For use with 36x60/60x36 (HxW) 1418xxxx, 1422UX12, 1447Sxxxx, C3R603612HCR, HW6036xxxxHK and HN4WM366012xx enclosures. | Stock | 293
SCE-90P24F2 | Saginaw subpanel, half-height, carbon steel, white, powder coat finish. For use with 90 x 24in (HxW) Saginaw freestanding enclosures. | Stock | 220
SCE-36N30MPP | Saginaw subpanel, perforated, carbon steel, white, powder coat finish. For use with SCE-36N3006LP, 36N3008LP and SCE-36N3012LP enclosures. | Stock | 168
14A0503 | Hammond subpanel, 5052-H32 aluminum. For use with 6x4 (HxW) EJ64xxx Eclipse Junior series, 1414xxxx and HJ64xxx enclosures. | Stock | 6.75
SCE-20N16MP | Saginaw subpanel, carbon steel, white, powder coat finish. For use with SCE-16N2006LP, 20N1606LP and SCE-20N1608LP enclosures. | Stock | 36.5
N1JP1010 | Hammond subpanel, carbon steel, RAL 9003 white, powder coat finish. For use with 10x10 (HxW) N1J1010x enclosures. | Stock | 11.5
SCE-60P48GALV | Saginaw subpanel, galvanized steel. For use with SCE-60EL48xxxx, SCE-6048xxLP and SCE-60XEL49xxxx enclosures. | Stock | 480
N1P1620 | Wiegmann subpanel, carbon steel, white, powder coat finish. For use with 20x16 (HxW) N1C16200xLP enclosures. | Stock | 26.5
SCE-10P10SS | Saginaw subpanel, 316L stainless steel, #4 brush finish. For use with SCE-10106ELJxx, SCE-10106CHNF, SCE-1010xSC, SCE-9PBHxxx and SCE-16PBAx enclosures. | Stock | 23
SCE-60PC36 | Saginaw subpanel, carbon steel, white, powder coat finish. For use with SCE-466019xxxx enclosures. | Stock | 282
N1JP108PP | Hammond subpanel, perforated, carbon steel, ANSI 61 gray, powder coat finish. For use with 10x8 (HxW) N1J108x and C3R1086HCR enclosures. | Stock | 10.5
18G1515 | Hammond subpanel, galvanized steel. For use with 18x18 (HxW) C3R1818xxHCR enclosures. | Stock | 49
EP4824 | Hammond subpanel, carbon steel, RAL 9003 white, powder coat finish. For use with 48x24 (HxW) EN4SD4824xxx Eclipse series enclosures. | Stock | 189
BP2412AL | Stahlin subpanel, 3003-H14 aluminum. For use with N241210HWT enclosures. | Stock | 93
EP7236 | Hammond subpanel, carbon steel, RAL 9003 white, powder coat finish. For use with 72x36 (HxW) EN4SD7236xxx Eclipse series enclosures. | Stock | 410
ABP-2016-XXL-P10 | Integra subpanel, XXL, 3003 aluminum. For use with 20x16 (HxW) G201608E-P10 & G201608CE-P10 Genesis series enclosures. | Stock | 126
SCE-60P24GALV | Saginaw subpanel, galvanized steel. For use with SCE-60EL2412LPxx enclosures. | Stock | 221
SSP-2424-P10 | Integra subpanel, side mount, carbon steel, white, powder coat finish. For use with 24x24 (HxW) G242410E-P10 & G242410CE-P10 Genesis series enclosures. Requires GSR2424-P10 frame stiffener ring and KIT-GMMR10-P10 internal mounting rail kit. | Stock | 136
NP4224C | Wiegmann subpanel, carbon steel, white, powder coat finish. For use with 24x42 (HxW) N412D244208SSC Ultimate series enclosures. | Stock | 256
60TWFWG | Hammond subpanel, galvanized steel. For use with 60x24 (HxW) 1418TW18 and HN4FS602418xx freestanding enclosures. | Stock | 465
EPG2442 | Hammond subpanel, galvanized steel. For use with 24x42 (HxW) EN4TD2442xxx Eclipse series enclosures. | Stock | 168
AP3624 | Hammond subpanel, carbon steel, RAL 9003 white, powder coat finish. For use with 36x24 (HxW) N1A3624x enclosures. | Stock | 116
SBP1210-P10 | Integra subpanel, carbon steel, white, powder coat finish. For use with 12x10 (HxW) H12104xxxxx-P10 and H12106xxxxx-P10 Premium series enclosures. | Stock | 44.5
EPG3060 | Hammond subpanel, galvanized steel. For use with 30x60 (HxW) EN4SD3060xxx Eclipse series enclosures. | Stock | 297
NP4836C | Wiegmann subpanel, carbon steel, white, powder coat finish. For use with 48x36/48x38 (HxW) N41248361xxx & N41248381xCxxx Ultimate series enclosures. | Stock | 267
SCE-42P30 | Saginaw subpanel, carbon steel, white, powder coat finish. For use with SCE-42EL30xxxx, SCE-30EL4210xxWFLP, SCE-42XEL31xxxx, SCE-42SA32xxLPPL, SCE-42R30xxLP and SCE-42H30xxxx enclosures. | Stock | 181
SCE-16P16SS | Saginaw subpanel, 304 stainless steel, #4 brush finish. For use with SCE-16EL16xxxx enclosures. | Stock | 93
18P2727 | Hammond subpanel, carbon steel, RAL 9003 white, powder coat finish. For use with 30x30 (HxW) 1418xxxx, C3R3030xxHCR, and HW30308xxHK enclosures. | Stock | 166
72WFW | Hammond subpanel, carbon steel, RAL 9003 white, powder coat finish. For use with 72x24/72x25 (HxW) 1418xxxx and HN4FS72xxxxxx freestanding enclosures. | Stock | 496
18P2713 | Hammond subpanel, carbon steel, RAL 9003 white, powder coat finish. For use with 30x16 (HxW) 1418FG6 and 1418KG8 enclosures. | Stock | 82
AP2016PP | Hammond subpanel, perforated, carbon steel, ANSI 61 gray, powder coat finish. For use with 20x16 (HxW) N1A2016x enclosures. | Stock | 32
SCE-6P4 | Saginaw subpanel, carbon steel, white, powder coat finish. For use with SCE-604ELJxx, SCE-604xCHNFxx, SCE-604xSC and SCE-7KJxxSSST enclosures. | Stock | 4.75
SCE-16P12GALV | Saginaw subpanel, galvannealed steel. For use with SCE-16EL120xxxx, SCE-16H12xxxxLP and SCE-16R120xLP enclosures. | Stock | 23
18P2717S16 | Hammond subpanel, 316 stainless steel, #4 brush finish. For use with 30x20 (HxW) 1418xxxx, 1447SDxxHK, and HW30208xxHK enclosures. | Stock | 247
N1P1220 | Wiegmann subpanel, carbon steel, white, powder coat finish. For use with 20x12 (HxW) N1C122006 enclosures. | Stock | 24
14A0909 | Hammond subpanel, 5052-H32 aluminum. For use with 10x10 (HxW) EJ10106xxx Eclipse Junior series and HJ10106HLP enclosures. | Stock | 13.5
18P2721 | Hammond subpanel, carbon steel, RAL 9003 white, powder coat finish. For use with 24x30 and 30x24 (HxW) 1418xxxx, 1447Sxxxx, C3R3024xxHCR, and HWxxxxxxHK enclosures. | Stock | 118
18P3933 | Hammond subpanel, carbon steel, RAL 9003 white, powder coat finish. For use with 36x42 and 42x36 (HxW) 1418xxxx, 1422UV12, 1447Sxxxx, C3R423612HCR, HW423010xxHK, and HN4WM304210xx enclosures. | Stock | 251
SCE-16P14SS | Saginaw subpanel, 316L stainless steel, #4 brush finish. For use with SCE-1614xELJxxx, SCE-1614xxCHxNFxx, SCE-1614SC and SCE-16C16ELJxxenclosures. | Stock | 68
18P1309S16 | Hammond subpanel, 316 stainless steel, #4 brush finish. For use with 16x12 (HxW) 1418xxxx and C3R16126HCR enclosures. | Stock | 88
18P2121 | Hammond subpanel, carbon steel, RAL 9003 white, powder coat finish. For use with 24x24 (HxW) 1418xxxx, 1447SCxxHK, C3R2424xxHCR, and HW2424xxxxHK enclosures. | Stock | 97
60TYFWG | Hammond subpanel, galvanized steel. For use with 60x36 (HxW) 1418TY24 and HN4FS603624SS freestanding enclosures. | Stock | 600
SCE-60P30 | Saginaw subpanel, carbon steel, white, powder coat finish. For use with SCE-30EL6010xxWFLP and SCE-3060xxWFLP enclosures. | Stock | 248
1590ZGRP163PL | Hammond subpanel, galvanized steel. For use with 1590ZGRP163 enclosures. | Stock | 12.5
SCE-64P52 | Saginaw subpanel, carbon steel, white, powder coat finish. For use with SCE-72XM5418xx, SCE-72XD5418xx and SCE-72XR5418 enclosures. | Stock | 520
1590Z231PL | Hammond subpanel, galvanized steel. For use with 1590Z231xx enclosures. | Stock | 10
SCE-72P30GALV | Saginaw subpanel, galvanized steel. For use with SCE-72EL30xxxx and SCE-72H30xxLP enclosures. | Stock | 376
SCE-82P76GALV | Saginaw subpanel, galvanized steel. For use with SCE-86M3Exx, SCE-90XM78xxxx, SCE-90XD7818xxx, SCE-90XR7818, SCE-90XM3EWxxxx, SCE-90XD3EW18x and SCE-90XR3EW18x enclosures. | Stock | 974
SCE-24N24MP | Saginaw subpanel, carbon steel, white, powder coat finish. For use with SCE-24N2406LP, 24N2408LP and SCE-24N2412LP enclosures. | Stock | 62
SCE-30P30SS | Saginaw subpanel, 304 stainless steel, #4 brush finish. For use with SCE-30EL30xxxx and SCE-30H30xxxx enclosures. | Stock | 283
14R1311SS | Hammond subpanel, 304 stainless steel, #4 brush finish. For use with 12x14/14x12 (HxW) 1414xxxx, HJxxxx, and EJxxxx enclosures. | Stock | 67
EPG1224 | Hammond subpanel, galvanized steel. For use with 12x24 (HxW) EN4SD1224xxx Eclipse series enclosures. | Stock | 60
18P2113 | Hammond subpanel, carbon steel, RAL 9003 white, powder coat finish. For use with 24x16 (HxW) 1418xxxx and HW24168xxHK enclosures. | Stock | 62
18G2121 | Hammond subpanel, galvanized steel. For use with 24x24 (HxW) 1418xxxx, 1447SCxxHK, C3R2424xxHCR and HW2424xxxxHK enclosures. | Stock | 97
SBP108-P10 | Integra subpanel, carbon steel, white, powder coat finish. For use with 10x8 (HxW) H10084xxxxx-P10 and H10086xxxxx-P10 Premium series enclosures. | Stock | 36.5
14G1307 | Hammond subpanel, galvanized steel. For use with 14x8 (HxW) EJ1486xx Eclipse Junior series and HJ1486HLP enclosures. | Stock | 13.5
WA72P72F1 | Wiegmann subpanel, carbon steel, white, powder coat finish. For use with 72x72 (HxW) WA7272xxxxx and WRD7272xxFSD4 freestanding enclosures. | Stock | 1108
NP2012 | Wiegmann subpanel, carbon steel, white, powder coat finish. For use with 20x12 (HxW) N1220120x enclosures. | Stock | 40
18P2117S16 | Hammond subpanel, 316 stainless steel, #4 brush finish. For use with 24x20 (HxW) 1418xxxx, 1447SBxxHK, C3R24208HCR, and HW2420xxxxHK enclosures. | Stock | 201
SCE-36P24GALV | Saginaw subpanel, galvanized steel. For use with SCE-36EL24xxxx, SCE-36XEL25xxxx, SCE-36SA26xxxx, SCE41VR2412, SCE-36R24xxLP and SCE-36H24xxxx enclosures. | Stock | 124
AP3030PP | Hammond subpanel, perforated, carbon steel, ANSI 61 gray, powder coat finish. For use with 30x30 (HxW) N1A30309 enclosures. | Stock | 149
BPJ2020CS | Stahlin subpanel, carbon steel, white, powder coat finish. For use with J2020HPL enclosures. | Stock | 216
18P3321S16 | Hammond subpanel, 316 stainless steel, #4 brush finish. For use with 36x24 (HxW) 1418xxxx, 1447Sxxxx, C3R362412HCR, and HW3624xxxxHK enclosures. | Stock | 356
AP2024PP | Hammond subpanel, perforated, carbon steel, ANSI 61 gray, powder coat finish. For use with 20x24 (HxW) N1A20249 enclosures. | Stock | 49.5
SCE-6P6 | Saginaw subpanel, carbon steel, white, powder coat finish. For use with SCE-606ELJxx, SCE-606CHNFxx, SCE-606SC and SCE-4SPBAx enclosures. | Stock | 5.5
NP3624SS | Wiegmann subpanel, 304 stainless steel. For use with 36x24/36x25 (HxW) B3624xxCH, N123624xx, N4362408, RHC362412, SDN123625xxPL, SSN43624xxx and SSN4X362508x enclosures. | Stock | 353
1590Z140PL | Hammond subpanel, galvanized steel. For use with 1590Z140xx enclosures. | Stock | 10
SCE-12N10MPP | Saginaw subpanel, perforated, carbon steel, white, powder coat finish. For use with SCE-12N1004LP and SCE-12N1006LP enclosures. | Stock | 25.5
SCE-72P36F1 | Saginaw subpanel, carbon steel, white, powder coat finish. For use with 72 x 36in (HxW) Saginaw freestanding enclosures. | Stock | 402
N1P3036 | Wiegmann subpanel, carbon steel, white, powder coat finish. For use with 36x30 (HxW) N1C3036xxLP enclosures. | Stock | 148
EP3024 | Hammond subpanel, carbon steel, RAL 9003 white, powder coat finish. For use with 30x24/30x26 (HxW) EN4SD3024xxx, EN4DSC30268xx & ST3024xxx Eclipse series enclosures. | Stock | 123
PNA18A | Quadritalia OK series subpanel, galvanized steel. For use with 1800 x 1000mm Quadritalia OK series modular enclosures. | Stock | 170
NP4836SSC | Wiegmann subpanel, 304 stainless steel. For use with 48x36/48x38 (HxW) N41248361xxx & N41248381xCxxx Ultimate series enclosures. | Stock | 618
N1P2030 | Wiegmann subpanel, carbon steel, white, powder coat finish. For use with 30x20 (HxW) N1C203006LP enclosures. | Stock | 87
P1008 | Wiegmann subpanel, carbon steel, white, powder coat finish. For use with 10x8 (HxW) B10080xxx and BN410080xxx enclosures. | Stock | 9.25
SCE-14P8GALV | Saginaw subpanel, galvannealed steel. For use with SCE-14086CHNF enclosures. | Stock | 11
EPG3642 | Hammond subpanel, galvanized steel. For use with 36x42 (HxW) EN4TD364212xx Eclipse series enclosures. | Stock | 255
N1JP1212 | Hammond subpanel, carbon steel, RAL 9003 white, powder coat finish. For use with 12x12 (HxW) N1J1212x and C3R1212xxHCR enclosures. | Stock | 16
SCE-1436P3 | Saginaw subpanel, carbon steel, white, powder coat finish. For use with SCE-1436B consoles. | Stock | 425
14A1311 | Hammond subpanel, 5052-H32 aluminum. For use with 12x14/14x12 (HxW) EJxxxx Eclipse Junior series, 1414xxxx and HJxxxx enclosures. | Stock | 21
SCE-14P12GALV | Saginaw subpanel, galvannealed steel. For use with SCE-1412xELJxx, SCE-1412xCHNF, SCE-1412SC and SCE-15KJxxSSST enclosures. | Stock | 15
SCE-60SMP14 | Saginaw subpanel, side mount, carbon steel, white, powder coat finish. For use with 60in (H) x min. 18in (D) Saginaw freestanding enclosures. | Stock | 216
PVCBP-1614-P10 | Integra subpanel, PVC, gray. For use with 16x14 (HxW) H161407xxxxx-P10 Premium series enclosures. | Stock | 57
AP1612PP | Hammond subpanel, perforated, carbon steel, ANSI 61 gray, powder coat finish. For use with 16x12 (HxW) N1A1612x enclosures. | Stock | 20.5
P1206 | Wiegmann subpanel, carbon steel, white, powder coat finish. For use with 12x6 (HxW) B120604CH enclosures. | Stock | 9.25
SBP-2424-P10 | Integra subpanel, carbon steel, white, powder coat finish. For use with 24x24 (HxW) G242410E-P10 & G242410CE-P10 Genesis series enclosures. | Stock | 264
SCE-12P24 | Saginaw subpanel, carbon steel, white, powder coat finish. For use with SCE-12EL2406xxLPxx, SCE-12EL2408LPxx, SCE-24EL1206LPxx, SCE-12H240xLP and SCE-24H12xxLP enclosures. | Stock | 43.5
NP4236 | Wiegmann subpanel, carbon steel, white, powder coat finish. For use with 36x42/42x36/42x37 (HxW) B423609CH, N124236xx, N1C364209, SDN12423xxxPL, SN4423712, SSN4xxxxxx, SSN4X423712x and WA364212FM enclosures. | Stock | 236
1590ZGRP234PL | Hammond subpanel, galvanized steel. For use with 1590ZGRP234 and 1590ZGRP235 enclosures. | Stock | 15
1590ZGRP161PL | Hammond subpanel, galvanized steel. For use with 1590ZGRP161 enclosures. | Stock | 10.5
EPG4836 | Hammond subpanel, galvanized steel. For use with 48x36/48x38 (HxW) EN4SD4836xxx, EN4DSC483812xx & ST4836xxxx Eclipse series enclosures. | Stock | 280
18P2121PP | Hammond subpanel, perforated, carbon steel, ANSI 61 gray, powder coat finish. For use with 24x24 (HxW) 1418xxxx, 1447SCxxHK, C3R2424xxHCR, and HW2424xxxxHK enclosures. | Stock | 91
BP1010ABS | AttaBox subpanel, ABS plastic, black. For use with AHxx10106xxx Heartland series enclosures. | Stock | 23.5
SCE-82P37GALV | Saginaw subpanel, galvanized steel. For use with SCE-86M3Exx, SCE-90XM3EWxxxx, SCE-90XD4018xx, and SCE-90XR4018 enclosures. | Stock | 498
SCE-42P42 | Saginaw subpanel, carbon steel, white, powder coat finish. For use with SCE-42EL4212xxWFLP and SCE-4242xxWFLP enclosures. | Stock | 244
EPG2024 | Hammond subpanel, galvanized steel. For use with 20x24 (HxW) EN4SD2024xxx Eclipse series enclosures. | Stock | 84
NP2420SS | Wiegmann subpanel, 304 stainless steel. For use with 20x24/24x20/24x21 (HxW) B24200xCH, N12xxxxx, N4202408, N4242008, RHC242008, SDN122421xxPL, SN4242108, SSN4xxxxxxx and SSN4X242108x enclosures. | Stock | 183
BP3024CS | Stahlin subpanel, carbon steel, white, powder coat finish. For use with 30x24 (HxW) N3024xxxxT and NW302410HWT N series enclosures. | Stock | 298
P1212 | Wiegmann subpanel, carbon steel, white, powder coat finish. For use with 12x12 (HxW) B121206xx and BN41212xxxx enclosures. | Stock | 15.5
72ZXFW | Hammond subpanel, carbon steel, RAL 9003 white, powder coat finish. For use with 72x60 (HxW) 1418ZXxx freestanding enclosures. | Stock | 1200
P0604 | Wiegmann subpanel, carbon steel, white, powder coat finish. For use with 6x4 (HxW) B06040xxx and BN406040xxx enclosures. | Stock | 5.25
P0606 | Wiegmann subpanel, carbon steel, white, powder coat finish. For use with 6x6 (HxW) B060604xx and BN4060604xx enclosures. | Stock | 6.25
BP4836CS | Stahlin subpanel, carbon steel, white, powder coat finish. For use with N483612HWT, N483616HWT and NW483612HWT enclosures. | Stock | 674
BP64AL | Stahlin subpanel, 3003-H14 aluminum. For use with 6x4 (HxW) Jx604xx J/JW series and RJ604xx RJ series enclosures. | Stock | 13
SCE-16DLP14GALV | Saginaw subpanel, galvannealed steel. For use with SCE-16EL161408LPxx enclosures. | Stock | 27.5
18G2709 | Hammond subpanel, galvanized steel. For use with 30x12 (HxW) 1418KA8 enclosures. | Stock | 76
SCE-36P16SS | Saginaw subpanel, 304 stainless steel, #4 brush finish. For use with SCE-36H1606LP enclosures. | Stock | 180
NPDD7272 | Wiegmann subpanel, carbon steel, white, powder coat finish. For use with 72x72/72x73/74x72/74x74 (HxW) N127272xx, SSN4D7472xxxx, WA72CPX721xxx and WA72X73xxxx enclosures. | Stock | 787
WA72P60F1G | Wiegmann subpanel, galvanized steel. For use with 72x60 (HxW) WA7260xxxxx and WRD7260xxFSD4 freestanding enclosures. | Stock | 975
AP4224PP | Hammond subpanel, perforated, carbon steel, ANSI 61 gray, powder coat finish. For use with 42x24 (HxW) N1A42249 enclosures. | Stock | 214
SBP44-IMP-P10 | Integra subpanel, carbon steel, white, powder coat finish. For use with 4x4 (HxW) P4043-P10 & P4043C-P10 Impact series enclosures. | Stock | 28
BPJ2420CS | Stahlin subpanel, carbon steel, white, powder coat finish. For use with J2420HPL enclosures. | Stock | 261
18A2117 | Hammond subpanel, 5052-H32 aluminum. For use with 24x20 (HxW) 1418xxxx, 1447SBxxHK, C3R24208HCR and HW2420xxxxHK enclosures. | Stock | 150
72FD20 | Hammond subpanel, side mount, carbon steel, RAL 9003 white, powder coat finish. For use with 72in (H) x min. 24in (D) 1418xxxx and HN4FS72xxxx freestanding enclosures. | Stock | 376
NP1212 | Wiegmann subpanel, carbon steel, white, powder coat finish. For use with 12 x 12 inch (HxW) NEMA 1, 3R, 4, 4X and/or 12 wall mount enclosures. | Stock | 19.5
90FD20 | Hammond subpanel, side mount, carbon steel, RAL 9003 white, powder coat finish. For use with 90in (H) x min. 24in (D) 1418xxxx and HN4FS90xxxx freestanding enclosures. | Stock | 457
SCE-N68P66 | Saginaw subpanel, carbon steel, white, powder coat finish. For use with 68 x 66in (HxW) Saginaw NextGen enclosures. | Stock | 536
SCE-10P6 | Saginaw subpanel, carbon steel, white, powder coat finish. For use with SCE-8PBAx enclosures. | Stock | 7.5
BPJ2424CS | Stahlin subpanel, carbon steel, white, powder coat finish. For use with J2424HPL enclosures. | Stock | 320
72ZYFW | Hammond subpanel, carbon steel, RAL 9003 white, powder coat finish. For use with 72x72 (HxW) 1418ZYxx freestanding enclosures. | Stock | 1362
SCE-14P8 | Saginaw subpanel, carbon steel, white, powder coat finish. For use with SCE-14086CHNF enclosures. | Stock | 11.5
BP1614AL | Stahlin subpanel, 3003-H14 aluminum. For use with 16x14 (HxW) DSx161408xx Diamond Shield series, Jx1614xx and WH-J1614HPL J/JW/Fatboy series and RJx1614xx RJ/RJW series enclosures. | Stock | 45
BP1614A | AttaBox subpanel, 3003-H14 aluminum. For use with AH16144xxx and AHxx16148xxx Heartland series enclosures. | Stock | 45
SCE-9P36L | Saginaw subpanel, carbon steel, white, powder coat finish. For use with SCE-L936xELJxxx wire trough. | Stock | 54
EP2020 | Hammond subpanel, carbon steel, RAL 9003 white, powder coat finish. For use with 20x20/20x22 (HxW) EN4SD2020xxx, EN4DSC20228xx & ST2020xxx Eclipse series enclosures. | Stock | 66
SCE-16N12MPP | Saginaw subpanel, perforated, carbon steel, white, powder coat finish. For use with SCE-16N1206LP and SCE-16N1208LP enclosures. | Stock | 32.5
SCE-N68P28 | Saginaw subpanel, carbon steel, white, powder coat finish. For use with 68 x 28in (HxW) Saginaw NextGen enclosures. | Stock | 236
SCE-72P60F1 | Saginaw subpanel, carbon steel, white, powder coat finish. For use with 72 x 60in (HxW) Saginaw freestanding enclosures. | Stock | 737
EPG2016 | Hammond subpanel, galvanized steel. For use with 20x16 (HxW) EN4SD2016xxx & ST2016xxx Eclipse series enclosures. | Stock | 55
EP4836 | Hammond subpanel, carbon steel, RAL 9003 white, powder coat finish. For use with 48x36/48x38 (HxW) EN4SD4836xxx, EN4DSC483812xx & ST4836xxxx Eclipse series enclosures. | Stock | 280
NP4224 | Wiegmann subpanel, carbon steel, white, powder coat finish. For use with 24x42/42x24 (HxW) N12422408, SSN4244208WF3PT and WA244208WF enclosures. | Stock | 151
SBP-2016-P10 | Integra subpanel, carbon steel, white, powder coat finish. For use with 20x16 (HxW) G201608E-P10 & G201608CE-P10 Genesis series enclosures. | Stock | 205
1554VAPL | Hammond subpanel, galvanized steel. For use with 1554VAxx, 1554VBxx, 1555VAxx and 1555VBxx enclosures. | Stock | 9.25
18G2717 | Hammond subpanel, galvanized steel. For use with 30x20 (HxW) 1418xxxx, 1447SDxxHK and HW30208xxHK enclosures. | Stock | 103
EP2412 | Hammond subpanel, carbon steel, RAL 9003 white, powder coat finish. For use with 24x12 (HxW) EN4SD2412xxx Eclipse series enclosures. | Stock | 60
18P6927 | Hammond subpanel, carbon steel, RAL 9003 white, powder coat finish. For use with 72x30 (HxW) 1418Uxx enclosures. | Stock | 369
60TYHWG | Hammond subpanel, half-height, galvanized steel. For use with 60x36 (HxW) 1418TY24 and HN4FS603624SS freestanding enclosures. | Stock | 379
BP86AL | Stahlin subpanel, 3003-H14 aluminum. For use with 8x6/9x7 (HxW) DSx80604xx Diamond Shield series, Jx806xx J/JW series, RJx806xx RJ/RJW series, CL907xx Classic series and F6PBW pushbutton enclosures. | Stock | 15.5
BP86A | AttaBox subpanel, 3003-H14 aluminum. For use with AHx864xxx Heartland series enclosures. | Stock | 15.5
PVCBP98-IMP-P10 | Integra subpanel, PVC, gray. For use with 9x8 (HxW) P9082-P10 & P9082C-P10 Impact series enclosures. | Stock | 23
18P1713S16 | Hammond subpanel, 316 stainless steel, #4 brush finish. For use with 20x16 (HxW) 1418xxxx and C3R20166HCR enclosures. | Stock | 129
EP3042 | Hammond subpanel, carbon steel, RAL 9003 white, powder coat finish. For use with 30x42 (HxW) EN4TD304210xx Eclipse series enclosures. | Stock | 218
SCE-16N12MP | Saginaw subpanel, carbon steel, white, powder coat finish. For use with SCE-16N1206LP and SCE-16N1208LP enclosures. | Stock | 19.5
72ZWFW | Hammond subpanel, carbon steel, RAL 9003 white, powder coat finish. For use with 72x48 (HxW) 1418ZWxx freestanding enclosures. | Stock | 1033
1590ZGRP162PL | Hammond subpanel, galvanized steel. For use with 1590ZGRP162 enclosures. | Stock | 12.5
SCE-8P6 | Saginaw subpanel, carbon steel, white, powder coat finish. For use with SCE-6PBAx, SCE-806xELJxx, SCE-806xCHNFxx, SCE-806xSC and SCE-9KxxSSST enclosures. | Stock | 6.5
WA90P36F1G | Wiegmann subpanel, galvanized steel. For use with 90x36 (HxW) WA9036xxxxx and WRD9036xxFS4 freestanding enclosures. | Stock | 637
SCE-72P24F2 | Saginaw subpanel, half-height, carbon steel, white, powder coat finish. For use with 72 x 24in (HxW) Saginaw freestanding enclosures. | Stock | 197
72ZXFWG | Hammond subpanel, galvanized steel. For use with 72x60 (HxW) 1418ZXxx freestanding enclosures. | Stock | 1259
N1JP1612 | Hammond subpanel, carbon steel, RAL 9003 white, powder coat finish. For use with 16x12 (HxW) N1J16126 enclosures. | Stock | 19.5
90YWFWG | Hammond subpanel, galvanized steel. For use with 90x24 (HxW) 1418YW20 and HN4FS902420xx freestanding enclosures. | Stock | 603
1554CPL | Hammond subpanel, galvanized steel. For use with 1554Cxx, 1554Dxx, 1555Cxx and 1555Dxx enclosures. | Stock | 6.75
SCE-N68P34 | Saginaw subpanel, carbon steel, white, powder coat finish. For use with 68 x 34in (HxW) Saginaw NextGen enclosures. | Stock | 247
90BYFW | Hammond subpanel, carbon steel, RAL 9003 white, powder coat finish. For use with 90x72 (HxW) 1418BYxx freestanding enclosures. | Stock | 1642
18G4521 | Hammond subpanel, galvanized steel. For use with 24x48/48x24 (HxW) 1418Q8, 1422PW8, 1447SQ10HK and HN4WM24488xx enclosures. | Stock | 195
14G1109 | Hammond subpanel, galvanized steel. For use with 10x12/12x10 (HxW) EJxxxx Eclipse Junior series, 1414xxxx and HJxxxx enclosures. | Stock | 14.5
SCE-72P60GALV | Saginaw subpanel, galvanized steel. For use with SCE-72EL60xxxx, SCE-7260xxULP and SCE-72XEL61xxxx enclosures. | Stock | 706
BP86ABS | AttaBox subpanel, ABS plastic, black. For use with AHx864xxx Heartland series enclosures. | Stock | 18
1590Z235PL | Hammond subpanel, galvanized steel. For use with 1590Z235xx enclosures. | Stock | 10
NPDD4848 | Wiegmann subpanel, carbon steel, white, powder coat finish. For use with 48x48 (HxW) SSN4484812WF3PT and WA484812WF enclosures. | Stock | 370
SCE-24P24 | Saginaw subpanel, carbon steel, white, powder coat finish. For use with SCE-24EL24xxxx, SCE-24XEL25xxxx, SCE-24SA26xxxx, SCE29VR24xx, SCE-24R24xxxx and SCE-24H24xxxx enclosures. | Stock | 83
SCE-40P24GALV | Saginaw subpanel, galvanized steel. For use with SCE-40EL2412LPxx enclosures. | Stock | 147
90YHW | Hammond subpanel, half-height, carbon steel, RAL 9003 white, powder coat finish. For use with 90x36 (HxW) 1418YYxx and HN4FS9036xxxx freestanding enclosures. | Stock | 466
SCE-42P36 | Saginaw subpanel, carbon steel, white, powder coat finish. For use with SCE-42EL36xxxx, SCE-36EL4216xxWFLP, SCE-364216WFLP, SCE-42XEL37xxxx, SCE-42SA38xxLPPL, and SCE-42H36xxxx enclosures. | Stock | 213
18P3333 | Hammond subpanel, carbon steel, RAL 9003 white, powder coat finish. For use with 36x36 (HxW) 1418xxxx, C3R3636xxHCR, and HW363612xxHK enclosures. | Stock | 221
P0604SS | Wiegmann subpanel, 304 stainless steel. For use with 6x4 (HxW) B06040xxx and BN406040xxx enclosures. | Stock | 15.25
N1JP66 | Hammond subpanel, carbon steel, RAL 9003 white, powder coat finish. For use with 6x6 (HxW) N1J664 and C3R664HCR enclosures. | Stock | 6
SCE-64P25 | Saginaw subpanel, carbon steel, white, powder coat finish. For use with SCE-72XM2818xx, SCE-72XD2818xx and SCE-72XR2818 enclosures. | Stock | 248
NP3024 | Wiegmann subpanel, carbon steel, white, powder coat finish. For use with 24x30/30x24/30x25 (HxW) B3024xxCH, N12xxxxxx, N4243008, N4302408, RHC302408, SDN12302xxxPL, SN4302508, SSN4xxxxxxx, SSN4X302508x and WA302408FM enclosures. | Stock | 110
14R1509 | Hammond subpanel, carbon steel, RAL 9003 white, powder coat finish. For use with 16x10 (HxW) EJ16106xx Eclipse Junior series and HJ16106HLP enclosures. | Stock | 18
SCE-36N24MPP | Saginaw subpanel, perforated, carbon steel, white, powder coat finish. For use with SCE-36N2406LP, 36N2408LP and SCE-36N2412LP enclosures. | Stock | 143
SCE-6P6GALV | Saginaw subpanel, galvannealed steel. For use with SCE-606ELJxx, SCE-606CHNFxx, SCE-606SC and SCE-4SPBAx enclosures. | Stock | 5.5
SCE-72P72F1GALV | Saginaw subpanel, galvanized steel. For use with 72 x 72in (HxW) Saginaw freestanding enclosures. | Stock | 952
WA60P36F2G | Wiegmann subpanel, half-height, galvanized steel. For use with 60x36 (HxW) WA603624xxx and WRD603624FS4 freestanding enclosures. | Stock | 292
18G3921 | Hammond subpanel, galvanized steel. For use with 24x42/42x24 (HxW) 1418N8, 1422Pxx and HN4WM24428xx enclosures. | Stock | 170
SCE-60P36GALV | Saginaw subpanel, galvanized steel. For use with SCE-60EL36xxxx, SCE-36EL60xxxx, SCE-3660xxWFLP, SCE-60XEL37xxxx, SCE-60SA38xxLPPL, SCE-65VR36xx, SCE-65XVR37xx and SCE-60H36xxxx enclosures. | Stock | 340
NP3624 | Wiegmann subpanel, carbon steel, white, powder coat finish. For use with 36x24/36x25 (HxW) B3624xxCH, N123624xx, N4362408, RHC362412, SDN123625xxPL, SSN43624xxx and SSN4X362508x enclosures. | Stock | 132
SCE-72P36F1GALV | Saginaw subpanel, galvanized steel. For use with 72 x 36in (HxW) Saginaw freestanding enclosures. | Stock | 472
EP4848 | Hammond subpanel, carbon steel, RAL 9003 white, powder coat finish. For use with 48x48 (HxW) EN4TD484812xx Eclipse series enclosures. | Stock | 339
60FD14 | Hammond subpanel, side mount, carbon steel, RAL 9003 white, powder coat finish. For use with 60in (H) 1418xxxx and HN4FS60xxxx freestanding enclosures. | Stock | 271
SCE-12N12MPP | Saginaw subpanel, perforated, carbon steel, white, powder coat finish. For use with SCE-12N1204LP, 12N1206LP and SCE-12N1208LP enclosures. | Stock | 26.5
WA60P48F1G | Wiegmann subpanel, galvanized steel. For use with 60x48 (HxW) WA604818xxx and WRD604818FSD4 freestanding enclosures. | Stock | 744
EPG4824 | Hammond subpanel, galvanized steel. For use with 48x24 (HxW) EN4SD4824xxx Eclipse series enclosures. | Stock | 189
NP4236C | Wiegmann subpanel, carbon steel, white, powder coat finish. For use with 36x42/42x36/42x38 (HxW) N41242361xxx, N412423812CDxx, and N412D364212SSC Ultimate series enclosures. | Stock | 236
SCE-8N6MP | Saginaw subpanel, carbon steel, white, powder coat finish. For use with SCE-8N604LP enclosures. | Stock | 5.5
SCE-30P20GALV | Saginaw subpanel, galvanized steel. For use with SCE-924B, SCE-936B, SCE-30EL20xxxx, SCE-30XEL21xxxx, SCE-30SA22xxxx and SCE-30H20xxxx enclosures. | Stock | 91
NP2424C | Wiegmann subpanel, carbon steel, white, powder coat finish. For use with 24x24/24x26 (HxW) N4122424xxxx & N412242608Cxxx Ultimate series enclosures. | Stock | 91
NP3630SSC | Wiegmann subpanel, 304 stainless steel. For use with 36x30 (HxW) N4123630xxxx & N4123632xxCxxx Ultimate series enclosures. | Stock | 405
18G6927 | Hammond subpanel, galvanized steel. For use with 72x30 (HxW) 1418Uxx enclosures. | Stock | 369
1590ZGRP083PL | Hammond subpanel, galvanized steel. For use with 1590ZGRP083 enclosures. | Stock | 9
N1P0606 | Wiegmann subpanel, carbon steel, white, powder coat finish. For use with 6x6 (HxW) N1C060604, RHC060604 and WA060604GIE enclosures. | Stock | 5.25
1590ZGRP081PL | Hammond subpanel, galvanized steel. For use with 1590ZGRP081 and 1590ZGRP084 enclosures. | Stock | 8.25
BP2016A | AttaBox subpanel, 3003-H14 aluminum. For use with AH20164xxx and AHxx20168xxx Heartland series enclosures. | Stock | 96
BP2016CS | Stahlin subpanel, carbon steel, white, powder coat finish. For use with N201612HWT and NW201610HWT enclosures. | Stock | 97
ASP-2016-P10 | Integra subpanel, side mount, 3003 aluminum. For use with 20x16 (HxW) G201608E-P10 & G201608CE-P10 Genesis series enclosures. Requires GSR2016-P10 frame stiffener ring and KIT-GMMR8-P10 internal mounting rail kit. | Stock | 62
WA60P48F1 | Wiegmann subpanel, carbon steel, white, powder coat finish. For use with 60x48 (HxW) WA604818xxx and WRD604818FSD4 freestanding enclosures. | Stock | 744
SCE-60P36F2 | Saginaw subpanel, half-height, carbon steel, white, powder coat finish. For use with 60 x 36in (HxW) Saginaw freestanding enclosures. | Stock | 220
ABP-2424-P10 | Integra subpanel, 3003 aluminum. For use with 24x24 (HxW) G242410E-P10 & G242410CE-P10 Genesis series enclosures. | Stock | 139
SBP-2016-XXL-P10 | Integra subpanel, XXL, carbon steel, white, powder coat finish. For use with 20x16 (HxW) G201608E-P10 & G201608CE-P10 Genesis series enclosures. | Stock | 251
WA60P36F2 | Wiegmann subpanel, half-height, carbon steel, white, powder coat finish. For use with 60x36 (HxW) WA603624xxx and WRD603624FS4 freestanding enclosures. | Stock | 292
EPG1210 | Hammond subpanel, galvanized steel. For use with 12x10 (HxW) EN4SD12106xx Eclipse series enclosures. | Stock | 20
14R0907 | Hammond subpanel, carbon steel, RAL 9003 white, powder coat finish. For use with 8x10/10x8 (HxW) EJxxxx Eclipse Junior series, 1414xxxx and HJxxxx enclosures. | Stock | 10.5
SCE-90P48F2 | Saginaw subpanel, half-height, carbon steel, white, powder coat finish. For use with 90 x 48in (HxW) Saginaw freestanding enclosures. | Stock | 463
14A0707 | Hammond subpanel, 5052-H32 aluminum. For use with 8x8 (HxW) EJ884xxx Eclipse Junior series and HJ884HLP enclosures. | Stock | 10
BP3024AL | Stahlin subpanel, 3003-H14 aluminum. For use with 30x24 (HxW) N3024xxxxT and NW302410HWT N series enclosures. | Stock | 298
PVCBP86-P10 | Integra subpanel, PVC, gray. For use with 8x6 (HxW) H8064xxxxx-P10 Premium series enclosures. | Stock | 20
SCE-N68P54 | Saginaw subpanel, carbon steel, white, powder coat finish. For use with 68 x 54in (HxW) Saginaw NextGen enclosures. | Stock | 494
90YWFW | Hammond subpanel, carbon steel, RAL 9003 white, powder coat finish. For use with 90x24 (HxW) 1418YW20 and HN4FS902420xx freestanding enclosures. | Stock | 578
18P1309PP | Hammond subpanel, perforated, carbon steel, ANSI 61 gray, powder coat finish. For use with 16x12 (HxW) 1418xxxx and C3R16126HCR enclosures. | Stock | 34.5
SCE-N68P40GALV | Saginaw subpanel, galvanized steel. For use with 68 x 40in (HxW) Saginaw NextGen enclosures. | Stock | 337
AP1620 | Hammond subpanel, carbon steel, RAL 9003 white, powder coat finish. For use with 16x20 (HxW) N1A16207 enclosures. | Stock | 29.5
SP12 | AttaBox subpanel, side mount, 3003-H14 aluminum. For use with AH12106xxx and AHF12106x Heartland series enclosures. | Stock | 71
AP1620PP | Hammond subpanel, perforated, carbon steel, ANSI 61 gray, powder coat finish. For use with 16x20 (HxW) N1A16207 enclosures. | Stock | 32
NP4230SS | Wiegmann subpanel, 304 stainless steel. For use with 30x42/42x30/42x31 (HxW) N124230xx, N1C3042xx, SDN124231xxPL, SN4423112, SSN4xxxxxx, SSN4X423112x and WA304210WF enclosures. | Stock | 515
90BWHW | Hammond subpanel, half-height, carbon steel, RAL 9003 white, powder coat finish. For use with 90x48 (HxW) 1418BW20 freestanding enclosures. | Stock | 752
EPG3024 | Hammond subpanel, galvanized steel. For use with 30x24/30x26 (HxW) EN4SD3024xxx, EN4DSC30268xx & ST3024xxx Eclipse series enclosures. | Stock | 123
2CWCP24 | Hammond subpanel, carbon steel, RAL 9003 white, powder coat finish. For use with 2CLC2024 and 2CSC2024 consoles. | Stock | 188
EP3012 | Hammond subpanel, carbon steel, RAL 9003 white, powder coat finish. For use with 30x12 (HxW) EN4SD30128xx Eclipse series enclosures. | Stock | 74
60AWFW | Hammond subpanel, carbon steel, RAL 9003 white, powder coat finish. For use with 60x48 (HxW) 1418AW18 freestanding enclosures. | Stock | 913
18G1713 | Hammond subpanel, galvanized steel. For use with 20x16 (HxW) 1418xxxx and C3R20166HCR enclosures. | Stock | 54
18P2117 | Hammond subpanel, carbon steel, RAL 9003 white, powder coat finish. For use with 24x20 (HxW) 1418xxxx, 1447SBxxHK, C3R24208HCR, and HW2420xxxxHK enclosures. | Stock | 83
WA72SMP14 | Wiegmann subpanel, side mount, carbon steel, white, powder coat finish. For use with 72in (H) WA72xxxxx and WRD72xxxxx freestanding enclosures. | Stock | 248
NP3020C | Wiegmann subpanel, carbon steel, white, powder coat finish. For use with 30x20 (HxW) N4123020xxxx Ultimate series enclosures. | Stock | 95
EP2430 | Hammond subpanel, carbon steel, RAL 9003 white, powder coat finish. For use with 24x30 (HxW) EN4SD2430xxx Eclipse series enclosures. | Stock | 123
PNA20A | Quadritalia OK series subpanel, galvanized steel. For use with 2000 x 1000mm Quadritalia OK series modular enclosures. | Stock | 209
SCE-90P48F1 | Saginaw subpanel, carbon steel, white, powder coat finish. For use with 90 x 48in (HxW) Saginaw freestanding enclosures. | Stock | 749
BP2016ABS | AttaBox subpanel, ABS plastic, black. For use with AH20164xxx and AHxx20168xxx Heartland series enclosures. | Stock | 60
SCE-90SMP30 | Saginaw subpanel, side mount, carbon steel, white, powder coat finish. For use with 90in (H) x min. 36in (D) Saginaw freestanding enclosures. | Stock | 396
SCE-6P4SS | Saginaw subpanel, 316L stainless steel, #4 brush finish. For use with SCE-604ELJxx, SCE-604xCHNFxx, SCE-604xSC and SCE-7KJxxSSST enclosures. | Stock | 10.25
SCE-42P52 | Saginaw subpanel, carbon steel, white, powder coat finish. For use with SCE-42X2D5412 enclosures. | Stock | 326
18P2121S16 | Hammond subpanel, 316 stainless steel, #4 brush finish. For use with 24x24 (HxW) 1418xxxx, 1447SCxxHK, C3R2424xxHCR, and HW2424xxxxHK enclosures. | Stock | 234
SCE-40P24 | Saginaw subpanel, carbon steel, white, powder coat finish. For use with SCE-40EL2412LPxx enclosures. | Stock | 134
NP3020 | Wiegmann subpanel, carbon steel, white, powder coat finish. For use with 30x20/30x21 (HxW) B30200xCH, N123020xx, N430200x, SDN123021xxPL, SSN43020x and WC924B enclosures. | Stock | 95
SCE-12P6 | Saginaw subpanel, carbon steel, white, powder coat finish. For use with SCE-12064CHNF and SCE-10PBAx enclosures. | Stock | 8.25
SCE-30P20 | Saginaw subpanel, carbon steel, white, powder coat finish. For use with SCE-924B, SCE-936B, SCE-30EL20xxxx, SCE-30XEL21xxxx, SCE-30SA22xxxx and SCE-30H20xxxx enclosures. | Stock | 87
14R0705SS | Hammond subpanel, 304 stainless steel, #4 brush finish. For use with 6x8/8x6 (HxW) EJxxxx Eclipse Junior series, 1414xxxx and HJ86xxx enclosures. | Stock | 24.5
SCE-36N30MP | Saginaw subpanel, carbon steel, white, powder coat finish. For use with SCE-36N3006LP, 36N3008LP and SCE-36N3012LP enclosures. | Stock | 118
SCE-10P8SS | Saginaw subpanel, 316L stainless steel, #4 brush finish. For use with SCE-6PBHx, SCE-1008xELJxx, SCE-1008xCHNFxx, SCE-1008xSC, SCE-11KJxxSSST and SCE-12PBAx enclosures. | Stock | 19.25
SCE-72P60F1GALV | Saginaw subpanel, galvanized steel. For use with 72 x 60in (HxW) Saginaw freestanding enclosures. | Stock | 827
SCE-9P12L | Saginaw subpanel, carbon steel, white, powder coat finish. For use with SCE-L912xELJxxx wire trough. | Stock | 29.5
14R0909 | Hammond subpanel, carbon steel, RAL 9003 white, powder coat finish. For use with 10x10 (HxW) EJ10106xxx Eclipse Junior series and HJ10106HLP enclosures. | Stock | 12.5
EP1224 | Hammond subpanel, carbon steel, RAL 9003 white, powder coat finish. For use with 12x24 (HxW) EN4SD1224xxx Eclipse series enclosures. | Stock | 60
SCE-64P37 | Saginaw subpanel, carbon steel, white, powder coat finish. For use with SCE-72XM4018xx, SCE-72XM3EW18xx, SCE-72XD4018xx, SCE-72XD3EW18xx and SCE-72XR4018 enclosures. | Stock | 283
N1P1624 | Wiegmann subpanel, carbon steel, white, powder coat finish. For use with 24x16 (HxW) N1C162406LP enclosures. | Stock | 32.5
SP8 | AttaBox subpanel, side mount, 3003-H14 aluminum. For use with AH864xxx, AHF864x, AH884xxx, and AHF884x Heartland series enclosures. | Stock | 63
AP3024 | Hammond subpanel, carbon steel, RAL 9003 white, powder coat finish. For use with 30x24 (HxW) N1A3024xx enclosures. | Stock | 114
NPDD6048 | Wiegmann subpanel, carbon steel, white, powder coat finish. For use with 60x48/62x48 (HxW) N126048xx, SSN4D62481xxxx, WA60CPX4xxxx and WA60X49xxx enclosures. | Stock | 449
BP2424CS | Stahlin subpanel, carbon steel, white, powder coat finish. For use with N24241410HWT, NW242410RT, N24241412HWT and NW242410HWT enclosures. | Stock | 320
SCE-8P6GALV | Saginaw subpanel, galvannealed steel. For use with SCE-6PBAx, SCE-806xELJxx, SCE-806xCHNFxx, SCE-806xSC and SCE-9KxxSSST enclosures. | Stock | 6.25
18P2721PP | Hammond subpanel, perforated, carbon steel, ANSI 61 gray, powder coat finish. For use with 24x30 and 30x24 (HxW) 1418xxxx, 1447Sxxxx, C3R3024xxHCR, and HWxxxxxxHK enclosures. | Stock | 110
14R0503SS | Hammond subpanel, 304 stainless steel, #4 brush finish. For use with 6x4 (HxW) EJ64xxx Eclipse Junior series, 1414xxxx and HJ64xxx enclosures. | Stock | 17
SCE-24P24GALV | Saginaw subpanel, galvanized steel. For use with SCE-24EL24xxxx, SCE-24XEL25xxxx, SCE-24SA26xxxx, SCE29VR24xx, SCE-24R24xxxx and SCE-24H24xxxx enclosures. | Stock | 87
90YWHW | Hammond subpanel, half-height, carbon steel, RAL 9003 white, powder coat finish. For use with 90x24 (HxW) 1418YW20 and HN4FS902420xx freestanding enclosures. | Stock | 361
SCE-8P16C | Saginaw subpanel, carbon steel, white, powder coat finish. For use with SCE-8C16ELJ and SCE-8C16ELJSS enclosures. | Stock | 18
18G2713 | Hammond subpanel, galvanized steel. For use with 30x16 (HxW) 1418FG6 & 1418KG8 enclosures. | Stock | 82
1590Z119PL | Hammond subpanel, galvanized steel. For use with 1590Z119xx enclosures. | Stock | 9.5
SCE-72P60 | Saginaw subpanel, carbon steel, white, powder coat finish. For use with SCE-72EL60xxxx, SCE-7260xxULP and SCE-72XEL61xxxx enclosures. | Stock | 614
NP7236 | Wiegmann subpanel, carbon steel, white, powder coat finish. For use with 72x36 (HxW) N12723612 enclosures. | Stock | 389
P1412SS | Wiegmann subpanel, 304 stainless steel. For use with 14x12 (HxW) B14120xxx and BN414120xxxx enclosures. | Stock | 61
NP2420SSC | Wiegmann subpanel, 304 stainless steel. For use with 20x24/24x20/24x22 (HxW) N4122024xxxx, N4122420xxxx & N412242208Cxxx Ultimate series enclosures. | Stock | 183
SCE-20P20C | Saginaw subpanel, carbon steel, white, powder coat finish. For use with SCE-20C20ELJ and SCE-20C20ELJSS enclosures. | Stock | 61
1555FFPL | Hammond subpanel, galvanized steel. For use with 1555FFxxGY and 1555F2FxxGY enclosures. | Stock | 7.25
SCE-14P12 | Saginaw subpanel, carbon steel, white, powder coat finish. For use with SCE-1412xELJxx, SCE-1412xCHNF, SCE-1412SC and SCE-15KJxxSSST enclosures. | Stock | 15.75
1554RPL | Hammond subpanel, galvanized steel. For use with 1554Rxx, 1554Sxx, 1555Rxx and 1555Sxx enclosures. | Stock | 10
N1JP86 | Hammond subpanel, carbon steel, RAL 9003 white, powder coat finish. For use with 8x6 (HxW) N1J864 and C3R864HCR enclosures. | Stock | 7.5
SCE-N86P78 | Saginaw subpanel, carbon steel, white, powder coat finish. For use with 86 x 78in (HxW) Saginaw NextGen enclosures. | Stock | 742
SCE-60P30SS | Saginaw subpanel, 304 stainless steel, #4 brush finish. For use with SCE-30EL6010xxWFLP and SCE-3060xxWFLP enclosures. | Stock | 540
SCE-20P20 | Saginaw subpanel, carbon steel, white, powder coat finish. For use with SCE-20EL20xxxx, SCE-20XEL21xxxx, SCE-20SA22xxxx and SCE-20H20xxxx enclosures. | Stock | 55
18P3921 | Hammond subpanel, carbon steel, RAL 9003 white, powder coat finish. For use with 24x42 and 42x24 (HxW) 1418N8, 1422Pxx, and HN4WM24428xx enclosures. | Stock | 170
NP1612 | Wiegmann subpanel, carbon steel, white, powder coat finish. For use with 16x12 (HxW) N121612xx, N4161208, RHC161206, SSN416120xxx and WA161206FM enclosures. | Stock | 34.5
BP88CS | Stahlin subpanel, carbon steel, white, powder coat finish. For use with 8x8 (HxW) DS80804xxx Diamond Shield series, Jx808xx J series and RJx808xx RJ series enclosures. | Stock | 24.5
WA90P48F1G | Wiegmann subpanel, galvanized steel. For use with 90x48 (HxW) WA904820xxx and WRD904820FSD4 freestanding enclosures. | Stock | 1071
BP1610AL | Stahlin subpanel, 3003-H14 aluminum. For use with N16107HWT enclosures. | Stock | 86
18P2727PP | Hammond subpanel, perforated, carbon steel, ANSI 61 gray, powder coat finish. For use with 30x30 (HxW) 1418xxxx, C3R3030xxHCR, and HW30308xxHK enclosures. | Stock | 156
BP1816ABS | AttaBox subpanel, ABS plastic, black. For use with AH18164xxx and AHxx181610xxx Heartland series enclosures. | Stock | 45.5
SCE-12P10SS | Saginaw subpanel, 316L stainless steel, #4 brush finish. For use with SCE-1210xELJxx, SCE-1210xCHNF, SCE-1210xSC, SCE-12PBHx and SCE-13KJxxSSST enclosures. | Stock | 26
N1JP2012 | Hammond subpanel, carbon steel, RAL 9003 white, powder coat finish. For use with 20x12 (HxW) N1J20126 enclosures. | Stock | 24
EP3048 | Hammond subpanel, carbon steel, RAL 9003 white, powder coat finish. For use with 30x48 (HxW) EN4SD3048xxx Eclipse series enclosures. | Stock | 244
SBP-1412-P10 | Integra subpanel, carbon steel, white, powder coat finish. For use with 14x12 (HxW) H141206xxxxx-P10 Premium series enclosures. | Stock | 52
EPG4224 | Hammond subpanel, galvanized steel. For use with 42x24 (HxW) EN4SD4224xxx Eclipse series enclosures. | Stock | 165
BP2016AL | Stahlin subpanel, 3003-H14 aluminum. For use with N201612HWT and NW201610HWT enclosures. | Stock | 97
EP4230 | Hammond subpanel, carbon steel, RAL 9003 white, powder coat finish. For use with 42x30/42x32 (HxW) EN4SD4230xxx & EN4DSC423212xx Eclipse series enclosures. | Stock | 218
1590Z150PL | Hammond subpanel, galvanized steel. For use with 1590Z150xx and 1590Z155xx enclosures. | Stock | 9.5
NP6036 | Wiegmann subpanel, carbon steel, white, powder coat finish. For use with 36x60/60x36/60x37 (HxW) N126036xx, N4603616, SDN12603xxxPL, SN4603712, SSN4xxxxxx, SSN4X603712x and WA366012WF enclosures. | Stock | 328
EPG3020 | Hammond subpanel, galvanized steel. For use with 30x20 (HxW) EN4SD3020xxx Eclipse series enclosures. | Stock | 106
N1P1010 | Wiegmann subpanel, carbon steel, white, powder coat finish. For use with 10x10 (HxW) N1C10100x and WA101006GIE enclosures. | Stock | 10
SCE-36P24 | Saginaw subpanel, carbon steel, white, powder coat finish. For use with SCE-36EL24xxxx, SCE-36XEL25xxxx, SCE-36SA26xxxx, SCE41VR2412, SCE-36R24xxLP and SCE-36H24xxxx enclosures. | Stock | 118
SCE-20P12 | Saginaw subpanel, carbon steel, white, powder coat finish. For use with SCE-20EL1206LPxx and SCE-20H120xLP enclosures. | Stock | 36
18P5733 | Hammond subpanel, carbon steel, RAL 9003 white, powder coat finish. For use with 36x60 and 60x36 (HxW) 1418xxxx, 1422UX12, 1447Sxxxx, C3R603612HCR, HW6036xxxxHK, and HN4WM366012xx enclosures. | Stock | 349
14R0705 | Hammond subpanel, carbon steel, RAL 9003 white, powder coat finish. For use with 6x8/8x6 (HxW) EJxxxx Eclipse Junior series, 1414xxxx and HJ86xxx enclosures. | Stock | 8
18G3327 | Hammond subpanel, galvanized steel. For use with 36x30 (HxW) 1418xxxx, 1447Sxxxx, C3R363012HCR and HW3630xxxxHK enclosures. | Stock | 188
NPDD7260 | Wiegmann subpanel, carbon steel, white, powder coat finish. For use with 72x60/72x61/74x60 (HxW) N127260xx, SSN4D746012xx and WA72X611xxx enclosures. | Stock | 659
SCE-12P10GALV | Saginaw subpanel, galvannealed steel. For use with SCE-1210xELJxx, SCE-1210xCHNF, SCE-1210xSC, SCE-12PBHx and SCE-13KJxxSSST enclosures. | Stock | 11.5
SCE-9P24L | Saginaw subpanel, carbon steel, white, powder coat finish. For use with SCE-L924xELJxxx wire trough. | Stock | 45.5
72XFWG | Hammond subpanel, galvanized steel. For use with 72x30/72x31 (HxW) 1418xxxx and HN4FS72xxxxxx freestanding enclosures. | Stock | 603
ABP88-P10 | Integra subpanel, 3003 aluminum. For use with 8x8 (HxW) H8084xxxxx-P10 Premium series enclosures. | Stock | 19.5
EP3648 | Hammond subpanel, carbon steel, RAL 9003 white, powder coat finish. For use with 36x48 (HxW) EN4TD364812xx Eclipse series enclosures. | Stock | 280
SCE-N80P78 | Saginaw subpanel, carbon steel, white, powder coat finish. For use with 80 x 78in (HxW) Saginaw NextGen enclosures. | Stock | 738
SCE-24N16MP | Saginaw subpanel, carbon steel, white, powder coat finish. For use with SCE-24N1606LP enclosures. | Stock | 38.5
18A3321 | Hammond subpanel, 5052-H32 aluminum. For use with 36x24 (HxW) 1418xxxx, 1447Sxxxx, C3R362412HCR and HW3624xxxxHK enclosures. | Stock | 242
SCE-48P48 | Saginaw subpanel, carbon steel, white, powder coat finish. For use with SCE-48EL4812xxWFLP and SCE-4848xxWFLP enclosures. | Stock | 331
BP2424ABS | AttaBox subpanel, ABS plastic, black. For use with AH24246xxx and AH242410xxx Heartland series enclosures. | Stock | 66
SCE-76P76 | Saginaw subpanel, carbon steel, white, powder coat finish. For use with SCE-84XM78xxxx, SCE-84XD78xxxx, SCE-84XR7818, SCE-84XM3EWxxxx, SCE-84XD3EW18xxx, and SCE-84XR3EW18x enclosures. | Stock | 775
SCE-30P24SS | Saginaw subpanel, 304 stainless steel, #4 brush finish. For use with SCE-402516Sxxxx, SCE-24EL30xxxx, SCE-30EL24xxxx, SCE-30XEL25xxxx, SCE-30SA26xxxx, SCE-35VR2412, SCE-30R24xxxx, SCE-24H30xxxx and SCE-30H24xxxx enclosures. | Stock | 214
NP1616 | Wiegmann subpanel, carbon steel, white, powder coat finish. For use with 16x16 (HxW) N1216160x, N4161606, RHC161606, SSN4161606 and SSN4161606A enclosures. | Stock | 42.5
EP1212 | Hammond subpanel, carbon steel, RAL 9003 white, powder coat finish. For use with 12x12 (HxW) EN4SD12126xx & ST12126LG Eclipse series enclosures. | Stock | 19.5
SCE-16P10 | Saginaw subpanel, carbon steel, white, powder coat finish. For use with SCE-16106CHNF enclosures. | Stock | 15.25
AP3020 | Hammond subpanel, carbon steel, RAL 9003 white, powder coat finish. For use with 30x20 (HxW) N1A3020x enclosures. | Stock | 90
EPG4230 | Hammond subpanel, galvanized steel. For use with 42x30/42x32 (HxW) EN4SD4230xxx & EN4DSC423212xx Eclipse series enclosures. | Stock | 218
AP4236 | Hammond subpanel, carbon steel, RAL 9003 white, powder coat finish. For use with 42x36 (HxW) N1A423612 enclosures. | Stock | 179
18G2109 | Hammond subpanel, galvanized steel. For use with 24x12 (HxW) 1418xxxx enclosures. | Stock | 54
SCE-72P30 | Saginaw subpanel, carbon steel, white, powder coat finish. For use with SCE-72EL30xxxx and SCE-72H30xxLP enclosures. | Stock | 327
SCE-76P37GALV | Saginaw subpanel, galvanized steel. For use with SCE-84XM40xxxx, SCE-84XM3EWxxxx, SCE-84XD4018xx, SCE-84XD3EW18xx, and SCE-84XR4018 enclosures. | Stock | 448
1555JFPL | Hammond subpanel, galvanized steel. For use with 1555JFxxGY and 1555J2FxxGY enclosures. | Stock | 8
18P1309 | Hammond subpanel, carbon steel, RAL 9003 white, powder coat finish. For use with 16x12 (HxW) 1418xxxx and C3R16126HCR enclosures. | Stock | 36.5
SCE-30P16 | Saginaw subpanel, carbon steel, white, powder coat finish. For use with SCE-30EL1606xxx and SCE-30H1606LP enclosures. | Stock | 71
SCE-N68P78GALV | Saginaw subpanel, galvanized steel. For use with 68 x 78in (HxW) Saginaw NextGen enclosures. | Stock | 787
SCE-72P30F2 | Saginaw subpanel, half-height, carbon steel, white, powder coat finish. For use with 72 x 30in (HxW) Saginaw freestanding enclosures. | Stock | 220
1590Z160PL | Hammond subpanel, galvanized steel. For use with 1590Z160xx enclosures. | Stock | 10
NP4836 | Wiegmann subpanel, carbon steel, white, powder coat finish. For use with 36x48/48x36/48x37 (HxW) B483611CH, N124836xx, N1C3648xx, N4483608, SDN12483xxxPL, SN4483712, SSN4xxxxxx, SSN4X483712x and WA364812WF enclosures. | Stock | 267
EP3016 | Hammond subpanel, carbon steel, RAL 9003 white, powder coat finish. For use with 30x16 (HxW) EN4SD3016xxx Eclipse series enclosures. | Stock | 92
SCE-76P37 | Saginaw subpanel, carbon steel, white, powder coat finish. For use with SCE-84XM40xxxx, SCE-84XM3EWxxxx, SCE-84XD4018xx, SCE-84XD3EW18xx, and SCE-84XR4018 enclosures. | Stock | 390
ABP66-P10 | Integra subpanel, 3003 aluminum. For use with 6x6 (HxW) H6064xxxxx-P10 Premium series enclosures. | Stock | 14.5
18P4527 | Hammond subpanel, carbon steel, RAL 9003 white, powder coat finish. For use with 30x48 and 48x30 (HxW) 1418xxxx, 1422RW10, and HN4WM304810xx enclosures. | Stock | 240
P0806 | Wiegmann subpanel, carbon steel, white, powder coat finish. For use with 8x6 (HxW) B08060xxx and BN408060xxx enclosures. | Stock | 7.25
NP2420C | Wiegmann subpanel, carbon steel, white, powder coat finish. For use with 20x24/24x20/24x22 (HxW) N4122024xxxx, N4122420xxxx & N412242208Cxxx Ultimate series enclosures. | Stock | 79
NP6036C | Wiegmann subpanel, carbon steel, white, powder coat finish. For use with 60x36/60x38 (HxW) N41260361xxx & N41260381xCxxx Ultimate series enclosures. | Stock | 328
NP3624SSC | Wiegmann subpanel, 304 stainless steel. For use with 24x36/36x24/36x26 (HxW) N4123624xxxx, N412362608CDxxx, and N412D243608C Ultimate series enclosures. | Stock | 326
SBP66-P10 | Integra subpanel, carbon steel, white, powder coat finish. For use with 6x6 (HxW) H6064xxxxx-P10 Premium series enclosures. | Stock | 29
PNA186 | Quadritalia OK series subpanel, galvanized steel. For use with 1800 x 600mm Quadritalia OK series modular enclosures. | Stock | 129
72WFWG | Hammond subpanel, galvanized steel. For use with 72x24/72x25 (HxW) 1418xxxx and HN4FS72xxxxxx freestanding enclosures. | Stock | 522
BP108CS | Stahlin subpanel, carbon steel, white, powder coat finish. For use with 10x8/11x9 (HxW) DSx100806xx Diamond Shield series, Jx1008xx & WH-J1008HPL J/JW series, RJx1008xx RJ/RJW series, CL1109xx Classic series and F9PBW pushbutton enclosures. | Stock | 24
WA72P24F1G | Wiegmann subpanel, galvanized steel. For use with 72x24 (HxW) WA7224xxxxxx and WRD7224xxFS4 freestanding enclosures. | Stock | 402
SCE-64P31GALV | Saginaw subpanel, galvanized steel. For use with SCE-72XM3418xx, SCE-72XM3EQ18xx, SCE-72XD3418xx, SCE-72XD3EQ18xx, SCE-72XR3418, SCE-72XR3EQ18 and SCE-72XR3EW18 enclosures. | Stock | 299
90BYHWG | Hammond subpanel, half-height, galvanized steel. For use with 90x72 (HxW) 1418BYxx freestanding enclosures. | Stock | 1018
SCE-48P24SS | Saginaw subpanel, 304 stainless steel, #4 brush finish. For use with SCE-48EL24xxxx, SCE-2448xxWFLP, SCE-24EL4810xxWFLP, SCE-48SA2610LPPL and SCE-48H2408LP enclosures. | Stock | 334
14R1109 | Hammond subpanel, carbon steel, RAL 9003 white, powder coat finish. For use with 10x12/12x10 (HxW) EJxxxx Eclipse Junior series, 1414xxxx and HJxxxx enclosures. | Stock | 14.5
PVCBP44-IMP-P10 | Integra subpanel, PVC, gray. For use with 4x4 (HxW) P4043-P10 & P4043C-P10 Impact series enclosures. | Stock | 11
SCE-10N10MPP | Saginaw subpanel, perforated, carbon steel, white, powder coat finish. For use with SCE-10N1004LP and SCE-10N1006LP enclosures. | Stock | 22.5
EP2016 | Hammond subpanel, carbon steel, RAL 9003 white, powder coat finish. For use with 20x16 (HxW) EN4SD2016xxx & ST2016xxx Eclipse series enclosures. | Stock | 55
72YHWG | Hammond subpanel, half-height, galvanized steel. For use with 72x36/72x37 (HxW) 1418xxxx and HN4FS72xxxxxx freestanding enclosures. | Stock | 422
SCE-76P76GALV | Saginaw subpanel, galvanized steel. For use with SCE-84XM78xxxx, SCE-84XD78xxxx, SCE-84XR7818, SCE-84XM3EWxxxx, SCE-84XD3EW18xxx, and SCE-84XR3EW18x enclosures. | Stock | 969
BP66CS | Stahlin subpanel, carbon steel, white, powder coat finish. For use with 6x6/7x7 (HxW) DSx60604xx Diamond Shield series, Jx606xx J/JW series, RJx606xx RJ/RJW series, CL707xx Classic series and F4PBW pushbutton enclosures. | Stock | 13
N1P1216L | Wiegmann subpanel, carbon steel, white, powder coat finish. For use with 16x12 (HxW) N1C12160xLP enclosures. | Stock | 18
18P1515 | Hammond subpanel, carbon steel, RAL 9003 white, powder coat finish. For use with 18x18 (HxW) C3R18186HCR and C3R181810HCR enclosures. | Stock | 49
SCE-16P12SS | Saginaw subpanel, 316L stainless steel, #4 brush finish. For use with SCE-16EL120xxxx, SCE-16H12xxxxLP and SCE-16R120xLP enclosures. | Stock | 50
EP1616 | Hammond subpanel, carbon steel, RAL 9003 white, powder coat finish. For use with 16x16 (HxW) EN4SD1616xxx & ST1616xxx Eclipse series enclosures. | Stock | 48.5
SCE-16P14GALV | Saginaw subpanel, galvannealed steel. For use with SCE-1614xELJxxx, SCE-1614xxCHxNFxx, SCE-1614SC and SCE-16C16ELJxxenclosures. | Stock | 30
90BWHWG | Hammond subpanel, half-height, galvanized steel. For use with 90x48 (HxW) 1418BW20 freestanding enclosures. | Stock | 790
14R1109SS | Hammond subpanel, 304 stainless steel, #4 brush finish. For use with 10x12/12x10 (HxW) EJxxxx Eclipse Junior series, 1414xxxx and HJxxxx enclosures. | Stock | 50
NP3630SS | Wiegmann subpanel, 304 stainless steel. For use with 30x36/36x30/36x31 (HxW) B3630xxCH, N123xxxxx, N436301x, SDN12363xxxPL, SN4363108, SSN43630xxx, SSN4X363108x and WA363008FM enclosures. | Stock | 405
SCE-20P16GALV | Saginaw subpanel, galvannealed steel. For use with SCE-16EL20xxxx, SCE-20EL16xxxx, SCE-16H20xxxx and SCE-20H16xxxx enclosures. | Stock | 47
SCE-36P16GALV | Saginaw subpanel, galvanized steel. For use with SCE-36H1606LP enclosures. | Stock | 87
SCE-6P6SS | Saginaw subpanel, 316L stainless steel, #4 brush finish. For use with SCE-606ELJxx, SCE-606CHNFxx, SCE-606SC and SCE-4SPBAx enclosures. | Stock | 12.25
SCE-30N30MPP | Saginaw subpanel, perforated, carbon steel, white, powder coat finish. For use with SCE-30N3008LP enclosures. | Stock | 143
EP1612 | Hammond subpanel, carbon steel, RAL 9003 white, powder coat finish. For use with 16x12 (HxW) EN4SD1612xxx & ST1612xxx Eclipse series enclosures. | Stock | 25
SCE-60P48F1 | Saginaw subpanel, carbon steel, white, powder coat finish. For use with 60 x 48in (HxW) Saginaw freestanding enclosures. | Stock | 564
EPG4830 | Hammond subpanel, galvanized steel. For use with 48x30 (HxW) EN4SD4830xxx Eclipse series enclosures. | Stock | 238
SP24 | AttaBox subpanel, side mount, 3003-H14 aluminum. For use with AH242410xxx Heartland series enclosures. | Stock | 106
SCE-16DLP14 | Saginaw subpanel, carbon steel, white, powder coat finish. For use with SCE-16EL161408LPxx enclosures. | Stock | 27.5
SCE-8N8MPP | Saginaw subpanel, perforated, carbon steel, white, powder coat finish. For use with SCE-8N804LP and SCE-8N806LP enclosures. | Stock | 16.5
SCE-20P20SS | Saginaw subpanel, 304 stainless steel, #4 brush finish. For use with SCE-20EL20xxxx, SCE-20XEL21xxxx, SCE-20SA22xxxx and SCE-20H20xxxx enclosures. | Stock | 120
BP2420AL | Stahlin subpanel, 3003-H14 aluminum. For use with N24208HWT and NW24208HWT enclosures. | Stock | 190
SCE-12P20C | Saginaw subpanel, carbon steel, white, powder coat finish. For use with SCE-12C20ELJ and SCE-12C20ELJSS enclosures. | Stock | 36
18P2113S16 | Hammond subpanel, 316 stainless steel, #4 brush finish. For use with 24x16 (HxW) 1418xxxx and HW24168xxHK enclosures. | Stock | 160
AP1612 | Hammond subpanel, carbon steel, RAL 9003 white, powder coat finish. For use with 16x12 (HxW) N1A1612x enclosures. | Stock | 19
90BYFWG | Hammond subpanel, galvanized steel. For use with 90x72 (HxW) 1418BYxx freestanding enclosures. | Stock | 1808
SCE-24P20GALV | Saginaw subpanel, galvanized steel. For use with SCE-20EL24xxxx, SCE-24EL20xxxx, SCE-24XEL21xxxx, SCE-24SA22xxxx, SCE-20H24xxxx and SCE-24H20xxxx enclosures. | Stock | 74
SCE-20N20MP | Saginaw subpanel, carbon steel, white, powder coat finish. For use with SCE-20N2006LP, 20N2008LP and SCE-20N2010LP enclosures. | Stock | 46.5
72XFW | Hammond subpanel, carbon steel, RAL 9003 white, powder coat finish. For use with 72x30/72x31 (HxW) 1418xxxx and HN4FS72xxxxxx freestanding enclosures. | Stock | 578
SCE-8P8 | Saginaw subpanel, carbon steel, white, powder coat finish. For use with SCE-808xELJxx, SCE-808xCHNFxx, SCE-808SC, SCE-4SPBHx and SCE-9PBAx enclosures. | Stock | 7.5
SCE-10P10 | Saginaw subpanel, carbon steel, white, powder coat finish. For use with SCE-10106ELJxx, SCE-10106CHNF, SCE-1010xSC, SCE-9PBHxxx and SCE-16PBAx enclosures. | Stock | 10.5
1590Z100PL | Hammond subpanel, galvanized steel. For use with 1590Z100xx enclosures. | Stock | 9
SCE-8P12C | Saginaw subpanel, carbon steel, white, powder coat finish. For use with SCE-8C12ELJ and SCE-8C12ELJSS enclosures. | Stock | 13
1590Z120PL | Hammond subpanel, galvanized steel. For use with 1590Z120xx enclosures. | Stock | 9.5
EP2424 | Hammond subpanel, carbon steel, RAL 9003 white, powder coat finish. For use with 24x24/24x26 (HxW) EN4SD2424xxx, EN4DSC24268xx & ST2424xxx Eclipse series enclosures. | Stock | 99
14R0707 | Hammond subpanel, carbon steel, RAL 9003 white, powder coat finish. For use with 8x8 (HxW) EJ884xxx Eclipse Junior series and HJ884HLP enclosures. | Stock | 9.25
72XHW | Hammond subpanel, half-height, carbon steel, RAL 9003 white, powder coat finish. For use with 72x30/72x31 (HxW) 1418xxxx and HN4FS72xxxxxx freestanding enclosures. | Stock | 361
NP2016SSC | Wiegmann subpanel, 304 stainless steel. For use with 16x20/20x16 (HxW) N4121620xxxx & N4122016xxxx Ultimate series enclosures. | Stock | 117
SCE-64P31 | Saginaw subpanel, carbon steel, white, powder coat finish. For use with SCE-72XM3418xx, SCE-72XM3EQ18xx, SCE-72XD3418xx, SCE-72XD3EQ18xx, SCE-72XR3418, SCE-72XR3EQ18 and SCE-72XR3EW18 enclosures. | Stock | 260
BP86CS | Stahlin subpanel, carbon steel, white, powder coat finish. For use with 8x6/9x7 (HxW) DSx80604xx Diamond Shield series, Jx806xx J/JW series, RJx806xx RJ/RJW series, CL907xx Classic series and F6PBW pushbutton enclosures. | Stock | 15.5
ABP-66-IMP-P10 | Integra subpanel, 3003 aluminum. For use with 6x6 (HxW) P6063-P10 & P6063C-P10 Impact series enclosures. | Stock | 14.5
EP3642 | Hammond subpanel, carbon steel, RAL 9003 white, powder coat finish. For use with 36x42 (HxW) EN4TD364212xx Eclipse series enclosures. | Stock | 255
SCE-20P20GALV | Saginaw subpanel, galvannealed steel. For use with SCE-20EL20xxxx, SCE-20XEL21xxxx, SCE-20SA22xxxx and SCE-20H20xxxx enclosures. | Stock | 55
EPG2424 | Hammond subpanel, galvanized steel. For use with 24x24/24x26 (HxW) EN4SD2424xxx, EN4DSC24268xx & ST2424xxx Eclipse series enclosures. | Stock | 99
18A5733 | Hammond subpanel, 5052-H32 aluminum. For use with 36x60/60x36 (HxW) 1418xxxx, 1422UX12, 1447Sxxxx, C3R603612HCR, HW6036xxxxHK and HN4WM366012xx enclosures. | Stock | 573
P1212SS | Wiegmann subpanel, 304 stainless steel. For use with 12x12 (HxW) B121206xx and BN41212xxxx enclosures. | Stock | 53
SCE-42P30GALV | Saginaw subpanel, galvanized steel. For use with SCE-42EL30xxxx, SCE-30EL4210xxWFLP, SCE-42XEL31xxxx, SCE-42SA32xxLPPL, SCE-42R30xxLP and SCE-42H30xxxx enclosures. | Stock | 199
18P2717 | Hammond subpanel, carbon steel, RAL 9003 white, powder coat finish. For use with 30x20 (HxW) 1418xxxx, 1447SDxxHK, and HW30208xxHK enclosures. | Stock | 103
ABP-1816-P10 | Integra subpanel, 3003 aluminum. For use with 18x16 (HxW) H181610xxxxx-P10 Premium series enclosures. | Stock | 61
NP4236SSC | Wiegmann subpanel, 304 stainless steel. For use with 36x42/42x36/42x38 (HxW) N41242361xxx, N412423812CDxx, and N412D364212SSC Ultimate series enclosures. | Stock | 618
SCE-N86P78GALV | Saginaw subpanel, galvanized steel. For use with 86 x 78in (HxW) Saginaw NextGen enclosures. | Stock | 927
SCE-6P4GALV | Saginaw subpanel, galvannealed steel. For use with SCE-604ELJxx, SCE-604xCHNFxx, SCE-604xSC and SCE-7KJxxSSST enclosures. | Stock | 4.5
NP7236G | Wiegmann subpanel, galvanized steel. For use with 72x36 (HxW) N12723612 enclosures. | Stock | 422
18P2721S16 | Hammond subpanel, 316 stainless steel, #4 brush finish. For use with 24x30 and 30x24 (HxW) 1418xxxx, 1447Sxxxx, C3R3024xxHCR, and HWxxxxxxHK enclosures. | Stock | 283
SCE-64P52GALV | Saginaw subpanel, galvanized steel. For use with SCE-72XM5418xx, SCE-72XD5418xx and SCE-72XR5418 enclosures. | Stock | 598
18P5733S16 | Hammond subpanel, 316 stainless steel, #4 brush finish. For use with 36x60 and 60x36 (HxW) 1418xxxx, 1422UX12, 1447Sxxxx, C3R603612HCR, HW6036xxxxHK, and HN4WM366012xx enclosures. | Stock | 886
SCE-72P30F1 | Saginaw subpanel, carbon steel, white, powder coat finish. For use with 72 x 30in (HxW) Saginaw freestanding enclosures. | Stock | 355
BP1412AL | Stahlin subpanel, 3003-H14 aluminum. For use with 14x12/15x13 (HxW) DSx14120xxx Diamond Shield series, Jx1412xx and WH-J1412HPL J/JW/Fatboy series, RJx1412xx RJ/RJW series and CL1513xx Classic series enclosures. | Stock | 34.5
BP1412A | AttaBox subpanel, 3003-H14 aluminum. For use with AH14124xxx and AHxx14126xxx Heartland series enclosures. | Stock | 34.5
NP4830C | Wiegmann subpanel, carbon steel, white, powder coat finish. For use with 30x48 (HxW) N412D304810SSC Ultimate series enclosures. | Stock | 352
N1JP1412PP | Hammond subpanel, perforated, carbon steel, ANSI 61 gray, powder coat finish. For use with 14x12 (HxW) N1J1412x enclosures. | Stock | 19
14R1513SS | Hammond subpanel, 304 stainless steel, #4 brush finish. For use with 14x16/16x14 (HxW) EJxxxx Eclipse Junior series, 1414xxxx and HJxxxx enclosures. | Stock | 90
SP10 | AttaBox subpanel, side mount, 3003-H14 aluminum. For use with AH1084xxx, AHF1084x, AH10xx6xxx, and AHF10xx6x Heartland series enclosures. | Stock | 66
ABP-98-IMP-P10 | Integra subpanel, 3003 aluminum. For use with 9x8 (HxW) P9082-P10 & P9082C-P10 Impact series enclosures. | Stock | 19.5
SCE-N80P78GALV | Saginaw subpanel, galvanized steel. For use with 80 x 78in (HxW) Saginaw NextGen enclosures. | Stock | 922
N1JP1612PP | Hammond subpanel, perforated, carbon steel, ANSI 61 gray, powder coat finish. For use with 16x12 (HxW) N1J16126 enclosures. | Stock | 21.5
EP3636 | Hammond subpanel, carbon steel, RAL 9003 white, powder coat finish. For use with 36x36 (HxW) EN4SD3636xxx & ST363612xx Eclipse series enclosures. | Stock | 218
P0606SS | Wiegmann subpanel, 304 stainless steel. For use with 6x6 (HxW) B060604xx and BN4060604xx enclosures. | Stock | 19
2CWCP48 | Hammond subpanel, carbon steel, RAL 9003 white, powder coat finish. For use with 2CLC2048 and 2CSC2048 consoles. | Stock | 289
ABP-86-IMP-P10 | Integra subpanel, 3003 aluminum. For use with 8x6 (HxW) P8063-P10 & P8063C-P10 Impact series enclosures. | Stock | 16.5
SCE-42P24 | Saginaw subpanel, carbon steel, white, powder coat finish. For use with SCE-42EL24xxxx, SCE-2442xxxxWFLP, SCE-24EL4210xxWFLP, SCE-47XVR2514 and SCE-47VR2514 enclosures. | Stock | 142
18A4533 | Hammond subpanel, 5052-H32 aluminum. For use with 36x48/48x36 (HxW) 1418xxxx, 1422UW12, 1447Sxxxx, C3R4836xxHCR, HW4836xxxxHK and HN4WM364812xx enclosures. | Stock | 463
EPG2420 | Hammond subpanel, galvanized steel. For use with 24x20/24x22 (HxW) EN4SD2420xxx, EN4DSC24228xx & ST2420xxx Eclipse series enclosures. | Stock | 84
WA72SMP20 | Wiegmann subpanel, side mount, carbon steel, white, powder coat finish. For use with 72in (H) x min. 24in (D) WA72xxxxx and WRD72xxxxx freestanding enclosures. | Stock | 303
EP2012 | Hammond subpanel, carbon steel, RAL 9003 white, powder coat finish. For use with 20x12 (HxW) EN4SD2012xxx Eclipse series enclosures. | Stock | 44.5
N1P1012 | Wiegmann subpanel, carbon steel, white, powder coat finish. For use with 12x10 (HxW) N1C10120x, RHC101206 and WA1210xxGIE enclosures. | Stock | 11.5
SCE-60P60 | Saginaw subpanel, carbon steel, white, powder coat finish. For use with SCE-60EL60xxxx, SCE-6060xxLP and SCE-60XEL61xxxx enclosures. | Stock | 516
SCE-48P36SS | Saginaw subpanel, 304 stainless steel, #4 brush finish. For use with SCE-464919xxxx, SCE-48EL36xxxx, SCE-36EL48xxxx, SCE-3648xxWFLP, SCE-48XEL37xxxx, SCE-48SA38xxLPPL, SCE-53VR36xx, SCE-53XVR37xx and SCE-48H36xxxx enclosures. | Stock | 523
18P3321 | Hammond subpanel, carbon steel, RAL 9003 white, powder coat finish. For use with 36x24 (HxW) 1418xxxx, 1447Sxxxx, C3R362412HCR, and HW3624xxxxHK enclosures. | Stock | 142
SCE-36P30GALV | Saginaw subpanel, galvanized steel. For use with SCE-403716xxxx, SCE-30EL36xxxx, SCE-36EL30xxxx, SCE-36XEL31xxxx, SCE-36SA32xxLPPL, SCE-36R30xxLP, SCE-30H36xxxx and SCE-36H30xxxx enclosures. | Stock | 173
AP4224 | Hammond subpanel, carbon steel, RAL 9003 white, powder coat finish. For use with 42x24 (HxW) N1A42249 enclosures. | Stock | 149
PVCBP-1816-P10 | Integra subpanel, PVC, gray. For use with 18x16 (HxW) H181610xxxxx-P10 Premium series enclosures. | Stock | 84
18P3327 | Hammond subpanel, carbon steel, RAL 9003 white, powder coat finish. For use with 36x30 (HxW) 1418xxxx, 1447Sxxxx, C3R363012HCR, and HW3630xxxxHK enclosures. | Stock | 188
SCE-42P36SS | Saginaw subpanel, 304 stainless steel, #4 brush finish. For use with SCE-42EL36xxxx, SCE-36EL4216xxWFLP, SCE-364216WFLP, SCE-42XEL37xxxx, SCE-42SA38xxLPPL, and SCE-42H36xxxx enclosures. | Stock | 463
SCE-72P48F2 | Saginaw subpanel, half-height, carbon steel, white, powder coat finish. For use with 72 x 48in (HxW) Saginaw freestanding enclosures. | Stock | 405
NP4230C | Wiegmann subpanel, carbon steel, white, powder coat finish. For use with 30x42/42x32 (HxW) N412423212Cxxx and N412D304210SSC Ultimate series enclosures. | Stock | 193
60AWHW | Hammond subpanel, half-height, carbon steel, RAL 9003 white, powder coat finish. For use with 60x48 (HxW) 1418AW18 freestanding enclosures. | Stock | 569
18G4533 | Hammond subpanel, galvanized steel. For use with 36x48/48x36 (HxW) 1418xxxx, 1422UW12, 1447Sxxxx, C3R4836xxHCR, HW4836xxxxHK and HN4WM364812xx enclosures. | Stock | 284
SCE-14N12MPP | Saginaw subpanel, perforated, carbon steel, white, powder coat finish. For use with SCE-14N1204LP, 14N1206LP and SCE-14N1208LP enclosures. | Stock | 29
EPG3630 | Hammond subpanel, galvanized steel. For use with 36x30/36x32 (HxW) EN4SD3630xxx, EN4DSC36328xx & ST3630xxx Eclipse series enclosures. | Stock | 187
NP1612C | Wiegmann subpanel, carbon steel, white, powder coat finish. For use with 16x12 (HxW) N4121612xxxx Ultimate series enclosures. | Stock | 17.75
WA90P72F1 | Wiegmann subpanel, carbon steel, white, powder coat finish. For use with 90x72 (HxW) WA9072xxxxx and WRD9072xxFSD4 freestanding enclosures. | Stock | 1335
14G1509 | Hammond subpanel, galvanized steel. For use with 16x10 (HxW) EJ16106xx Eclipse Junior series and HJ16106HLP enclosures. | Stock | 18
BP1412FG | Stahlin subpanel, fiberglass, gray. For use with 14x12/15x13 (HxW) DSx14120xxx Diamond Shield series, Jx1412xx & WH-J1412HPL J/JW series, RJx1412xx RJ/RJW series and CL1513xx Classic series enclosures. | Stock | 46
N1JP108 | Hammond subpanel, carbon steel, RAL 9003 white, powder coat finish. For use with 10x8 (HxW) N1J108x and C3R1086HCR enclosures. | Stock | 10
ABP-1412-P10 | Integra subpanel, 3003 aluminum. For use with 14x12 (HxW) H141206xxxxx-P10 Premium series enclosures. | Stock | 37.5
PVCBP1210-P10 | Integra subpanel, PVC, gray. For use with 12x10 (HxW) H12104xxxxx-P10 and H12106xxxxx-P10 Premium series enclosures. | Stock | 32
NPDD6060 | Wiegmann subpanel, carbon steel, white, powder coat finish. For use with 60x60/60x61/62x60 (HxW) N126060xx, SSN4D626012xx, WA60CPX6xxxx and WA60X61xxx enclosures. | Stock | 553
SCE-36P36 | Saginaw subpanel, carbon steel, white, powder coat finish. For use with SCE-463719xxxx, SCE-36EL36xxxx and SCE-36H36xxxx enclosures. | Stock | 185
EP3060 | Hammond subpanel, carbon steel, RAL 9003 white, powder coat finish. For use with 30x60 (HxW) EN4SD3060xxx Eclipse series enclosures. | Stock | 297
SCE-36P36GALV | Saginaw subpanel, galvanized steel. For use with SCE-463719xxxx, SCE-36EL36xxxx and SCE-36H36xxxx enclosures. | Stock | 203
AP2024 | Hammond subpanel, carbon steel, RAL 9003 white, powder coat finish. For use with 20x24 (HxW) N1A20249 enclosures. | Stock | 45
SCE-24N20MP | Saginaw subpanel, carbon steel, white, powder coat finish. For use with SCE-24N2006LP, 24N2008LP and SCE-24N2010LP enclosures. | Stock | 53
SCE-1436P2 | Saginaw subpanel, half-height, carbon steel, white, powder coat finish. For use with SCE-1436B consoles. | Stock | 276
SCE-20P24C | Saginaw subpanel, carbon steel, white, powder coat finish. For use with SCE-20C24ELJ and SCE-20C24ELJSS enclosures. | Stock | 66
SCE-8N6MPP | Saginaw subpanel, perforated, carbon steel, white, powder coat finish. For use with SCE-8N604LP enclosures. | Stock | 14.5
PVCBP-2016-P10 | Integra subpanel, PVC, gray. For use with 20x16 (HxW) G201608E-P10 & G201608CE-P10 Genesis series enclosures. | Stock | 118
SCE-60BFP42GALV | Saginaw subpanel, galvanized steel. For use with SCE-42EL6012xxWFALP and SCE-4260xxWFALP enclosures. | Stock | 412
SP6 | AttaBox subpanel, side mount, 3003-H14 aluminum. For use with AH664xxx and AHF664x Heartland series enclosures. | Stock | 62
EP2420 | Hammond subpanel, carbon steel, RAL 9003 white, powder coat finish. For use with 24x20/24x22 (HxW) EN4SD2420xxx, EN4DSC24228xx & ST2420xxx Eclipse series enclosures. | Stock | 84
14R0505SS | Hammond subpanel, 304 stainless steel, #4 brush finish. For use with 6x6 (HxW) EJ664xxx Eclipse Junior series, 1414xxxx and HJ664xxx enclosures. | Stock | 21
SCE-42P30SS | Saginaw subpanel, 304 stainless steel, #4 brush finish. For use with SCE-42EL30xxxx, SCE-30EL4210xxWFLP, SCE-42XEL31xxxx, SCE-42SA32xxLPPL, SCE-42R30xxLP and SCE-42H30xxxx enclosures. | Stock | 394
14R1307 | Hammond subpanel, carbon steel, RAL 9003 white, powder coat finish. For use with 14x8 (HxW) EJ1486xx Eclipse Junior series and HJ1486HLP enclosures. | Stock | 13.5
PVCBP108-P10 | Integra subpanel, PVC, gray. For use with 10x8 (HxW) H10084xxxxx-P10 and H10086xxxxx-P10 Premium series enclosures. | Stock | 27.5
SBP86-P10 | Integra subpanel, carbon steel, white, powder coat finish. For use with 8x6 (HxW) H8064xxxxx-P10 Premium series enclosures. | Stock | 32
SCE-8P8GALV | Saginaw subpanel, galvannealed steel. For use with SCE-808xELJxx, SCE-808xCHNFxx, SCE-808SC, SCE-4SPBHx and SCE-9PBAx enclosures. | Stock | 7.25
SCE-48P48GALV | Saginaw subpanel, galvanized steel. For use with SCE-48EL4812xxWFLP and SCE-4848xxWFLP enclosures. | Stock | 380
90YFWG | Hammond subpanel, galvanized steel. For use with 90x36 (HxW) 1418YYxx and HN4FS9036xxxx freestanding enclosures. | Stock | 822
EP3660 | Hammond subpanel, carbon steel, RAL 9003 white, powder coat finish. For use with 36x60 (HxW) EN4TD366012xx Eclipse series enclosures. | Stock | 343
NP3030 | Wiegmann subpanel, carbon steel, white, powder coat finish. For use with 30x30 (HxW) N123030xx, N4303008, RHC30300x, SSN4303008xxx and WC936B enclosures. | Stock | 155
N1JP88 | Hammond subpanel, carbon steel, RAL 9003 white, powder coat finish. For use with 8x8 (HxW) N1J88x and C3R886HCR enclosures. | Stock | 8.5
SCE-48P42GALV | Saginaw subpanel, galvanized steel. For use with SCE-42EL4812xxWFLP and SCE-4248xxWFLP enclosures. | Stock | 317
SCE-48P24GALV | Saginaw subpanel, galvanized steel. For use with SCE-48EL24xxxx, SCE-2448xxWFLP, SCE-24EL4810xxWFLP, SCE-48SA2610LPPL and SCE-48H2408LP enclosures. | Stock | 169
SCE-14P6 | Saginaw subpanel, carbon steel, white, powder coat finish. For use with SCE-12PBAx enclosures. | Stock | 9.25
BP1614FG | Stahlin subpanel, fiberglass, gray. For use with 16x14 (HxW) DSx161408xx Diamond Shield series, Jx1614xx & WH-J1614HPL J/JW series and RJx1614xx RJ/RJW series enclosures. | Stock | 56
SCE-90SMP20 | Saginaw subpanel, side mount, carbon steel, white, powder coat finish. For use with 90in (H) x min. 24in (D) Saginaw freestanding enclosures. | Stock | 365
14A1509 | Hammond subpanel, 5052-H32 aluminum. For use with 16x10 (HxW) EJ16106xx Eclipse Junior series and HJ16106HLP enclosures. | Stock | 16
EPG1612 | Hammond subpanel, galvanized steel. For use with 16x12 (HxW) EN4SD1612xxx & ST1612xxx Eclipse series enclosures. | Stock | 19
72FD26 | Hammond subpanel, side mount, carbon steel, RAL 9003 white, powder coat finish. For use with 72in (H) x 36in (D) 1418xxx36 and HN4FS72xx36xx freestanding enclosures. | Stock | 578
N1P2430 | Wiegmann subpanel, carbon steel, white, powder coat finish. For use with 30x24 (HxW) N1C2430xxLP enclosures. | Stock | 100
SCE-16P16GALV | Saginaw subpanel, galvannealed steel. For use with SCE-16EL16xxxx enclosures. | Stock | 38
NP3630 | Wiegmann subpanel, carbon steel, white, powder coat finish. For use with 30x36/36x30/36x31 (HxW) B3630xxCH, N123xxxxx, N436301x, SDN12363xxxPL, SN4363108, SSN43630xxx, SSN4X363108x and WA363008FM enclosures. | Stock | 175
NP4848C | Wiegmann subpanel, carbon steel, white, powder coat finish. For use with 48x48 (HxW) N412D484812xxx Ultimate series enclosures. | Stock | 656
SCE-60P76 | Saginaw subpanel, carbon steel, white, powder coat finish. For use with SCE-60X2D7818 enclosures. | Stock | 639
ABP44-IMP-P10 | Integra subpanel, 3003 aluminum. For use with 4x4 (HxW) P4043-P10 & P4043C-P10 Impact series enclosures. | Stock | 11.5
N1P0608 | Wiegmann subpanel, carbon steel, white, powder coat finish. For use with 8x6 (HxW) N1C06080x, RHC060804 and WA080604GIE enclosures. | Stock | 6.25
14R1311 | Hammond subpanel, carbon steel, RAL 9003 white, powder coat finish. For use with 12x14/14x12 (HxW) 1414xxxx, HJxxxx, and EJxxxx enclosures. | Stock | 18.5
90BWFWG | Hammond subpanel, galvanized steel. For use with 90x48 (HxW) 1418BW20 freestanding enclosures. | Stock | 1276
60TYFW | Hammond subpanel, carbon steel, RAL 9003 white, powder coat finish. For use with 60x36 (HxW) 1418TY24 and HN4FS603624SS freestanding enclosures. | Stock | 569
SCE-12P12 | Saginaw subpanel, carbon steel, white, powder coat finish. For use with SCE-1212ELJxx, SCE-1212CHNF, SCE-1212SC and SCE-16PBHxxx enclosures. | Stock | 14.25
18P2709 | Hammond subpanel, carbon steel, RAL 9003 white, powder coat finish. For use with 30x12 (HxW) 1418KA8 enclosures. | Stock | 76
WA72P48F1G | Wiegmann subpanel, galvanized steel. For use with 72x48 (HxW) WA7248xxxxx and WRD7248xxFSD4 freestanding enclosures. | Stock | 841
ASP-2424-P10 | Integra subpanel, side mount, 3003 aluminum. For use with 24x24 (HxW) G242410E-P10 & G242410CE-P10 Genesis series enclosures. Requires GSR2424-P10 frame stiffener ring and KIT-GMMR10-P10 internal mounting rail kit. | Stock | 87
SP18 | AttaBox subpanel, side mount, 3003-H14 aluminum. For use with AH181610xxx and AHF181610x Heartland series enclosures. | Stock | 95
18P3321PP | Hammond subpanel, perforated, carbon steel, ANSI 61 gray, powder coat finish. For use with 36x24 (HxW) 1418xxxx, 1447Sxxxx, C3R362412HCR, and HW3624xxxxHK enclosures. | Stock | 133
ABP108-IMP-P10 | Integra subpanel, 3003 aluminum. For use with 10x8 (HxW) P10086-P10 & P10086C-P10 Impact series enclosures. | Stock | 24
SCE-60P24F1 | Saginaw subpanel, carbon steel, white, powder coat finish. For use with 60 x 24in (HxW) Saginaw freestanding enclosures. | Stock | 270
1590ZGRP243PL | Hammond subpanel, galvanized steel. For use with 1590ZGRP243 and 1590ZGRP244 enclosures. | Stock | 17.5
2CWCP36 | Hammond subpanel, carbon steel, RAL 9003 white, powder coat finish. For use with 2CLC2036 and 2CSC2036 consoles. | Stock | 233
1555RFPL | Hammond subpanel, galvanized steel. For use with 1555RFxxGY and 1555R2FxxGY enclosures. | Stock | 10
60TWFW | Hammond subpanel, carbon steel, RAL 9003 white, powder coat finish. For use with 60x24 (HxW) 1418TW18 and HN4FS602418xx freestanding enclosures. | Stock | 444
14A1109 | Hammond subpanel, 5052-H32 aluminum. For use with 10x12/12x10 (HxW) EJxxxx Eclipse Junior series, 1414xxxx and HJxxxx enclosures. | Stock | 16
NP3636C | Wiegmann subpanel, carbon steel, white, powder coat finish. For use with 36x36 (HxW) N4123636xxxx Ultimate series enclosures. | Stock | 206
18P1709 | Hammond subpanel, carbon steel, RAL 9003 white, powder coat finish. For use with 20x12 (HxW) 1418CA6 and 1418CA8 enclosures. | Stock | 42
SCE-20N20MPP | Saginaw subpanel, perforated, carbon steel, white, powder coat finish. For use with SCE-20N2006LP, 20N2008LP and SCE-20N2010LP enclosures. | Stock | 51
18A3327 | Hammond subpanel, 5052-H32 aluminum. For use with 36x30 (HxW) 1418xxxx, 1447Sxxxx, C3R363012HCR and HW3630xxxxHK enclosures. | Stock | 297
SCE-30N30MP | Saginaw subpanel, carbon steel, white, powder coat finish. For use with SCE-30N3008LP enclosures. | Stock | 97
1554HPL | Hammond subpanel, galvanized steel. For use with 1554Hxx, 1554Txx, 1555Hxx and 1555Txx enclosures. | Stock | 9
BP88A | AttaBox subpanel, 3003-H14 aluminum. For use with AHx884xxx Heartland series enclosures. | Stock | 22
SCE-12P12SS | Saginaw subpanel, 316L stainless steel, #4 brush finish. For use with SCE-1212ELJxx, SCE-1212CHNF, SCE-1212SC and SCE-16PBHxxx enclosures. | Stock | 31
14G1105 | Hammond subpanel, galvanized steel. For use with 12x6 (HxW) EJ126xx Eclipse Junior series and HJ1264HLP enclosures. | Stock | 10
18G2727 | Hammond subpanel, galvanized steel. For use with 30x30 (HxW) 1418xxxx, C3R3030xxHCR and HW30308xxHK enclosures. | Stock | 166
WA60P24F1 | Wiegmann subpanel, carbon steel, white, powder coat finish. For use with 60x24 (HxW) WA602418xxx and WRD602418FS4 freestanding enclosures. | Stock | 359
SCE-N86P40GALV | Saginaw subpanel, galvanized steel. For use with 86 x 40in (HxW) Saginaw NextGen enclosures. | Stock | 515
SCE-12P10 | Saginaw subpanel, carbon steel, white, powder coat finish. For use with SCE-1210xELJxx, SCE-1210xCHNF, SCE-1210xSC, SCE-12PBHx and SCE-13KJxxSSST enclosures. | Stock | 12
60AWHWG | Hammond subpanel, half-height, galvanized steel. For use with 60x48 (HxW) 1418AW18 freestanding enclosures. | Stock | 642
WA72P36F1 | Wiegmann subpanel, carbon steel, white, powder coat finish. For use with 72x36 (HxW) WA7236xxxxxx and WRD7236xxFS4 freestanding enclosures. | Stock | 533
SCE-48P30 | Saginaw subpanel, carbon steel, white, powder coat finish. For use with SCE-48EL30xxxx, SCE-304810WFLP, SCE-30EL4810xxWFLP and SCE-48H30xxLP enclosures. | Stock | 201
72ZXHW | Hammond subpanel, half-height, carbon steel, RAL 9003 white, powder coat finish. For use with 72x60 (HxW) 1418ZXxx freestanding enclosures. | Stock | 744
AP2020PP | Hammond subpanel, perforated, carbon steel, ANSI 61 gray, powder coat finish. For use with 20x20 (HxW) N1A2020x enclosures. | Stock | 44
72WHWG | Hammond subpanel, half-height, galvanized steel. For use with 72x24/72x25 (HxW) 1418xxxx and HN4FS72xxxxxx freestanding enclosures. | Stock | 337
NP2020 | Wiegmann subpanel, carbon steel, white, powder coat finish. For use with 20x20 (HxW) B20200xCH, N122020xx, N420200x, RHC202008, SDN122021xxPL, SSN420200xx and WA202006FM enclosures. | Stock | 61
14A1111 | Hammond subpanel, 5052-H32 aluminum. For use with 12x12 (HxW) EJ1212xxxx Eclipse Junior series, 1414N4PHxxxL6 and HJ12126HLP enclosures. | Stock | 16
SCE-60P36SS | Saginaw subpanel, 304 stainless steel, #4 brush finish. For use with SCE-60EL36xxxx, SCE-36EL60xxxx, SCE-3660xxWFLP, SCE-60XEL37xxxx, SCE-60SA38xxLPPL, SCE-65VR36xx, SCE-65XVR37xx and SCE-60H36xxxx enclosures. | Stock | 643
18P2117PP | Hammond subpanel, perforated, carbon steel, ANSI 61 gray, powder coat finish. For use with 24x20 (HxW) 1418xxxx, 1447SBxxHK, C3R24208HCR, and HW2420xxxxHK enclosures. | Stock | 79
EPG2020 | Hammond subpanel, galvanized steel. For use with 20x20/20x22 (HxW) EN4SD2020xxx, EN4DSC20228xx & ST2020xxx Eclipse series enclosures. | Stock | 66
SCE-42P36GALV | Saginaw subpanel, galvanized steel. For use with SCE-42EL36xxxx, SCE-36EL4216xxWFLP, SCE-364216WFLP, SCE-42XEL37xxxx, SCE-42SA38xxLPPL, and SCE-42H36xxxx enclosures. | Stock | 244
18P3327PP | Hammond subpanel, perforated, carbon steel, ANSI 61 gray, powder coat finish. For use with 36x30 (HxW) 1418xxxx, 1447Sxxxx, C3R363012HCR, and HW3630xxxxHK enclosures. | Stock | 176
EP3020 | Hammond subpanel, carbon steel, RAL 9003 white, powder coat finish. For use with 30x20 (HxW) EN4SD3020xxx Eclipse series enclosures. | Stock | 106
EPG3636 | Hammond subpanel, galvanized steel. For use with 36x36 (HxW) EN4SD3636xxx & ST363612xx Eclipse series enclosures. | Stock | 218
EPG2416 | Hammond subpanel, galvanized steel. For use with 24x16 (HxW) EN4SD2416xxx Eclipse series enclosures. | Stock | 66
N1P3030 | Wiegmann subpanel, carbon steel, white, powder coat finish. For use with 30x30 (HxW) N1C303008LP enclosures. | Stock | 122
SCE-N80P40GALV | Saginaw subpanel, galvanized steel. For use with 80 x 40in (HxW) Saginaw NextGen enclosures. | Stock | 464
NP2416 | Wiegmann subpanel, carbon steel, white, powder coat finish. For use with 24x16 (HxW) N1224160x, SSN4241608 and SSN4241608A enclosures. | Stock | 59
AP2016 | Hammond subpanel, carbon steel, RAL 9003 white, powder coat finish. For use with 20x16 (HxW) N1A2016x enclosures. | Stock | 29.5
EP1620 | Hammond subpanel, carbon steel, RAL 9003 white, powder coat finish. For use with 16x20 (HxW) EN4SD1620xxx Eclipse series enclosures. | Stock | 55
NP3016 | Wiegmann subpanel, carbon steel, white, powder coat finish. For use with 30x16 (HxW) N12301606 enclosures. | Stock | 78
NP1224 | Wiegmann subpanel, carbon steel, white, powder coat finish. For use with 12x24/24x12 (HxW) N1212240x and N122412xx enclosures. | Stock | 48
18P1717S16 | Hammond subpanel, 316 stainless steel, #4 brush finish. For use with 20x20 (HxW) 1418xxxx, 1447SAxxHK, and C3R20208HCR enclosures. | Stock | 165
EP3624 | Hammond subpanel, carbon steel, RAL 9003 white, powder coat finish. For use with 36x24/36x26 (HxW) EN4SD3624xxx & EN4DSC36268xx Eclipse series enclosures. | Stock | 144
SCE-24P16GALV | Saginaw subpanel, galvanized steel. For use with SCE-24EL16xxxx and SCE-24H16xxLP enclosures. | Stock | 51
SCE-10N8MPP | Saginaw subpanel, perforated, carbon steel, white, powder coat finish. For use with SCE-10N804LP and SCE-10N806LP enclosures. | Stock | 19.5
NP2016C | Wiegmann subpanel, carbon steel, white, powder coat finish. For use with 16x20/20x16 (HxW) N4121620xxxx & N4122016xxxx Ultimate series enclosures. | Stock | 51
18A1313 | Hammond subpanel, 5052-H32 aluminum. For use with 16x16 (HxW) 1418xxxx and C3R16166HCR enclosures. | Stock | 61
SCE-30P16GALV | Saginaw subpanel, galvanized steel. For use with SCE-30EL1606xxx and SCE-30H1606LP enclosures. | Stock | 74
1590ZGRP233PL | Hammond subpanel, galvanized steel. For use with 1590ZGRP233 enclosures. | Stock | 13
SCE-8P20C | Saginaw subpanel, carbon steel, white, powder coat finish. For use with SCE-8C20ELJ and SCE-8C20ELJSS enclosures. | Stock | 23
SCE-24P24SS | Saginaw subpanel, 304 stainless steel, #4 brush finish. For use with SCE-24EL24xxxx, SCE-24XEL25xxxx, SCE-24SA26xxxx, SCE29VR24xx, SCE-24R24xxxx and SCE-24H24xxxx enclosures. | Stock | 180
N1P2024 | Wiegmann subpanel, carbon steel, white, powder coat finish. For use with 24x20 (HxW) N1C2024xxLP enclosures. | Stock | 40.5
BP64CS | Stahlin subpanel, carbon steel, white, powder coat finish. For use with 6x4 (HxW) Jx604xx J/JW series and RJx604xx RJ/RJW series enclosures. | Stock | 20
1555HFPL | Hammond subpanel, galvanized steel. For use with 1555HFxxGY and 1555H2FxxGY enclosures. | Stock | 8.75
SCE-12P24C | Saginaw subpanel, carbon steel, white, powder coat finish. For use with SCE-12C24ELJ and SCE-12C24ELJSS enclosures. | Stock | 43.5
14G1311 | Hammond subpanel, galvanized steel. For use with 12x14/14x12 (HxW) EJxxxx Eclipse Junior series, 1414xxxx and HJxxxx enclosures. | Stock | 18.5
BP1614CS | Stahlin subpanel, carbon steel, white, powder coat finish. For use with 16x14 (HxW) DSx161408xx Diamond Shield series, Jx1614xx & WH-J1614HPL J/JW series and RJx1614xx RJ/RJW series enclosures. | Stock | 45
NP3624C | Wiegmann subpanel, carbon steel, white, powder coat finish. For use with 24x36/36x24/36x26 (HxW) N4123624xxxx, N412362608CDxxx, and N412D243608C Ultimate series enclosures. | Stock | 132
90YWHWG | Hammond subpanel, half-height, galvanized steel. For use with 90x24 (HxW) 1418YW20 and HN4FS902420xx freestanding enclosures. | Stock | 379
18P3333PP | Hammond subpanel, perforated, carbon steel, ANSI 61 gray, powder coat finish. For use with 36x36 (HxW) 1418xxxx, C3R3636xxHCR, and HW363612xxHK enclosures. | Stock | 208
1555BFPL | Hammond subpanel, galvanized steel. For use with 1555BF22GY and 1555B2F22GY enclosures. | Stock | 5.25
18P1313PP | Hammond subpanel, perforated, carbon steel, ANSI 61 gray, powder coat finish. For use with 16x16 (HxW) 1418xxxx and C3R16166HCR enclosures. | Stock | 43
14G0707 | Hammond subpanel, galvanized steel. For use with 8x8 (HxW) EJ884xxx Eclipse Junior series and HJ884HLP enclosures. | Stock | 9.25
SCE-72P72F1 | Saginaw subpanel, carbon steel, white, powder coat finish. For use with 72 x 72in (HxW) Saginaw freestanding enclosures. | Stock | 842
SCE-16N16MPP | Saginaw subpanel, perforated, carbon steel, white, powder coat finish. For use with SCE-16N1606LP and SCE-16N1608LP enclosures. | Stock | 38
18P6933 | Hammond subpanel, carbon steel, RAL 9003 white, powder coat finish. For use with 72x36 (HxW) 1418V12 enclosures. | Stock | 411
EP2024 | Hammond subpanel, carbon steel, RAL 9003 white, powder coat finish. For use with 20x24 (HxW) EN4SD2024xxx Eclipse series enclosures. | Stock | 84
BP3630AL | Stahlin subpanel, 3003-H14 aluminum. For use with 36x30 (HxW) N3630xxxxT and NW363012HWT N series enclosures. | Stock | 465
SCE-82P76 | Saginaw subpanel, carbon steel, white, powder coat finish. For use with SCE-86M3Exx, SCE-90XM78xxxx, SCE-90XD7818xxx, SCE-90XR7818, SCE-90XM3EWxxxx, SCE-90XD3EW18x and SCE-90XR3EW18x enclosures. | Stock | 779
60TWHW | Hammond subpanel, half-height, carbon steel, RAL 9003 white, powder coat finish. For use with 60x24 (HxW) 1418TW18 and HN4FS602418xx freestanding enclosures. | Stock | 298
P1010 | Wiegmann subpanel, carbon steel, white, powder coat finish. For use with 10x10 (HxW) B10100xxx enclosures. | Stock | 11.5
SP20 | AttaBox subpanel, side mount, 3003-H14 aluminum. For use with AH20168xxx and AHF20168x Heartland series enclosures. | Stock | 97
N1P2420 | Wiegmann subpanel, carbon steel, white, powder coat finish. For use with 20x24 (HxW) N1C242008LP enclosures. | Stock | 41
EPG3660 | Hammond subpanel, galvanized steel. For use with 36x60 (HxW) EN4TD366012xx Eclipse series enclosures. | Stock | 343
BPJ2424AL | Stahlin subpanel, 3003-H14 aluminum. For use with J2424HPL enclosures. | Stock | 307
SCE-N68P66GALV | Saginaw subpanel, galvanized steel. For use with 68 x 66in (HxW) Saginaw NextGen enclosures. | Stock | 670
SCE-16P30C | Saginaw subpanel, carbon steel, white, powder coat finish. For use with SCE-16C30ELJ enclosures. | Stock | 70
72XHWG | Hammond subpanel, half-height, galvanized steel. For use with 72x30/72x31 (HxW) 1418xxxx and HN4FS72xxxxxx freestanding enclosures. | Stock | 379
1590Z164PL | Hammond subpanel, galvanized steel. For use with 1590Z164xx enclosures. | Stock | 13.5
N1JP1210PP | Hammond subpanel, perforated, carbon steel, ANSI 61 gray, powder coat finish. For use with 12x10 (HxW) N1J1210x and C3R12106HCR enclosures. | Stock | 14.5
N1JP86PP | Hammond subpanel, perforated, carbon steel, ANSI 61 gray, powder coat finish. For use with 8x6 (HxW) N1J864 and C3R864HCR enclosures. | Stock | 8
14R1111SS | Hammond subpanel, 304 stainless steel, #4 brush finish. For use with 12x12 (HxW) EJ1212xxxx Eclipse Junior series, 1414N4PHxxxL6 and HJ12126HLP enclosures. | Stock | 58
SCE-36P52 | Saginaw subpanel, carbon steel, white, powder coat finish. For use with SCE-35VR2412 enclosures. | Stock | 251
BP1816CS | Stahlin subpanel, carbon steel, white, powder coat finish. For use with 18x16 (HxW) DSx181610xx Diamond Shield series, Jx1816xx & WH-J1816HPL J/JW series and RJx1816xx RJ/RJW series enclosures. | Stock | 58
BP6036AL | Stahlin subpanel, 3003-H14 aluminum. For use with N603612HWT and N603616HWT enclosures. | Stock | 835
NP2416SSC | Wiegmann subpanel, 304 stainless steel. For use with 24x16 (HxW) N4122416xxxx Ultimate series enclosures. | Stock | 145
14R1513 | Hammond subpanel, carbon steel, RAL 9003 white, powder coat finish. For use with 14x16/16x14 (HxW) EJxxxx Eclipse Junior series, 1414xxxx and HJxxxx enclosures. | Stock | 24.5
1554LPL | Hammond subpanel, galvanized steel. For use with 1554Lxx, 1554LAxx, 1555Lxx and 1555LAxx enclosures. | Stock | 6.75
14A1105 | Hammond subpanel, 5052-H32 aluminum. For use with 12x6 (HxW) EJ126xx Eclipse Junior series and HJ1264HLP enclosures. | Stock | 11
18G2117 | Hammond subpanel, galvanized steel. For use with 24x20 (HxW) 1418xxxx, 1447SBxxHK, C3R24208HCR and HW2420xxxxHK enclosures. | Stock | 83
SCE-12P6GALV | Saginaw subpanel, galvannealed steel. For use with SCE-12064CHNF and SCE-10PBAx enclosures. | Stock | 8
SCE-72P48F1 | Saginaw subpanel, carbon steel, white, powder coat finish. For use with 72 x 48in (HxW) Saginaw freestanding enclosures. | Stock | 637
SCE-12P12C | Saginaw subpanel, carbon steel, white, powder coat finish. For use with SCE-12C12ELJ and SCE-12C12ELJSS enclosures. | Stock | 20.5
NP1616SSC | Wiegmann subpanel, 304 stainless steel. For use with 16x16 (HxW) N4121616xxxx Ultimate series enclosures. | Stock | 97
NP2016SS | Wiegmann subpanel, 304 stainless steel. For use with 16x20/20x16 (HxW) B20160xCH, N12xxxxx, N42016xx, RHC201606 and SSN42016xxx enclosures. | Stock | 117
EP3036 | Hammond subpanel, carbon steel, RAL 9003 white, powder coat finish. For use with 30x36 (HxW) EN4SD3036xxx Eclipse series enclosures. | Stock | 187
WA60P36F1 | Wiegmann subpanel, carbon steel, white, powder coat finish. For use with 60x36 (HxW) WA603624xxx and WRD603624FS4 freestanding enclosures. | Stock | 463
SCE-24P16 | Saginaw subpanel, carbon steel, white, powder coat finish. For use with SCE-24EL16xxxx and SCE-24H16xxLP enclosures. | Stock | 51
SCE-6N6MPP | Saginaw subpanel, perforated, carbon steel, white, powder coat finish. For use with SCE-6N604LP enclosures. | Stock | 12.25
SCE-14N12MP | Saginaw subpanel, carbon steel, white, powder coat finish. For use with SCE-14N1204LP, 14N1206LP and SCE-14N1208LP enclosures. | Stock | 13.25
SCE-72P30F1GALV | Saginaw subpanel, galvanized steel. For use with 72 x 30in (HxW) Saginaw freestanding enclosures. | Stock | 404
72ZYHW | Hammond subpanel, half-height, carbon steel, RAL 9003 white, powder coat finish. For use with 72x72 (HxW) 1418ZYxx freestanding enclosures. | Stock | 830
SCE-36P16 | Saginaw subpanel, carbon steel, white, powder coat finish. For use with SCE-36H1606LP enclosures. | Stock | 83
NP4824C | Wiegmann subpanel, carbon steel, white, powder coat finish. For use with 24x48/48x24 (HxW) N41248241xxx and N412244808SSC Ultimate series enclosures. | Stock | 171
NP2424SS | Wiegmann subpanel, 304 stainless steel. For use with 24x24/24x25 (HxW) B2424xxCH, N122424xx, N4242408, RHC242408, SDN122425xxPL, SN4242508, SSN42424xxx, SSN4X242508x and WA242408FM enclosures. | Stock | 213
BP1210AL | Stahlin subpanel, 3003-H14 aluminum. For use with 12x10/13x11 (HxW) DSx121006xx Diamond Shield series, Jx1210xx and WH-J1210HPL J/JW/Fatboy series, RJx1210xx RJ/RJW series and CL1311xx Classic series enclosures. | Stock | 28.5
BP1210A | AttaBox subpanel, 3003-H14 aluminum. For use with AH12104xxx and AHxx12106xxx Heartland series enclosures. | Stock | 28.5
SCE-42P42GALV | Saginaw subpanel, galvanized steel. For use with SCE-42EL4212xxWFLP and SCE-4242xxWFLP enclosures. | Stock | 281
AP3630PP | Hammond subpanel, perforated, carbon steel, ANSI 61 gray, powder coat finish. For use with 36x30 (HxW) N1A3630xx enclosures. | Stock | 182
SCE-9P30L | Saginaw subpanel, carbon steel, white, powder coat finish. For use with SCE-L930xELJxxx wire trough. | Stock | 49.5
NP2016 | Wiegmann subpanel, carbon steel, white, powder coat finish. For use with 16x20/20x16 (HxW) B20160xCH, N12xxxxx, N42016xx, RHC201606 and SSN42016xxx enclosures. | Stock | 51
18P1515PP | Hammond subpanel, perforated, carbon steel, ANSI 61 gray, powder coat finish. For use with 18x18 (HxW) C3R18186HCR and C3R181810HCR enclosures. | Stock | 46.5
90YHWG | Hammond subpanel, half-height, galvanized steel. For use with 90x36 (HxW) 1418YYxx and HN4FS9036xxxx freestanding enclosures. | Stock | 490
1590ZGRP131PL | Hammond subpanel, galvanized steel. For use with 1590ZGRP131 enclosures. | Stock | 9.5
SCE-1472P3 | Saginaw subpanel, carbon steel, white, powder coat finish. For use with SCE-1472BD consoles. | Stock | 724
SCE-24N24MPP | Saginaw subpanel, perforated, carbon steel, white, powder coat finish. For use with SCE-24N2406LP, 24N2408LP and SCE-24N2412LP enclosures. | Stock | 90
P1408 | Wiegmann subpanel, carbon steel, white, powder coat finish. For use with 14x8 (HxW) B140806CH enclosures. | Stock | 12.75
SCE-90P72F1GALV | Saginaw subpanel, galvanized steel. For use with 90 x 72in (HxW) Saginaw freestanding enclosures. | Stock | 1229
NP1212C | Wiegmann subpanel, carbon steel, white, powder coat finish. For use with 12x12 (HxW) N41212120xxx Ultimate series enclosures. | Stock | 16.5
1554WPL | Hammond subpanel, galvanized steel. For use with 1554Wxx, 1554WAxx, 1555Wxx and 1555WAxx enclosures. | Stock | 11
SCE-16P10GALV | Saginaw subpanel, galvannealed steel. For use with SCE-16106CHNF enclosures. | Stock | 14.75
NP1616C | Wiegmann subpanel, carbon steel, white, powder coat finish. For use with 16x16 (HxW) N4121616xxxx Ultimate series enclosures. | Stock | 42.5
NP2420 | Wiegmann subpanel, carbon steel, white, powder coat finish. For use with 20x24/24x20/24x21 (HxW) B24200xCH, N12xxxxx, N4202408, N4242008, RHC242008, SDN122421xxPL, SN4242108, SSN4xxxxxxx and SSN4X242108x enclosures. | Stock | 79
PNA206 | Quadritalia OK series subpanel, galvanized steel. For use with 2000 x 600mm Quadritalia OK series modular enclosures. | Stock | 146
BP1010A | AttaBox subpanel, 3003-H14 aluminum. For use with AHxx10106xxx Heartland series enclosures. | Stock | 28
N1JP66PP | Hammond subpanel, perforated, carbon steel, ANSI 61 gray, powder coat finish. For use with 6x6 (HxW) N1J664 and C3R664HCR enclosures. | Stock | 6.5
SCE-8N8MP | Saginaw subpanel, carbon steel, white, powder coat finish. For use with SCE-8N804LP and SCE-8N806LP enclosures. | Stock | 6.5
2CWCP60 | Hammond subpanel, carbon steel, RAL 9003 white, powder coat finish. For use with 2CLC2060 and 2CSC2060 consoles. | Stock | 351
WA72P60F1 | Wiegmann subpanel, carbon steel, white, powder coat finish. For use with 72x60 (HxW) WA7260xxxxx and WRD7260xxFSD4 freestanding enclosures. | Stock | 975
BP1816FG | Stahlin subpanel, fiberglass, gray. For use with 18x16 (HxW) DSx181610xx Diamond Shield series, Jx1816xx & WH-J1816HPL J/JW series and RJx1816xx RJ/RJW series enclosures. | Stock | 63
BPJ2020AL | Stahlin subpanel, 3003-H14 aluminum. For use with J2020HPL enclosures. | Stock | 206
SCE-16P16 | Saginaw subpanel, carbon steel, white, powder coat finish. For use with SCE-16EL16xxxx enclosures. | Stock | 38
BP1210ABS | AttaBox subpanel, ABS plastic, black. For use with AH12104xxx and AHxx12106xxx Heartland series enclosures. | Stock | 25.5
60TWHWG | Hammond subpanel, half-height, galvanized steel. For use with 60x24 (HxW) 1418TW18 and HN4FS602418xx freestanding enclosures. | Stock | 310
SCE-12DLP12 | Saginaw subpanel, carbon steel, white, powder coat finish. For use with SCE-12EL1206xxLPxx and SCE-12R120xLP enclosures. | Stock | 21.5
72YFW | Hammond subpanel, carbon steel, RAL 9003 white, powder coat finish. For use with 72x36/72x37 (HxW) 1418xxxx and HN4FS72xxxxxx freestanding enclosures. | Stock | 658
90FD14 | Hammond subpanel, side mount, carbon steel, RAL 9003 white, powder coat finish. For use with 90in (H) x min. 18in (D) 1418xxxx and HN4FS90xxxx freestanding enclosures. | Stock | 440
BP1210CS | Stahlin subpanel, carbon steel, white, powder coat finish. For use with 12x10/13x11 (HxW) DSx121006xx Diamond Shield series, Jx1210xx & WH-J1210HPL J/JW series, RJx1210xx RJ/RJW series and CL1311xx Classic series enclosures. | Stock | 28.5
EP6036 | Hammond subpanel, carbon steel, RAL 9003 white, powder coat finish. For use with 60x36/60x38 (HxW) EN4SD6036xxx, EN4DSC603812xx & ST6036xxxx Eclipse series enclosures. | Stock | 343
SCE-20P20J | Saginaw subpanel, carbon steel, white, powder coat finish. For use with SCE-2020xxELJxx enclosures. | Stock | 55
NP3630C | Wiegmann subpanel, carbon steel, white, powder coat finish. For use with 36x30 (HxW) N4123630xxxx & N4123632xxCxxx Ultimate series enclosures. | Stock | 175
18G2113 | Hammond subpanel, galvanized steel. For use with 24x16 (HxW) 1418xxxx and HW24168xxHK enclosures. | Stock | 62
SCE-N68P28GALV | Saginaw subpanel, galvanized steel. For use with 68 x 28in (HxW) Saginaw NextGen enclosures. | Stock | 295
1554FPL | Hammond subpanel, galvanized steel. For use with 1554Fxx, 1554Gxx, 1555Fxx and 1555Gxx enclosures. | Stock | 7.5
BP66ABS | AttaBox subpanel, ABS plastic, black. For use with AHx664xxx Heartland series enclosures. | Stock | 17
PNA188 | Quadritalia OK series subpanel, galvanized steel. For use with 1800 x 800mm Quadritalia OK series modular enclosures. | Stock | 149
72ZYFWG | Hammond subpanel, galvanized steel. For use with 72x72 (HxW) 1418ZYxx freestanding enclosures. | Stock | 1498
SCE-1460P2 | Saginaw subpanel, half-height, carbon steel, white, powder coat finish. For use with SCE-1460BD consoles. | Stock | 382
EP4224 | Hammond subpanel, carbon steel, RAL 9003 white, powder coat finish. For use with 42x24 (HxW) EN4SD4224xxx Eclipse series enclosures. | Stock | 166
72FD14 | Hammond subpanel, side mount, carbon steel, RAL 9003 white, powder coat finish. For use with 72in (H) x min. 18in (D) 1418xxxx and HN4FS72xxxx freestanding enclosures. | Stock | 306
72FD9 | Hammond subpanel, side mount, carbon steel, RAL 9003 white, powder coat finish. For use with 72in (H) 1418xxxx and HN4FS72xxxx freestanding enclosures. | Stock | 283
18P4533S16 | Hammond subpanel, 316 stainless steel, #4 brush finish. For use with 36x48 and 48x36 (HxW) 1418xxxx, 1422UW12, 1447Sxxxx, C3R4836xxHCR, HW4836xxxxHK, and HN4WM364812xx enclosures. | Stock | 671
PNA18C | Quadritalia OK series subpanel, galvanized steel. For use with 1800 x 1200mm Quadritalia OK series modular enclosures. | Stock | 195
AP2020 | Hammond subpanel, carbon steel, RAL 9003 white, powder coat finish. For use with 20x20 (HxW) N1A2020x enclosures. | Stock | 40
SCE-12P16C | Saginaw subpanel, carbon steel, white, powder coat finish. For use with SCE-12C16ELJ and SCE-12C16ELJSS enclosures. | Stock | 28.5
SCE-10P8GALV | Saginaw subpanel, galvannealed steel. For use with SCE-6PBHx, SCE-1008xELJxx, SCE-1008xCHNFxx, SCE-1008xSC, SCE-11KJxxSSST and SCE-12PBAx enclosures. | Stock | 8.5
AP1616 | Hammond subpanel, carbon steel, RAL 9003 white, powder coat finish. For use with 16x16 (HxW) N1A16167 enclosures. | Stock | 24
N1JP1210 | Hammond subpanel, carbon steel, RAL 9003 white, powder coat finish. For use with 12x10 (HxW) N1J1210x and C3R12106HCR enclosures. | Stock | 13
AP2420PP | Hammond subpanel, perforated, carbon steel, ANSI 61 gray, powder coat finish. For use with 24x20 (HxW) N1A2420xx enclosures. | Stock | 49.5
BP1210FG | Stahlin subpanel, fiberglass, gray. For use with 12x10/13x11 (HxW) DSx121006xx Diamond Shield series, Jx1210xx & WH-J1210HPL J/JW series, RJx1210xx RJ/RJW series and CL1311xx Classic series enclosures. | Stock | 36.5
SBP-1816-P10 | Integra subpanel, carbon steel, white, powder coat finish. For use with 18x16 (HxW) H181610xxxxx-P10 Premium series enclosures. | Stock | 76
NP4842C | Wiegmann subpanel, carbon steel, white, powder coat finish. For use with 42x48 (HxW) N412D424812SSC Ultimate series enclosures. | Stock | 590
90FD9 | Hammond subpanel, side mount, carbon steel, RAL 9003 white, powder coat finish. For use with 90in (H) 1418xxxx and HN4FS90xxxx freestanding enclosures. | Stock | 416
18G3321 | Hammond subpanel, galvanized steel. For use with 36x24 (HxW) 1418xxxx, 1447Sxxxx, C3R362412HCR and HW3624xxxxHK enclosures. | Stock | 142
SCE-72P72 | Saginaw subpanel, carbon steel, white, powder coat finish. For use with SCE-72EL72xxxx, SCE-7272xxULP, SCE-72X73xxLP and SCE-72XEL73xxxx enclosures. | Stock | 732
SCE-N68P78 | Saginaw subpanel, carbon steel, white, powder coat finish. For use with 68 x 78in (HxW) Saginaw NextGen enclosures. | Stock | 629
NP4236SS | Wiegmann subpanel, 304 stainless steel. For use with 36x42/42x36/42x37 (HxW) B423609CH, N124236xx, N1C364209, SDN12423xxxPL, SN4423712, SSN4xxxxxx, SSN4X423712x and WA364212FM enclosures. | Stock | 618
SCE-72P60F2 | Saginaw subpanel, half-height, carbon steel, white, powder coat finish. For use with 72 x 60in (HxW) Saginaw freestanding enclosures. | Stock | 460
AP3020PP | Hammond subpanel, perforated, carbon steel, ANSI 61 gray, powder coat finish. For use with 30x20 (HxW) N1A3020x enclosures. | Stock | 108
1590ZGRP121PL | Hammond subpanel, galvanized steel. For use with 1590ZGRP121 enclosures. | Stock | 9.25
BP3020AL | Stahlin subpanel, 3003-H14 aluminum. For use with N30208HWT and N302010HWT enclosures. | Stock | 242
SCE-72SMP20 | Saginaw subpanel, side mount, carbon steel, white, powder coat finish. For use with 72in (H) x min. 24in (D) Saginaw freestanding enclosures. | Stock | 299
AP4836 | Hammond subpanel, carbon steel, RAL 9003 white, powder coat finish. For use with 48x36 (HxW) N1A483612 enclosures. | Stock | 202
P1614 | Wiegmann subpanel, carbon steel, white, powder coat finish. For use with 16x14 (HxW) B1614xxxx and BN416140xxx enclosures. | Stock | 23
SP16 | AttaBox subpanel, side mount, 3003-H14 aluminum. For use with AH16148xxx and AHF16148x Heartland series enclosures. | Stock | 82
WA90P36F1 | Wiegmann subpanel, carbon steel, white, powder coat finish. For use with 90x36 (HxW) WA9036xxxxx and WRD9036xxFS4 freestanding enclosures. | Stock | 637
EPG3624 | Hammond subpanel, galvanized steel. For use with 36x24/36x26 (HxW) EN4SD3624xxx & EN4DSC36268xx Eclipse series enclosures. | Stock | 144
EPG7230 | Hammond subpanel, galvanized steel. For use with 72x30 (HxW) EN4SD7230xxx Eclipse series enclosures. | Stock | 372
14R0503 | Hammond subpanel, carbon steel, RAL 9003 white, powder coat finish. For use with 6x4 (HxW) EJ64xxx Eclipse Junior series, 1414xxxx and HJ64xxx enclosures. | Stock | 5.5
BP108AL | Stahlin subpanel, 3003-H14 aluminum. For use with 10x8/11x9 (HxW) DSx100806xx Diamond Shield series, Jx1008xx and WH-J1008HPL J/JW/Fatboy series, RJx1008xx RJ/RJW series, CL1109xx Classic series and F9PBW pushbutton enclosures. | Stock | 22.5
BP88AL | Stahlin subpanel, 3003-H14 aluminum. For use with 8x8 (HxW) DSx80804Hxx Diamond Shield series, J808xx J series, J8088SSH Fatboy series, and RJ808HPL RJ series enclosures. | Stock | 20.5
BP108A | AttaBox subpanel, 3003-H14 aluminum. For use with AH1083xxx, AH1084xxx, and AHx1086xxx Heartland series enclosures. | Stock | 24
SCE-90P72F2 | Saginaw subpanel, half-height, carbon steel, white, powder coat finish. For use with 90 x 72in (HxW) Saginaw freestanding enclosures. | Stock | 599
18P1717PP | Hammond subpanel, perforated, carbon steel, ANSI 61 gray, powder coat finish. For use with 20x20 (HxW) 1418xxxx, 1447SAxxHK, and C3R20208HCR enclosures. | Stock | 61
SCE-72P24F1 | Saginaw subpanel, carbon steel, white, powder coat finish. For use with 72 x 24in (HxW) Saginaw freestanding enclosures. | Stock | 305
P1008SS | Wiegmann subpanel, 304 stainless steel. For use with 10x8 (HxW) B10080xxx and BN410080xxx enclosures. | Stock | 32.5
BPJ3024AL | Stahlin subpanel, 3003-H14 aluminum. For use with J2430HPL and J3024HPL enclosures. | Stock | 361
BP3630CS | Stahlin subpanel, carbon steel, white, powder coat finish. For use with 36x30 (HxW) N3630xxxxT and NW363012HWT N series enclosures. | Stock | 465
SCE-14P2 | Saginaw subpanel, half-height, carbon steel, white, powder coat finish. For use with SCE-14B consoles. | Stock | 224
SCE-72P72F2 | Saginaw subpanel, half-height, carbon steel, white, powder coat finish. For use with 72 x 72in (HxW) Saginaw freestanding enclosures. | Stock | 510
18P3933S16 | Hammond subpanel, 316 stainless steel, #4 brush finish. For use with 36x42 and 42x36 (HxW) 1418xxxx, 1422UV12, 1447Sxxxx, C3R423612HCR, HW423010xxHK, and HN4WM304210xx enclosures. | Stock | 620
72YHW | Hammond subpanel, half-height, carbon steel, RAL 9003 white, powder coat finish. For use with 72x36/72x37 (HxW) 1418xxxx and HN4FS72xxxxxx freestanding enclosures. | Stock | 403
AP3630 | Hammond subpanel, carbon steel, RAL 9003 white, powder coat finish. For use with 36x30 (HxW) N1A3630xx enclosures. | Stock | 169
PVCBP-2424-P10 | Integra subpanel, PVC, gray. For use with 24x24 (HxW) G242410E-P10 & G242410CE-P10 Genesis series enclosures. | Stock | 159
N1JP64 | Hammond subpanel, carbon steel, RAL 9003 white, powder coat finish. For use with 6x4 (HxW) C3R644HCR enclosures. | Stock | 5.75
SCE-10N10MP | Saginaw subpanel, carbon steel, white, powder coat finish. For use with SCE-10N1004LP and SCE-10N1006LP enclosures. | Stock | 8.75
SBP88-P10 | Integra subpanel, carbon steel, white, powder coat finish. For use with 8x8 (HxW) H8084xxxxx-P10 Premium series enclosures. | Stock | 33
1590ZGRP082PL | Hammond subpanel, galvanized steel. For use with 1590ZGRP082 enclosures. | Stock | 8.25
NP3636 | Wiegmann subpanel, carbon steel, white, powder coat finish. For use with 36x36 (HxW) N123636xx, RHC363612 and SSN4363612xxx enclosures. | Stock | 206
NP6042C | Wiegmann subpanel, carbon steel, white, powder coat finish. For use with 42x60 (HxW) N412D426012SSC Ultimate series enclosures. | Stock | 659
1554QPL | Hammond subpanel, galvanized steel. For use with 1554Qxx, 1554QAxx, 1555Qxx and 1555QAxx enclosures. | Stock | 9.25
AP4230 | Hammond subpanel, carbon steel, RAL 9003 white, powder coat finish. For use with 42x30 (HxW) N1A423012 enclosures. | Stock | 161
PVCBP108-IMP-P10 | Integra subpanel, PVC, gray. For use with 10x8 (HxW) P10086-P10 & P10086C-P10 Impact series enclosures. | Stock | 27.5
SCE-9P18L | Saginaw subpanel, carbon steel, white, powder coat finish. For use with SCE-L918xELJxxx wire trough. | Stock | 41.5
ABP86-P10 | Integra subpanel, 3003 aluminum. For use with 8x6 (HxW) H8064xxxxx-P10 Premium series enclosures. | Stock | 16.5
SCE-48P36GALV | Saginaw subpanel, galvanized steel. For use with SCE-464919xxxx, SCE-48EL36xxxx, SCE-36EL48xxxx, SCE-3648xxWFLP, SCE-48XEL37xxxx, SCE-48SA38xxLPPL, SCE-53VR36xx, SCE-53XVR37xx and SCE-48H36xxxx enclosures. | Stock | 276
N1P2424 | Wiegmann subpanel, carbon steel, white, powder coat finish. For use with 24x24 (HxW) N1C2424xxLP enclosures. | Stock | 76
BP1614ABS | AttaBox subpanel, ABS plastic, black. For use with AH16144xxx and AHxx16148xxx Heartland series enclosures. | Stock | 34
SBP-2424-XXL-P10 | Integra subpanel, XXL, carbon steel, white, powder coat finish. For use with 24x24 (HxW) G242410E-P10 & G242410CE-P10 Genesis series enclosures. | Stock | 347
SCE-42P24GALV | Saginaw subpanel, galvanized steel. For use with SCE-42EL24xxxx, SCE-2442xxxxWFLP, SCE-24EL4210xxWFLP, SCE-47XVR2514 and SCE-47VR2514 enclosures. | Stock | 156
SCE-6N6MP | Saginaw subpanel, carbon steel, white, powder coat finish. For use with SCE-6N604LP enclosures. | Stock | 4.75
SCE-30P30GALV | Saginaw subpanel, galvanized steel. For use with SCE-30EL30xxxx and SCE-30H30xxxx enclosures. | Stock | 136
NP1616SS | Wiegmann subpanel, 304 stainless steel. For use with 16x16 (HxW) N1216160x, N4161606, RHC161606, SSN4161606 and SSN4161606A enclosures. | Stock | 97
PNA208 | Quadritalia OK series subpanel, galvanized steel. For use with 2000 x 800mm Quadritalia OK series modular enclosures. | Stock | 179
EP2448 | Hammond subpanel, carbon steel, RAL 9003 white, powder coat finish. For use with 24x48 (HxW) EN4TD24488xx Eclipse series enclosures. | Stock | 189
SCE-N80P40 | Saginaw subpanel, carbon steel, white, powder coat finish. For use with 80 x 40in (HxW) Saginaw NextGen enclosures. | Stock | 371
14R0907SS | Hammond subpanel, 304 stainless steel, #4 brush finish. For use with 8x10/10x8 (HxW) EJxxxx Eclipse Junior series, 1414xxxx and HJxxxx enclosures. | Stock | 35.5
EPG3036 | Hammond subpanel, galvanized steel. For use with 30x36 (HxW) EN4SD3036xxx Eclipse series enclosures. | Stock | 187
FUP188 | Quadritalia OK series subpanel filler plate, 1800mm, galvanized steel. | Stock | 107
FUP208 | Quadritalia OK series subpanel filler plate, 2000mm, galvanized steel. | Stock | 118
Floor Stand Kits and Floor-Mounting Legs for Enclosures
SCE-FK0418 | Saginaw floor stand kit, 4in height, carbon steel, ANSI 61 gray, powder coat finish. For use with 18in deep enclosures. Includes (2) floor stands and mounting hardware. | Stock | 214
SCE-FK0418LG | Saginaw floor stand kit, 4in height, carbon steel, RAL 7035 light gray, powder coat finish. For use with 18in deep enclosures. Includes (2) floor stands and mounting hardware. | Stock | 214
SCE-FK0608 | Saginaw floor stand kit, 6in height, carbon steel, ANSI 61 gray, powder coat finish. For use with 8in deep enclosures. Includes (2) floor stands and mounting hardware. | Stock | 162
SCE-FK0608LG | Saginaw floor stand kit, 6in height, carbon steel, RAL 7035 light gray, powder coat finish. For use with 8in deep enclosures. Includes (2) floor stands and mounting hardware. | Stock | 162
1481FA8K | Hammond floor stand kit, 6in height, carbon steel, ANSI 61 gray, powder coat finish. For use with 8in deep enclosures. Includes (2) floor stands and mounting hardware. | Stock | 196
SCE-FK0610 | Saginaw floor stand kit, 6in height, carbon steel, ANSI 61 gray, powder coat finish. For use with 10in deep enclosures. Includes (2) floor stands and mounting hardware. | Stock | 169
SCE-FK0610LG | Saginaw floor stand kit, 6in height, carbon steel, RAL 7035 light gray, powder coat finish. For use with 10in deep enclosures. Includes (2) floor stands and mounting hardware. | Stock | 169
1481FA10K | Hammond floor stand kit, 6in height, carbon steel, ANSI 61 gray, powder coat finish. For use with 10in deep enclosures. Includes (2) floor stands and mounting hardware. | Stock | 216
SCE-FK0612 | Saginaw floor stand kit, 6in height, carbon steel, ANSI 61 gray, powder coat finish. For use with 12in deep enclosures. Includes (2) floor stands and mounting hardware. | Stock | 191
SCE-FK0612LG | Saginaw floor stand kit, 6in height, carbon steel, RAL 7035 light gray, powder coat finish. For use with 12in deep enclosures. Includes (2) floor stands and mounting hardware. | Stock | 191
1481FA12K | Hammond floor stand kit, 6in height, carbon steel, ANSI 61 gray, powder coat finish. For use with 12in deep enclosures. Includes (2) floor stands and mounting hardware. | Stock | 247
SCE-FK0614 | Saginaw floor stand kit, 6in height, carbon steel, ANSI 61 gray, powder coat finish. For use with 14in deep enclosures. Includes (2) floor stands and mounting hardware. | Stock | 215
SCE-FK0616 | Saginaw floor stand kit, 6in height, carbon steel, ANSI 61 gray, powder coat finish. For use with 16in deep enclosures. Includes (2) floor stands and mounting hardware. | Stock | 219
1481FA16K | Hammond floor stand kit, 6in height, carbon steel, ANSI 61 gray, powder coat finish. For use with 16in deep enclosures. Includes (2) floor stands and mounting hardware. | Stock | 262
SCE-FK0616SS | Saginaw floor stand kit, 6in height, 304 stainless steel, #4 brush finish. For use with 16in deep enclosures. Includes (2) floor stands and mounting hardware. | Stock | 527
SCE-FK0618 | Saginaw floor stand kit, 6in height, carbon steel, ANSI 61 gray, powder coat finish. For use with 18in deep enclosures. Includes (2) floor stands and mounting hardware. | Stock | 223
SCE-FK0618LG | Saginaw floor stand kit, 6in height, carbon steel, RAL 7035 light gray, powder coat finish. For use with 18in deep enclosures. Includes (2) floor stands and mounting hardware. | Stock | 223
1481FA18K | Hammond floor stand kit, 6in height, carbon steel, ANSI 61 gray, powder coat finish. For use with 18in deep enclosures. Includes (2) floor stands and mounting hardware. | Stock | 291
SCE-FK0618SS | Saginaw floor stand kit, 6in height, 304 stainless steel, #4 brush finish. For use with 18in deep enclosures. Includes (2) floor stands and mounting hardware. | Stock | 558
SCE-FK0620 | Saginaw floor stand kit, 6in height, carbon steel, ANSI 61 gray, powder coat finish. For use with 20in deep enclosures. Includes (2) floor stands and mounting hardware. | Stock | 241
1481FA20K | Hammond floor stand kit, 6in height, carbon steel, ANSI 61 gray, powder coat finish. For use with 20in deep enclosures. Includes (2) floor stands and mounting hardware. | Stock | 354
SCE-FK0624 | Saginaw floor stand kit, 6in height, carbon steel, ANSI 61 gray, powder coat finish. For use with 24in deep enclosures. Includes (2) floor stands and mounting hardware. | Stock | 259
SCE-FK0624LG | Saginaw floor stand kit, 6in height, carbon steel, RAL 7035 light gray, powder coat finish. For use with 24in deep enclosures. Includes (2) floor stands and mounting hardware. | Stock | 259
SCE-FK0624SS | Saginaw floor stand kit, 6in height, 304 stainless steel, #4 brush finish. For use with 24in deep enclosures. Includes (2) floor stands and mounting hardware. | Stock | 649
SCE-FK0636 | Saginaw floor stand kit, 6in height, carbon steel, ANSI 61 gray, powder coat finish. For use with 36in deep enclosures. Includes (2) floor stands and mounting hardware. | Stock | 323
1481FC6K | Hammond floor stand kit, 12in height, carbon steel, ANSI 61 gray, powder coat finish. For use with 6in deep enclosures. Includes (2) floor stands and mounting hardware. | Stock | 235
SCE-FK1208 | Saginaw floor stand kit, 12in height, carbon steel, ANSI 61 gray, powder coat finish. For use with 8in deep enclosures. Includes (2) floor stands and mounting hardware. | Stock | 201
SCE-FK1208LG | Saginaw floor stand kit, 12in height, carbon steel, RAL 7035 light gray, powder coat finish. For use with 8in deep enclosures. Includes (2) floor stands and mounting hardware. | Stock | 201
1481FC8K | Hammond floor stand kit, 12in height, carbon steel, ANSI 61 gray, powder coat finish. For use with 8in deep enclosures. Includes (2) floor stands and mounting hardware. | Stock | 253
FK1208 | Wiegmann floor stand kit, 12in height, carbon steel, ANSI 61 gray, polyester powder finish. For use with 8in deep enclosures. Includes (2) floor stands and mounting hardware. | Stock | 224
SCE-FK1208SS | Saginaw floor stand kit, 12in height, 304 stainless steel, #4 brush finish. For use with 8in deep enclosures. Includes (2) floor stands and mounting hardware. | Stock | 479
1481FC8KSS | Hammond floor stand kit, 12in height, 304 stainless steel, #4 brush finish. For use with 8in deep enclosures. Includes (2) floor stands and mounting hardware. | Stock | 498
SSFK1208 | Wiegmann floor stand kit, 12in height, 304 stainless steel. For use with 8in deep enclosures. Includes (2) floor stands and mounting hardware. | Stock | 648
SCE-FK1210 | Saginaw floor stand kit, 12in height, carbon steel, ANSI 61 gray, powder coat finish. For use with 10in deep enclosures. Includes (2) floor stands and mounting hardware. | Stock | 212
SCE-FK1210LG | Saginaw floor stand kit, 12in height, carbon steel, RAL 7035 light gray, powder coat finish. For use with 10in deep enclosures. Includes (2) floor stands and mounting hardware. | Stock | 212
1481FC10K | Hammond floor stand kit, 12in height, carbon steel, ANSI 61 gray, powder coat finish. For use with 10in deep enclosures. Includes (2) floor stands and mounting hardware. | Stock | 273
FK1210 | Wiegmann floor stand kit, 12in height, carbon steel, ANSI 61 gray, polyester powder finish. For use with 10in deep enclosures. Includes (2) floor stands and mounting hardware. | Stock | 241
SCE-FK1210SS | Saginaw floor stand kit, 12in height, 304 stainless steel, #4 brush finish. For use with 10in deep enclosures. Includes (2) floor stands and mounting hardware. | Stock | 517
1481FC10KSS | Hammond floor stand kit, 12in height, 304 stainless steel, #4 brush finish. For use with 10in deep enclosures. Includes (2) floor stands and mounting hardware. | Stock | 486
SSFK1210 | Wiegmann floor stand kit, 12in height, 304 stainless steel. For use with 10in deep enclosures. Includes (2) floor stands and mounting hardware. | Stock | 697
SCE-FK1212 | Saginaw floor stand kit, 12in height, carbon steel, ANSI 61 gray, powder coat finish. For use with 12in deep enclosures. Includes (2) floor stands and mounting hardware. | Stock | 223
SCE-FK1212LG | Saginaw floor stand kit, 12in height, carbon steel, RAL 7035 light gray, powder coat finish. For use with 12in deep enclosures. Includes (2) floor stands and mounting hardware. | Stock | 223
1481FC12K | Hammond floor stand kit, 12in height, carbon steel, ANSI 61 gray, powder coat finish. For use with 12in deep enclosures. Includes (2) floor stands and mounting hardware. | Stock | 291
FK1212 | Wiegmann floor stand kit, 12in height, carbon steel, ANSI 61 gray, polyester powder finish. For use with 12in deep enclosures. Includes (2) floor stands and mounting hardware. | Stock | 258
SCE-FK1212SS | Saginaw floor stand kit, 12in height, 304 stainless steel, #4 brush finish. For use with 12in deep enclosures. Includes (2) floor stands and mounting hardware. | Stock | 551
SCE-FK1212SS6 | Saginaw floor stand kit, 12in height, 316L stainless steel, #4 brush finish. For use with 12in deep enclosures. Includes (2) floor stands and mounting hardware. | Stock | 634
1481FC12KSS | Hammond floor stand kit, 12in height, 304 stainless steel, #4 brush finish. For use with 12in deep enclosures. Includes (2) floor stands and mounting hardware. | Stock | 600
SSFK1212 | Wiegmann floor stand kit, 12in height, 304 stainless steel. For use with 12in deep enclosures. Includes (2) floor stands and mounting hardware. | Stock | 658
SCE-FK1214 | Saginaw floor stand kit, 12in height, carbon steel, ANSI 61 gray, powder coat finish. For use with 14in deep enclosures. Includes (2) floor stands and mounting hardware. | Stock | 257
SCE-FK1214-05 | Saginaw floor stand kit, 12in height, carbon steel, white, powder coat finish. For use with 14in deep enclosures. Includes (2) floor stands and mounting hardware. | Stock | 257
SCE-FK1216 | Saginaw floor stand kit, 12in height, carbon steel, ANSI 61 gray, powder coat finish. For use with 16in deep enclosures. Includes (2) floor stands and mounting hardware. | Stock | 259
SCE-FK1216LG | Saginaw floor stand kit, 12in height, carbon steel, RAL 7035 light gray, powder coat finish. For use with 16in deep enclosures. Includes (2) floor stands and mounting hardware. | Stock | 259
SCE-FK1216-05 | Saginaw floor stand kit, 12in height, carbon steel, white, powder coat finish. For use with 16in deep enclosures. Includes (2) floor stands and mounting hardware. | Stock | 259
1481FC16K | Hammond floor stand kit, 12in height, carbon steel, ANSI 61 gray, powder coat finish. For use with 16in deep enclosures. Includes (2) floor stands and mounting hardware. | Stock | 329
SCE-FK1216SS | Saginaw floor stand kit, 12in height, 304 stainless steel, #4 brush finish. For use with 16in deep enclosures. Includes (2) floor stands and mounting hardware. | Stock | 626
SCE-FK1216SS6 | Saginaw floor stand kit, 12in height, 316L stainless steel, #4 brush finish. For use with 16in deep enclosures. Includes (2) floor stands and mounting hardware. | Stock | 720
1481FC16KSS | Hammond floor stand kit, 12in height, 304 stainless steel, #4 brush finish. For use with 16in deep enclosures. Includes (2) floor stands and mounting hardware. | Stock | 636
SCE-FK1218 | Saginaw floor stand kit, 12in height, carbon steel, ANSI 61 gray, powder coat finish. For use with 18in deep enclosures. Includes (2) floor stands and mounting hardware. | Stock | 270
SCE-FK1218LG | Saginaw floor stand kit, 12in height, carbon steel, RAL 7035 light gray, powder coat finish. For use with 18in deep enclosures. Includes (2) floor stands and mounting hardware. | Stock | 270
1481FC18K | Hammond floor stand kit, 12in height, carbon steel, ANSI 61 gray, powder coat finish. For use with 18in deep enclosures. Includes (2) floor stands and mounting hardware. | Stock | 348
SCE-FK1218SS | Saginaw floor stand kit, 12in height, 304 stainless steel, #4 brush finish. For use with 18in deep enclosures. Includes (2) floor stands and mounting hardware. | Stock | 661
1481FC18KSS | Hammond floor stand kit, 304 stainless steel, #4 brush finish. For use with 18in deep enclosures. Includes (2) floor stands and mounting hardware. | Stock | 728
SCE-FK1218SS6 | Saginaw floor stand kit, 12in height, 316L stainless steel, #4 brush finish. For use with 18in deep enclosures. Includes (2) floor stands and mounting hardware. | Stock | 760
SCE-FK1220 | Saginaw floor stand kit, 12in height, carbon steel, ANSI 61 gray, powder coat finish. For use with 20in deep enclosures. Includes (2) floor stands and mounting hardware. | Stock | 284
SCE-FK1220LG | Saginaw floor stand kit, 12in height, carbon steel, RAL 7035 light gray, powder coat finish. For use with 20in deep enclosures. Includes (2) floor stands and mounting hardware. | Stock | 284
1481FC20K | Hammond floor stand kit, 12in height, carbon steel, ANSI 61 gray, powder coat finish. For use with 20in deep enclosures. Includes (2) floor stands and mounting hardware. | Stock | 365
SCE-FK1220SS | Saginaw floor stand kit, 12in height, 304 stainless steel, #4 brush finish. For use with 20in deep enclosures. Includes (2) floor stands and mounting hardware. | Stock | 650
1481FC20KSS | Hammond floor stand kit, 304 stainless steel, #4 brush finish. For use with 20in deep enclosures. Includes (2) floor stands and mounting hardware. | Stock | 814
SCE-FK1224 | Saginaw floor stand kit, 12in height, carbon steel, ANSI 61 gray, powder coat finish. For use with 24in deep enclosures. Includes (2) floor stands and mounting hardware. | Stock | 291
SCE-FK1224LG | Saginaw floor stand kit, 12in height, carbon steel, RAL 7035 light gray, powder coat finish. For use with 24in deep enclosures. Includes (2) floor stands and mounting hardware. | Stock | 291
1481FC24K | Hammond floor stand kit, 12in height, carbon steel, ANSI 61 gray, powder coat finish. For use with 24in deep enclosures. Includes (2) floor stands and mounting hardware. | Stock | 408
SCE-FK1224SS | Saginaw floor stand kit, 12in height, 304 stainless steel, #4 brush finish. For use with 24in deep enclosures. Includes (2) floor stands and mounting hardware. | Stock | 697
1481FC24KSS | Hammond floor stand kit, 304 stainless steel, #4 brush finish. For use with 24in deep enclosures. Includes (2) floor stands and mounting hardware. | Stock | 817
SCE-FK1224SS6 | Saginaw floor stand kit, 12in height, 316L stainless steel, #4 brush finish. For use with 24in deep enclosures. Includes (2) floor stands and mounting hardware. | Stock | 801
1481FE6K | Hammond floor stand kit, 15in height, carbon steel, ANSI 61 gray, powder coat finish. For use with 6in deep enclosures. Includes (2) floor stands and mounting hardware. | Stock | 249
1481FE8K | Hammond floor stand kit, 15in height, carbon steel, ANSI 61 gray, powder coat finish. For use with 8in deep enclosures. Includes (2) floor stands and mounting hardware. | Stock | 282
1481FE10K | Hammond floor stand kit, 15in height, carbon steel, ANSI 61 gray, powder coat finish. For use with 10in deep enclosures. Includes (2) floor stands and mounting hardware. | Stock | 301
SCE-FK1512 | Saginaw floor stand kit, 15in height, carbon steel, ANSI 61 gray, powder coat finish. For use with 12in deep enclosures. Includes (2) floor stands and mounting hardware. | Stock | 259
SCE-FK1512LG | Saginaw floor stand kit, 15in height, carbon steel, RAL 7035 light gray, powder coat finish. For use with 12in deep enclosures. Includes (2) floor stands and mounting hardware. | Stock | 259
1481FE12K | Hammond floor stand kit, 15in height, carbon steel, ANSI 61 gray, powder coat finish. For use with 12in deep enclosures. Includes (2) floor stands and mounting hardware. | Stock | 321
SCE-FK1512SS | Saginaw floor stand kit, 15in height, 304 stainless steel, #4 brush finish. For use with 12in deep enclosures. Includes (2) floor stands and mounting hardware. | Stock | 677
SCE-FK1512SS6 | Saginaw floor stand kit, 15in height, 316L stainless steel, #4 brush finish. For use with 12in deep enclosures. Includes (2) floor stands and mounting hardware. | Stock | 778
SCE-FK1516 | Saginaw floor stand kit, 15in height, carbon steel, ANSI 61 gray, powder coat finish. For use with 16in deep enclosures. Includes (2) floor stands and mounting hardware. | Stock | 270
SCE-FK1516LG | Saginaw floor stand kit, 15in height, carbon steel, RAL 7035 light gray, powder coat finish. For use with 16in deep enclosures. Includes (2) floor stands and mounting hardware. | Stock | 270
1481FE16K | Hammond floor stand kit, 15in height, carbon steel, ANSI 61 gray, powder coat finish. For use with 16in deep enclosures. Includes (2) floor stands and mounting hardware. | Stock | 358
SCE-FK1518 | Saginaw floor stand kit, 15in height, carbon steel, ANSI 61 gray, powder coat finish. For use with 18in deep enclosures. Includes (2) floor stands and mounting hardware. | Stock | 294
SCE-FK1518LG | Saginaw floor stand kit, 15in height, carbon steel, RAL 7035 light gray, powder coat finish. For use with 18in deep enclosures. Includes (2) floor stands and mounting hardware. | Stock | 294
1481FE18K | Hammond floor stand kit, 15in height, carbon steel, ANSI 61 gray, powder coat finish. For use with 18in deep enclosures. Includes (2) floor stands and mounting hardware. | Stock | 381
SCE-FK1518SS | Saginaw floor stand kit, 15in height, 304 stainless steel, #4 brush finish. For use with 18in deep enclosures. Includes (2) floor stands and mounting hardware. | Stock | 738
SCE-FK1518SS6 | Saginaw floor stand kit, 15in height, 316L stainless steel, #4 brush finish. For use with 18in deep enclosures. Includes (2) floor stands and mounting hardware. | Stock | 848
SCE-FK1524 | Saginaw floor stand kit, 15in height, carbon steel, ANSI 61 gray, powder coat finish. For use with 24in deep enclosures. Includes (2) floor stands and mounting hardware. | Stock | 320
SCE-FK1524LG | Saginaw floor stand kit, 15in height, carbon steel, RAL 7035 light gray, powder coat finish. For use with 24in deep enclosures. Includes (2) floor stands and mounting hardware. | Stock | 320
1481FE24K | Hammond floor stand kit, 15in height, carbon steel, ANSI 61 gray, powder coat finish. For use with 24in deep enclosures. Includes (2) floor stands and mounting hardware. | Stock | 426
SCE-FK1524SS | Saginaw floor stand kit, 15in height, 304 stainless steel, #4 brush finish. For use with 24in deep enclosures. Includes (2) floor stands and mounting hardware. | Stock | 780
SCE-FK1524SS6 | Saginaw floor stand kit, 15in height, 316L stainless steel, #4 brush finish. For use with 24in deep enclosures. Includes (2) floor stands and mounting hardware. | Stock | 897
1481FG6K | Hammond floor stand kit, 18in height, carbon steel, ANSI 61 gray, powder coat finish. For use with 6in deep enclosures. Includes (2) floor stands and mounting hardware. | Stock | 264
SCE-FK1808 | Saginaw floor stand kit, 18in height, carbon steel, ANSI 61 gray, powder coat finish. For use with 8in deep enclosures. Includes (2) floor stands and mounting hardware. | Stock | 245
SCE-FK1808LG | Saginaw floor stand kit, 18in height, carbon steel, RAL 7035 light gray, powder coat finish. For use with 8in deep enclosures. Includes (2) floor stands and mounting hardware. | Stock | 245
1481FG8K | Hammond floor stand kit, 18in height, carbon steel, ANSI 61 gray, powder coat finish. For use with 8in deep enclosures. Includes (2) floor stands and mounting hardware. | Stock | 309
SCE-FK1810 | Saginaw floor stand kit, 18in height, carbon steel, ANSI 61 gray, powder coat finish. For use with 10in deep enclosures. Includes (2) floor stands and mounting hardware. | Stock | 259
SCE-FK1810LG | Saginaw floor stand kit, 18in height, carbon steel, RAL 7035 light gray, powder coat finish. For use with 10in deep enclosures. Includes (2) floor stands and mounting hardware. | Stock | 259
1481FG10K | Hammond floor stand kit, 18in height, carbon steel, ANSI 61 gray, powder coat finish. For use with 10in deep enclosures. Includes (2) floor stands and mounting hardware. | Stock | 329
FK1810 | Wiegmann floor stand kit, 18in height, carbon steel, ANSI 61 gray, polyester powder finish. For use with 10in deep enclosures. Includes (2) floor stands and mounting hardware. | Stock | 292
SCE-FK1812 | Saginaw floor stand kit, 18in height, carbon steel, ANSI 61 gray, powder coat finish. For use with 12in deep enclosures. Includes (2) floor stands and mounting hardware. | Stock | 270
SCE-FK1812LG | Saginaw floor stand kit, 18in height, carbon steel, RAL 7035 light gray, powder coat finish. For use with 12in deep enclosures. Includes (2) floor stands and mounting hardware. | Stock | 270
1481FG12K | Hammond floor stand kit, 18in height, carbon steel, ANSI 61 gray, powder coat finish. For use with 12in deep enclosures. Includes (2) floor stands and mounting hardware. | Stock | 348
FK1812 | Wiegmann floor stand kit, 18in height, carbon steel, ANSI 61 gray, polyester powder finish. For use with 12in deep enclosures. Includes (2) floor stands and mounting hardware. | Stock | 309
SCE-FK1812SS | Saginaw floor stand kit, 18in height, 304 stainless steel, #4 brush finish. For use with 12in deep enclosures. Includes (2) floor stands and mounting hardware. | Stock | 707
SCE-FK1816 | Saginaw floor stand kit, 18in height, carbon steel, ANSI 61 gray, powder coat finish. For use with 16in deep enclosures. Includes (2) floor stands and mounting hardware. | Stock | 299
SCE-FK1816LG | Saginaw floor stand kit, 18in height, carbon steel, RAL 7035 light gray, powder coat finish. For use with 16in deep enclosures. Includes (2) floor stands and mounting hardware. | Stock | 299
1481FG16K | Hammond floor stand kit, 18in height, carbon steel, ANSI 61 gray, powder coat finish. For use with 16in deep enclosures. Includes (2) floor stands and mounting hardware. | Stock | 385
SCE-FK1818 | Saginaw floor stand kit, 18in height, carbon steel, ANSI 61 gray, powder coat finish. For use with 18in deep enclosures. Includes (2) floor stands and mounting hardware. | Stock | 422
SCE-FK1818SS | Saginaw floor stand kit, 18in height, 304 stainless steel, #4 brush finish. For use with 18in deep enclosures. Includes (2) floor stands and mounting hardware. | Stock | 757
SCE-FK1818SS6 | Saginaw floor stand kit, 18in height, 316L stainless steel, #4 brush finish. For use with 18in deep enclosures. Includes (2) floor stands and mounting hardware. | Stock | 871
SCE-FK1824 | Saginaw floor stand kit, 18in height, carbon steel, ANSI 61 gray, powder coat finish. For use with 24in deep enclosures. Includes (2) floor stands and mounting hardware. | Stock | 378
SCE-FK1824LG | Saginaw floor stand kit, 18in height, carbon steel, RAL 7035 light gray, powder coat finish. For use with 24in deep enclosures. Includes (2) floor stands and mounting hardware. | Stock | 378
1481FK6K | Hammond floor stand kit, 24in height, carbon steel, ANSI 61 gray, powder coat finish. For use with 6in deep enclosures. Includes (2) floor stands and mounting hardware. | Stock | 358
SCE-FK2408 | Saginaw floor stand kit, 24in height, carbon steel, ANSI 61 gray, powder coat finish. For use with 8in deep enclosures. Includes (2) floor stands and mounting hardware. | Stock | 256
1481FK8K | Hammond floor stand kit, 24in height, carbon steel, ANSI 61 gray, powder coat finish. For use with 8in deep enclosures. Includes (2) floor stands and mounting hardware. | Stock | 365
SCE-FK2410 | Saginaw floor stand kit, 24in height, carbon steel, ANSI 61 gray, powder coat finish. For use with 10in deep enclosures. Includes (2) floor stands and mounting hardware. | Stock | 280
1481FK10K | Hammond floor stand kit, 24in height, carbon steel, ANSI 61 gray, powder coat finish. For use with 10in deep enclosures. Includes (2) floor stands and mounting hardware. | Stock | 385
SCE-FK2410SS | Saginaw floor stand kit, 24in height, 304 stainless steel, #4 brush finish. For use with 10in deep enclosures. Includes (2) floor stands and mounting hardware. | Stock | 733
1481FK10KSS | Hammond floor stand kit, 24in height, 304 stainless steel, #4 brush finish. For use with 10in deep enclosures. Includes (2) floor stands and mounting hardware. | Stock | 848
SCE-FK2412 | Saginaw floor stand kit, 24in height, carbon steel, ANSI 61 gray, powder coat finish. For use with 12in deep enclosures. Includes (2) floor stands and mounting hardware. | Stock | 285
SCE-FK2412LG | Saginaw floor stand kit, 24in height, carbon steel, RAL 7035 light gray, powder coat finish. For use with 12in deep enclosures. Includes (2) floor stands and mounting hardware. | Stock | 285
1481FK12K | Hammond floor stand kit, 24in height, carbon steel, ANSI 61 gray, powder coat finish. For use with 12in deep enclosures. Includes (2) floor stands and mounting hardware. | Stock | 404
FK2412 | Wiegmann floor stand kit, 24in height, carbon steel, ANSI 61 gray, polyester powder finish. For use with 12in deep enclosures. Includes (2) floor stands and mounting hardware. | Stock | 359
SCE-FK2412SS | Saginaw floor stand kit, 24in height, 304 stainless steel, #4 brush finish. For use with 12in deep enclosures. Includes (2) floor stands and mounting hardware. | Stock | 767
1481FK12KSS | Hammond floor stand kit, 24in height, 304 stainless steel, #4 brush finish. For use with 12in deep enclosures. Includes (2) floor stands and mounting hardware. | Stock | 923
SSFK2412 | Wiegmann floor stand kit, 24in height, 304 stainless steel. For use with 12in deep enclosures. Includes (2) floor stands and mounting hardware. | Stock | 1039
SCE-FK2416 | Saginaw floor stand kit, 24in height, carbon steel, ANSI 61 gray, powder coat finish. For use with 16in deep enclosures. Includes (2) floor stands and mounting hardware. | Stock | 341
1481FK16K | Hammond floor stand kit, 24in height, carbon steel, ANSI 61 gray, powder coat finish. For use with 16in deep enclosures. Includes (2) floor stands and mounting hardware. | Stock | 441
SCE-FK2416SS | Saginaw floor stand kit, 24in height, 304 stainless steel, #4 brush finish. For use with 16in deep enclosures. Includes (2) floor stands and mounting hardware. | Stock | 893
SCE-FK2412SS6 | Saginaw floor stand kit, 24in height, 316L stainless steel, #4 brush finish. For use with 12in deep enclosures. Includes (2) floor stands and mounting hardware. | Stock | 883
1481ES | Hammond enclosure stabilizer kit, carbon steel, ANSI 61 gray, powder coat finish, use to prevent tipping of a floor mounted enclosure which is not bolted to floor, includes (2) stabilizers and mounting hardware. | Stock | 270
AKIT316ST | Hammond adjustable floor-mounting legs, 316L stainless steel, #4 brush finish. For use with Hammond wall-mount enclosures. Includes (2) legs and mounting hardware. 1.00in height adjustment range. | Stock | 575
FKIT316ST12 | Hammond fixed-height floor-mounting legs, 316L stainless steel, #4 brush finish. For use with Hammond wall-mount enclosures. Includes (2) legs and mounting hardware. | Stock | 431
Skirt Kits for Enclosures
SCE-SK123644 | Saginaw skirt kit, 11.94 x 35.75in, carbon steel, ANSI 61 gray, powder coat finish. For use with 36-44in wide floor-mount enclosures on 12in floor stands. | Stock | 258
SCE-SK123644SS | Saginaw skirt kit, 11.94 x 35.75in, 304 stainless steel, #4 brush finish. For use with 36-44in wide floor-mount enclosures on 12in floor stands. | Stock | 419
SCE-SK124856 | Saginaw skirt kit, 11.94 x 47.75in, carbon steel, ANSI 61 gray, powder coat finish. For use with 48-56in wide floor-mount enclosures on 12in floor stands. | Stock | 308
SCE-SK124856SS | Saginaw skirt kit, 11.94 x 47.75in, 304 stainless steel, #4 brush finish. For use with 48-56in wide floor-mount enclosures on 12in floor stands. | Stock | 528
SCE-SK126068 | Saginaw skirt kit, 11.94 x 59.75in, carbon steel, ANSI 61 gray, powder coat finish. For use with 60-68in wide floor-mount enclosures on 12in floor stands. | Stock | 358
SCE-SK126068SS | Saginaw skirt kit, 11.94 x 59.75in, 304 stainless steel, #4 brush finish. For use with 60-68in wide floor-mount enclosures on 12in floor stands. | Stock | 637
SCE-SK127280 | Saginaw skirt kit, 11.94 x 71.75in, carbon steel, ANSI 61 gray, powder coat finish. For use with 72-80in wide floor-mount enclosures on 12in floor stands. | Stock | 408
SCE-SK127280SS | Saginaw skirt kit, 11.94 x 71.75in, 304 stainless steel, #4 brush finish. For use with 72-80in wide floor-mount enclosures on 12in floor stands. | Stock | 746
SCE-SK153644 | Saginaw skirt kit, 14.94 x 35.75in, carbon steel, ANSI 61 gray, powder coat finish. For use with 36-44in wide floor-mount enclosures on 15in floor stands. | Stock | 295
SCE-SK153644SS | Saginaw skirt kit, 14.94 x 35.75in, 304 stainless steel, #4 brush finish. For use with 36-44in wide floor-mount enclosures on 15in floor stands. | Stock | 500
SCE-SK154856 | Saginaw skirt kit, 14.94 x 47.75in, carbon steel, ANSI 61 gray, powder coat finish. For use with 48-56in wide floor-mount enclosures on 15in floor stands. | Stock | 358
SCE-SK154856SS | Saginaw skirt kit, 14.94 x 47.75in, 304 stainless steel, #4 brush finish. For use with 48-56in wide floor-mount enclosures on 15in floor stands. | Stock | 637
SCE-SK156068 | Saginaw skirt kit, 14.94 x 59.75in, carbon steel, ANSI 61 gray, powder coat finish. For use with 60-68in wide floor-mount enclosures on 15in floor stands. | Stock | 420
SCE-SK156068SS | Saginaw skirt kit, 14.94 x 59.75in, 304 stainless steel, #4 brush finish. For use with 60-68in wide floor-mount enclosures on 15in floor stands. | Stock | 773
SCE-SK157280 | Saginaw skirt kit, 14.94 x 71.75in, carbon steel, ANSI 61 gray, powder coat finish. For use with 72-80in wide floor-mount enclosures on 15in floor stands. | Stock | 483
SCE-SK157280SS | Saginaw skirt kit, 14.94 x 71.75in, 304 stainless steel, #4 brush finish. For use with 72-80in wide floor-mount enclosures on 15in floor stands. | Stock | 972
SCE-SKL123644 | Saginaw skirt kit, 11.94 x 35.75in, carbon steel, ANSI 61 gray, powder coat finish, vented. For use with 36-44in wide floor-mount enclosures on 12in floor stands. | Stock | 330
SCE-SKL123644SS | Saginaw skirt kit, 11.94 x 35.75in, 304 stainless steel, #4 brush finish, vented. For use with 36-44in wide floor-mount enclosures on 12in floor stands. | Stock | 482
SCE-SKL124856 | Saginaw skirt kit, 11.94 x 47.75in, carbon steel, ANSI 61 gray, powder coat finish, vented. For use with 48-56in wide floor-mount enclosures on 12in floor stands. | Stock | 380
SCE-SKL124856SS | Saginaw skirt kit, 11.94 x 47.75in, 304 stainless steel, #4 brush finish, vented. For use with 48-56in wide floor-mount enclosures on 12in floor stands. | Stock | 591
SCE-SKL126068 | Saginaw skirt kit, 11.94 x 59.75in, carbon steel, ANSI 61 gray, powder coat finish, vented. For use with 60-68in wide floor-mount enclosures on 12in floor stands. | Stock | 430
SCE-SKL126068SS | Saginaw skirt kit, 11.94 x 59.75in, 304 stainless steel, #4 brush finish, vented. For use with 60-68in wide floor-mount enclosures on 12in floor stands. | Stock | 700
SCE-SKL127280 | Saginaw skirt kit, 11.94 x 71.75in, carbon steel, ANSI 61 gray, powder coat finish, vented. For use with 72-80in wide floor-mount enclosures on 12in floor stands. | Stock | 480
SCE-SKL127280SS | Saginaw skirt kit, 11.94 x 71.75in, 304 stainless steel, #4 brush finish, vented. For use with 72-80in wide floor-mount enclosures on 12in floor stands. | Stock | 809
SCE-SKL153644 | Saginaw skirt kit, 14.94 x 35.75in, carbon steel, ANSI 61 gray, powder coat finish, vented. For use with 36-44in wide floor-mount enclosures on 15in floor stands. | Stock | 367
SCE-SKL153644SS | Saginaw skirt kit, 14.94 x 35.75in, 304 stainless steel, #4 brush finish, vented. For use with 36-44in wide floor-mount enclosures on 15in floor stands. | Stock | 563
SCE-SKL154856 | Saginaw skirt kit, 14.94 x 47.75in, carbon steel, ANSI 61 gray, powder coat finish, vented. For use with 48-56in wide floor-mount enclosures on 15in floor stands. | Stock | 430
SCE-SKL154856SS | Saginaw skirt kit, 14.94 x 47.75in, 304 stainless steel, #4 brush finish, vented. For use with 48-56in wide floor-mount enclosures on 15in floor stands. | Stock | 700
SCE-SKL156068 | Saginaw skirt kit, 14.94 x 59.75in, carbon steel, ANSI 61 gray, powder coat finish, vented. For use with 60-68in wide floor-mount enclosures on 15in floor stands. | Stock | 492
SCE-SKL156068SS | Saginaw skirt kit, 14.94 x 59.75in, 304 stainless steel, #4 brush finish, vented. For use with 60-68in wide floor-mount enclosures on 15in floor stands. | Stock | 836
SCE-SKL157280 | Saginaw skirt kit, 14.94 x 71.75in, carbon steel, ANSI 61 gray, powder coat finish, vented. For use with 72-80in wide floor-mount enclosures on 15in floor stands. | Stock | 555
SCE-SKL157280SS | Saginaw skirt kit, 14.94 x 71.75in, 304 stainless steel, #4 brush finish, vented. For use with 72-80in wide floor-mount enclosures on 15in floor stands. | Stock | 972
Plinths for Modular Enclosures
ZAK061 | Quadritalia OK series plinth front/rear plate set, 100 x 600mm (HxW), carbon steel, RAL 7024 graphite gray, powder coat finish. | Stock | 83
ZAK081 | Quadritalia OK series plinth front/rear plate set, 100 x 800mm (HxW), carbon steel, RAL 7024 graphite gray, powder coat finish. | Stock | 107
ZAK0A1 | Quadritalia OK series plinth front/rear plate set, 100 x 1000mm (HxW), carbon steel, RAL 7024 graphite gray, powder coat finish. | Stock | 122
ZAK0C1 | Quadritalia OK series plinth front/rear plate set, 100 x 1200mm (HxW), carbon steel, RAL 7024 graphite gray, powder coat finish. | Stock | 125
ZAK062 | Quadritalia OK series plinth front/rear plate set, 200 x 600mm (HxW), carbon steel, RAL 7024 graphite gray, powder coat finish. | Stock | 167
ZAK082 | Quadritalia OK series plinth front/rear plate set, 200 x 800mm (HxW), carbon steel, RAL 7024 graphite gray, powder coat finish. | Stock | 214
ZAK0A2 | Quadritalia OK series plinth front/rear plate set, 200 x 1000mm (HxW), carbon steel, RAL 7024 graphite gray, powder coat finish. | Stock | 245
ZAK0C2 | Quadritalia OK series plinth front/rear plate set, 200 x 1200mm (HxW), carbon steel, RAL 7024 graphite gray, powder coat finish. | Stock | 249
FLK14 | Quadritalia OK series plinth side flange set, 100 x 400mm (HxD), carbon steel, RAL 7024 graphite gray, powder coat finish. | Stock | 6.5
FLK16 | Quadritalia OK series plinth side flange set, 100 x 600mm (HxD), carbon steel, RAL 7024 graphite gray, powder coat finish. | Stock | 8.75
FLK18 | Quadritalia OK series plinth side flange set, 100 x 800mm (HxD), carbon steel, RAL 7024 graphite gray, powder coat finish. | Stock | 10
FLK24 | Quadritalia OK series plinth side flange set, 200 x 400mm (HxD), carbon steel, RAL 7024 graphite gray, powder coat finish. | Stock | 13
FLK26 | Quadritalia OK series plinth side flange set, 200 x 600mm (HxD), carbon steel, RAL 7024 graphite gray, powder coat finish. | Stock | 17
FLK28 | Quadritalia OK series plinth side flange set, 200 x 800mm (HxD), carbon steel, RAL 7024 graphite gray, powder coat finish. | Stock | 19
Pedestals and Bases for Enclosures
SCE-44CCOL | Saginaw straight pedestal column, carbon steel, 35.00 x 4.00 x 4.00in, ANSI 61 gray, powder coat finish. For use with operator consolets. Flange gaskets, box connector and mounting hardware included. | Stock | 266
1495C35 | Hammond straight pedestal column, carbon steel, 35.00 x 4.00 x 4.00in, ANSI 61 gray, powder coat finish. For use with operator consolets. Flange gaskets, box connector and mounting hardware included. | Stock | 351
WA44CCOL | Wiegmann straight pedestal column, carbon steel, 4 x 4 x 35in, ANSI 61 gray, light-textured polyester powder finish. For use with operator consoles and consolets. | Stock | 324
SCE-44CCOLSS | Saginaw straight pedestal column, 304 stainless steel, 35.00 x 4.00 x 4.00in, #4 brush finish. For use with operator consolets. Flange gaskets, box connector and mounting hardware included. | Stock | 661
WA44CCOLSS | Wiegmann straight pedestal column, 304 stainless steel, 4 x 4 x 35in, No. 3 intermediate polished finish. For use with operator consoles and consolets. | Stock | 1037
SCE-44PBCOL | Saginaw angled pedestal column, carbon steel, 41.00 x 4.00 x 4.00in, ANSI 61 gray, powder coat finish. For use with operator consolets. Flange gaskets, box connector and mounting hardware included. | Stock | 316
WA44PBCOL | Wiegmann angled pedestal column, carbon steel, 4 x 4 x 41in, ANSI 61 gray, light-textured polyester powder finish. For use with operator consoles and consolets. | Stock | 382
SCE-44PBCOLSS | Saginaw angled pedestal column, 304 stainless steel, 41.00 x 4.00 x 4.00in, #4 brush finish. For use with operator consolets. Flange gaskets, box connector and mounting hardware included. | Stock | 787
WA44PBCOLSS | Wiegmann angled pedestal column, 304 stainless steel, 4 x 4 x 41in, No. 3 intermediate polished finish. For use with operator consoles and consolets. | Stock | 1226
SCE-66CCOL | Saginaw straight pedestal column, carbon steel, 35.00 x 6.00 x 6.00in, ANSI 61 gray, powder coat finish. For use with operator consolets. Flange gaskets, box connector and mounting hardware included. | Stock | 399
1495D35 | Hammond straight pedestal column, carbon steel, 35.00 x 6.00 x 6.00in, ANSI 61 gray, powder coat finish. For use with operator consolets. Flange gaskets, box connector and mounting hardware included. | Stock | 526
WA66CCOL | Wiegmann straight pedestal column, carbon steel, 6 x 6 x 35in, ANSI 61 gray, light-textured polyester powder finish. For use with operator consoles and consolets. | Stock | 485
SCE-66CCOLSS | Saginaw straight pedestal column, 304 stainless steel, 35.00 x 6.00 x 6.00in, #4 brush finish. For use with operator consolets. Flange gaskets, box connector and mounting hardware included. | Stock | 699
WA66CCOLSS | Wiegmann straight pedestal column, 304 stainless steel, 6 x 6 x 35in, No. 3 intermediate polished finish. For use with operator consoles and consolets. | Stock | 1511
SCE-66PBCOL | Saginaw angled pedestal column, carbon steel, 41.00 x 6.00 x 6.00in, ANSI 61 gray, powder coat finish. For use with operator consolets. Flange gaskets, box connector and mounting hardware included. | Stock | 475
WA66PBCOL | Wiegmann angled pedestal column, carbon steel, 6 x 6 x 41in, ANSI 61 gray, light-textured polyester powder finish. For use with operator consoles and consolets. | Stock | 573
SCE-66PBCOLSS | Saginaw angled pedestal column, 304 stainless steel, 41.00 x 6.00 x 6.00in, #4 brush finish. For use with operator consolets. Flange gaskets, box connector and mounting hardware included. | Stock | 825
WA66PBCOLSS | Wiegmann angled pedestal column, 304 stainless steel, 6 x 6 x 41in, No. 3 intermediate polished finish. For use with operator consoles and consolets. | Stock | 1728
SCE-18SBASE | Saginaw pedestal base, carbon steel, 18.00 x 18.00in, ANSI 61 gray, powder coat finish. For use with consolet pedestal columns. | Stock | 162
1495XK | Hammond pedestal base, carbon steel, 18.00 x 18.00in, ANSI 61 gray, powder coat finish. For use with pedestal columns. Leveling screws included. | Stock | 218
WA18SBASE | Wiegmann pedestal base, carbon steel, 18.00 x 18.00 x 1.13in, ANSI 61 gray, light-textured polyester powder finish. For use with pedestal columns. | Stock | 198
SCE-18SBASESS | Saginaw pedestal base, 304 stainless steel, 18.00 x 18.00in, #4 brush finish. For use with consolet pedestal columns. | Stock | 536
SCE-24SBASE | Saginaw pedestal base, carbon steel, 24.00 x 24.00in, ANSI 61 gray, powder coat finish. For use with consolet pedestal columns. | Stock | 367
1495XN | Hammond pedestal base, carbon steel, 24.00 x 24.00in, ANSI 61 gray, powder coat finish. For use with pedestal columns. Leveling screws included. | Stock | 486
WA24SBASE | Wiegmann pedestal base, carbon steel, 24.00 x 24.00 x 1.31in, ANSI 61 gray, light-textured polyester powder finish. For use with pedestal columns. | Stock | 446
SCE-24SBASESS | Saginaw pedestal base, 304 stainless steel, 24.00 x 24.00in, #4 brush finish. For use with consolet pedestal columns. | Stock | 569
Mounting Feet and Mounting Flanges for Enclosures
FP10674 | Fibox mounting feet, polycarbonate, RAL 7035 light gray. For use with TEMPO series enclosures. (2) mounting feet and hardware included. | Stock | 3.75
FP22046 | Fibox mounting feet, polycarbonate, RAL 7035 light gray. For use with MNX series enclosures. (4) mounting feet and hardware included. | Stock | 2.75
SCE-NMST6 | Saginaw mounting flanges, carbon steel, ANSI 61 gray, powder coat finish. For use with 6 in wide NEMA 1 enclosures. (2) mounting flanges and mounting hardware included. | Stock | 23
MFKG-P10 | Integra mounting feet kit, polycarbonate. For use with Premium series polycarbonate enclosures. Includes (4) mounting feet and mounting hardware. | Stock | 14
SCE-XMAIMF24 | Saginaw mounting feet, carbon steel, ANSI 61 gray, powder coat finish. For use with 24in (D) freestanding enclosures. (2) angle iron mounting feet and mounting hardware included. | Stock | 74
1557FOOT2BK-24 | Hammond mounting feet kit, polycarbonate, black. For use with 1557xx2BK enclosures. Includes (24) mounting feet and mounting hardware. | Stock | 13
SCE-NMST16 | Saginaw mounting flanges, carbon steel, ANSI 61 gray, powder coat finish. For use with 16 in wide NEMA 1 enclosures. (2) mounting flanges and mounting hardware included. | Stock | 31
SCE-ELMFK4SS6-OS | Saginaw mounting feet, 316L stainless steel, #4 brush finish. For use with Enviroline series enclosures and double-door wall-mount enclosures. (4) mounting feet and mounting hardware included. | Stock | 65
SCE-NMST24 | Saginaw mounting flanges, carbon steel, ANSI 61 gray, powder coat finish. For use with 24 in wide NEMA 1 enclosures. (2) mounting flanges and mounting hardware included. | Stock | 37
MFKSS-P10 | Integra mounting feet kit, 304 stainless steel. For use with Premium series polycarbonate enclosures. Includes (4) mounting feet and mounting hardware. | Stock | 18
1557FOOT2GY-24 | Hammond mounting feet kit, polycarbonate, light gray. For use with 1557xx2GY enclosures. Includes (24) mounting feet and mounting hardware. | Stock | 13.5
SCE-ELMFK4-25 | Saginaw mounting feet, polyamide. For use with Enviroline series enclosures and double-door wall-mount enclosures. (100) mounting feet and mounting hardware included. | Stock | 494
SCE-HDWMKSS | Saginaw mounting feet, 304 stainless steel, black, powder coat finish. For use with multi-door freestanding and wall-mount enclosures. (4) mounting feet and mounting hardware included. | Stock | 129
SCE-NMST8 | Saginaw mounting flanges, carbon steel, ANSI 61 gray, powder coat finish. For use with 8 in wide NEMA 1 enclosures. (2) mounting flanges and mounting hardware included. | Stock | 24.5
SCE-NMST20 | Saginaw mounting flanges, carbon steel, ANSI 61 gray, powder coat finish. For use with 20 in wide NEMA 1 enclosures. (2) mounting flanges and mounting hardware included. | Stock | 34
SCE-ELJMFKSS-OS | Saginaw mounting feet, 304 stainless steel, #4 brush finish. For use with Enviroline Junction series enclosures. (4) mounting feet and mounting hardware included. | Stock | 62
SCE-VRMS36 | Saginaw mounting flanges, carbon steel, white, powder coat finish. For use with 36 in wide NEMA 3R vented enclosures. (2) mounting flanges and mounting hardware included. | Stock | 77
SCE-MST20 | Saginaw mounting flanges, carbon steel, ANSI 61 gray, powder coat finish. For use with 20 in wide NEMA 3R enclosures. (2) mounting flanges and mounting hardware included. | Stock | 37
ES16MFHD | Hammond mounting feet, 316 stainless steel, #4 brush finish. Package of 4. For use with Eclipse series enclosures. | Stock | 59
SCE-MST8 | Saginaw mounting flanges, carbon steel, ANSI 61 gray, powder coat finish. For use with 8 in wide NEMA 3R enclosures. (2) mounting flanges and mounting hardware included. | Stock | 28
SCE-XMAIMF20 | Saginaw mounting feet, carbon steel, ANSI 61 gray, powder coat finish. For use with 20in (D) freestanding enclosures. (2) angle iron mounting feet and mounting hardware included. | Stock | 62
1554FT | Hammond mounting feet kit, polycarbonate. For use with 1554Bxxx through 1554Vxxx enclosures. Includes (4) mounting feet and mounting hardware. | Stock | 8.75
MFK16 | AttaBox mounting flanges, replacement, polycarbonate. For use with 16in wide Heartland series enclosures. Includes (2) mounting flanges and mounting hardware. | Stock | 50
SCE-MST10 | Saginaw mounting flanges, carbon steel, ANSI 61 gray, powder coat finish. For use with 10 in wide NEMA 3R enclosures. (2) mounting flanges and mounting hardware included. | Stock | 29.5
SCE-N3RMFK4 | Saginaw mounting feet, carbon steel, ANSI 61 gray, powder coat finish. For use with NEMA 3R wall-mount enclosures. (4) mounting feet and mounting hardware included. | Stock | 37.5
SCE-NMST12 | Saginaw mounting flanges, carbon steel, ANSI 61 gray, powder coat finish. For use with 12 in wide NEMA 1 enclosures. (2) mounting flanges and mounting hardware included. | Stock | 28
MFK10 | AttaBox mounting flanges, replacement, polycarbonate. For use with 10in wide Heartland series enclosures. Includes (2) mounting flanges and mounting hardware. | Stock | 36.5
SCE-XMAIMF16 | Saginaw mounting feet, carbon steel, ANSI 61 gray, powder coat finish. For use with 16in (D) freestanding enclosures. (2) angle iron mounting feet and mounting hardware included. | Stock | 51
ESSMFHD | Hammond mounting feet, 304 stainless steel, #4 brush finish. Package of 4. For use with Eclipse series enclosures. | Stock | 46.5
SCE-NMST10 | Saginaw mounting flanges, carbon steel, ANSI 61 gray, powder coat finish. For use with 10 in wide NEMA 1 enclosures. (2) mounting flanges and mounting hardware included. | Stock | 26
DSMGFTKIT | Stahlin mounting feet kit, fiberglass-reinforced plastic (FRP). For use with Diamond Shield series enclosures. Includes (4) mounting feet and mounting hardware. | Stock | 26.5
SCE-MST4 | Saginaw mounting flanges, carbon steel, ANSI 61 gray, powder coat finish. For use with 4 in wide NEMA 3R enclosures. (2) mounting flanges and mounting hardware included. | Stock | 24.5
AHAK | AttaBox mounting feet kit, polycarbonate. For use with Heartland series enclosures. Includes (4) mounting feet and mounting hardware. | Stock | 15.5
SCE-MST16 | Saginaw mounting flanges, carbon steel, ANSI 61 gray, powder coat finish. For use with 16 in wide NEMA 3R enclosures. (2) mounting flanges and mounting hardware included. | Stock | 34
SCE-HDWMK | Saginaw mounting feet, carbon steel, black, powder coat finish. For use with multi-door freestanding and wall-mount enclosures. (4) mounting feet and mounting hardware included. | Stock | 114
1557FOOTGY-24 | Hammond mounting feet kit, ABS plastic, light gray. For use with 1557xxGY enclosures. Includes (24) mounting feet and mounting hardware. | Stock | 12.5
CLMTGFTKIT | Stahlin mounting feet kit, fiberglass-reinforced plastic (FRP). For use with Classic series enclosures. Includes (4) mounting feet and mounting hardware. | Stock | 56
1421T6CL | Hammond mounting feet, rubber, clear. Package of 24. | Stock | 8.75
1557FOOTBK-24 | Hammond mounting feet kit, ABS plastic, black. For use with 1557xxBK enclosures. Includes (24) mounting feet and mounting hardware. | Stock | 12
1554FT-XY | Hammond mounting feet kit, polycarbonate. For use with 1554Xxxx and 1554Yxxx enclosures. Includes (4) mounting feet and mounting hardware. | Stock | 8.75
SCE-MST12 | Saginaw mounting flanges, carbon steel, ANSI 61 gray, powder coat finish. For use with 12 in wide NEMA 3R enclosures. (2) mounting flanges and mounting hardware included. | Stock | 31
MFK6 | AttaBox mounting flanges, replacement, polycarbonate. For use with 6in wide Heartland series enclosures. Includes (2) mounting flanges and mounting hardware. | Stock | 27.5
GMFLK24-SET-P10 | Integra mounting flange kit, replacement. For use with 24 x 24 x 10in Genesis series enclosures. Includes (2) mounting flanges with mounting screws. | Stock | 66
SCE-MST6 | Saginaw mounting flanges, carbon steel, ANSI 61 gray, powder coat finish. For use with 6 in wide NEMA 3R enclosures. (2) mounting flanges and mounting hardware included. | Stock | 26
SCE-ELJMFK | Saginaw mounting feet, polyamide. For use with Enviroline Junction series enclosures. (4) mounting feet and mounting hardware included. | Stock | 34
N412MFK | Wiegmann mounting feet kit, carbon steel, plated finish. For use with N412 Ultimate series enclosures. Includes (4) mounting feet, mounting hardware and sealing washers. | Stock | 28
EZPMFHD | Hammond mounting feet, carbon steel, clear zinc-plated finish. Package of 4. For use with Eclipse series enclosures. | Stock | 20
MFK12 | AttaBox mounting flanges, replacement, polycarbonate. For use with 12in wide Heartland series enclosures. Includes (2) mounting flanges and mounting hardware. | Stock | 41.5
C3MTGFOOT | Hammond mounting feet, carbon steel, clear zinc-plated finish. Package of 4. For use with C3SC junction boxes. Mounting hardware included. | Stock | 22
MFK8 | AttaBox mounting flanges, replacement, polycarbonate. For use with 8in wide Heartland series enclosures. Includes (2) mounting flanges and mounting hardware. | Stock | 32.5
C4XMTGFOOT | Hammond mounting feet, 304 stainless steel, #4 brush finish. Package of 4. For use with C4XSC junction boxes. Mounting hardware included. | Stock | 51
MFK14 | AttaBox mounting flanges, replacement, polycarbonate. For use with 14in wide Heartland series enclosures. Includes (2) mounting flanges and mounting hardware. | Stock | 45.5
SCE-ELMFK6 | Saginaw mounting feet, polyamide. For use with Enviroline series enclosures and double-door wall-mount enclosures. (6) mounting feet and mounting hardware included. | Stock | 34.5
SCE-MST24 | Saginaw mounting flanges, carbon steel, ANSI 61 gray, powder coat finish. For use with 24 in wide NEMA 3R enclosures. (2) mounting flanges and mounting hardware included. | Stock | 40
SCE-VRMS24 | Saginaw mounting flanges, carbon steel, white, powder coat finish. For use with 24 in wide NEMA 3R vented enclosures. (2) mounting flanges and mounting hardware included. | Stock | 62
SCE-XMAIMF18 | Saginaw mounting feet, carbon steel, ANSI 61 gray, powder coat finish. For use with 18in (D) freestanding enclosures. (2) angle iron mounting feet and mounting hardware included. | Stock | 56
SCE-ELMFK4 | Saginaw mounting feet, polyamide. For use with Enviroline series enclosures and double-door wall-mount enclosures. (4) mounting feet and mounting hardware included. | Stock | 25.5
N412MFKSS | Wiegmann mounting feet kit, 304 stainless steel. For use with N412 Ultimate series enclosures. Includes (4) mounting feet, mounting hardware and sealing washers. | Stock | 71
Flush Mounting Frames for Enclosures
SCE-ELFM12H | Saginaw vertical flush-mounting frame flange, carbon steel, ANSI 61 gray, powder coat finish. Package of 2. For use with 12in (H) Enviroline series wall-mount enclosures. | Stock | 74
SCE-ELFM12HSS | Saginaw vertical flush-mounting frame flange, 316L stainless steel, #4 brush finish. Package of 2. For use with 12in (H) Enviroline series wall-mount enclosures. | Stock | 155
SCE-ELFM16H | Saginaw vertical flush-mounting frame flange, carbon steel, ANSI 61 gray, powder coat finish. Package of 2. For use with 16in (H) Enviroline series wall-mount enclosures. | Stock | 79
SCE-ELFM16HSS | Saginaw vertical flush-mounting frame flange, 316L stainless steel, #4 brush finish. Package of 2. For use with 16in (H) Enviroline series wall-mount enclosures. | Stock | 165
SCE-ELFM20H | Saginaw vertical flush-mounting frame flange, carbon steel, ANSI 61 gray, powder coat finish. Package of 2. For use with 20in (H) Enviroline series wall-mount enclosures. | Stock | 82
SCE-ELFM20HSS | Saginaw vertical flush-mounting frame flange, 316L stainless steel, #4 brush finish. Package of 2. For use with 20in (H) Enviroline series wall-mount enclosures. | Stock | 172
SCE-ELFM24H | Saginaw vertical flush-mounting frame flange, carbon steel, ANSI 61 gray, powder coat finish. Package of 2. For use with 24in (H) Enviroline series wall-mount enclosures. | Stock | 88
SCE-ELFM24HSS | Saginaw vertical flush-mounting frame flange, 316L stainless steel, #4 brush finish. Package of 2. For use with 24in (H) Enviroline series wall-mount enclosures. | Stock | 184
SCE-ELFM30H | Saginaw vertical flush-mounting frame flange, carbon steel, ANSI 61 gray, powder coat finish. Package of 2. For use with 30in (H) Enviroline series wall-mount enclosures. | Stock | 94
SCE-ELFM30HSS | Saginaw vertical flush-mounting frame flange, 316L stainless steel, #4 brush finish. Package of 2. For use with 30in (H) Enviroline series wall-mount enclosures. | Stock | 197
SCE-ELFM36H | Saginaw vertical flush-mounting frame flange, carbon steel, ANSI 61 gray, powder coat finish. Package of 2. For use with 36in (H) Enviroline series wall-mount enclosures. | Stock | 102
SCE-ELFM36HSS | Saginaw vertical flush-mounting frame flange, 316L stainless steel, #4 brush finish. Package of 2. For use with 36in (H) Enviroline series wall-mount enclosures. | Stock | 212
SCE-ELFM12W | Saginaw horizontal flush-mounting frame flange, carbon steel, ANSI 61 gray, powder coat finish. Package of 2. For use with 12in (W) Enviroline series wall-mount enclosures. | Stock | 68
SCE-ELFM12WSS | Saginaw horizontal flush-mounting frame flange, 316L stainless steel, #4 brush finish. Package of 2. For use with 12in (W) Enviroline series wall-mount enclosures. | Stock | 143
SCE-ELFM16W | Saginaw horizontal flush-mounting frame flange, carbon steel, ANSI 61 gray, powder coat finish. Package of 2. For use with 16in (W) Enviroline series wall-mount enclosures. | Stock | 73
SCE-ELFM16WSS | Saginaw horizontal flush-mounting frame flange, 316L stainless steel, #4 brush finish. Package of 2. For use with 16in (W) Enviroline series wall-mount enclosures. | Stock | 152
SCE-ELFM20W | Saginaw horizontal flush-mounting frame flange, carbon steel, ANSI 61 gray, powder coat finish. Package of 2. For use with 20in (W) Enviroline series wall-mount enclosures. | Stock | 76
SCE-ELFM20WSS | Saginaw horizontal flush-mounting frame flange, 316L stainless steel, #4 brush finish. Package of 2. For use with 20in (W) Enviroline series wall-mount enclosures. | Stock | 160
SCE-ELFM24W | Saginaw horizontal flush-mounting frame flange, carbon steel, ANSI 61 gray, powder coat finish. Package of 2. For use with 24in (W) Enviroline series wall-mount enclosures. | Stock | 82
SCE-ELFM24WSS | Saginaw horizontal flush-mounting frame flange, 316L stainless steel, #4 brush finish. Package of 2. For use with 24in (W) Enviroline series wall-mount enclosures. | Stock | 172
SCE-ELFM30W | Saginaw horizontal flush-mounting frame flange, carbon steel, ANSI 61 gray, powder coat finish. Package of 2. For use with 30in (W) Enviroline series wall-mount enclosures. | Stock | 88
SCE-ELFM30WSS | Saginaw horizontal flush-mounting frame flange, 316L stainless steel, #4 brush finish. Package of 2. For use with 30in (W) Enviroline series wall-mount enclosures. | Stock | 184
SCE-ELFM36W | Saginaw horizontal flush-mounting frame flange, carbon steel, ANSI 61 gray, powder coat finish. Package of 2. For use with 36in (W) Enviroline series wall-mount enclosures. | Stock | 96
SCE-ELFM36WSS | Saginaw horizontal flush-mounting frame flange, 316L stainless steel, #4 brush finish. Package of 2. For use with 36in (W) Enviroline series wall-mount enclosures. | Stock | 200
Wall-Mount Standoffs for Enclosures
ST1MFSS316 | Hammond wall-mounting standoff, 1in length, 316L stainless steel. Package of 4. | Stock | 92
SCE-WMS1SS | Saginaw wall-mount standoff, 1in length, 304 stainless steel. Package of 4. Silicone seals included. | Stock | 134
ST2MFSS316 | Hammond wall-mounting standoff, 2in length, 316L stainless steel. Package of 4. | Stock | 110
SCE-WMS2SS | Saginaw wall-mount standoff, 2in length, 304 stainless steel. Package of 4. Silicone seals included. | Stock | 145
ST4MFSS316 | Hammond wall-mounting standoff, 4in length, 316L stainless steel. Package of 4. | Stock | 147
SCE-WMS3SS | Saginaw wall-mount standoff, 3in length, 304 stainless steel. Package of 4. Silicone seals included. | Stock | 165
ST6MFSS316 | Hammond wall-mounting standoff, 6in length, 316L stainless steel. Package of 4. | Stock | 182
SCE-WMS4SS | Saginaw wall-mount standoff, 4in length, 304 stainless steel. Package of 4. Silicone seals included. | Stock | 199
Pole Mounting Kits for Enclosures
PMKG-324-P10 | Integra pole mounting kit, accommodates 3in pole diameter, galvanized steel components and zinc-plated steel fasteners. For use with 24in wide Genesis series polycarbonate enclosures. | Stock | 60
PM18-24 | AttaBox pole mounting kit, for use with Heartland series enclosures 18-24in width. | Stock | 112
PMKG-46-P10 | Integra pole mounting kit, accommodates 4in pole diameter, galvanized steel components and zinc-plated steel fasteners. For use with 6in wide Premium series polycarbonate enclosures. | Stock | 60
PMB4045KIT1 | Hammond pole mounting kit, accommodates 7in or less. For use with 1555BF, 1555CF, 1590ZGRP08x and 1590ZGRP131 enclosures of all materials and colors. | Stock | 26.5
PMV1216GY | Hammond pole mounting vertical channel, accommodates 4in or greater pole diameter. For use with 12-16in height Eclipse series, Eclipse Junior series, 1414N4 and 1418N4 enclosures. | Stock | 42
PMKG-310-P10 | Integra pole mounting kit, accommodates 3in pole diameter, galvanized steel components and zinc-plated steel fasteners. For use with 10in wide Premium series polycarbonate enclosures. | Stock | 58
PMC9-11 | Stahlin pole mounting kit, accommodates 5 to 12in pole diameter. For use with CL1109xx and CL1311xx Classic series enclosures. | Stock | 89
PMJ10-12 | Stahlin pole mounting kit, accommodates 5 to 12in pole diameter. For use with 10in or 12in wide J/JW/RJ/RJW series and Fatboy series enclosures. | Stock | 90
PMKG-1214-P10 | Integra pole mounting kit, accommodates 9-1/2 to 12in pole diameter, galvanized steel components and zinc-plated steel fasteners. For use with 14in wide Premium series polycarbonate enclosures. | Stock | 82
PMKG-312-P10 | Integra pole mounting kit, accommodates 3in pole diameter, galvanized steel components and zinc-plated steel fasteners. For use with 12in wide Premium series polycarbonate enclosures. | Stock | 60
PM10-12 | AttaBox pole mounting kit, for use with Heartland series enclosures 10-12in width. | Stock | 90
PMKG-1224-P10 | Integra pole mounting kit, accommodates 9-1/2 to 12in pole diameter, galvanized steel components and zinc-plated steel fasteners. For use with 24in wide Genesis series polycarbonate enclosures. | Stock | 80
PMSTRAP40 | Hammond pole mounting strap, accommodates 10in or less pole diameter. | Stock | 71
PMB5057WKIT1 | Hammond pole mounting kit, accommodates 7in or less. For use with 1557B and 1557BA enclosures of all materials and colors. | Stock | 27.5
PMB5057WKIT2 | Hammond pole mounting kit, accommodates 15in or less. For use with 1557B and 1557BA enclosures of all materials and colors. | Stock | 33
PMKG-216-GEN-P10 | Integra pole mounting kit, accommodates 2in pole diameter, galvanized steel components and zinc-plated steel fasteners. For use with 16in wide Genesis series polycarbonate enclosures. | Stock | 60
PMB5057KIT1 | Hammond pole mounting kit, accommodates 7in or less. For use with 1554E, 1554EE, 1555E, 1555EE, 1554F, 1555F, 1555FF, 1554G, 1555G, 1554J, 1555J, 1555JF, 1554K and 1555K enclosures of all materials and colors. | Stock | 27.5
PMH25GY | Hammond pole mounting horizontal channel, for use with 24-30in width 1418N4 enclosures and 24in width Eclipse series enclosures. | Stock | 71
PMD14-16 | Stahlin pole mounting kit, accommodates 5 to 12in pole diameter. For use with 14in or 16in wide Diamond Shield series enclosures. | Stock | 96
PMKG-316-P10 | Integra pole mounting kit, accommodates 3in pole diameter, galvanized steel components and zinc-plated steel fasteners. For use with 16in wide Premium series polycarbonate enclosures. | Stock | 66
PMKG-414-P10 | Integra pole mounting kit, accommodates 4in pole diameter, galvanized steel components and zinc-plated steel fasteners. For use with 14in wide Premium series polycarbonate enclosures. | Stock | 67
PMC-7 | Stahlin pole mounting kit, accommodates 5 to 12in pole diameter. For use with CL707xx and CL907xx Classic series enclosures. | Stock | 83
PMB180200KIT1 | Hammond pole mounting kit, accommodates 7in or less. For use with 1554, 1555, 1554A, 1555A, 1554Y, 1555Y, 1554Y, 1555YA, 1590Z23x and 1590ZGRP23x enclosures of all materials and colors. | Stock | 40
PMKG-410-P10 | Integra pole mounting kit, accommodates 4in pole diameter, galvanized steel components and zinc-plated steel fasteners. For use with 10in wide Premium series polycarbonate enclosures. | Stock | 62
PMKG-28-IMP-P10 | Integra pole mounting kit, accommodates 2in pole diameter, galvanized steel components and zinc-plated steel fasteners. For use with 8in wide Impact series polycarbonate enclosures. | Stock | 52
PMKG-126-P10 | Integra pole mounting kit, accommodates 9-1/2 to 12in pole diameter, galvanized steel components and zinc-plated steel fasteners. For use with 6in wide Premium series polycarbonate enclosures. | Stock | 74
PMKG-416-P10 | Integra pole mounting kit, accommodates 4in pole diameter, galvanized steel components and zinc-plated steel fasteners. For use with 16in wide Premium series polycarbonate enclosures. | Stock | 74
PMB127155KIT1 | Hammond pole mounting kit, accommodates 7in or less. For use with 1554W, 1555W, 1554WA and 1555WA enclosures of all materials and colors. | Stock | 40
PMKG-38-P10 | Integra pole mounting kit, accommodates 3in pole diameter, galvanized steel components and zinc-plated steel fasteners. For use with 8in wide Premium series polycarbonate enclosures. | Stock | 58
PMKSMLSS | Wiegmann pole mounting kit, accommodates 14in or less, 304 stainless steel components. For use with Hubbell-Wiegmann enclosures 12-20in width. | Stock | 464
PMKG-26-P10 | Integra pole mounting kit, accommodates 2in pole diameter, galvanized steel components and zinc-plated steel fasteners. For use with 6in wide Premium series polycarbonate enclosures. | Stock | 48
PMKG-314-P10 | Integra pole mounting kit, accommodates 3in pole diameter, galvanized steel components and zinc-plated steel fasteners. For use with 14in wide Premium series polycarbonate enclosures. | Stock | 62
PMKG-46-IMP-P10 | Integra pole mounting kit, accommodates 4in pole diameter, galvanized steel components and zinc-plated steel fasteners. For use with 6in wide Impact series polycarbonate enclosures. | Stock | 60
PMKG-1210-P10 | Integra pole mounting kit, accommodates 9-1/2 to 12in pole diameter, galvanized steel components and zinc-plated steel fasteners. For use with 10in wide Premium series polycarbonate enclosures. | Stock | 78
PMJ6-8 | Stahlin pole mounting kit, accommodates 5 to 12in pole diameter. For use with 6in or 8in wide J/JW/RJ/RJW series and Fatboy series enclosures. | Stock | 83
PMKLRG | Wiegmann pole mounting kit, accommodates 14in or less, ANSI 61 gray powder coated components. For use with Hubbell-Wiegmann enclosures 24-36in width. | Stock | 323
PMB5057KIT2 | Hammond pole mounting kit, accommodates 15in or less. For use with 1554E, 1554EE, 1555E, 1555EE, 1554F, 1555F, 1555FF, 1554G, 1555G, 1554J, 1555J, 1555JF, 1554K and 1555K enclosures of all materials and colors. | Stock | 33
PMV4248GY | Hammond pole mounting vertical channel, accommodates 4in or greater pole diameter. For use with 42-48in height Eclipse series and 1418N4 enclosures. | Stock | 61
PMB5057KIT3 | Hammond pole mounting kit, accommodates 7in or less. For use with 1557D and 1557DA enclosures of all materials and colors. | Stock | 27.5
PMKSML | Wiegmann pole mounting kit, accommodates 14in or less, ANSI 61 gray powder coated components. For use with Hubbell-Wiegmann enclosures 12-20in width. | Stock | 266
PM6-8 | AttaBox pole mounting kit, for use with Heartland series enclosures 6-8in width. | Stock | 72
PMKG-210-P10 | Integra pole mounting kit, accommodates 2in pole diameter, galvanized steel components and zinc-plated steel fasteners. For use with 10in wide Premium series polycarbonate enclosures. | Stock | 52
PMD10-12 | Stahlin pole mounting kit, accommodates 5 to 12in pole diameter. For use with 10in or 12in wide Diamond Shield series enclosures. | Stock | 89
PMKG-128-IMP-P10 | Integra pole mounting kit, accommodates 9-1/2 to 12in pole diameter, galvanized steel components and zinc-plated steel fasteners. For use with 8in wide Impact series polycarbonate enclosures. | Stock | 76
PMB6687KIT1 | Hammond pole mounting kit, accommodates 7in or less. | Stock | 32
PMJ18-24 | Stahlin pole mounting kit, accommodates 5 to 12in pole diameter. For use with J2020HPL, J2420HPL, J2424HPL, and J3024HPL J series enclosures. | Stock | 113
PMKG-36-P10 | Integra pole mounting kit, accommodates 3in pole diameter, galvanized steel components and zinc-plated steel fasteners. For use with 6in wide Premium series polycarbonate enclosures. | Stock | 58
PMKG-1216-P10 | Integra pole mounting kit, accommodates 9-1/2 to 12in pole diameter, galvanized steel components and zinc-plated steel fasteners. For use with 16in wide Premium series polycarbonate enclosures. | Stock | 83
PMB6687KIT3 | Hammond pole mounting kit, accommodates 7in or less. For use with 1557F and 1557FA enclosures of all materials and colors. | Stock | 32
PMH35GY | Hammond pole mounting horizontal channel, for use with 36in width 1418N4 enclosures and 30-36in width Eclipse series enclosures. | Stock | 82
PMKG-36-IMP-P10 | Integra pole mounting kit, accommodates 3in pole diameter, galvanized steel components and zinc-plated steel fasteners. For use with 6in wide Impact series polycarbonate enclosures. | Stock | 58
PMKG-128-P10 | Integra pole mounting kit, accommodates 9-1/2 to 12in pole diameter, galvanized steel components and zinc-plated steel fasteners. For use with 8in wide Premium series polycarbonate enclosures. | Stock | 76
PMKLRGSS | Wiegmann pole mounting kit, accommodates 14in or less, 304 stainless steel components. For use with Hubbell-Wiegmann enclosures 24-36in width. | Stock | 563
PMKG-224-P10 | Integra pole mounting kit, accommodates 2in pole diameter, galvanized steel components and zinc-plated steel fasteners. For use with 24in wide Genesis series polycarbonate enclosures. | Stock | 55
PMKG-212-P10 | Integra pole mounting kit, accommodates 2in pole diameter, galvanized steel components and zinc-plated steel fasteners. For use with 12in wide Premium series polycarbonate enclosures. | Stock | 53
PMKG-316-GEN-P10 | Integra pole mounting kit, accommodates 3in pole diameter, galvanized steel components and zinc-plated steel fasteners. For use with 16in wide Genesis series polycarbonate enclosures. | Stock | 66
PMD6-8 | Stahlin pole mounting kit, accommodates 5 to 12in pole diameter. For use with 6in or 8in wide Diamond Shield series enclosures. | Stock | 83
PMKG-214-P10 | Integra pole mounting kit, accommodates 2in pole diameter, galvanized steel components and zinc-plated steel fasteners. For use with 14in wide Premium series polycarbonate enclosures. | Stock | 55
PMKG-26-IMP-P10 | Integra pole mounting kit, accommodates 2in pole diameter, galvanized steel components and zinc-plated steel fasteners. For use with 6in wide Impact series polycarbonate enclosures. | Stock | 48
PMKG-416-GEN-P10 | Integra pole mounting kit, accommodates 4in pole diameter, galvanized steel components and zinc-plated steel fasteners. For use with 16in wide Genesis series polycarbonate enclosures. | Stock | 77
PMV2024GY | Hammond pole mounting vertical channel, accommodates 4in or greater pole diameter. For use with 20-24in height Eclipse series and 1418N4 enclosures. | Stock | 46.5
PMKG-38-IMP-P10 | Integra pole mounting kit, accommodates 3in pole diameter, galvanized steel components and zinc-plated steel fasteners. For use with 8in wide Impact series polycarbonate enclosures. | Stock | 58
PMH15GY | Hammond pole mounting horizontal channel, for use with 12-16in width Eclipse Junior series and 1414N4 enclosures; 12-20in width Eclipse series and 1418N4 enclosures. | Stock | 65
PMKG-1216-GEN-P10 | Integra pole mounting kit, accommodates 9-1/2 to 12in pole diameter, galvanized steel components and zinc-plated steel fasteners. For use with 16in wide Genesis series polycarbonate enclosures. | Stock | 85
PMKG-12-IMP-P10 | Integra light-duty pole mounting kit, accommodates up to 12in pole diameter, plastic components and zinc-plated steel fasteners. For use with 4in wide Impact series polycarbonate enclosures. | Stock | 32
PMB127155KIT2 | Hammond pole mounting kit, accommodates 15in or less. For use with 1554W, 1555W, 1554WA and 1555WA enclosures of all materials and colors. | Stock | 46
PMB180200KIT2 | Hammond pole mounting kit, accommodates 15in or less. For use with 1554, 1555, 1554A, 1555A, 1554Y, 1555Y, 1554Y, 1555YA, 1590Z23x and 1590ZGRP23x enclosures of all materials and colors. | Stock | 46
PMB110127KIT3 | Hammond pole mounting kit, accommodates 7in or less. For use with 1557H and 1557HA enclosures of all materials and colors. | Stock | 35
PMKG-424-P10 | Integra pole mounting kit, accommodates 4in pole diameter, galvanized steel components and zinc-plated steel fasteners. For use with 24in wide Genesis series polycarbonate enclosures. | Stock | 66
PM14-16 | AttaBox pole mounting kit, for use with Heartland series enclosures 14-16in width. | Stock | 96
PMB6687KIT2 | Hammond pole mounting kit, accommodates 15in or less. | Stock | 37.5
PMB6687KIT4 | Hammond pole mounting kit, accommodates 15in or less. For use with 1557F and 1557FA enclosures of all materials and colors. | Stock | 37.5
PMB110127KIT4 | Hammond pole mounting kit, accommodates 15in or less. For use with 1557H and 1557HA enclosures of all materials and colors. | Stock | 40.5
PMKG-1212-P10 | Integra pole mounting kit, accommodates 9-1/2 to 12in pole diameter, galvanized steel components and zinc-plated steel fasteners. For use with 12in wide Premium series polycarbonate enclosures. | Stock | 80
PMKG-126-IMP-P10 | Integra pole mounting kit, accommodates 9-1/2 to 12in pole diameter, galvanized steel components and zinc-plated steel fasteners. For use with 6in wide Impact series polycarbonate enclosures. | Stock | 74
PMKG-216-P10 | Integra pole mounting kit, accommodates 2in pole diameter, galvanized steel components and zinc-plated steel fasteners. For use with 16in wide Premium series polycarbonate enclosures. | Stock | 59
PMC-13 | Stahlin pole mounting kit, accommodates 5 to 12in pole diameter. For use with CL1513xx Classic series enclosures. | Stock | 96
PMSTRAP55 | Hammond pole mounting strap, accommodates 15in or less pole diameter. | Stock | 67
PMB4045KIT2 | Hammond pole mounting kit, accommodates 15in or less. For use with 1555BF, 1555CF, 1590ZGRP08x and 1590ZGRP131 enclosures of all materials and colors. | Stock | 32
PMV3036GY | Hammond pole mounting vertical channel, accommodates 4in or greater pole diameter. For use with 30-36in height Eclipse series and 1418N4 enclosures. | Stock | 53
PMKG-48-P10 | Integra pole mounting kit, accommodates 4in pole diameter, galvanized steel components and zinc-plated steel fasteners. For use with 8in wide Premium series polycarbonate enclosures. | Stock | 60
PMKG-48-IMP-P10 | Integra pole mounting kit, accommodates 4in pole diameter, galvanized steel components and zinc-plated steel fasteners. For use with 8in wide Impact series polycarbonate enclosures. | Stock | 60
PMB110127KIT2 | Hammond pole mounting kit, accommodates 15in or less. For use with 1554Q, 1555Q, 1554QA, 1555QA, 1554R, 1555R, 1555RF, 1554S, 1555S, 1554V, 1555VA, 1554V, 1555VB, 1590Z160, 1590Z162, 1590Z166 and 1590ZGRP16x enclosures of all materials and colors. | Stock | 40.5
PMKG-412-P10 | Integra pole mounting kit, accommodates 4in pole diameter, galvanized steel components and zinc-plated steel fasteners. For use with 12in wide Premium series polycarbonate enclosures. | Stock | 62
PMB110127KIT1 | Hammond pole mounting kit, accommodates 7in or less. For use with 1554Q, 1555Q, 1554QA, 1555QA, 1554R, 1555R, 1555RF, 1554S, 1555S, 1554V, 1555VA, 1554V, 1555VB, 1590Z160, 1590Z162, 1590Z166 and 1590ZGRP16x enclosures of all materials and colors. | Stock | 35
PMB5057KIT4 | Hammond pole mounting kit, accommodates 15in or less. For use with 1557D and 1557DA enclosures of all materials and colors. | Stock | 33
PMJ14-16 | Stahlin pole mounting kit, accommodates 5 to 12in pole diameter. For use with 14in or 16in wide J/JW/RJ/RJW series and Fatboy series enclosures. | Stock | 100
PMKG-28-P10 | Integra pole mounting kit, accommodates 2in pole diameter, galvanized steel components and zinc-plated steel fasteners. For use with 8in wide Premium series polycarbonate enclosures. | Stock | 52
Lifting Lug Kits for Enclosures
SCE-LLB5 | Saginaw bolt-on lifting lugs, carbon steel, zinc plated finish. (2) lifting lugs and mounting hardware included. | Stock | 38.5
SCE-LLB5-25 | Saginaw bolt-on lifting lugs, carbon steel, zinc plated finish. Package of 25. (2) lifting lugs and mounting hardware included. | Stock | 714
SCE-LLB5SS | Saginaw bolt-on lifting lugs, 316 stainless steel, #4 brush finish. (2) lifting lugs and mounting hardware included. | Stock | 58
SCE-LLB7 | Saginaw bolt-on lifting lugs, carbon steel, white, powder coat finish. (2) lifting lugs and mounting hardware included. | Stock | 44
GLF812-K4 | Quadritalia eye bolt, M12 x 1.5mm x 22mm, galvanized steel. Package of 4. | Stock | 39
GLP830 | Quadritalia bolt-on lifting lug, carbon steel. | Stock | 47
Casters for Enclosures
1425BM | Hammond caster set, 700lb capacity. (4) zinc-plated swivel casters and mounting hardware included. | Stock | 150
1425BH | Hammond caster set, 1050lb capacity. (4) zinc-plated swivel casters and mounting hardware included. | Stock | 170
SCE-CAKR | Saginaw caster set, 1000lb capacity. (2) 3in swivel casters, (2) 3in fixed casters and mounting hardware included. | Stock | 158
SCE-CAKS | Saginaw caster set, 1000lb capacity. (4) 3in swivel casters and mounting hardware included. | Stock | 198
SCE-CAKR4 | Saginaw caster set, 1000lb capacity. (2) 4in swivel casters, (2) 4in fixed casters and mounting hardware included. | Stock | 237
SCE-CAKS4 | Saginaw caster set, 1000lb capacity. (4) 4in swivel casters and mounting hardware included. | Stock | 277
Console Tops for Enclosures
WC12T | Wiegmann optional top console, carbon steel, ANSI 61 gray. For use with WC12B operator console. | Stock | 981
SCE-14T | Saginaw optional top console, carbon steel, ANSI 61 gray, powder coat finish. For use with SCE-14B operator console. | Stock | 680
SCE-1436T | Saginaw optional top console, carbon steel, ANSI 61 gray, powder coat finish. For use with SCE-1436B operator console. | Stock | 844
SCE-1448T | Saginaw optional top console, carbon steel, ANSI 61 gray, powder coat finish. For use with SCE-1448BD operator console. | Stock | 1007
SCE-1460T | Saginaw optional top console, carbon steel, ANSI 61 gray, powder coat finish. For use with SCE-1460BD operator console. | Stock | 1167
SCE-1472T | Saginaw optional top console, carbon steel, ANSI 61 gray, powder coat finish. For use with SCE-1472BD operator console. | Stock | 1331
Console Writing Desks for Enclosures
WC12W | Wiegmann optional writing desk, carbon steel, ANSI 61 gray. For use with WC12B operator console. | Stock | 343
SCE-14W | Saginaw optional writing desk, carbon steel, ANSI 61 gray, powder coat finish. For use with SCE-14B operator console. | Stock | 196
SCE-1436W | Saginaw optional writing desk, carbon steel, ANSI 61 gray, powder coat finish. For use with SCE-1436B operator console. | Stock | 251
SCE-1448W | Saginaw optional writing desk, carbon steel, ANSI 61 gray, powder coat finish. For use with SCE-1448BD operator console. | Stock | 311
SCE-1460W | Saginaw optional writing desk, carbon steel, ANSI 61 gray, powder coat finish. For use with SCE-1460BD operator console. | Stock | 382
SCE-1472W | Saginaw optional writing desk, carbon steel, ANSI 61 gray, powder coat finish. For use with SCE-1472BD operator console. | Stock | 423
Workstation Accessories for Enclosures
SCE-20POS | Saginaw workstation shelf, 19.5 x 20in, carbon steel, white, powder coat finish, designed to support monitors, PCs, printers or other equipment. | Stock | 373
SCE-22POS | Saginaw workstation shelf, 21.25 x 22in, carbon steel, white, powder coat finish, designed to support monitors, PCs, printers or other equipment. | Stock | 379
SCE-26POS | Saginaw workstation shelf, 19.5 x 28in, carbon steel, white, powder coat finish, designed to support monitors, PCs, printers or other equipment. | Stock | 383
SCE-22VEPOS | Saginaw workstation shelf, 21.25 x 22in, carbon steel, white, powder coat finish, vented, designed to support monitors, PCs, printers or other equipment. | Stock | 479
SCE-20STS | Saginaw workstation shelf, 22 x 20in, carbon steel, white, powder coat finish, designed to support monitors, PCs, printers or other equipment. | Stock | 106
SCE-22STS | Saginaw workstation shelf, 23.75 x 22in, carbon steel, white, powder coat finish, designed to support monitors, PCs, printers or other equipment. | Stock | 111
SCE-26STS | Saginaw workstation shelf, 22 x 28in, carbon steel, white, powder coat finish, designed to support monitors, PCs, printers or other equipment. | Stock | 116
SCE-20VESTS | Saginaw workstation shelf, 22 x 20in, carbon steel, white, powder coat finish, vented, designed to support monitors, PCs, printers or other equipment. | Stock | 255
SCE-22VESTS | Saginaw workstation shelf, 23.75 x 22in, carbon steel, white, powder coat finish, vented, designed to support monitors, PCs, printers or other equipment. | Stock | 264
SCE-26VESTS | Saginaw workstation shelf, 22 x 28in, carbon steel, white, powder coat finish, vented, designed to support monitors, PCs, printers or other equipment. | Stock | 275
SCE-8STS | Saginaw workstation monitor shelf, 23.75 x 8in, carbon steel, white, powder coat finish, designed to support monitors or other equipment in the upper section of a workstation. | Stock | 80
SCE-8VESTS | Saginaw workstation monitor shelf, 23.75 x 8in, carbon steel, white, powder coat finish, vented, designed to support monitors or other equipment in the upper section of a workstation. | Stock | 91
SCE-STMMK | Saginaw monitor mounting kit, carbon steel, black, powder coat finish. For use with SCE-642424WS, SCE-642424SSWS, SCE-642432WS, SCE-642432SSWS, SCE-66ST2626WS and SCE-66ST2626SSWS workstations. | Stock | 77
SCE-STWSPL | Saginaw pencil lip, carbon steel, white, powder coat finish. For use with SCE-66ST2626WS workstations. | Stock | 49.5
SCE-STWSPLSS | Saginaw pencil lip, 304 stainless steel, #4 brush finish. For use with SCE-66ST2626SSWS workstations. | Stock | 150
SCE-60P24WS | Saginaw subpanel, side mount, carbon steel, white, powder coat finish. For use with SCE-642424WS, SCE-342424WS, SCE-66ST2626WS, SCE-642424SSWS, SCE-342424WS & SCE-66ST2626WS workstations. | Stock | 92
SCE-60P32WS | Saginaw subpanel, side mount, carbon steel, white, powder coat finish. For use with SCE-642432WS & SCE-642432SSWS workstations. | Stock | 106
SCE-STWBTD | Saginaw workstation door, carbon steel, white. For use with SCE-66ST2626WS workstations. | Stock | 234
SCE-STWSSBTD | Saginaw workstation door, 304 stainless steel. For use with SCE-66ST2626SSWS workstations. | Stock | 607
SCE-WSBTD | Saginaw workstation door, carbon steel, RAL 7035 light gray. For use with SCE-642424WS, SCE-642432WS and SCE-342424WS workstations. | Stock | 373
SCE-WSSBTD | Saginaw workstation door, 304 stainless steel. For use with SCE-642424SSWS, SCE-642432SSWS and SCE-342424SSWS workstations. | Stock | 550
SCE-PE22 | Saginaw straight pedestal column, carbon steel, 21.38 x 8.00 x 8.00in, RAL 7035 light gray, powder coat finish. For use with SCE-3424WS workstations. Flange gaskets, box connector and mounting hardware included. | Stock | 550
SCE-PE22SS | Saginaw straight pedestal column, 304 stainless steel, 21.38 x 8.00 x 8.00in, #4 brush finish. For use with SCE-3424SSWS workstations. Flange gaskets, box connector and mounting hardware included. | Stock | 1198
SCE-24PEBASE | Saginaw pedestal base, carbon steel, 10.00 x 24.00 x 24.00in, RAL 7035 light gray, powder coat finish. For use with SCE-PE22 pedestal columns. | Stock | 821
SCE-24PEBASESS | Saginaw pedestal base, 304 stainless steel, 10.00 x 24.00 x 24.00in, #4 brush finish. For use with SCE-PE22SS pedestal columns. | Stock | 1790
SCE-P2424WS | Saginaw workstation plinth, 4in height, carbon steel, black, powder coat finish. For use with SCE-642424WS and SCE-342424WS workstation enclosures. Field assembly required. | Stock | 246
SCE-P2424SSWS | Saginaw workstation plinth, 4in height, 304 stainless steel, #4 brush finish. For use with SCE-642424SSWS and SCE-342424SSWS workstation enclosures. Field assembly required. | Stock | 650
SCE-P2432WS | Saginaw workstation plinth, 4in height, carbon steel, black, powder coat finish. For use with SCE-642432WS workstation enclosures. Field assembly required. | Stock | 287
SCE-P2432SSWS | Saginaw workstation plinth, 4in height, 304 stainless steel, #4 brush finish. For use with SCE-642432SSWS workstation enclosures. Field assembly required. | Stock | 743
SCE-KBH | Saginaw keyboard housing, carbon steel, white, powder coat finish. For use with SCE-642424WS, SCE-642424SSWS, SCE-642432WS, SCE-642432SSWS, SCE-342424WS and SCE-342424SSWS workstations. | Stock | 373
SCE-KBS | Saginaw keyboard drawer, carbon steel, white, powder coat finish. For use with SCE-642424WS, SCE-642424SSWS, SCE-342424WS and SCE-342424SSWS workstations. | Stock | 539
SCE-KBS32 | Saginaw keyboard drawer, carbon steel, white, powder coat finish. For use with SCE-642432WS and SCE-642432SSWS workstations. | Stock | 539
2CLP42418 | Hammond console plinth, 4 x 24 x 18in, carbon steel, RAL 7035 light gray, powder coat finish. For use with 2CLC2024 consoles. Field assembly required. | Stock | 518
2CLP43618 | Hammond console plinth, 4 x 36 x 18in, carbon steel, RAL 7035 light gray, powder coat finish. For use with 2CLC2036 consoles. Field assembly required. | Stock | 562
2CLP44818 | Hammond console plinth, 4 x 48 x 18in, carbon steel, RAL 7035 light gray, powder coat finish. For use with 2CLC2048 consoles. Field assembly required. | Stock | 691
2CLP46018 | Hammond console plinth, 4 x 60 x 18in, carbon steel, RAL 7035 light gray, powder coat finish. For use with 2CLC2060 consoles. Field assembly required. | Stock | 822
2CLP82418 | Hammond console plinth, 8 x 24 x 18in, carbon steel, RAL 7035 light gray, powder coat finish. For use with 2CLC2024 consoles. Field assembly required. | Stock | 864
2CLP83618 | Hammond console plinth, 8 x 36 x 18in, carbon steel, RAL 7035 light gray, powder coat finish. For use with 2CLC2036 consoles. Field assembly required. | Stock | 995
2CLP84818 | Hammond console plinth, 8 x 48 x 18in, carbon steel, RAL 7035 light gray, powder coat finish. For use with 2CLC2048 consoles. Field assembly required. | Stock | 1168
2CLP86018 | Hammond console plinth, 8 x 60 x 18in, carbon steel, RAL 7035 light gray, powder coat finish. For use with 2CLC2060 consoles. Field assembly required. | Stock | 1341
2CSP42418 | Hammond console plinth, 4 x 24 x 18in, 304 stainless steel, #4 brush finish. For use with 2CSC2024 consoles. Field assembly required. | Stock | 615
2CSP43618 | Hammond console plinth, 4 x 36 x 18in, 304 stainless steel, #4 brush finish. For use with 2CSC2036 consoles. Field assembly required. | Stock | 666
2CSP44818 | Hammond console plinth, 4 x 48 x 18in, 304 stainless steel, #4 brush finish. For use with 2CSC2048 consoles. Field assembly required. | Stock | 819
2CSP46018 | Hammond console plinth, 4 x 60 x 18in, 304 stainless steel, #4 brush finish. For use with 2CSC2060 consoles. Field assembly required. | Stock | 973
2CSP82418 | Hammond console plinth, 8 x 24 x 18in, 304 stainless steel, #4 brush finish. For use with 2CSC2024 consoles. Field assembly required. | Stock | 1024
2CSP83618 | Hammond console plinth, 8 x 36 x 18in, 304 stainless steel, #4 brush finish. For use with 2CSC2036 consoles. Field assembly required. | Stock | 1178
2CSP84818 | Hammond console plinth, 8 x 48 x 18in, 304 stainless steel, #4 brush finish. For use with 2CSC2048 consoles. Field assembly required. | Stock | 1382
2CSP86018 | Hammond console plinth, 8 x 60 x 18in, 304 stainless steel, #4 brush finish. For use with 2CSC2060 consoles. Field assembly required. | Stock | 1587
SCE-WSCC | Saginaw control compartment, carbon steel, RAL 7035 light gray, powder coat finish. For use with SCE-642424WS, SCE-642432WS and SCE-342424WS workstations. | Stock | 432
SCE-WSCCSS | Saginaw control compartment, 304 stainless steel, #4 brush finish. For use with SCE-642424SSWS, SCE-642432SSWS and SCE-342424SSWS workstations. | Stock | 873
Accessories for HMI Enclosures
SCE-HMIPH5 | Saginaw pull handle, 5.28in, steel. For use with Saginaw HMI enclosures. Mounting hardware included. | Stock | 36.5
SCE-AUHK | Saginaw pull handle, 12in, steel. For use with Saginaw HMI enclosures. Mounting hardware included. | Stock | 52
SCE-HMIKBS | Saginaw HMI keyboard shelf, 18in width, carbon steel, black, powder coat finish. Mounting hardware included. | Stock | 243
SCE-HMIKBSSS | Saginaw HMI keyboard shelf, 18in width, stainless steel, #4 brush finish. Mounting hardware included. | Stock | 477
LVH3.00.4040 | Teknokol front panel, 16 x 16in, aluminum, natural finish. For use with Teknokol Eco series HMI enclosures. | Stock | 102
LVH3.00.5060 | Teknokol front panel, 20 x 24in, aluminum, natural finish. For use with Teknokol Eco series HMI enclosures. | Stock | 184
Solar Shields for Enclosures
SCE-SH1212M8 | Saginaw solar shield, 12 x 12in, galvannealed steel, white, powder coat finish. For use with SCE-12EL12xxLP enclosures. | Stock | 190
SCE-SH1616M10 | Saginaw solar shield, 16 x 16in, galvannealed steel, white, powder coat finish. For use with SCE-16EL16xxLP or SCE-16H16xxLP enclosures. | Stock | 272
SCE-SH2016M12 | Saginaw solar shield, 20 x 16in, galvannealed steel, white, powder coat finish. For use with SCE-20EL16xxLP or SCE-20H16xxLP enclosures. | Stock | 298
SCE-SH2020M12 | Saginaw solar shield, 20 x 20in, galvannealed steel, white, powder coat finish. For use with SCE-20EL20xxLP or SCE-20H20xxLP enclosures. | Stock | 321
SCE-SH2420M12 | Saginaw solar shield, 24 x 20in, galvannealed steel, white, powder coat finish. For use with SCE-24EL20xxLP or SCE-24H20xxLP enclosures. | Stock | 345
SCE-SH2424M12 | Saginaw solar shield, 24 x 24in, galvannealed steel, white, powder coat finish. For use with SCE-24EL24xxLP or SCE-24H24xxLP enclosures. | Stock | 373
Drip Shields for Enclosures
SCE-DS12N4 | Saginaw enclosure drip shield, 12in length, carbon steel, ANSI 61 gray, powder coat finish. Mounting hardware included. | Stock | 52
SCE-DS12N4LG | Saginaw enclosure drip shield, 12in length, carbon steel, RAL 7035 light gray, powder coat finish. Mounting hardware included. | Stock | 52
DK12GY | Hammond enclosure drip shield, 12in length, carbon steel, ANSI 61 gray, powder coat finish. Mounting hardware included. | Stock | 70
DK12LG | Hammond enclosure drip shield, 12in length, carbon steel, RAL 7035 light gray, powder coat finish. Mounting hardware included. | Stock | 70
SCE-DS12SS | Saginaw enclosure drip shield, 12in length, 304 stainless steel, #4 brush finish. Mounting hardware included. | Stock | 103
DK12S16 | Hammond enclosure drip shield, 12in length, 316 stainless steel, #4 brush finish. Mounting hardware included. | Stock | 127
SCE-DS12SS6 | Saginaw enclosure drip shield, 12in length, 316L stainless steel, #4 brush finish. Mounting hardware included. | Stock | 119
SCE-DS16N4 | Saginaw enclosure drip shield, 16in length, carbon steel, ANSI 61 gray, powder coat finish. Mounting hardware included. | Stock | 59
SCE-DS16N4LG | Saginaw enclosure drip shield, 16in length, carbon steel, RAL 7035 light gray, powder coat finish. Mounting hardware included. | Stock | 59
DK16GY | Hammond enclosure drip shield, 16in length, carbon steel, ANSI 61 gray, powder coat finish. Mounting hardware included. | Stock | 76
DK16LG | Hammond enclosure drip shield, 16in length, carbon steel, RAL 7035 light gray, powder coat finish. Mounting hardware included. | Stock | 76
SCE-DS16SS | Saginaw enclosure drip shield, 16in length, 304 stainless steel, #4 brush finish. Mounting hardware included. | Stock | 113
DK16S16 | Hammond enclosure drip shield, 16in length, 316 stainless steel, #4 brush finish. Mounting hardware included. | Stock | 137
SCE-DS16SS6 | Saginaw enclosure drip shield, 16in length, 316L stainless steel, #4 brush finish. Mounting hardware included. | Stock | 130
SCE-DS20N4 | Saginaw enclosure drip shield, 20in length, carbon steel, ANSI 61 gray, powder coat finish. Mounting hardware included. | Stock | 63
SCE-DS20N4LG | Saginaw enclosure drip shield, 20in length, carbon steel, RAL 7035 light gray, powder coat finish. Mounting hardware included. | Stock | 63
DK20GY | Hammond enclosure drip shield, 20in length, carbon steel, ANSI 61 gray, powder coat finish. Mounting hardware included. | Stock | 83
DK20LG | Hammond enclosure drip shield, 20in length, carbon steel, RAL 7035 light gray, powder coat finish. Mounting hardware included. | Stock | 83
SCE-DS20SS | Saginaw enclosure drip shield, 20in length, 304 stainless steel, #4 brush finish. Mounting hardware included. | Stock | 122
DK20S16 | Hammond enclosure drip shield, 20in length, 316 stainless steel, #4 brush finish. Mounting hardware included. | Stock | 150
SCE-DS20SS6 | Saginaw enclosure drip shield, 20in length, 316L stainless steel, #4 brush finish. Mounting hardware included. | Stock | 141
SCE-DS24N4 | Saginaw enclosure drip shield, 24in length, carbon steel, ANSI 61 gray, powder coat finish. Mounting hardware included. | Stock | 73
SCE-DS24N4LG | Saginaw enclosure drip shield, 24in length, carbon steel, RAL 7035 light gray, powder coat finish. Mounting hardware included. | Stock | 73
DK24GY | Hammond enclosure drip shield, 24in length, carbon steel, ANSI 61 gray, powder coat finish. Mounting hardware included. | Stock | 91
DK24LG | Hammond enclosure drip shield, 24in length, carbon steel, RAL 7035 light gray, powder coat finish. Mounting hardware included. | Stock | 91
SCE-DS24SS | Saginaw enclosure drip shield, 24in length, 304 stainless steel, #4 brush finish. Mounting hardware included. | Stock | 132
DK24S16 | Hammond enclosure drip shield, 24in length, 316 stainless steel, #4 brush finish. Mounting hardware included. | Stock | 162
SCE-DS24SS6 | Saginaw enclosure drip shield, 24in length, 316L stainless steel, #4 brush finish. Mounting hardware included. | Stock | 151
PFR060 | Quadritalia enclosure drip shield, 600mm length, carbon steel, RAL 7035 light gray, textured powder coat finish. Gasket and mounting hardware included. | Stock | 110
SCE-DS30N4 | Saginaw enclosure drip shield, 30in length, carbon steel, ANSI 61 gray, powder coat finish. Mounting hardware included. | Stock | 77
SCE-DS30N4LG | Saginaw enclosure drip shield, 30in length, carbon steel, RAL 7035 light gray, powder coat finish. Mounting hardware included. | Stock | 77
DK30GY | Hammond enclosure drip shield, 30in length, carbon steel, ANSI 61 gray, powder coat finish. Mounting hardware included. | Stock | 102
DK30LG | Hammond enclosure drip shield, 30in length, carbon steel, RAL 7035 light gray, powder coat finish. Mounting hardware included. | Stock | 102
SCE-DS30SS | Saginaw enclosure drip shield, 30in length, 304 stainless steel, #4 brush finish. Mounting hardware included. | Stock | 147
DK30S16 | Hammond enclosure drip shield, 30in length, 316 stainless steel, #4 brush finish. Mounting hardware included. | Stock | 180
SCE-DS30SS6 | Saginaw enclosure drip shield, 30in length, 316L stainless steel, #4 brush finish. Mounting hardware included. | Stock | 169
PFR080 | Quadritalia enclosure drip shield, 800mm length, carbon steel, RAL 7035 light gray, textured powder coat finish. Gasket and mounting hardware included. | Stock | 115
SCE-DS36N4 | Saginaw enclosure drip shield, 36in length, carbon steel, ANSI 61 gray, powder coat finish. Mounting hardware included. | Stock | 82
SCE-DS36N4LG | Saginaw enclosure drip shield, 36in length, carbon steel, RAL 7035 light gray, powder coat finish. Mounting hardware included. | Stock | 82
DK36GY | Hammond enclosure drip shield, 36in length, carbon steel, ANSI 61 gray, powder coat finish. Mounting hardware included. | Stock | 111
DK36LG | Hammond enclosure drip shield, 36in length, carbon steel, RAL 7035 light gray, powder coat finish. Mounting hardware included. | Stock | 111
SCE-DS36SS | Saginaw enclosure drip shield, 36in length, 304 stainless steel, #4 brush finish. Mounting hardware included. | Stock | 163
DK36S16 | Hammond enclosure drip shield, 36in length, 316 stainless steel, #4 brush finish. Mounting hardware included. | Stock | 197
SCE-DS36SS6 | Saginaw enclosure drip shield, 36in length, 316L stainless steel, #4 brush finish. Mounting hardware included. | Stock | 187
PFR100 | Quadritalia enclosure drip shield, 1000mm length, carbon steel, RAL 7035 light gray, textured powder coat finish. Gasket and mounting hardware included. | Stock | 120
SCE-DS42N4 | Saginaw enclosure drip shield, 42in length, carbon steel, ANSI 61 gray, powder coat finish. Mounting hardware included. | Stock | 87
DK42GY | Hammond enclosure drip shield, 42in length, carbon steel, ANSI 61 gray, powder coat finish. Mounting hardware included. | Stock | 123
DK42LG | Hammond enclosure drip shield, 42in length, carbon steel, RAL 7035 light gray, powder coat finish. Mounting hardware included. | Stock | 123
SCE-DS42SS | Saginaw enclosure drip shield, 42in length, 304 stainless steel, #4 brush finish. Mounting hardware included. | Stock | 179
DK42S16 | Hammond enclosure drip shield, 42in length, 316 stainless steel, #4 brush finish. Mounting hardware included. | Stock | 209
SCE-DS42SS6 | Saginaw enclosure drip shield, 42in length, 316L stainless steel, #4 brush finish. Mounting hardware included. | Stock | 205
SCE-DS48N4 | Saginaw enclosure drip shield, 48in length, carbon steel, ANSI 61 gray, powder coat finish. Mounting hardware included. | Stock | 100
DK48GY | Hammond enclosure drip shield, 48in length, carbon steel, ANSI 61 gray, powder coat finish. Mounting hardware included. | Stock | 132
DK48LG | Hammond enclosure drip shield, 48in length, carbon steel, RAL 7035 light gray, powder coat finish. Mounting hardware included. | Stock | 132
SCE-DS48SS | Saginaw enclosure drip shield, 48in length, 304 stainless steel, #4 brush finish. Mounting hardware included. | Stock | 200
DK48S16 | Hammond enclosure drip shield, 48in length, 316 stainless steel, #4 brush finish. Mounting hardware included. | Stock | 220
SCE-DS48SS6 | Saginaw enclosure drip shield, 48in length, 316L stainless steel, #4 brush finish. Mounting hardware included. | Stock | 231
PFR120 | Quadritalia enclosure drip shield, 1200mm length, carbon steel, RAL 7035 light gray, textured powder coat finish. Gasket and mounting hardware included. | Stock | 125
SCE-DS60N4 | Saginaw enclosure drip shield, 60in length, carbon steel, ANSI 61 gray, powder coat finish. Mounting hardware included. | Stock | 116
DK60GY | Hammond enclosure drip shield, 60in length, carbon steel, ANSI 61 gray, powder coat finish. Mounting hardware included. | Stock | 153
DK60LG | Hammond enclosure drip shield, 60in length, carbon steel, RAL 7035 light gray, powder coat finish. Mounting hardware included. | Stock | 153
SCE-DS60SS | Saginaw enclosure drip shield, 60in length, 304 stainless steel, #4 brush finish. Mounting hardware included. | Stock | 229
DK60S16 | Hammond enclosure drip shield, 60in length, 316 stainless steel, #4 brush finish. Mounting hardware included. | Stock | 258
SCE-DS60SS6 | Saginaw enclosure drip shield, 60in length, 316L stainless steel, #4 brush finish. Mounting hardware included. | Stock | 263
SCE-DS72N4 | Saginaw enclosure drip shield, 72in length, carbon steel, ANSI 61 gray, powder coat finish. Mounting hardware included. | Stock | 131
DK72GY | Hammond enclosure drip shield, 72in length, carbon steel, ANSI 61 gray, powder coat finish. Mounting hardware included. | Stock | 172
SCE-DS72SS | Saginaw enclosure drip shield, 72in length, 304 stainless steel, #4 brush finish. Mounting hardware included. | Stock | 273
DK72S16 | Hammond enclosure drip shield, 72in length, 316 stainless steel, #4 brush finish. Mounting hardware included. | Stock | 287
SCE-DS72SS6 | Saginaw enclosure drip shield, 72in length, 316L stainless steel, #4 brush finish. Mounting hardware included. | Stock | 313
Flush Covers for Enclosures
CSFC66 | Hammond flush cover, carbon steel, 16 gauge, ANSI 61 gray, powder coat finish. For use with 6 x 6in (HxW) CS and CSKO screw cover enclosures. | Stock | 3.25
CSFC86 | Hammond flush cover, carbon steel, 16 gauge, ANSI 61 gray, powder coat finish. For use with 8 x 6in (HxW) CS and CSKO screw cover enclosures. | Stock | 4
CSFC88 | Hammond flush cover, carbon steel, 16 gauge, ANSI 61 gray, powder coat finish. For use with 8 x 8in (HxW) CS and CSKO screw cover enclosures. | Stock | 5
CSFC108 | Hammond flush cover, carbon steel, 16 gauge, ANSI 61 gray, powder coat finish. For use with 10 x 8in (HxW) CS and CSKO screw cover enclosures. | Stock | 5.75
CSFC1010 | Hammond flush cover, carbon steel, 16 gauge, ANSI 61 gray, powder coat finish. For use with 10 x 10in (HxW) CS and CSKO screw cover enclosures. | Stock | 6.75
CSFC128 | Hammond flush cover, carbon steel, 16 gauge, ANSI 61 gray, powder coat finish. For use with 12 x 8in (HxW) CS and CSKO screw cover enclosures. | Stock | 6.5
CSFC1212 | Hammond flush cover, carbon steel, 16 gauge, ANSI 61 gray, powder coat finish. For use with 12 x 12in (HxW) CS and CSKO screw cover enclosures. | Stock | 9.5
CSFC1616 | Hammond flush cover, carbon steel, 16 gauge, ANSI 61 gray, powder coat finish. For use with 16 x 16in (HxW) CS and CSKO screw cover enclosures. | Stock | 11.5
CSFC1812 | Hammond flush cover, carbon steel, 16 gauge, ANSI 61 gray, powder coat finish. For use with 18 x 12in (HxW) CS and CSKO screw cover enclosures. | Stock | 12
CSFC1818 | Hammond flush cover, carbon steel, 16 gauge, ANSI 61 gray, powder coat finish. For use with 18 x 18in (HxW) CS and CSKO screw cover enclosures. | Stock | 17
CSFC2418 | Hammond flush cover, carbon steel, 14 gauge, ANSI 61 gray, powder coat finish. For use with 24 x 18in (HxW) CS and CSKO screw cover enclosures. | Stock | 22
CSFC2424 | Hammond flush cover, carbon steel, 14 gauge, ANSI 61 gray, powder coat finish. For use with 24 x 24in (HxW) CS and CSKO screw cover enclosures. | Stock | 28
Replacement Doors for Enclosures
DBE20A | Quadritalia OK series door, 2000 x 1000mm, carbon steel, RAL 7035 light gray. | Stock | 393
DBE20C | Quadritalia OK series double door, 2000 x 1200mm, carbon steel, RAL 7035 light gray. | Stock | 476
DBE226 | Quadritalia OK series door, 2200 x 600mm, carbon steel, RAL 7035 light gray. | Stock | 408
DBE228 | Quadritalia OK series door, 2200 x 800mm, carbon steel, RAL 7035 light gray. | Stock | 435
DBE22A | Quadritalia OK series door, 2200 x 1000mm, carbon steel, RAL 7035 light gray. | Stock | 474
DBE22C | Quadritalia OK series double door, 2200 x 1200mm, carbon steel, RAL 7035 light gray. | Stock | 603
DTE186 | Quadritalia OK series door, 1800 x 600mm, carbon steel, RAL 7035 light gray, acrylic window. | Stock | 510
DTE188 | Quadritalia OK series door, 1800 x 800mm, carbon steel, RAL 7035 light gray, acrylic window. | Stock | 609
DTE18A | Quadritalia OK series door, 1800 x 1000mm, carbon steel, RAL 7035 light gray, acrylic window. | Stock | 715
DTE206 | Quadritalia OK series door, 2000 x 600mm, carbon steel, RAL 7035 light gray, acrylic window. | Stock | 573
DTE208 | Quadritalia OK series door, 2000 x 800mm, carbon steel, RAL 7035 light gray, acrylic window. | Stock | 688
DTE20A | Quadritalia OK series door, 2000 x 1000mm, carbon steel, RAL 7035 light gray, acrylic window. | Stock | 804
DTE226 | Quadritalia OK series door, 2200 x 600mm, carbon steel, RAL 7035 light gray, acrylic window. | Stock | 651
DTE228 | Quadritalia OK series door, 2200 x 800mm, carbon steel, RAL 7035 light gray, acrylic window. | Stock | 765
DTE22A | Quadritalia OK series door, 2200 x 1000mm, carbon steel, RAL 7035 light gray, acrylic window. | Stock | 895
FPK184 | Quadritalia OK series side door, 1800 x 400mm, carbon steel, RAL 7035 light gray. | Stock | 301
FPK186 | Quadritalia OK series side door, 1800 x 600mm, carbon steel, RAL 7035 light gray. | Stock | 319
FPK188 | Quadritalia OK series side door, 1800 x 800mm, carbon steel, RAL 7035 light gray. | Stock | 373
FPK204 | Quadritalia OK series side door, 2000 x 400mm, carbon steel, RAL 7035 light gray. | Stock | 332
FPK206 | Quadritalia OK series side door, 2000 x 600mm, carbon steel, RAL 7035 light gray. | Stock | 339
FPK208 | Quadritalia OK series side door, 2000 x 800mm, carbon steel, RAL 7035 light gray. | Stock | 393
FPK224 | Quadritalia OK series side door, 2200 x 400mm, carbon steel, RAL 7035 light gray. | Stock | 427
FPK226 | Quadritalia OK series side door, 2200 x 600mm, carbon steel, RAL 7035 light gray. | Stock | 463
FPK228 | Quadritalia OK series side door, 2200 x 800mm, carbon steel, RAL 7035 light gray. | Stock | 490
HMI Covers for Enclosures
HMICVR1008 | Stahlin SolarShield series HMI cover, NEMA 4/4X, 10.38 x 13.13 x 2.50in, polycarbonate, Pantone 428 C glacier gray. For use with HMI up to 8x10in (HxW). | Stock | 194
HMICVR1008C | Stahlin SolarShield series HMI cover, NEMA 4/4X, 10.38 x 13.13 x 2.50in, polycarbonate, Pantone 428 C glacier gray, polycarbonate window. For use with HMIs up to 8x10in (HxW). | Stock | 176
SCE-HA1216 | Saginaw universal deep-hinged door, NEMA 3R/4/12/13, 12.00 x 16.00 x 2.63in, carbon steel, ANSI 61 gray, concealed hinges. For use with wall-mount enclosures. | Stock | 325
1481WDH3624 | Hammond universal deep-hinged door, NEMA 4/12, 34.19 x 20.14 x 2.75in, carbon steel, ANSI 61 gray, concealed hinges, polycarbonate window. For use with wall-mount enclosures. | Stock | 1085
1481WDH1612 | Hammond universal deep-hinged door, NEMA 4/12, 14.19 x 8.14 x 2.75in, carbon steel, ANSI 61 gray, concealed hinges, polycarbonate window. For use with wall-mount enclosures. | Stock | 568
HMICVR1611 | Stahlin SolarShield series HMI cover, NEMA 4/4X, 14.36 x 19.10 x 2.59in, polycarbonate, Pantone 428 C glacier gray. For use with HMIs up to 11x16in (HxW). | Stock | 331
HMICVR1611C | Stahlin SolarShield series HMI cover, NEMA 4/4X, 14.36 x 19.10 x 2.59in, polycarbonate, Pantone 428 C glacier gray, polycarbonate window. For use with HMIs up to 11x16in (HxW). | Stock | 299
1481SSDH1418 | Hammond universal deep-hinged door, NEMA 4/4X/12, 12.19 x 14.56 x 2.75in, 316L stainless steel, concealed hinges. For use with wall-mount enclosures. | Stock | 856
SCE-HWK2218 | Saginaw universal deep-hinged door, NEMA 3R/12/13, 22.00 x 18.00 x 2.63in, carbon steel, ANSI 61 gray, concealed hinges, polycarbonate window. For use with wall-mount enclosures. | Stock | 499
SCE-HA1010 | Saginaw universal deep-hinged door, NEMA 3R/4/12/13, 10.00 x 10.00 x 2.63in, carbon steel, ANSI 61 gray, concealed hinges. For use with wall-mount enclosures. | Stock | 284
1481WDH2420 | Hammond universal deep-hinged door, NEMA 4/12, 22.19 x 16.14 x 2.75in, carbon steel, ANSI 61 gray, concealed hinges, polycarbonate window. For use with wall-mount enclosures. | Stock | 782
1481SSDH1612 | Hammond universal deep-hinged door, NEMA 4/4X/12, 14.19 x 8.14 x 2.75in, 316L stainless steel, concealed hinges. For use with wall-mount enclosures. | Stock | 901
SCE-HA1418SS | Saginaw universal deep-hinged door, NEMA 3R/4/4X/12/13, 14.00 x 18.00 x 2.63in, 304 stainless steel, concealed hinges. For use with wall-mount enclosures. | Stock | 811
SCE-HA1010LG | Saginaw universal deep-hinged door, NEMA 3R/4/12/13, 10.00 x 10.00 x 2.63in, carbon steel, RAL 7035 light gray, concealed hinges. For use with wall-mount enclosures. | Stock | 284
1481WDH1620 | Hammond universal deep-hinged door, NEMA 4/12, 14.19 x 16.14 x 2.75in, carbon steel, ANSI 61 gray, concealed hinges, polycarbonate window. For use with wall-mount enclosures. | Stock | 679
1481WDH2016 | Hammond universal deep-hinged door, NEMA 4/12, 18.19 x 12.14 x 2.75in, carbon steel, ANSI 61 gray, concealed hinges, polycarbonate window. For use with wall-mount enclosures. | Stock | 679
HMICVR2014 | Stahlin SolarShield series HMI cover, NEMA 4/4X, 17.33 x 23.07 x 2.59in, polycarbonate, Pantone 428 C glacier gray. For use with HMIs up to 14x20in (HxW). | Stock | 456
HMICVR2014C | Stahlin SolarShield series HMI cover, NEMA 4/4X, 17.33 x 23.07 x 2.59in, polycarbonate, Pantone 428 C glacier gray, polycarbonate window. For use with HMIs up to 14x20in (HxW). | Stock | 412
SCE-HWK1814SS | Saginaw universal deep-hinged door, NEMA 3R/4/4X/12/13, 18.00 x 14.00 x 2.63in, 304 stainless steel, concealed hinges, polycarbonate window. For use with wall-mount enclosures. | Stock | 868
1481WSSDH2420 | Hammond universal deep-hinged door, NEMA 4/4X/12, 22.19 x 16.14 x 2.75in, 316L stainless steel, concealed hinges, polycarbonate window. For use with wall-mount enclosures. | Stock | 1546
SCE-HA1010-05 | Saginaw universal deep-hinged door, NEMA 3R/4/12/13, 10.00 x 10.00 x 2.63in, carbon steel, white, concealed hinges. For use with wall-mount enclosures. | Stock | 284
1481SSDH3024 | Hammond universal deep-hinged door, NEMA 4/4X/12, 28.19 x 20.14 x 2.75in, 316L stainless steel, concealed hinges. For use with wall-mount enclosures. | Stock | 1476
SCE-HWK2218LG | Saginaw universal deep-hinged door, NEMA 3R/12/13, 22.00 x 18.00 x 2.63in, carbon steel, RAL 7035 light gray, concealed hinges, polycarbonate window. For use with wall-mount enclosures. | Stock | 499
SCE-HWK1814LG | Saginaw universal deep-hinged door, NEMA 3R/4/12/13, 18.00 x 14.00 x 2.63in, carbon steel, RAL 7035 light gray, concealed hinges, polycarbonate window. For use with wall-mount enclosures. | Stock | 413
1481WSSDH3024 | Hammond universal deep-hinged door, NEMA 4/4X/12, 28.19 x 20.14 x 2.75in, 316L stainless steel, concealed hinges, polycarbonate window. For use with wall-mount enclosures. | Stock | 1845
1481SSDH2016 | Hammond universal deep-hinged door, NEMA 4/4X/12, 18.19 x 12.14 x 2.75in, 316L stainless steel, concealed hinges. For use with wall-mount enclosures. | Stock | 1078
SCE-HWK2228 | Saginaw universal deep-hinged door, NEMA 3R/12/13, 22.00 x 28.00 x 2.63in, carbon steel, ANSI 61 gray, concealed hinges, polycarbonate window. For use with wall-mount enclosures. | Stock | 570
1481WDH2024 | Hammond universal deep-hinged door, NEMA 4/12, 18.19 x 20.14 x 2.75in, carbon steel, ANSI 61 gray, concealed hinges, polycarbonate window. For use with wall-mount enclosures. | Stock | 782
SCE-HWK2228LG | Saginaw universal deep-hinged door, NEMA 3R/12/13, 22.00 x 28.00 x 2.63in, carbon steel, RAL 7035 light gray, concealed hinges, polycarbonate window. For use with wall-mount enclosures. | Stock | 570
SCE-HWK1216SS | Saginaw universal deep-hinged door, NEMA 3R/4/4X/12/13, 12.00 x 16.00 x 2.63in, 304 stainless steel, concealed hinges, polycarbonate window. For use with wall-mount enclosures. | Stock | 752
1481SSDH2420 | Hammond universal deep-hinged door, NEMA 4/4X/12, 22.19 x 16.14 x 2.75in, 316L stainless steel, concealed hinges. For use with wall-mount enclosures. | Stock | 1237
1481SDH1620 | Hammond universal deep-hinged door, NEMA 4/12, 14.19 x 16.14 x 2.75in, carbon steel, ANSI 61 gray, concealed hinges. For use with wall-mount enclosures. | Stock | 544
SCE-HWK1418 | Saginaw universal deep-hinged door, NEMA 3R/4/12/13, 14.00 x 18.00 x 2.63in, carbon steel, ANSI 61 gray, concealed hinges, polycarbonate window. For use with wall-mount enclosures. | Stock | 413
1481SDH2420 | Hammond universal deep-hinged door, NEMA 4/12, 22.19 x 16.14 x 2.75in, carbon steel, ANSI 61 gray, concealed hinges. For use with wall-mount enclosures. | Stock | 625
SCE-HWK1216 | Saginaw universal deep-hinged door, NEMA 3R/4/12/13, 12.00 x 16.00 x 2.63in, carbon steel, ANSI 61 gray, concealed hinges, polycarbonate window. For use with wall-mount enclosures. | Stock | 399
SCE-HWK2228SS | Saginaw universal deep-hinged door, NEMA 3R/4/4X/12/13, 22.00 x 28.00 x 2.63in, 304 stainless steel, concealed hinges, polycarbonate window. For use with wall-mount enclosures. | Stock | 1295
1481SDH1418 | Hammond universal deep-hinged door, NEMA 4/12, 12.19 x 14.56 x 2.75in, carbon steel, ANSI 61 gray, concealed hinges. For use with wall-mount enclosures. | Stock | 432
SCE-HA1814SS | Saginaw universal deep-hinged door, NEMA 3R/4/4X/12/13, 18.00 x 14.00 x 2.63in, 304 stainless steel, concealed hinges. For use with wall-mount enclosures. | Stock | 811
1481SSDH1624 | Hammond universal deep-hinged door, NEMA 4/4X/12, 14.19 x 20.14 x 2.75in, 316L stainless steel, concealed hinges. For use with wall-mount enclosures. | Stock | 1155
SCE-HA1814 | Saginaw universal deep-hinged door, NEMA 3R/4/12/13, 18.00 x 14.00 x 2.63in, carbon steel, ANSI 61 gray, concealed hinges. For use with wall-mount enclosures. | Stock | 365
SCE-HWK1312 | Saginaw universal deep-hinged door, NEMA 3R/4/12/13, 13.00 x 12.00 x 2.63in, carbon steel, ANSI 61 gray, concealed hinges, polycarbonate window. For use with wall-mount enclosures. | Stock | 373
SCE-HA1212-05 | Saginaw universal deep-hinged door, NEMA 3R/4/12/13, 12.00 x 12.00 x 2.63in, carbon steel, white, concealed hinges. For use with wall-mount enclosures. | Stock | 308
SCE-HWK2822SS | Saginaw universal deep-hinged door, NEMA 3R/4/4X/12/13, 28.00 x 22.00 x 2.63in, 304 stainless steel, concealed hinges, polycarbonate window. For use with wall-mount enclosures. | Stock | 1295
1481WSSDH2416 | Hammond universal deep-hinged door, NEMA 4/4X/12, 22.19 x 12.14 x 2.75in, 316L stainless steel, concealed hinges, polycarbonate window. For use with wall-mount enclosures. | Stock | 1445
SCE-HWK1014 | Saginaw universal deep-hinged door, NEMA 3R/4/12/13, 10.00 x 14.00 x 2.63in, carbon steel, ANSI 61 gray, concealed hinges, polycarbonate window. For use with wall-mount enclosures. | Stock | 327
SCE-HWK1014SS | Saginaw universal deep-hinged door, NEMA 3R/4/4X/12/13, 10.00 x 14.00 x 2.63in, 304 stainless steel, concealed hinges, polycarbonate window. For use with wall-mount enclosures. | Stock | 616
1481WDH1624 | Hammond universal deep-hinged door, NEMA 4/12, 14.19 x 20.14 x 2.75in, carbon steel, ANSI 61 gray, concealed hinges, polycarbonate window. For use with wall-mount enclosures. | Stock | 730
SCE-HWK1620 | Saginaw universal deep-hinged door, NEMA 3R/4/12/13, 16.00 x 20.00 x 2.63in, carbon steel, ANSI 61 gray, concealed hinges, polycarbonate window. For use with wall-mount enclosures. | Stock | 458
1481SSDH3624 | Hammond universal deep-hinged door, NEMA 4/4X/12, 34.19 x 20.14 x 2.75in, 316L stainless steel, concealed hinges. For use with wall-mount enclosures. | Stock | 1715
SCE-HWK1212 | Saginaw universal deep-hinged door, NEMA 3R/4/12/13, 12.00 x 12.00 x 2.63in, carbon steel, ANSI 61 gray, concealed hinges, polycarbonate window. For use with wall-mount enclosures. | Stock | 356
1481WDH2416 | Hammond universal deep-hinged door, NEMA 4/12, 22.19 x 12.14 x 2.75in, carbon steel, ANSI 61 gray, concealed hinges, polycarbonate window. For use with wall-mount enclosures. | Stock | 730
1481WSSDH1612 | Hammond universal deep-hinged door, NEMA 4/4X/12, 14.19 x 8.14 x 2.75in, 316L stainless steel, concealed hinges, polycarbonate window. For use with wall-mount enclosures. | Stock | 1126
SCE-HWK2822 | Saginaw universal deep-hinged door, NEMA 3R/12/13, 28.00 x 22.00 x 2.63in, carbon steel, ANSI 61 gray, concealed hinges, polycarbonate window. For use with wall-mount enclosures. | Stock | 570
SCE-HA1014 | Saginaw universal deep-hinged door, NEMA 3R/4/12/13, 10.00 x 14.00 x 2.63in, carbon steel, ANSI 61 gray, concealed hinges. For use with wall-mount enclosures. | Stock | 300
1481SDH1612 | Hammond universal deep-hinged door, NEMA 4/12, 14.19 x 8.14 x 2.75in, carbon steel, ANSI 61 gray, concealed hinges. For use with wall-mount enclosures. | Stock | 454
SCE-HA1418 | Saginaw universal deep-hinged door, NEMA 3R/4/12/13, 14.00 x 18.00 x 2.63in, carbon steel, ANSI 61 gray, concealed hinges. For use with wall-mount enclosures. | Stock | 365
1481WSSDH2016 | Hammond universal deep-hinged door, NEMA 4/4X/12, 18.19 x 12.14 x 2.75in, 316L stainless steel, concealed hinges, polycarbonate window. For use with wall-mount enclosures. | Stock | 1347
SCE-HA1212LG | Saginaw universal deep-hinged door, NEMA 3R/4/12/13, 12.00 x 12.00 x 2.63in, carbon steel, RAL 7035 light gray, concealed hinges. For use with wall-mount enclosures. | Stock | 308
1481SSDH1620 | Hammond universal deep-hinged door, NEMA 4/4X/12, 14.19 x 16.14 x 2.75in, 316L stainless steel, concealed hinges. For use with wall-mount enclosures. | Stock | 1078
1481SSDH2024 | Hammond universal deep-hinged door, NEMA 4/4X/12, 18.19 x 20.14 x 2.75in, 316L stainless steel, concealed hinges. For use with wall-mount enclosures. | Stock | 1237
SCE-HWK2822LG | Saginaw universal deep-hinged door, NEMA 3R/12/13, 28.00 x 22.00 x 2.63in, carbon steel, RAL 7035 light gray, concealed hinges, polycarbonate window. For use with wall-mount enclosures. | Stock | 570
SCE-HA1212SS | Saginaw universal deep-hinged door, NEMA 3R/4/4X/12/13, 12.00 x 12.00 x 2.63in, 304 stainless steel, concealed hinges. For use with wall-mount enclosures. | Stock | 592
SCE-HWK1814 | Saginaw universal deep-hinged door, NEMA 3R/4/12/13, 18.00 x 14.00 x 2.63in, carbon steel, ANSI 61 gray, concealed hinges, polycarbonate window. For use with wall-mount enclosures. | Stock | 413
SCE-HA1620SS | Saginaw universal deep-hinged door, NEMA 3R/4/4X/12/13, 16.00 x 20.00 x 2.63in, 304 stainless steel, concealed hinges. For use with wall-mount enclosures. | Stock | 752
SCE-HA1620 | Saginaw universal deep-hinged door, NEMA 3R/4/12/13, 16.00 x 20.00 x 2.63in, carbon steel, ANSI 61 gray, concealed hinges. For use with wall-mount enclosures. | Stock | 399
WADW131602SS | Wiegmann universal deep-hinged door, NEMA 3R/4/4X/12, 12.75 x 15.88 x 2.75in, 304 stainless steel, concealed hinges, polycarbonate window. For use with Hubbell-Wiegmann NEMA 3R, 4, 4X, or 12 rated enclosures. | Stock | 966
1481WSSDH1418 | Hammond universal deep-hinged door, NEMA 4/4X/12, 12.19 x 14.56 x 2.75in, 316L stainless steel, concealed hinges, polycarbonate window. For use with wall-mount enclosures. | Stock | 1070
1481SDH3624 | Hammond universal deep-hinged door, NEMA 4/12, 34.19 x 20.14 x 2.75in, carbon steel, ANSI 61 gray, concealed hinges. For use with wall-mount enclosures. | Stock | 868
SCE-HWK1212LG | Saginaw universal deep-hinged door, NEMA 3R/4/12/13, 12.00 x 12.00 x 2.63in, carbon steel, RAL 7035 light gray, concealed hinges, polycarbonate window. For use with wall-mount enclosures. | Stock | 356
1481WDH3024 | Hammond universal deep-hinged door, NEMA 4/12, 28.19 x 20.14 x 2.75in, carbon steel, ANSI 61 gray, concealed hinges, polycarbonate window. For use with wall-mount enclosures. | Stock | 934
SCE-HA1014SS | Saginaw universal deep-hinged door, NEMA 3R/4/4X/12/13, 10.00 x 14.00 x 2.63in, 304 stainless steel, concealed hinges. For use with wall-mount enclosures. | Stock | 565
1481SDH2024 | Hammond universal deep-hinged door, NEMA 4/12, 18.19 x 20.14 x 2.75in, carbon steel, ANSI 61 gray, concealed hinges. For use with wall-mount enclosures. | Stock | 625
1481WDH2430 | Hammond universal deep-hinged door, NEMA 4/12, 22.19 x 26.14 x 2.75in, carbon steel, ANSI 61 gray, concealed hinges, polycarbonate window. For use with wall-mount enclosures. | Stock | 934
SCE-HWK1212SS | Saginaw universal deep-hinged door, NEMA 3R/4/4X/12/13, 12.00 x 12.00 x 2.63in, 304 stainless steel, concealed hinges, polycarbonate window. For use with wall-mount enclosures. | Stock | 640
1481SDH2416 | Hammond universal deep-hinged door, NEMA 4/12, 22.19 x 12.14 x 2.75in, carbon steel, ANSI 61 gray, concealed hinges. For use with wall-mount enclosures. | Stock | 583
SCE-HA1212 | Saginaw universal deep-hinged door, NEMA 3R/4/12/13, 12.00 x 12.00 x 2.63in, carbon steel, ANSI 61 gray, concealed hinges. For use with wall-mount enclosures. | Stock | 308
SCE-HA1216SS | Saginaw universal deep-hinged door, NEMA 3R/4/4X/12/13, 12.00 x 16.00 x 2.63in, 304 stainless steel, concealed hinges. For use with wall-mount enclosures. | Stock | 611
WADW131602 | Wiegmann universal deep-hinged door, NEMA 3R/4/12, 12.75 x 15.88 x 2.75in, carbon steel, ANSI 61 gray, concealed hinges, polycarbonate window. For use with Hubbell-Wiegmann NEMA 3R, 4, or 12 rated enclosures. | Stock | 567
1481SSDH2416 | Hammond universal deep-hinged door, NEMA 4/4X/12, 22.19 x 12.14 x 2.75in, 316L stainless steel, concealed hinges. For use with wall-mount enclosures. | Stock | 1155
1481SDH2016 | Hammond universal deep-hinged door, NEMA 4/12, 18.19 x 12.14 x 2.75in, carbon steel, ANSI 61 gray, concealed hinges. For use with wall-mount enclosures. | Stock | 544
1481WSSDH2430 | Hammond universal deep-hinged door, NEMA 4/4X/12, 22.19 x 26.14 x 2.75in, 316L stainless steel, concealed hinges, polycarbonate window. For use with wall-mount enclosures. | Stock | 1845
SCE-HWK1418SS | Saginaw universal deep-hinged door, NEMA 3R/4/4X/12/13, 14.00 x 18.00 x 2.63in, 304 stainless steel, concealed hinges, polycarbonate window. For use with wall-mount enclosures. | Stock | 777
SCE-HA1010SS | Saginaw universal deep-hinged door, NEMA 3R/4/4X/12/13, 10.00 x 10.00 x 2.63in, 304 stainless steel, concealed hinges. For use with wall-mount enclosures. | Stock | 566
SCE-HA1814LG | Saginaw universal deep-hinged door, NEMA 3R/4/12/13, 18.00 x 14.00 x 2.63in, carbon steel, RAL 7035 light gray, concealed hinges. For use with wall-mount enclosures. | Stock | 365
1481WDH1418 | Hammond universal deep-hinged door, NEMA 4/12, 12.19 x 14.56 x 2.75in, carbon steel, ANSI 61 gray, concealed hinges, polycarbonate window. For use with wall-mount enclosures. | Stock | 540
1481SSDH2430 | Hammond universal deep-hinged door, NEMA 4/4X/12, 22.19 x 26.14 x 2.75in, 316L stainless steel, concealed hinges. For use with wall-mount enclosures. | Stock | 1476
1481SDH3024 | Hammond universal deep-hinged door, NEMA 4/12, 28.19 x 20.14 x 2.75in, carbon steel, ANSI 61 gray, concealed hinges. For use with wall-mount enclosures. | Stock | 747
1481SDH1624 | Hammond universal deep-hinged door, NEMA 4/12, 14.19 x 20.14 x 2.75in, carbon steel, ANSI 61 gray, concealed hinges. For use with wall-mount enclosures. | Stock | 583
1481SDH2430 | Hammond universal deep-hinged door, NEMA 4/12, 22.19 x 26.14 x 2.75in, carbon steel, ANSI 61 gray, concealed hinges. For use with wall-mount enclosures. | Stock | 747
SCE-HWK1620SS | Saginaw universal deep-hinged door, NEMA 3R/4/4X/12/13, 16.00 x 20.00 x 2.63in, 304 stainless steel, concealed hinges, polycarbonate window. For use with wall-mount enclosures. | Stock | 862
1481WSSDH3624 | Hammond universal deep-hinged door, NEMA 4/4X/12, 34.19 x 20.14 x 2.75in, 316L stainless steel, concealed hinges, polycarbonate window. For use with wall-mount enclosures. | Stock | 2144
SCE-HWK2218SS | Saginaw universal deep-hinged door, NEMA 3R/4/4X/12/13, 22.00 x 18.00 x 2.63in, 304 stainless steel, concealed hinges, polycarbonate window. For use with wall-mount enclosures. | Stock | 1047
Extender Rings for Junction Boxes
CS66EXT4 | Hammond extender ring, 6 x 6 x 4in, carbon steel, ANSI 61 gray, powder coat finish. For use with Hammond CS663, CS664, CS666, CSKO663, CSKO664, and CSKO666 enclosures. | Stock | 18
CSG66EXT4 | Hammond extender ring, 6 x 6 x 4in, galvanized steel. For use with Hammond CSG664, CSG666, CSKOG664, and CSKOG666 enclosures. | Stock | 21
CS88EXT4 | Hammond extender ring, 8 x 8 x 4in, carbon steel, ANSI 61 gray, powder coat finish. For use with Hammond CS6884, CS886, CSKO884, and CSKO886 enclosures. | Stock | 24.5
CSG88EXT4 | Hammond extender ring, 8 x 8 x 4in, galvanized steel. For use with Hammond CSG884, CSG886, CSKOG884, and CSKOG886 enclosures. | Stock | 26
CS1010EXT4 | Hammond extender ring, 10 x 10 x 4in, carbon steel, ANSI 61 gray, powder coat finish. For use with Hammond CS10104, CS10106, CSKO10104, and CSKO10106 enclosures. | Stock | 30
CSG1010EXT4 | Hammond extender ring, 10 x 10 x 4in, galvanized steel. For use with Hammond CSG10104, CSG10106, CSKOG10104, and CSKOG10106 enclosures. | Stock | 32.5
CS1212EXT4 | Hammond extender ring, 12 x 12 x 4in, carbon steel, ANSI 61 gray, powder coat finish. For use with Hammond CS12124, CS12126, CS12128, CSKO12124, CSKO12126, and CSKO12128 enclosures. | Stock | 39
CSG1212EXT4 | Hammond extender ring, 12 x 12 x 4in, galvanized steel. For use with Hammond CSG12124, CSG12126, CSG12128, CSKOG12124, CSKOG12126, and CSKOG12128 enclosures. | Stock | 43
CS1212EXT6 | Hammond extender ring, 12 x 12 x 6in, carbon steel, ANSI 61 gray, powder coat finish. For use with Hammond CS12124, CS12126, CS12128, CSKO12124, CSKO12126, and CSKO12128 enclosures. | Stock | 45
CS1616EXT6 | Hammond extender ring, 16 x 16 x 6in, carbon steel, ANSI 61 gray, powder coat finish. For use with Hammond CS16166, CS16168, CSKO16166, and CSKO16168 enclosures. | Stock | 52
Hinges and Hinge Pins for Enclosures
EPINSS | Hammond hinge pin, replacement, 316 stainless steel. Package of 5. For use with Eclipse series enclosures. | Stock | 26
SCE-3916 | Saginaw large concealed hinge, replacement, carbon steel. Hinge, pin and clip included. | Stock | 15
SCE-3916SS | Saginaw large concealed hinge, replacement, 304 stainless steel. Hinge, pin and clip included. | Stock | 27.5
SCE-3918 | Saginaw small concealed hinge, replacement, carbon steel. Package of 2. Hinge, pin and clip included. | Stock | 24
SCE-3918SS | Saginaw small concealed hinge, replacement, 304 stainless steel. Package of 2. Hinge, pin and clip included. | Stock | 50
SCE-ELJHINGE | Saginaw ELJ hinge, replacement. Hinge, pin and clip included. | Stock | 8
SCE-101670 | Saginaw retaining clip for concealed hinge, replacement. Package of 20. | Stock | 15.25
SCE-101226 | Saginaw small hinge pin, replacement. Package of 20. | Stock | 73
SCE-101221 | Saginaw large hinge pin, replacement. Package of 20. | Stock | 39
SCE-N1HINGE | Saginaw hinge, replacement, glass-filled polyamide, matte black. For use with Saginaw NEMA 1 enclosures. Mounting hardware included. | Stock | 18
Filler Plates for Modular Enclosures
TTP040 | Quadritalia OK series roof panel filler plate, 400mm, carbon steel, RAL 7035 light gray, powder coat finish. | Stock | 13
TTP060 | Quadritalia OK series roof panel filler plate, 600mm, carbon steel, RAL 7035 light gray, powder coat finish. | Stock | 13.5
TTP080 | Quadritalia OK series roof panel filler plate, 800mm, carbon steel, RAL 7035 light gray, powder coat finish. | Stock | 16.5
FUP228 | Quadritalia OK series subpanel filler plate, 2200mm, galvanized steel. | Stock | 136
SCE-72FP | Saginaw NextGen series subpanel filler plate, 68in/72in, carbon steel, white, powder coat finish. | Stock | 124
SCE-72FPGALV | Saginaw NextGen series subpanel filler plate, 68in/72in, galvanized steel. | Stock | 142
SCE-84FP | Saginaw NextGen series subpanel filler plate, 80in/84in, carbon steel, white, powder coat finish. | Stock | 140
SCE-84FPGALV | Saginaw NextGen series subpanel filler plate, 80in/84in, galvanized steel. | Stock | 162
SCE-90FP | Saginaw NextGen series subpanel filler plate, 86in/90in, carbon steel, white, powder coat finish. | Stock | 152
SCE-90FPGALV | Saginaw NextGen series subpanel filler plate, 86in/90in, galvanized steel. | Stock | 176
Window Kits for Enclosures
L04 | Fibox hinged enclosure window, 3.72 x 3.03in window, polycarbonate, 3.72 x 3.03in frame, polycarbonate, RAL 7035 light gray, EPDM gasket. For use with IP65 enclosures. Mounting hardware included. | Stock | 25.5
L06 | Fibox hinged enclosure window, 5.10 x 3.03in window, polycarbonate, 5.10 x 3.03in frame, polycarbonate, RAL 7035 light gray, EPDM gasket. For use with IP65 enclosures. Mounting hardware included. | Stock | 32
SCE-PWK53NF | Saginaw enclosure window, 5.25 x 3.25in window, UV-resistant polycarbonate, carbon steel, ANSI 61 gray, powder coat finish, oil-resistant gasket. For use with NEMA 4 enclosures. Mounting hardware included. | Stock | 144
WAPWK0503NF | Wiegmann enclosure window, 5.00 x 3.00in window, Makrolon polycarbonate, 7.50 x 5.50in frame, carbon steel, ANSI 61 gray, polyester powder finish, oil-tight closed-cell gasket. For use with indoor NEMA 12 enclosures. Mounting hardware included. | Stock | 158
1481WN40503 | Hammond enclosure window, 5.00 x 3.00in window, UV-resistant polycarbonate, 7.63 x 5.63in frame, carbon steel, ANSI 61 gray, powder coat finish, oil-resistant neoprene gasket. For use with NEMA 4 enclosures. Mounting hardware included. | Stock | 187
SCE-PWK53NFSS | Saginaw enclosure window, 5.25 x 3.25in window, UV-resistant polycarbonate, 304 stainless steel, #4 brush finish, oil-resistant gasket. For use with NEMA 4X enclosures. Mounting hardware included. | Stock | 188
1481WN4SS0503 | Hammond enclosure window, 5.00 x 3.00in window, UV-resistant polycarbonate, 7.63 x 5.63in frame, 304 stainless steel, #4 brush finish, oil-resistant neoprene gasket. For use with NEMA 4X enclosures. Mounting hardware included. | Stock | 310
1481WFL52 | Hammond enclosure window, 5.50 x 3.00in window, scratch-resistant polycarbonate. For use with NEMA 12 and 13 enclosures. Mounting hardware and template included. | Stock | 66
SCE-PWK63NF | Saginaw enclosure window, 6.55 x 2.85in window, UV-resistant polycarbonate, carbon steel, ANSI 61 gray, powder coat finish, oil-resistant gasket. For use with NEMA 4 enclosures. Mounting hardware included. | Stock | 158
L08 | Fibox hinged enclosure window, 6.42 x 3.03in window, polycarbonate, 6.42 x 3.03in frame, polycarbonate, RAL 7035 light gray, EPDM gasket. For use with IP65 enclosures. Mounting hardware included. | Stock | 32.5
L10 | Fibox hinged enclosure window, 7.87 x 3.03in window, polycarbonate, 7.87 x 3.03in frame, polycarbonate, RAL 7035 light gray, EPDM gasket. For use with IP65 enclosures. Mounting hardware included. | Stock | 40
SCE-PWK95NF | Saginaw enclosure window, 9.25 x 5.75in window, UV-resistant polycarbonate, carbon steel, ANSI 61 gray, powder coat finish, oil-resistant gasket. For use with NEMA 4 enclosures. Mounting hardware included. | Stock | 173
WAPWK0905NF | Wiegmann enclosure window, 9.00 x 5.50in window, Makrolon polycarbonate, 11.50 x 8.00in frame, carbon steel, ANSI 61 gray, polyester powder finish, oil-tight closed-cell gasket. For use with indoor NEMA 12 enclosures. Mounting hardware included. | Stock | 191
1481WN40905 | Hammond enclosure window, 9.00 x 5.50in window, UV-resistant polycarbonate, 11.63 x 8.13in frame, carbon steel, ANSI 61 gray, powder coat finish, oil-resistant neoprene gasket. For use with NEMA 4 enclosures. Mounting hardware included. | Stock | 225
SCE-PWK95NFSS | Saginaw enclosure window, 9.25 x 5.75in window, UV-resistant polycarbonate, 304 stainless steel, #4 brush finish, oil-resistant gasket. For use with NEMA 4X enclosures. Mounting hardware included. | Stock | 227
1481WN4SS0905 | Hammond enclosure window, 9.00 x 5.50in window, UV-resistant polycarbonate, 11.63 x 8.13in frame, 304 stainless steel, #4 brush finish, oil-resistant neoprene gasket. For use with NEMA 4X enclosures. Mounting hardware included. | Stock | 375
L12II | Fibox hinged enclosure window, 5.04 x 9.76in window, smoked polycarbonate, 5.04 x 9.76in frame, polycarbonate, RAL 7035 light gray, polyurethane gasket. For use with IP65 enclosures. Mounting hardware included. | Stock | 39
L13 | Fibox hinged enclosure window, 4.23 x 10.12in window, polycarbonate, 4.23 x 10.12in frame, polycarbonate, RAL 7035 light gray, polyurethane gasket. For use with IP65 enclosures. Mounting hardware included. | Stock | 46
L43II | Fibox hinged enclosure window, 10.91 x 12.32in window, smoked polycarbonate, 10.91 x 12.32in frame, polycarbonate, RAL 7035 light gray, polyurethane gasket. For use with IP65 enclosures. Mounting hardware included. | Stock | 112
1481WFL96 | Hammond enclosure window, 9.62 x 7.19in window, scratch-resistant polycarbonate. For use with NEMA 12 and 13 enclosures. Mounting hardware and template included. | Stock | 92
1481WN41303 | Hammond enclosure window, 13.00 x 3.00in window, UV-resistant polycarbonate, 15.63 x 5.63in frame, carbon steel, ANSI 61 gray, powder coat finish, oil-resistant neoprene gasket. For use with NEMA 4 enclosures. Mounting hardware included. | Stock | 205
1481WFL133 | Hammond enclosure window, 13.88 x 3.88in window, scratch-resistant polycarbonate. For use with NEMA 12 and 13 enclosures. Mounting hardware and template included. | Stock | 82
SCE-PWK138NF | Saginaw enclosure window, 13.25 x 8.25in window, UV-resistant polycarbonate, carbon steel, ANSI 61 gray, powder coat finish, oil-resistant gasket. For use with NEMA 4 enclosures. Mounting hardware included. | Stock | 219
1481WN41308 | Hammond enclosure window, 13.00 x 8.00in window, UV-resistant polycarbonate, 15.63 x 10.63in frame, carbon steel, ANSI 61 gray, powder coat finish, oil-resistant neoprene gasket. For use with NEMA 4 enclosures. Mounting hardware included. | Stock | 282
SCE-PWK138NFSS | Saginaw enclosure window, 13.25 x 8.25in window, UV-resistant polycarbonate, 304 stainless steel, #4 brush finish, oil-resistant gasket. For use with NEMA 4X enclosures. Mounting hardware included. | Stock | 288
1481WN4SS1308 | Hammond enclosure window, 13.00 x 8.00in window, UV-resistant polycarbonate, 15.63 x 10.63in frame, 304 stainless steel, #4 brush finish, oil-resistant neoprene gasket. For use with NEMA 4X enclosures. Mounting hardware included. | Stock | 474
L44II | Fibox hinged enclosure window, 14.84 x 12.32in window, smoked polycarbonate, 14.84 x 12.32in frame, polycarbonate, RAL 7035 light gray, polyurethane gasket. For use with IP65 enclosures. Mounting hardware included. | Stock | 133
1481WN41705 | Hammond enclosure window, 17.00 x 5.50in window, UV-resistant polycarbonate, 19.63 x 8.13in frame, carbon steel, ANSI 61 gray, powder coat finish, oil-resistant neoprene gasket. For use with NEMA 4 enclosures. Mounting hardware included. | Stock | 253
SCE-PWK1711NF | Saginaw enclosure window, 17.25 x 11.25in window, UV-resistant polycarbonate, carbon steel, ANSI 61 gray, powder coat finish, oil-resistant gasket. For use with NEMA 4 enclosures. Mounting hardware included. | Stock | 302
1481WN41711 | Hammond enclosure window, 17.00 x 11.00in window, UV-resistant polycarbonate, 19.63 x 13.63in frame, carbon steel, ANSI 61 gray, powder coat finish, oil-resistant neoprene gasket. For use with NEMA 4 enclosures. Mounting hardware included. | Stock | 388
SCE-PWK1711NFSS | Saginaw enclosure window, 17.25 x 11.25in window, UV-resistant polycarbonate, 304 stainless steel, #4 brush finish, oil-resistant gasket. For use with NEMA 4X enclosures. Mounting hardware included. | Stock | 379
1481WN4SS1711 | Hammond enclosure window, 17.00 x 11.00in window, UV-resistant polycarbonate, 19.63 x 13.63in frame, 304 stainless steel, #4 brush finish, oil-resistant neoprene gasket. For use with NEMA 4X enclosures. Mounting hardware included. | Stock | 622
SCE-PWK2315NF | Saginaw enclosure window, 23.25 x 15.25in window, UV-resistant polycarbonate, carbon steel, ANSI 61 gray, powder coat finish, oil-resistant gasket. For use with NEMA 4 enclosures. Mounting hardware included. | Stock | 372
1481WN42315 | Hammond enclosure window, 23.00 x 15.00in window, UV-resistant polycarbonate, 25.63 x 17.63in frame, carbon steel, ANSI 61 gray, powder coat finish, oil-resistant neoprene gasket. For use with NEMA 4 enclosures. Mounting hardware included. | Stock | 479
SCE-PWK2315NFSS | Saginaw enclosure window, 23.25 x 15.25in window, UV-resistant polycarbonate, 304 stainless steel, #4 brush finish, oil-resistant gasket. For use with NEMA 4X enclosures. Mounting hardware included. | Stock | 490
1481WN4SS2315 | Hammond enclosure window, 23.00 x 15.00in window, UV-resistant polycarbonate, 25.63 x 17.63in frame, 304 stainless steel, #4 brush finish, oil-resistant neoprene gasket. For use with NEMA 4X enclosures. Mounting hardware included. | Stock | 801
SCE-PWK2919NF | Saginaw enclosure window, 29.25 x 19.25in window, UV-resistant polycarbonate, carbon steel, ANSI 61 gray, powder coat finish, oil-resistant gasket. For use with NEMA 4 enclosures. Mounting hardware included. | Stock | 554
1481WN42919 | Hammond enclosure window, 29.00 x 19.00in window, UV-resistant polycarbonate, 31.63 x 21.63in frame, carbon steel, ANSI 61 gray, powder coat finish, oil-resistant neoprene gasket. For use with NEMA 4 enclosures. Mounting hardware included. | Stock | 710
SCE-PWK2919NFSS | Saginaw enclosure window, 29.25 x 19.25in window, UV-resistant polycarbonate, 304 stainless steel, #4 brush finish, oil-resistant gasket. For use with NEMA 4X enclosures. Mounting hardware included. | Stock | 727
1481WN4SS2919 | Hammond enclosure window, 29.00 x 19.00in window, UV-resistant polycarbonate, 31.63 x 21.63in frame, 304 stainless steel, #4 brush finish, oil-resistant neoprene gasket. For use with NEMA 4X enclosures. Mounting hardware included. | Stock | 1193
1481WN43523 | Hammond enclosure window, 35.00 x 23.00in window, UV-resistant polycarbonate, 37.63 x 25.63in frame, carbon steel, ANSI 61 gray, powder coat finish, oil-resistant neoprene gasket. For use with NEMA 4 enclosures. Mounting hardware included. | Stock | 937
Enclosure Door Switches
013500-00 | Stego enclosure door switch, SPDT contact(s), IP20, M5 screw mount, screw terminal. | Stock | 43
013510-00 | Stego enclosure door switch, N.C. contact(s), IP20, M5 screw mount, screw terminal. | Stock | 43.5
013520-00 | Stego enclosure door switch, N.O. contact(s), IP20, M5 screw mount, screw terminal. | Stock | 43.5
MIC250 | Quadritalia enclosure door switch, (3) N.C. contact(s), screw terminal. | Stock | 84
MIC250-S | Quadritalia door switch mounting bracket, galvanized steel. For use with MIC250 door switch. | Stock | 27.5
Adapter Plates for Disconnect Enclosures
AK1494FD | Hammond operator adapter assembly, for use with Allen-Bradley 1494F, 1494D series devices. | Stock | 291
SCE-DCPSS | Saginaw blank disconnect cover plate, 304 stainless steel, #4 brush finish. For use with all standard Saginaw disconnect enclosures. Mounting hardware included. | Stock | 67
WA21CHVA | Wiegmann operator adapter assembly, ANSI 61 gray. For use with Eaton/Cutler-Hammer type C371, Eaton Flex-Shaft F series handles. | Stock | 176
WA21SDA | Wiegmann operator adapter assembly, ANSI 61 gray. For use with Schneider Square D disconnect switches & circuit breakers w/Class 9422 variable depth operating or cable mechanism and Socomec 37299002 & 37299003 flange handles. | Stock | 176
BPAK | Hammond blank adapter plate assembly, ANSI 61 gray. For use with all Hammond disconnect enclosures with universal cutouts. | Stock | 147
WA3456BAP | Wiegmann blank adapter plate assembly, ANSI 61 gray. For use with all Hubbell-Wiegmann wall-mount disconnect enclosures except stainless steel floor-mount and freestanding disconnect enclosures. | Stock | 149
SCE-DCP | Saginaw blank disconnect cover plate, carbon steel, ANSI 61 gray, powder coat finish. For use with all standard Saginaw disconnect enclosures. Mounting hardware included. | Stock | 61
AKU | Hammond operator adapter assembly, for use with most ABB, Allen-Bradley, Cutler Hammer, Siemens, and Square D devices. | Stock | 287
WA21FUFA | Wiegmann operator adapter assembly, ANSI 61 gray. For use with Fuji Electric BW9F series disconnects. | Stock | 149
Gland Plates for Enclosures
GP063GY | Hammond enclosure gland plate, 6 x 3in, carbon steel, ANSI 61 gray, powder coat finish, self-adhesive neoprene blend gasket, 5.06 x 1.50in cutout. Gasket, mounting hardware and cutout template included. | Stock | 56
GP063LG | Hammond enclosure gland plate, 6 x 3in, carbon steel, RAL 7035 light gray, powder coat finish, self-adhesive neoprene blend gasket, 5.06 x 1.50in cutout. Gasket, mounting hardware and cutout template included. | Stock | 56
GP134GY | Hammond enclosure gland plate, 13 x 4in, carbon steel, ANSI 61 gray, powder coat finish, self-adhesive neoprene blend gasket, 11.75 x 2.31in cutout. Gasket, mounting hardware and cutout template included. | Stock | 70
GP134LG | Hammond enclosure gland plate, 13 x 4in, carbon steel, RAL 7035 light gray, powder coat finish, self-adhesive neoprene blend gasket, 11.75 x 2.31in cutout. Gasket, mounting hardware and cutout template included. | Stock | 70
GP136GY | Hammond enclosure gland plate, 13 x 6in, carbon steel, ANSI 61 gray, powder coat finish, self-adhesive neoprene blend gasket, 12.13 x 4.63in cutout. Gasket, mounting hardware and cutout template included. | Stock | 112
GP136LG | Hammond enclosure gland plate, 13 x 6in, carbon steel, RAL 7035 light gray, powder coat finish, self-adhesive neoprene blend gasket, 12.13 x 4.63in cutout. Gasket, mounting hardware and cutout template included. | Stock | 112
GP216GY | Hammond enclosure gland plate, 21 x 6in, carbon steel, ANSI 61 gray, powder coat finish, self-adhesive neoprene blend gasket, 19.63 x 4.63in cutout. Gasket, mounting hardware and cutout template included. | Stock | 125
GP216LG | Hammond enclosure gland plate, 21 x 6in, carbon steel, RAL 7035 light gray, powder coat finish, self-adhesive neoprene blend gasket, 19.63 x 4.63in cutout. Gasket, mounting hardware and cutout template included. | Stock | 125
Hole Seals and Plugs for Enclosures
EN4PLUG40 | Hammond rear mounting hole plug, package of 40. For use with Eclipse series enclosures. | Stock | 11
REHPSERIES1 | Stahlin hole plug, 1/2in-3/4in holes, fiberglass-reinforced plastic (FRP), closed-cell neoprene gasket. For use with non-metallic enclosures. | Stock | 8.75
SCE-ASPBG-05 | Saginaw hole seal, carbon steel, white, powder coat finish, oil-resistant gasket, 22mm pushbutton cutout. For use with carbon steel enclosures. | Stock | 5.25
SCE-ASPBG-09 | Saginaw hole seal, carbon steel, ANSI 61 gray, powder coat finish, oil-resistant gasket, 22mm pushbutton cutout. For use with carbon steel enclosures. | Stock | 5.25
SCE-ASPBG-09-25 | Saginaw hole seal, carbon steel, ANSI 61 gray, powder coat finish, oil-resistant gasket, 22mm pushbutton cutout. Package of 25. For use with carbon steel enclosures. | Stock | 117
SCE-ASPBG-RAL7035 | Saginaw hole seal, carbon steel, RAL 7035 light gray, powder coat finish, oil-resistant gasket, 22mm pushbutton cutout. For use with carbon steel enclosures. | Stock | 5.25
HP22 | Hammond hole seal, 22mm pushbutton, carbon steel, ANSI 61 gray, powder coat finish, oil-resistant gasket. For use with carbon steel enclosures. | Stock | 7.5
WASPBG | Wiegmann hole seal, 22mm pushbutton, carbon steel, ANSI 61 gray polyester powder finish, oil-resistant gasket. For use with carbon steel enclosures. | Stock | 7.75
HP22SS | Hammond hole seal, 22mm pushbutton, 304 stainless steel, #4 brush finish, oil-resistant gasket. For use with stainless steel enclosures. | Stock | 16.5
WASPBGSS | Wiegmann hole seal, 22mm pushbutton, 304 stainless steel, grained finish, oil-resistant gasket. For use with stainless steel enclosures. | Stock | 16.5
SCE-ASPBG-SS | Saginaw hole seal, 304 stainless steel, #4 brush finish, oil-resistant gasket, 22mm pushbutton cutout. For use with 304 stainless steel enclosures. | Stock | 22.5
WAS050 | Wiegmann hole seal, 1/2in conduit, carbon steel, ANSI 61 gray polyester powder finish, oil-resistant gasket. For use with carbon steel enclosures. | Stock | 7.75
HP50 | Hammond hole seal, 1/2in conduit, carbon steel, ANSI 61 gray, powder coat finish, oil-resistant gasket. For use with carbon steel enclosures. | Stock | 7.5
WAS050SS | Wiegmann hole seal, 1/2in conduit, 304 stainless steel, grained finish, oil-resistant gasket. For use with stainless steel enclosures. | Stock | 16.5
HP50SS | Hammond hole seal, 1/2in conduit, 304 stainless steel, #4 brush finish, oil-resistant gasket. For use with stainless steel enclosures. | Stock | 16.5
REHPSERIES1.5 | Stahlin hole plug, 1/2in conduit, fiberglass-reinforced plastic (FRP), closed-cell neoprene gasket. For use with non-metallic enclosures. | Stock | 12
WAS075 | Wiegmann hole seal, 3/4in conduit, carbon steel, ANSI 61 gray polyester powder finish, oil-resistant gasket. For use with carbon steel enclosures. | Stock | 9.5
HP75 | Hammond hole seal, 3/4in conduit, carbon steel, ANSI 61 gray, powder coat finish, oil-resistant gasket. For use with carbon steel enclosures. | Stock | 9.25
WAS075SS | Wiegmann hole seal, 3/4in conduit, 304 stainless steel, grained finish, oil-resistant gasket. For use with stainless steel enclosures. | Stock | 23
HP75SS | Hammond hole seal, 3/4in conduit, 304 stainless steel, #4 brush finish, oil-resistant gasket. For use with stainless steel enclosures. | Stock | 21
REHPSERIES2 | Stahlin hole plug, 1/2in-3/4in conduit, fiberglass-reinforced plastic (FRP), closed-cell neoprene gasket. For use with 1/2in and 3/4in conduit holes and 22mm or 30mm pushbutton holes in non-metallic enclosures. | Stock | 10
SCE-ASPB-05 | Saginaw hole seal, carbon steel, white, powder coat finish, oil-resistant gasket, 30mm pushbutton cutout. For use with carbon steel enclosures. | Stock | 7.5
SCE-ASPB-09 | Saginaw hole seal, carbon steel, ANSI 61 gray, powder coat finish, oil-resistant gasket, 30mm pushbutton cutout. For use with carbon steel enclosures. | Stock | 7.5
SCE-ASPB-09-25 | Saginaw hole seal, carbon steel, ANSI 61 gray, powder coat finish, oil-resistant gasket, 30mm pushbutton cutout. Package of 25. For use with carbon steel enclosures. | Stock | 165
SCE-ASPB-RAL7035 | Saginaw hole seal, carbon steel, RAL 7035 light gray, powder coat finish, oil-resistant gasket, 30mm pushbutton cutout. For use with carbon steel enclosures. | Stock | 7.5
HPB | Hammond hole seal, 30mm pushbutton, carbon steel, ANSI 61 gray, powder coat finish, oil-resistant gasket. For use with carbon steel enclosures. | Stock | 10
WASPB | Wiegmann hole seal, 30mm pushbutton, carbon steel, ANSI 61 gray polyester powder finish, oil-resistant gasket. For use with carbon steel enclosures. | Stock | 10
HPBSS | Hammond hole seal, 30mm pushbutton, 304 stainless steel, #4 brush finish, oil-resistant gasket. For use with stainless steel enclosures. | Stock | 23
SCE-ASPB-SS | Saginaw hole seal, 304 stainless steel, #4 brush finish, oil-resistant gasket, 30mm pushbutton cutout. For use with 304 stainless steel enclosures. | Stock | 24
WASPBSS | Wiegmann hole seal, 30mm pushbutton, 304 stainless steel, grained finish, oil-resistant gasket. For use with stainless steel enclosures. | Stock | 25.5
WAS100 | Wiegmann hole seal, 1in conduit, carbon steel, ANSI 61 gray polyester powder finish, oil-resistant gasket. For use with carbon steel enclosures. | Stock | 13
HP100 | Hammond hole seal, 1in conduit, carbon steel, ANSI 61 gray, powder coat finish, oil-resistant gasket. For use with carbon steel enclosures. | Stock | 12.5
WAS100SS | Wiegmann hole seal, 1in conduit, 304 stainless steel, grained finish, oil-resistant gasket. For use with stainless steel enclosures. | Stock | 30.5
HP100SS | Hammond hole seal, 1in conduit, 304 stainless steel, #4 brush finish, oil-resistant gasket. For use with stainless steel enclosures. | Stock | 27.5
REHPSERIES3 | Stahlin hole plug, 1in-1-1/4in conduit, fiberglass-reinforced plastic (FRP), closed-cell neoprene gasket. For use with non-metallic enclosures. | Stock | 16
WAS125 | Wiegmann hole seal, 1-1/4in conduit, carbon steel, ANSI 61 gray polyester powder finish, oil-resistant gasket. For use with carbon steel enclosures. | Stock | 16
HP125 | Hammond hole seal, 1-1/4in conduit, carbon steel, ANSI 61 gray, powder coat finish, oil-resistant gasket. For use with carbon steel enclosures. | Stock | 14
WAS125SS | Wiegmann hole seal, 1-1/4in conduit, 304 stainless steel, grained finish, oil-resistant gasket. For use with stainless steel enclosures. | Stock | 32.5
HP125SS | Hammond hole seal, 1-1/4in conduit, 304 stainless steel, #4 brush finish, oil-resistant gasket. For use with stainless steel enclosures. | Stock | 32
WAS150 | Wiegmann hole seal, 1-1/2in conduit, carbon steel, ANSI 61 gray polyester powder finish, oil-resistant gasket. For use with carbon steel enclosures. | Stock | 18
HP150 | Hammond hole seal, 1-1/2in conduit, carbon steel, ANSI 61 gray, powder coat finish, oil-resistant gasket. For use with carbon steel enclosures. | Stock | 16
WAS150SS | Wiegmann hole seal, 1-1/2in conduit, 304 stainless steel, grained finish, oil-resistant gasket. For use with stainless steel enclosures. | Stock | 36.5
HP150SS | Hammond hole seal, 1-1/2in conduit, 304 stainless steel, #4 brush finish, oil-resistant gasket. For use with stainless steel enclosures. | Stock | 35.5
REHPSERIES4 | Stahlin hole plug, 1-1/2in-2in conduit, fiberglass-reinforced plastic (FRP), closed-cell neoprene gasket. For use with non-metallic enclosures. | Stock | 20
WAS200 | Wiegmann hole seal, 2in conduit, carbon steel, ANSI 61 gray polyester powder finish, oil-resistant gasket. For use with carbon steel enclosures. | Stock | 20
HP200 | Hammond hole seal, 2in conduit, carbon steel, ANSI 61 gray, powder coat finish, oil-resistant gasket. For use with carbon steel enclosures. | Stock | 17.5
WAS200SS | Wiegmann hole seal, 2in conduit, 304 stainless steel, grained finish, oil-resistant gasket. For use with stainless steel enclosures. | Stock | 44.5
HP200SS | Hammond hole seal, 2in conduit, 304 stainless steel, #4 brush finish, oil-resistant gasket. For use with stainless steel enclosures. | Stock | 39.5
WAS250 | Wiegmann hole seal, 2-1/2in conduit, carbon steel, ANSI 61 gray polyester powder finish, oil-resistant gasket. For use with carbon steel enclosures. | Stock | 23.5
HP250 | Hammond hole seal, 2-1/2in conduit, carbon steel, ANSI 61 gray, powder coat finish, oil-resistant gasket. For use with carbon steel enclosures. | Stock | 22.5
WAS300 | Wiegmann hole seal, 3in conduit, carbon steel, ANSI 61 gray polyester powder finish, oil-resistant gasket. For use with carbon steel enclosures. | Stock | 31
HP300 | Hammond hole seal, 3in conduit, carbon steel, ANSI 61 gray, powder coat finish, oil-resistant gasket. For use with carbon steel enclosures. | Stock | 30
WAS350 | Wiegmann hole seal, 3-1/2in conduit, carbon steel, ANSI 61 gray polyester powder finish, oil-resistant gasket. For use with carbon steel enclosures. | Stock | 44
HP350 | Hammond hole seal, 3-1/2in conduit, carbon steel, ANSI 61 gray, powder coat finish, oil-resistant gasket. For use with carbon steel enclosures. | Stock | 38.5
WAS400 | Wiegmann hole seal, 4in conduit, carbon steel, ANSI 61 gray polyester powder finish, oil-resistant gasket. For use with carbon steel enclosures. | Stock | 56
HP400 | Hammond hole seal, 4in conduit, carbon steel, ANSI 61 gray, powder coat finish, oil-resistant gasket. For use with carbon steel enclosures. | Stock | 49.5
SCE-HS2S | Saginaw hole seal, polycarbonate, ANSI 61 gray, oil-resistant adhesive gasket, 2in square cutout. | Stock | 8.25
Shelves for Enclosures
SCE-SBS3016 | Saginaw shelf, stationary, 26.50 x 13.85in, carbon steel, white, powder coat finish, support for batteries, inverters, chargers, or other equipment. | Stock | 171
SCE-SBS3616 | Saginaw shelf, stationary, 32.50 x 13.85in, carbon steel, white, powder coat finish, support for batteries, inverters, chargers, or other equipment. | Stock | 183
FDS1212GY | Hammond enclosure folding shelf, 12 x 12in, carbon steel, ANSI 61 gray, powder coat finish, installs inside or outside of enclosure. | Stock | 204
FDS1212LG | Hammond enclosure folding shelf, 12 x 12in, carbon steel, RAL 7035 light gray, powder coat finish, installs inside or outside of enclosure. | Stock | 204
WD24 | AttaBox shelf, weight distribution, 24 x 10in, aluminum. (2) screws and (2) slot nuts included. | Stock | 198
WD168 | AttaBox shelf, weight distribution, 16 x 8in, aluminum. (2) screws and (2) slot nuts included. | Stock | 105
WD12 | AttaBox shelf, weight distribution, 12 x 6in, aluminum. (2) screws and (2) slot nuts included. | Stock | 71
SCE-FS1212 | Saginaw enclosure folding shelf, 12 x 12in, carbon steel, white, powder coat finish. Mounting hardware included. Installs inside or outside of enclosure. | Stock | 212
SCE-FS1212-09 | Saginaw enclosure folding shelf, 12 x 12in, carbon steel, ANSI 61 gray, powder coat finish. Mounting hardware included. Installs inside or outside of enclosure. | Stock | 212
SCE-FS1212LG | Saginaw enclosure folding shelf, 12 x 12in, carbon steel, RAL 7035 light gray, powder coat finish. Mounting hardware included. Installs inside or outside of enclosure. | Stock | 212
SCE-FS1212SS | Saginaw enclosure folding shelf, 12 x 12in, 304 stainless steel, #4 brush finish. Mounting hardware included. Installs inside or outside of enclosure. | Stock | 527
FDS1212S16 | Hammond enclosure folding shelf, 12 x 12in, 316 stainless steel, #4 brush finish, installs inside or outside of enclosure. | Stock | 741
SCE-FS1218 | Saginaw enclosure folding shelf, 12 x 18in, carbon steel, white, powder coat finish. Mounting hardware included. Installs inside or outside of enclosure. | Stock | 239
WD1610 | AttaBox shelf, weight distribution, 16 x 10in, aluminum. (2) screws and (2) slot nuts included. | Stock | 129
FDS1818GY | Hammond enclosure folding shelf, 18 x 18in, carbon steel, ANSI 61 gray, powder coat finish, installs inside or outside of enclosure. | Stock | 255
WD105 | AttaBox shelf, weight distribution, 10 x 5in, aluminum. (2) screws and (2) slot nuts included. | Stock | 60
FDS1818LG | Hammond enclosure folding shelf, 18 x 18in, carbon steel, RAL 7035 light gray, powder coat finish, installs inside or outside of enclosure. | Stock | 255
SCE-FS1818 | Saginaw enclosure folding shelf, 18 x 18in, carbon steel, white, powder coat finish. Mounting hardware included. Installs inside or outside of enclosure. | Stock | 266
WD106 | AttaBox shelf, weight distribution, 10 x 6in, aluminum. (2) screws and (2) slot nuts included. | Stock | 66
SCE-FS1818LG | Saginaw enclosure folding shelf, 18 x 18in, carbon steel, RAL 7035 light gray, powder coat finish. Mounting hardware included. Installs inside or outside of enclosure. | Stock | 266
SCE-FS1818-09 | Saginaw enclosure folding shelf, 18 x 18in, carbon steel, ANSI 61 gray, powder coat finish. Mounting hardware included. Installs inside or outside of enclosure. | Stock | 266
SCE-FS1818SS | Saginaw enclosure folding shelf, 18 x 18in, 304 stainless steel, #4 brush finish. Mounting hardware included. Installs inside or outside of enclosure. | Stock | 601
FDS1818S16 | Hammond enclosure folding shelf, 18 x 18in, 316 stainless steel, #4 brush finish, installs inside or outside of enclosure. | Stock | 977
CSTK70 | Quadritalia folding desk, 539 x 352mm, carbon steel, RAL 7035 light gray, textured powder coat finish. Mounting hardware included. Installs inside or outside of enclosure. | Stock | 535
LIP600 | Quadritalia workstation shelf, stationary, 430 x 300mm, carbon steel, RAL 7035 light gray, powder coat finish. Desk surface and mounting hardware included. | Stock | 134
LIP800 | Quadritalia workstation shelf, stationary, 530 x 300mm, carbon steel, RAL 7035 light gray, powder coat finish. Desk surface and mounting hardware included. | Stock | 153
LIP-S | Quadritalia door mounted shelf brackets, carbon steel. For use with OK Series enclosure doors. | Stock | 53
FDS2424GY | Hammond enclosure folding shelf, 24 x 24in, carbon steel, ANSI 61 gray, powder coat finish, installs inside or outside of enclosure. | Stock | 284
FDS2424LG | Hammond enclosure folding shelf, 24 x 24in, carbon steel, RAL 7035 light gray, powder coat finish, installs inside or outside of enclosure. | Stock | 284
WD14 | AttaBox shelf, weight distribution, 14 x 6in, aluminum. (2) screws and (2) slot nuts included. | Stock | 96
SCE-FS2424 | Saginaw enclosure folding shelf, 24 x 24in, carbon steel, white, powder coat finish. Mounting hardware included. Installs inside or outside of enclosure. | Stock | 320
SCE-FS2424-09 | Saginaw enclosure folding shelf, 24 x 24in, carbon steel, ANSI 61 gray, powder coat finish. Mounting hardware included. Installs inside or outside of enclosure. | Stock | 320
SCE-FS2424SS | Saginaw enclosure folding shelf, 24 x 24in, 304 stainless steel, #4 brush finish. Mounting hardware included. Installs inside or outside of enclosure. | Stock | 626
FDS2424S16 | Hammond enclosure folding shelf, 24 x 24in, 316 stainless steel, #4 brush finish, installs inside or outside of enclosure. | Stock | 1078
Grounding and Isolation for Enclosures
WGNDKT | Wiegmann field grounding kit, required for CSA certification on RSC (NEMA 3R) and SC (NEMA 1) series enclosures, includes aluminum grounding lug and mounting hardware. | Stock | 3.25
DNGL | Hammond dual L16-type ground lug, aluminum, accepts wire size 14-1/0 AWG. | Stock | 9
GRDBAR19 | Hammond horizontal rack-mount busbar, 19in length, (10) #10-32 tapped holes and (2) 5/16in holes. Hardware included. | Stock | 90
GRDBAR23 | Hammond horizontal rack-mount busbar, 23in length, (10) #10-32 tapped holes and (2) 5/16in holes. Hardware included. | Stock | 100
SCE-GB10 | Saginaw grounding bar, 4in length, (10) #10-32 tapped holes and (2) 9/32in holes. | Stock | 126
RIK19 | Hammond rack isolation plate, 20.00x7.50in, fiberglass reinforced polyester. Package of 2. | Stock | 80
RIK23 | Hammond rack isolation plate, 24.00x7.50in, fiberglass reinforced polyester. Package of 2. | Stock | 100
BUSBAR2X10 | Hammond modular busbar, 10in length, (12) 9/32in holes. (2) insulators, (2) brackets, and hardware included. | Stock | 195
BUSBAR4X10 | Hammond modular busbar, 10in length, (12) 9/32in and (7) 1/8in holes. (2) insulators, (2) brackets, and hardware included. | Stock | 298
GRDKIT03 | Hammond enclosure grounding strap, 12in length, 10 AWG, (2) #10-1/4in ring terminals. Package of 1. #10-32 screws, washers and nuts included. | Stock | 11
WGS1008 | Wiegmann enclosure grounding strap, 8in length. | Stock | 12.5
WGS1016 | Wiegmann enclosure grounding strap, 16in length. | Stock | 12.5
GRDKIT05 | Hammond enclosure grounding strap, 22in length, 10 AWG, (2) #10-1/4in ring terminals. Package of 1. Quick-disconnect terminals, #10-32 and 1/4-20 screws, washers and nuts included. | Stock | 30
GRDKIT01 | Hammond enclosure grounding strap, 12in length, 10 AWG. Package of 2. Mounting hardware included. | Stock | 36
SCE-GS808 | Saginaw enclosure grounding strap, 8in length, (2) 1/4 to 5/16in ring terminals. | from vendor up to 0 business day | 49
GRDKIT02 | Hammond enclosure grounding strap, 16in length, 10 AWG, (2) #10-1/4in ring terminals. Package of 6. #10-32 and 1/4-20 screws, washers and nuts included. | Stock | 60
GRDKIT04 | Hammond enclosure grounding strap, 12in length, 10 AWG, (2) #10-1/4in ring terminals. Package of 4. Quick-disconnect terminals, #10-32 and 1/4-20 screws, washers and nuts included. | Stock | 60
Locks and Latches for Enclosures
SCE-DLSBPA | Saginaw enclosure latch, replacement, slotted, 1/4-turn, 1-point, glass-filled polyamide, black matte finish. For use with Saginaw NEMA 1 enclosures. | Stock | 12.5
N41214TTH | Wiegmann enclosure latch, 1/4-turn tee handle, 1-point, plated steel, black matte finish. For use with N412 Ultimate series enclosures. | Stock | 106
SCE-DLSBB | Saginaw enclosure latch, replacement, slotted, 1/4-turn, 1-point, die-cast zinc, black matte finish. For use with Enviroline series enclosures. (1) SCE-102804 cam included. | Stock | 25
WACLSN12 | Wiegmann enclosure latch, keylocking, 1/4-turn semi-flush, 1-point, plated steel. For use with single-door NEMA 4 and NEMA 12 enclosures. (2) keys included. | Stock | 34.5
N41214TSS | Wiegmann enclosure latch, slotted, 1/4-turn semi-flush, 1-point, 304 stainless steel, black matte trim finish. For use with N412 Ultimate series stainless steel enclosures. | Stock | 72
MHKL2 | Hammond enclosure latch, combination keylocking/padlocking, 1/4-turn handle, 3-point, die-cast zinc, black matte finish. For use with less than 60in (H) NEMA 4 and NEMA 12 enclosures. (2) keys included. | Stock | 276
MHKL2SS | Hammond enclosure latch, combination keylocking/padlocking, 1/4-turn handle, 3-point, 316 stainless steel. For use with less than 60in (H) NEMA 4X enclosures. (2) keys included. | Stock | 257
SCE-DLKLD | Saginaw enclosure latch, replacement, keylocking, 1/4-turn, 1-point, die-cast zinc, chrome finish. For use with Enviroline series enclosures. (1) SCE-102804 cam and (2) SCE-K333 keys included. | Stock | 39.5
WAN12RA | Wiegmann enclosure U-clamp assembly, replacement, plated steel. For use with NEMA 12 enclosures. | Stock | 24
SCE-DL8SB | Saginaw enclosure latch, replacement, 8mm square, 1/4-turn, 1-point, die-cast zinc, black matte finish. For use with Enviroline series enclosures. (1) SCE-102804 cam and (1) SCE-101697 key included. | Stock | 18.75
SCE-DL7TE | Saginaw enclosure latch, replacement, 7mm triangular, 1/4-turn, 1-point, die-cast zinc, chrome finish. For use with Enviroline series enclosures. (1) SCE-102804 cam and (1) SCE-107930 key included. | Stock | 25
SCE-101695 | Saginaw enclosure key, replacement, 7mm square. | Stock | 16.75
N41214TVPK | Wiegmann double-bit key, black matte finish. For use with N41214TVP enclosure latches. | Stock | 27.5
SCE-MINQKLB | Saginaw enclosure latch, replacement, keylocking, miniature 1/4-turn lever knob, 1-point, die-cast zinc, black matte finish. For use with Enviroline Junction series enclosures and deep-hinged doors. (1) SCE-2233X key included. | Stock | 72
2TRI7 | Hammond enclosure latch insert, replacement, triangular key, die-cast zinc, black matte finish. For use with Eclipse series enclosures with standard 1/4-turn latch. Requires 2TRK7 key. | Stock | 20
WAL3DSS | Wiegmann enclosure latch, padlocking, 1/4-turn handle, 3-point, 316L stainless steel. For use with NEMA 4 and NEMA 4X enclosures where height is 54 or 90 inches. | Stock | 145
2DBI3 | Hammond enclosure latch insert, replacement, 3mm double-bit, die-cast zinc, black matte finish. For use with Eclipse series enclosures with standard 1/4-turn latch. | Stock | 20
2DBI3SS | Hammond enclosure latch insert, replacement, 3mm double-bit, stainless steel, natural finish. For use with Eclipse series enclosures with standard 1/4-turn latch. | Stock | 50
PMKEY | Hammond enclosure key, 3mm double-bit, die-cast zinc, natural finish. For use with enclosure latches with 2DBI3 or 2DBI3SS inserts. | Stock | 18.5
MHKD1SS | Hammond enclosure latch, padlocking with defeater, 1/4-turn handle, 1-point, 316 stainless steel. For use with single-door NEMA 4X enclosures. | Stock | 240
SCE-105419 | Saginaw 28mm latch cam, replacement, carbon steel, plated zinc finish. For use with Series 14 console top with SCE-MINxxxx miniature 1/4-turn latches. | Stock | 3
SCE-DL7SC | Saginaw enclosure latch, replacement, 7mm square, 1/4-turn, 1-point, die-cast zinc, chrome finish. For use with Enviroline series enclosures. (1) SCE-102804 cam and (1) SCE-101695 key included. | Stock | 25
MHK2SS | Hammond enclosure latch, padlocking, 1/4-turn handle, 3-point, 316 stainless steel. For use with less than 60in (H) NEMA 4X enclosures. | Stock | 233
N41214T | Wiegmann enclosure latch, slotted, 1/4-turn semi-flush, 1-point, plated steel. For use with N412 Ultimate series enclosures. | Stock | 27
SCE-101697 | Saginaw enclosure key, replacement, 8mm square. | Stock | 16.75
EHLL | Hammond enclosure latch, keylocking, 1/4-turn L-handle, 1-point, die-cast zinc, black matte finish. For use with Eclipse series enclosures. (2) keys included. | Stock | 77
SCE-110047 | Saginaw enclosure key, replacement, 5mm double-bit. | Stock | 16.75
NLL150KIT | Stahlin twist-lock latch, replacement, 304 stainless steel. For use with NEMA 3R and NEMA 4X N series enclosures. Mounting hardware included. | Stock | 78
SCE-DL8SC | Saginaw enclosure latch, replacement, 8mm square, 1/4-turn, 1-point, die-cast zinc, chrome finish. For use with Enviroline series enclosures. (1) SCE-102804 cam and (1) SCE-101697 key included. | Stock | 18.75
SCE-MINQSS | Saginaw enclosure latch, replacement, slotted, miniature 1/4-turn, 1-point, stainless steel. For use with Enviroline Junction series enclosures and deep-hinged doors. | Stock | 29.5
SCE-DL5MDB | Saginaw enclosure latch, replacement, 5mm double-bit, 1/4-turn, 1-point, vibration-proof, die-cast zinc, chrome finish. For use with Enviroline series enclosures. (1) SCE-102804 cam and (1) SCE-110047 key included. | Stock | 25
DSHPLKIT | Stahlin lockable enclosure latch, replacement, quick-release, 304 stainless steel. Package of 2. For use with Diamond Shield series enclosures. | Stock | 35.5
MHKD2 | Hammond enclosure latch, padlocking with defeater, 1/4-turn handle, 3-point, die-cast zinc, black matte finish. For use with less than 60in (H) NEMA 4 and NEMA 12 enclosures. | Stock | 255
MHKD2SS | Hammond enclosure latch, padlocking with defeater, 1/4-turn handle, 3-point, 316 stainless steel. For use with less than 60in (H) NEMA 4X enclosures. | Stock | 257
SCE-112984 | Saginaw 35-degree latch cam, replacement, carbon steel, plated zinc finish. For use with Enviroline Junction enclosures and window kits with SCE-MINxxxx miniature 1/4-turn latches. | Stock | 2.5
MHKL3SS | Hammond enclosure latch, combination keylocking/padlocking, 1/4-turn handle, 3-point, 316 stainless steel. For use with 60in (H) or greater NEMA 4X enclosures. (2) keys included. | Stock | 372
SSLKIT | Stahlin quick-release latch, replacement, 304 stainless steel. For use with Classic series enclosures. Mounting hardware included. | Stock | 40.5
14QR | Hammond enclosure quick-release clamp, replacement, zinc plated steel. For use with 1414 enclosures, 1485 wireway and 1486 trough. | Stock | 14.5
WAL3BSS | Wiegmann enclosure latch, padlocking, 1/4-turn handle, 3-point, 316L stainless steel. For use with NEMA 4 and NEMA 4X enclosures where height is 16, 20, 24 or 30 inches. | Stock | 145
SCE-ELPL | Saginaw enclosure latch, replacement, padlocking, 1/4-turn handle, 1-point, die-cast zinc, chrome finish. For use with Enviroline series enclosures. (1) SCE-102804 cam included. | Stock | 90
SCE-ARK36 | Saginaw enclosure 3-point latch rod kit, 3/8 x 5/8in aluminum. For use with Saginaw 5in and 7in door handles. | Stock | 167
WABN4JIC | Wiegmann enclosure Z-clamp assembly, replacement, 304 stainless steel. For use with BN4xxxxxx and BN4xxxxxxCH enclosures. Clamp and screw included. | Stock | 25
SCE-KC101 | Saginaw enclosure key, replacement, L-handle. Package of 2. | Stock | 9.5
2QPL | Hammond enclosure latch, replacement, padlocking, 1/4-turn knob, 1-point, die-cast zinc, black matte finish. For use with Eclipse series enclosures. | Stock | 94
N41214TBKL | Wiegmann enclosure latch, keylocking, 1/4-turn semi-flush, 1-point, plated steel, black matte finish. For use with N412 Ultimate series enclosures. (2) keys and dust cover included. | Stock | 106
MHKD3SS | Hammond enclosure latch, padlocking with defeater, 1/4-turn handle, 3-point, 316 stainless steel. For use with 60in (H) or greater NEMA 4X enclosures. | Stock | 372
SCE-3PTL | Saginaw enclosure 3-point latch rod kit, 5/16in flat carbon steel. For use with Enviroline series enclosures. | Stock | 90
NLL150WTKIT | Stahlin twist-lock latch, replacement, 304 stainless steel. For use with NEMA 4X N series enclosures. Mounting hardware included. | Stock | 68
1427LKN1 | Hammond enclosure latch, keylocking, 1/4-turn flush-mount, 1-point, plated steel, chrome finish. For use with 1420 and N1A enclosures. (2) keys included. | Stock | 40
SCE-NLTH | Saginaw enclosure latch, replacement, 1/4-turn tee handle, 1-point, die-cast zinc, chrome finish. For use with Enviroline series enclosures. (1) SCE-102804 cam included. | Stock | 36
SCE-PH5SS | Saginaw latch handle, 5in, padlocking, 1/4-turn, stainless steel. For use with Saginaw enclosures with 3-point door hardware. Requires SCE-ARK36 or SCE-103370 door rod kit or SCE-3PTSMC cam. | Stock | 136
SCE-MINQ | Saginaw enclosure latch, replacement, slotted, miniature 1/4-turn, 1-point, die-cast zinc, chrome finish. For use with Enviroline Junction series enclosures and deep-hinged doors. (1) SCE-105419 cam included. | Stock | 14.5
N1C14T | Wiegmann enclosure latch, slotted, 1/4-turn semi-flush, 1-point, plated steel. For use with single-door NEMA 1 enclosures. | Stock | 48
2QTR | Hammond enclosure latch, replacement, slotted, 1/4-turn semi-flush, 1-point, die-cast zinc, black matte finish. For use with Eclipse series enclosures. | Stock | 20.5
EFGK | Hammond enclosure key, replacement, hollow female round, 316L stainless steel. Package of 1. For use with EQTFG latches. | Stock | 15.5
N41214T3 | Wiegmann enclosure latch, slotted, 1/4-turn semi-flush, 3-point, plated steel. For use with N412 Ultimate series enclosures. | Stock | 60
SCE-DLKLDB | Saginaw enclosure latch, replacement, keylocking, 1/4-turn, 1-point, die-cast zinc, black matte finish. For use with Enviroline series enclosures. (1) SCE-102804 cam and (2) SCE-K333 keys included. | Stock | 40.5
MHKL1SS | Hammond enclosure latch, combination keylocking/padlocking, 1/4-turn handle, 1-point, 316 stainless steel. For use with single-door NEMA 4X enclosures. (2) keys included. | Stock | 240
EJSSQTR | Hammond enclosure latch, replacement, slotted, 1/4-turn semi-flush, 1-point, 316 stainless steel. For use with Eclipse Junior series enclosures. | Stock | 43.5
SCE-SSQT | Saginaw enclosure latch, replacement, 1/4-turn sanitary, 1-point, stainless steel. For use with Enviroline series enclosures. (1) SCE-102804 cam and (1) key included. | Stock | 184
WAL1D | Wiegmann enclosure latch, padlocking, 1/4-turn handle, 3-point, plated steel. For use with NEMA 12 enclosures where height is 60 or 72 inches. | Stock | 201
SSLL-KIT-P10 | Integra quick-release latch, 304 stainless steel. For use with Premium series polycarbonate enclosures. | Stock | 22
EQTFG | Hammond lockable enclosure latch, replacement, easy-to-clean round, 1/4-turn sanitary, 1-point, 316L stainless steel. Package of 1. For use with Waterfall series enclosures. Requires EFGK key. | Stock | 62
WAL1C | Wiegmann enclosure latch, padlocking, 1/4-turn handle, 3-point, plated steel. For use with NEMA 12 enclosures where height is 36, 42 or 48 inches. | Stock | 203
SCE-DLSSB | Saginaw enclosure latch, replacement, slotted, 1/4-turn, 1-point, stainless steel. For use with Enviroline series enclosures. (1) SCE-102804 cam included. | Stock | 61
SCE-ELKL | Saginaw enclosure latch, replacement, keylocking, 1/4-turn handle, 1-point, die-cast zinc, chrome finish. For use with Enviroline series enclosures. (1) SCE-102804 cam and (2) SCE-K333 keys included. | Stock | 90
WAL4D | Wiegmann enclosure latch, combination keylocking/padlocking, 1/4-turn handle, 3-point, plated steel, black matte finish. For use with NEMA 4 and NEMA 4X enclosures where height is 54 or 90 inches. (2) keys included. | Stock | 94
SCE-102237 | Saginaw latch cam, replacement, carbon steel, plated zinc finish. For use with Saginaw 7in door handles. | Stock | 18
EHLNL | Hammond enclosure latch, 1/4-turn L-handle, 1-point, die-cast zinc, black matte finish. For use with Eclipse series enclosures. | Stock | 77
SCE-LPCLAMP | Saginaw screw clamp, replacement, die-cast zinc and stainless steel, chrome finish. Package of 2. For use with SCE-xxxxxLP enclosures. | Stock | 25
SCE-MINQ6MS | Saginaw enclosure latch, replacement, 6mm square, miniature 1/4-turn, 1-point, die-cast zinc, black matte finish. For use with Enviroline Junction series enclosures and deep-hinged doors. (1) 6mm square key included. | Stock | 49.5
WAL3CSS | Wiegmann enclosure latch, padlocking, 1/4-turn handle, 3-point, 316L stainless steel. For use with NEMA 4 and NEMA 4X enclosures where height is 36, 42 or 48 inches. | Stock | 145
SCE-PLKJIC | Saginaw junction box padlock kit, plated steel. For use with SCE-xxxxxCHNF enclosures. Mounting hardware included. | Stock | 14.5
SCE-2233X | Saginaw enclosure key, replacement, miniature 1/4 turn. | Stock | 16.75
N41214TSS3 | Wiegmann enclosure latch, slotted, 1/4-turn semi-flush, 3-point, 304 stainless steel, black matte trim finish. For use with N412 Ultimate series stainless steel enclosures. | Stock | 230
EHLPLSS | Hammond enclosure latch, padlocking, 1/4-turn L-handle, 1-point, 316 stainless steel. For use with Eclipse series enclosures. | Stock | 290
SCE-L | Saginaw enclosure latch, replacement, keylocking, 1/4-turn, 1-point, die-cast zinc, chrome finish. For use with NEMA 1 enclosures with knockouts. (1) cam and (2) keys included. | Stock | 16.5
SCE-KLWN | Saginaw enclosure latch, replacement, keylocking, 1/4-turn wing knob, 1-point, die-cast zinc, chrome finish. For use with Enviroline series enclosures. (1) SCE-102804 cam and (2) SCE-K333 keys included. | Stock | 50
SCE-CHCLAMPSS | Saginaw screw clamp, replacement, stainless steel. Package of 2. For use with SCE-xxxxxCHNF enclosures. | Stock | 25.5
SCE-KLWNB | Saginaw enclosure latch, replacement, keylocking, 1/4-turn wing knob, 1-point, die-cast zinc, black matte finish. For use with Enviroline series enclosures. (1) SCE-102804 cam and (2) SCE-K333 keys included. | Stock | 50
N41214TWPL | Wiegmann enclosure latch, padlocking, 1/4-turn wing handle, 1-point, plated steel, black matte finish. For use with N412 Ultimate series enclosures. | Stock | 60
AHLKSS | AttaBox enclosure latch, replacement, quick-release, 304 stainless steel. Package of 2. For use with Heartland series enclosures. | Stock | 15.5
SCE-PCH7 | Saginaw latch handle, replacement, 7in, coinproof/padlocking, 1/4-turn, die-cast zinc, black matte finish. For use with Saginaw enclosures with 3-point door hardware. Requires SCE-ARK36 door rod kit or SCE-102237 cam. | Stock | 144
SCE-107930 | Saginaw enclosure key, replacement, 7mm triangular. | Stock | 16.75
SCE-PCH5-7SC | Saginaw latch handle, replacement, 5in, 7mm square, 1/4-turn, die-cast zinc, black matte finish. For use with Saginaw enclosures with 3-point door hardware. (1) SCE-101695 key included. Requires SCE-ARK36 door rod kit or SCE-3PTSMC cam. | Stock | 126
EJWKNL | Hammond enclosure latch, replacement, 1/4-turn wing handle, 1-point, die-cast zinc, black matte finish. For use with Eclipse Junior series enclosures. | Stock | 54
SCE-MINQK | Saginaw enclosure latch, replacement, keylocking, miniature 1/4-turn, 1-point, die-cast zinc, chrome finish. For use with Enviroline Junction series enclosures and deep-hinged doors. (1) SCE-2233X key included. | Stock | 22.5
SCE-PH5 | Saginaw latch handle, replacement, 5in, padlocking, 1/4-turn, die-cast zinc, black matte finish. For use with Saginaw enclosures with 3-point door hardware. Requires SCE-ARK36 door rod kit or SCE-3PTSMC cam. | Stock | 126
SCE-MINQPL | Saginaw padlock bracket, stainless steel. For use with SCE-MINxxxx miniature 1/4-turn latches. | Stock | 12.25
14PLKS16 | Hammond enclosure padlock kit, 316 stainless steel. For use with 1414 enclosures. Mounting hardware included. | Stock | 21.5
EJPA | Hammond enclosure padlock kit, 304 stainless steel. For use with Eclipse Junior series enclosures. Mounting hardware included. | Stock | 23.5
SCE-MINQB | Saginaw enclosure latch, replacement, slotted, miniature 1/4-turn, 1-point, die-cast zinc, black matte finish. For use with Enviroline Junction series enclosures and deep-hinged doors. (1) SCE-105419 cam included. | Stock | 14.5
MHK2 | Hammond enclosure latch, padlocking, 1/4-turn handle, 3-point, die-cast zinc, black matte finish. For use with less than 60in (H) NEMA 4 and NEMA 12 enclosures. | Stock | 242
2SQK7 | Hammond enclosure key, square, die-cast zinc, black matte finish. For use with enclosure latches with 2SQI7 insert. | Stock | 19
SCE-PLWKB | Saginaw enclosure latch, replacement, padlocking, 1/4-turn wing knob, 1-point, die-cast zinc, black matte finish. For use with Enviroline series enclosures. (1) SCE-102804 cam included. | Stock | 29
EHLNLSS | Hammond enclosure latch, 1/4-turn L-handle, 1-point, 316 stainless steel. For use with Eclipse series enclosures. | Stock | 290
SCE-PLHG | Saginaw enclosure latch, slotted, 1/4-turn with padlock housing, 1-point, die-cast zinc, black matte finish. For use with Enviroline series enclosures. (1) SCE-102804 cam included. | Stock | 25
14QRSS | Hammond enclosure quick-release clamp, replacement, 304 stainless steel. For use with 1414 enclosures, 1485 wireway and 1486 trough. | Stock | 26.5
SCE-PCH5SS | Saginaw latch handle, 5in, coinproof/padlocking, 1/4-turn, stainless steel. For use with Saginaw enclosures with 3-point door hardware. Requires SCE-ARK36 or SCE-103370 door rod kit or SCE-3PTSMC cam. | Stock | 148
SCE-PH7 | Saginaw latch handle, replacement, 7in, padlocking, 1/4-turn, die-cast zinc, black matte finish. For use with Saginaw enclosures with 3-point door hardware. Requires SCE-ARK36 door rod kit or SCE-102237 cam. | Stock | 144
SCE-PLWKB-50 | Saginaw enclosure latch, replacement, padlocking, 1/4-turn wing knob, 1-point, die-cast zinc, black matte finish. Package of 50. For use with Enviroline series enclosures. (1) SCE-102804 cam included. | Stock | 1046
SCE-116398 | Saginaw sanitary 1/4-turn key, replacement, die-cast zinc. For use with Saginaw SCE-xxKxxxxSSST sanitary enclosures. | Stock | 16.75
SCE-PCH5 | Saginaw latch handle, replacement, 5in, padlocking, 1/4-turn coin-proof, die-cast zinc, black matte finish. For use with Saginaw enclosures with 3-point door hardware. Requires SCE-ARK36 door rod kit or SCE-3PTSMC cam. | Stock | 126
SCE-LPQR | Saginaw quick-release clamp assembly, replacement, die-cast zinc, black matte finish. For use with SCE-xxxxxLP enclosures. | Stock | 11.75
N1C14TKL | Wiegmann enclosure latch, keylocking, 1/4-turn semi-flush, 1-point, plated steel and plastic construction. For use with single-door NEMA 1 enclosures. (2) keys included. | Stock | 60
MHKD3 | Hammond enclosure latch, padlocking with defeater, 1/4-turn handle, 3-point, die-cast zinc, black matte finish. For use with 60in (H) or greater NEMA 4 and NEMA 12 enclosures. | Stock | 260
MHKD1 | Hammond enclosure latch, padlocking with defeater, 1/4-turn handle, 1-point, die-cast zinc, black matte finish. For use with single-door NEMA 4 and NEMA 12 enclosures. | Stock | 150
DSHLLKIT | Stahlin twist-lock latch, replacement, 304 stainless steel. For use with Diamond Shield series enclosures. Mounting hardware included. | Stock | 49
N41214TTHKL | Wiegmann enclosure latch, keylocking, 1/4-turn tee handle, 1-point, plated steel, black matte finish. For use with N412 Ultimate series enclosures. Key included. | Stock | 103
2SSQTR | Hammond enclosure latch, replacement, slotted, 1/4-turn semi-flush, 1-point, 316 stainless steel. For use with Eclipse series enclosures. | Stock | 64
SCE-DL5MDBB | Saginaw enclosure latch, replacement, 5mm double-bit, 1/4-turn, 1-point, vibration-proof, die-cast zinc, black matte finish. For use with Enviroline series enclosures. (1) SCE-102804 cam and (1) SCE-110047 key included. | Stock | 25
SRR773B | Quadritalia enclosure latch handle, replacement, keylocking, 1/4-turn foldaway handle. (1) Yale-type key included. | Stock | 109
SCE-PKH5SS | Saginaw latch handle, replacement, 5in, keylocking/padlocking, 1/4-turn, stainless steel. For use with Saginaw enclosures with 3-point door hardware. (2) SCE-KC101 keys included. Requires SCE-ARK36 or SCE-103370 door rod kit or SCE-3PTSMC cam. | Stock | 145
SCE-MINQLB-25 | Saginaw enclosure latch, replacement, miniature 1/4-turn lever knob, 1-point, die-cast zinc, black matte finish. Package of 25. For use with Enviroline Junction series enclosures and deep-hinged doors. Requires SCE-105419 or SCE-112984 cam. | Stock | 917
MHK1 | Hammond enclosure latch, padlocking, 1/4-turn handle, 1-point, die-cast zinc, black matte finish. For use with single-door NEMA 4 and NEMA 12 enclosures. | Stock | 143
2SLI | Hammond enclosure latch insert, replacement, slotted, die-cast zinc, black matte finish. For use with Eclipse series enclosures with standard 1/4-turn latch. | Stock | 20
EJQTR | Hammond enclosure latch, replacement, slotted, 1/4-turn semi-flush, 1-point, die-cast zinc, black matte finish. For use with Eclipse Junior series enclosures. | Stock | 17.5
SCE-MINQLB | Saginaw enclosure latch, replacement, miniature 1/4-turn lever knob, 1-point, die-cast zinc, black matte finish. For use with Enviroline Junction series enclosures and deep-hinged doors. Requires SCE-105419 or SCE-112984 cam. | Stock | 41.5
N41214TTRI | Wiegmann enclosure latch, triangular key, 1/4-turn semi-flush, 1-point, plated steel. For use with N412 Ultimate series enclosures. Requires SCE-107930 or 2TRK7 key. | Stock | 36
SCE-3PTSMC | Saginaw latch cam, replacement, carbon steel, plated zinc finish. For use with Saginaw 5in door handles. | Stock | 19
SCE-LPCLAMPSS | Saginaw screw clamp, replacement, stainless steel. Package of 2. For use with SCE-xxxxxLP enclosures. | Stock | 27.5
MHK1SS | Hammond enclosure latch, padlocking, 1/4-turn handle, 1-point, 316 stainless steel. For use with single-door NEMA 4X enclosures. | Stock | 219
EHLPL | Hammond enclosure latch, padlocking, 1/4-turn L-handle, 1-point, zinc plated steel. For use with Eclipse series enclosures. | Stock | 143
SCE-DLWKF-25 | Saginaw enclosure latch, replacement, 1/4-turn wing knob, 1-point, die-cast zinc, black matte finish. Package of 25. For use with Enviroline series enclosures. (1) SCE-102804 cam included. | Stock | 457
1418QR | Hammond enclosure quick-release clamp, replacement, 304 stainless steel. Package of 2. For use with 1418, 1418N4, 1447N4 and 1422N4 enclosures. | Stock | 30.5
N41214TVP | Wiegmann enclosure latch, double-bit key, 1/4-turn semi-flush, 1-point, vibration-proof, plated steel, black matte trim finish. For use with N412 Ultimate series enclosures. Requires N41214TVPK key. | Stock | 63
WAN4XRA | Wiegmann enclosure U-clamp assembly, replacement, 304 stainless steel. For use with NEMA 4X enclosures. | Stock | 35
SCE-PLWKSS | Saginaw enclosure latch, replacement, padlocking, 1/4-turn wing knob, 1-point, stainless steel. For use with Enviroline series enclosures. (1) SCE-102804 cam included. | Stock | 69
SCE-PCH7-7SC | Saginaw latch handle, replacement, 7in, 7mm square, 1/4-turn, die-cast zinc, black matte finish. For use with Saginaw enclosures with 3-point door hardware. (1) SCE-101695 key included. Requires SCE-ARK36 door rod kit or SCE-102237 cam. | Stock | 144
2WKL | Hammond enclosure latch, replacement, keylocking, 1/4-turn wing handle, 1-point, die-cast zinc, black matte finish. For use with Eclipse series enclosures. (2) keys included. | Stock | 111
MHKL1 | Hammond enclosure latch, combination keylocking/padlocking, 1/4-turn handle, 1-point, die-cast zinc, black matte finish. For use with single-door NEMA 4 and NEMA 12 enclosures. (2) keys included. | Stock | 162
SCE-CHCLAMP | Saginaw screw clamp, replacement, die-cast zinc and stainless steel, chrome finish. Package of 2. For use with SCE-xxxxxCHNF enclosures. | Stock | 23.5
N41214TW | Wiegmann enclosure latch, 1/4-turn wing handle, 1-point, plated steel, black matte finish. For use with N412 Ultimate series enclosures. | Stock | 60
MHK3 | Hammond enclosure latch, padlocking, 1/4-turn handle, 3-point, die-cast zinc, black matte finish. For use with 60in (H) or greater NEMA 4 and NEMA 12 enclosures. | Stock | 247
EJWKL | Hammond enclosure latch, replacement, keylocking, 1/4-turn wing handle, 1-point, die-cast zinc, black matte finish. For use with Eclipse Junior series enclosures. (2) keys included. | Stock | 54
SCE-K333 | Saginaw enclosure key, replacement, standard 1/4 turn. Package of 2. | Stock | 9.5
EPA | Hammond enclosure padlock kit, 304 stainless steel. For use with Eclipse series enclosures. Mounting hardware included. | Stock | 24.5
SCE-ELKLT | Saginaw enclosure latch, replacement, keylocking, 1/4-turn tee handle, 1-point, die-cast zinc, chrome finish. For use with Enviroline series enclosures. (1) SCE-102804 cam and (2) SCE-K333 keys included. | Stock | 57
N1JLK | Hammond enclosure latch, keylocking, 1/4-turn flush-mount, 1-point, polyamide, black matte finish. For use with N1J, CHKO, N1WS, N1WF, and SWB enclosures. (2) keys included. | Stock | 11
SCE-DLKLDB-25 | Saginaw enclosure latch, replacement, keylocking, 1/4-turn, 1-point, die-cast zinc, black matte finish. Package of 25. For use with Enviroline series enclosures. (1) SCE-102804 cam and (2) SCE-K333 keys included. | Stock | 871
SCE-DLSB | Saginaw enclosure latch, replacement, slotted, 1/4-turn, 1-point, die-cast zinc, chrome finish. For use with Enviroline series enclosures. (1) SCE-102804 cam included. | Stock | 25
SCE-QRCH | Saginaw quick-release clamp assembly, replacement, die-cast zinc, black matte finish. For use with SCE-xxxxxCHNF enclosures. | Stock | 11
EQTRL | Hammond enclosure latch, replacement, keylocking, 1/4-turn semi-flush, 1-point, die-cast zinc, chrome finish. For use with Eclipse series swing-out panels. (2) keys included. | Stock | 27.5
1481HC18 | Hammond enclosure U-clamp assembly, replacement, 316 stainless steel. Package of 2. For use with 1418 and 1447 enclosures. | Stock | 41.5
SCE-DLWKF | Saginaw enclosure latch, replacement, 1/4-turn wing knob, 1-point, die-cast zinc, black matte finish. For use with Enviroline series enclosures. (1) SCE-102804 cam included. | Stock | 25
SCE-PKH7 | Saginaw latch handle, replacement, 7in, keylocking/padlocking, 1/4-turn, die-cast zinc, black matte finish. For use with Saginaw enclosures with 3-point door hardware. (2) SCE-KC101 keys included. Requires SCE-ARK36 door rod kit or SCE-102237 cam. | Stock | 144
SCE-PKH5 | Saginaw latch handle, replacement, 5in, keylocking/padlocking, 1/4-turn, die-cast zinc, black matte finish. For use with Saginaw enclosures with 3-point door hardware. (2) SCE-KC101 keys included. Requires SCE-ARK36 door rod kit or SCE-3PTSMC cam. | Stock | 126
1481C14 | Hammond enclosure Z-clamp assembly, replacement, 304 stainless steel. Package of 2. For use with HJ, 1414, 1485, 1486 and 1487 enclosures. | Stock | 23.5
2TRK7 | Hammond enclosure key, triangular, die-cast zinc, natural finish. For use with enclosure latches with 2TRI7 insert. | Stock | 19
AHLK | AttaBox enclosure latch, replacement, quick-release, polycarbonate. Package of 2. For use with Heartland series enclosures. | Stock | 13
SCE-102804 | Saginaw 28mm external stop latch cam, replacement, carbon steel, plated zinc finish. | Stock | 35
EHTL | Hammond enclosure latch, keylocking, 1/4-turn tee handle, 1-point, die-cast zinc, black matte finish. For use with Eclipse series enclosures. (2) keys included. | Stock | 76
2SQI7 | Hammond enclosure latch insert, replacement, square key, die-cast zinc, black matte finish. For use with Eclipse series enclosures with standard 1/4-turn latch. Requires 2SQK7 key. | Stock | 20
KIT-GPCL-2PK-P10 | Integra quick-release latch, replacement, glass-filled nylon. Package of 2. For use with Genesis series polycarbonate enclosures. | Stock | 22.5
MHKL3 | Hammond enclosure latch, combination keylocking/padlocking, 1/4-turn handle, 3-point, die-cast zinc, black matte finish. For use with 60in (H) or greater NEMA 4 and NEMA 12 enclosures. (2) keys included. | Stock | 281
EHLLSS | Hammond enclosure latch, keylocking, 1/4-turn L-handle, 1-point, 316 stainless steel. For use with Eclipse series enclosures. (2) keys included. | Stock | 290
MHK3SS | Hammond enclosure latch, padlocking, 1/4-turn handle, 3-point, 316 stainless steel. For use with 60in (H) or greater NEMA 4X enclosures. | Stock | 338
SCE-DLWKC | Saginaw enclosure latch, replacement, 1/4-turn wing knob, 1-point, die-cast zinc, chrome finish. For use with Enviroline series enclosures. (1) SCE-102804 cam included. | Stock | 25
SCE-DLCA | Saginaw enclosure latch, replacement, 1/4-turn coin-proof, 1-point, die-cast zinc, chrome finish. For use with Enviroline series enclosures. (1) SCE-102804 cam included. | Stock | 21.5
14QRS16 | Hammond enclosure quick-release clamp, replacement, 316 stainless steel. For use with 1414 enclosures, 1485 wireway and 1486 trough. | Stock | 30.5
Electrical Interlocks and Defeaters for Enclosures
BCK100-M | Quadritalia mechanical interlock, opening, allows opening of one door only after main door has been opened. For use with OK series enclosures. | Stock | 77
BCO170-M | Quadritalia mechanical interlock, closing, allows closing of one door only after main door has been closed. For use with OK series enclosures. | Stock | 123
SCE-E24I | Saginaw electrical interlock, 24 VDC, provides a safety lockout on an enclosure when the circuits are energized. | Stock | 196
SCE-E115I | Saginaw electrical interlock, 115/230 VAC, provides a safety lockout on an enclosure when the circuits are energized. | Stock | 222
WAEK115 | Wiegmann enclosure electrical interlock, prevents entry into energized enclosure that has a door handle. For use with most NEMA 12 enclosures. | Stock | 245
WAEK115NDH | Wiegmann enclosure electrical interlock, prevents entry into energized enclosure that has no door handle. For use with most NEMA 12 enclosures. | Stock | 305
SCE-E460I | Saginaw electrical interlock, 400/480 VAC, provides a safety lockout on an enclosure when the circuits are energized. | Stock | 300
SCE-EKDF | Saginaw electrical interlock defeater, provides key-operated disengagement of the circuit to the electrical interlock allowing access to the enclosure. For use with SCE-115I electrical interlock. | Stock | 52
WAEKDF | Wiegmann enclosure interlock defeater, key-operated, to disengage interlocks WAEK115 and WAEK115NDH. | Stock | 109
SCE-103758 | Saginaw mechanical interlock, interlocks the master door to the slave door. For use with Two-door enclosures greater than 30in (H) that have both doors hinged on the left with concealed hinges. | from vendor up to 0 business day | 208
SCE-130223 | Saginaw mechanical interlock, right door master. For use with Enviroline two-door freestanding enclosures. | Stock | 203
SCE-130224 | Saginaw mechanical interlock, left door master. For use with Enviroline two-door freestanding enclosures. | Stock | 203
SCE-130518 | Saginaw mechanical interlock cable, 168in length. For use with NextGen two-door enclosure interlocks. | Stock | 41.5
SCE-130520 | Saginaw mechanical interlock cable, 132in length. For use with NextGen single-door enclosure interlocks. | Stock | 39.5
SCE-130521 | Saginaw mechanical interlock, overlapping doors. For use with NextGen double-door freestanding enclosures. | Stock | 93
SCE-MDV | Saginaw mechanical defeater, prevents the disconnect from being switched on until the master door is closed and latched. For use with V-style disconnects and most standard disconnect enclosures. | from vendor up to 0 business day | 58
SCE-MDV400 | Saginaw mechanical defeater, prevents the disconnect from being switched on until the master door is closed and latched. For use with 400A V-style disconnects and most standard disconnect enclosures. | from vendor up to 0 business day | 64
Swing Panels for Enclosures
DBI186 | Quadritalia OK series swing panel kit, carbon steel, RAL 7035 light gray, powder coat finish. For use with 1800 x 600mm Quadritalia OK series modular enclosures. | Stock | 292
DBI206 | Quadritalia OK series swing panel kit, carbon steel, RAL 7035 light gray, powder coat finish. For use with 2000 x 600mm Quadritalia OK series modular enclosures. | Stock | 336
DBI226 | Quadritalia OK series swing panel kit, carbon steel, RAL 7035 light gray, powder coat finish. For use with 2200 x 600mm Quadritalia OK series modular enclosures. | Stock | 390
DBI228 | Quadritalia OK series swing panel kit, carbon steel, RAL 7035 light gray, powder coat finish. For use with 2200 x 800mm Quadritalia OK series modular enclosures. | Stock | 442
DBI22A | Quadritalia OK series swing panel kit, carbon steel, RAL 7035 light gray, powder coat finish. For use with 2200 x 1000mm Quadritalia OK series modular enclosures. | Stock | 546
HFP180 | Fibox swing panel bracket, polycarbonate. For use with swing panels FPAxxx180. Hinge and hardware included. | Stock | 5.5
SCE-DFJ2016 | Saginaw swing panel, carbon steel, white, powder coat finish. For use with SCE-2016xELJxx enclosures. | Stock | 98
ABP-1816USOPK-P10 | Integra swing panel, 3003 aluminum. For use with 18x16 (HxW) H181610xxxxx-P10 Premium series enclosures. | Stock | 88
SCE-72SP36F3 | Saginaw swing panel, carbon steel, white, powder coat finish. For use with 72 x 36in (HxW) Saginaw freestanding enclosures. | Stock | 748
HFWNSP3024C | Wiegmann swing panel, carbon steel, white, powder coat finish. For use with 30x24 (HxW) N4123024xxxx Ultimate series enclosures. | Stock | 202
SCE-DF60EL60 | Saginaw swing panel, carbon steel, white, powder coat finish. For use with SCE-60EL60xxxx and SCE-60XEL61xxxx enclosures. | Stock | 558
SCE-DF60EL36LP | Saginaw swing panel, carbon steel, white, powder coat finish. For use with SCE-60EL36xxxx, SCE-60H36xxLP, SCE-60XEL37xxxx, SCE-60A38xxLPPL, 60HS3712LP, SCE-65XVR37xx and SCE-65VR36xx enclosures. | Stock | 326
SCE-DF20EL20LP | Saginaw swing panel, carbon steel, white, powder coat finish. For use with SCE-20EL20xxxx, SCE-20H20xxLP, SCE-20XEL21xxxx and SCE-20A22xxLPPL enclosures. | Stock | 112
HFWNSP3020C | Wiegmann swing panel, carbon steel, white, powder coat finish. For use with 30x20 (HxW) N4123020xxxx Ultimate series enclosures. | Stock | 203
SCE-DFJ1210 | Saginaw swing panel, carbon steel, white, powder coat finish. For use with SCE-1210xELJxxxx, SCE-1210xCHNFxx and SCE-1210CHSNF enclosures. | Stock | 78
SCE-1436P1 | Saginaw swing panel, carbon steel, white, powder coat finish. For use with SCE-1436B consoles. | Stock | 304
SCE-DF24EL20LP | Saginaw swing panel, carbon steel, white, powder coat finish. For use with SCE-24EL20xxxx, SCE-24H20xxLP, SCE-24XEL21xxxx, SCE-24A22xxLPPL, 24HS2108LP and SCE-24R20xxLP enclosures. | Stock | 117
ESP6036 | Hammond swing panel, carbon steel, RAL 9003 white, powder coat finish. For use with 60x36 (HxW) EN4SD6036xxx & ST6036xxxx Eclipse series enclosures. | Stock | 474
SCE-DF48EL24LP | Saginaw swing panel, carbon steel, white, powder coat finish. For use with SCE-48EL2412SSLP and SCE-48SA2610LPPL enclosures. | Stock | 230
SCE-DF7272 | Saginaw swing panel, carbon steel, white, powder coat finish. For use with SCE-7272xxULP enclosures. | Stock | 708
ESP3024 | Hammond swing panel, carbon steel, RAL 9003 white, powder coat finish. For use with 30x24 (HxW) EN4SD3024xxx & ST3024xxx Eclipse series enclosures. | Stock | 238
ESP4824 | Hammond swing panel, carbon steel, RAL 9003 white, powder coat finish. For use with 48x24 (HxW) EN4SD4824xxx Eclipse series enclosures. | Stock | 280
ESP4236 | Hammond swing panel, carbon steel, RAL 9003 white, powder coat finish. For use with 42x36 (HxW) EN4SD4236xxx Eclipse series enclosures. | Stock | 351
ASWPK66-IMP-P10 | Integra swing panel, 3003 aluminum. For use with 6x6 (HxW) P6063-P10 & P6063C-P10 Impact series enclosures. | Stock | 27.5
ESP2424 | Hammond swing panel, carbon steel, RAL 9003 white, powder coat finish. For use with 24x24 (HxW) EN4SD2424xxx & ST2424xxx Eclipse series enclosures. | Stock | 220
ESP3020 | Hammond swing panel, carbon steel, RAL 9003 white, powder coat finish. For use with 30x20 (HxW) EN4SD3020xxx Eclipse series enclosures. | Stock | 222
SPB1 | Hammond swing panel mounting kit, for use with 8x6in to 16x12in (HxW) 1414 and Eclipse Junior series enclosures, includes (2) hinge brackets, (2) fixed brackets, and mounting hardware. | Stock | 74
SCE-72SP24F3 | Saginaw swing panel, carbon steel, white, powder coat finish. For use with 72 x 24in (HxW) Saginaw freestanding enclosures. | Stock | 568
AH1010SPK | AttaBox swing panel kit, 3003-H14 aluminum. For use with AHxx10106xxx Heartland series enclosures. | Stock | 98
SPB2 | Hammond swing panel mounting kit, for use with 16x12in (HxW) and larger 1418, Eclipse series, and C3RxxxxHCR enclosures, includes (2) hinge brackets, (2) fixed brackets, and mounting hardware. | Stock | 103
ESP3624 | Hammond swing panel, carbon steel, RAL 9003 white, powder coat finish. For use with 36x24 (HxW) EN4SD3624xxx Eclipse series enclosures. | Stock | 260
SCE-72SP30F3 | Saginaw swing panel, carbon steel, white, powder coat finish. For use with 72 x 30in (HxW) Saginaw freestanding enclosures. | Stock | 658
HFWNSP1212C | Wiegmann swing panel, carbon steel, white, powder coat finish. For use with 12x12 (HxW) N41212120xxx Ultimate series enclosures. | Stock | 134
AH108SPK | AttaBox swing panel kit, 3003-H14 aluminum. For use with AHx1084xxx and AHx1086xxx Heartland series enclosures. | Stock | 68
AH1210SPK | AttaBox swing panel kit, 3003-H14 aluminum. For use with AHxx12106xxx Heartland series enclosures. | Stock | 73
SCE-DF7260 | Saginaw swing panel, carbon steel, white, powder coat finish. For use with SCE-7260xxULP enclosures. | Stock | 635
AH66SPK | AttaBox swing panel kit, 3003-H14 aluminum. For use with AHx664xxx Heartland series enclosures. | Stock | 61
HFWNSP3630C | Wiegmann swing panel, carbon steel, white, powder coat finish. For use with 36x30 (HxW) N4123630xxxx Ultimate series enclosures. | Stock | 244
SCE-ELSP3 | Saginaw swing panel mounting kit, carbon steel, zinc plated finish. For use with Enviroline enclosures 20in to 60in (H). Includes (3) hinges, (2) brackets, and mounting hardware. | Stock | 81
HFWNSP3636C | Wiegmann swing panel, carbon steel, white, powder coat finish. For use with 36x36 (HxW) N4123636xxxx Ultimate series enclosures. | Stock | 269
SSWPK86-IMP-P10 | Integra swing panel, carbon steel, white, powder coat finish. For use with 8x6 (HxW) P8063-P10 & P8063C-P10 Impact series enclosures. | Stock | 66
ESP1620 | Hammond swing panel, carbon steel, RAL 9003 white, powder coat finish. For use with 16x20 (HxW) EN4SD1620xxx Eclipse series enclosures. | Stock | 185
SSWPK66-IMP-P10 | Integra swing panel, carbon steel, white, powder coat finish. For use with 6x6 (HxW) P6063-P10 & P6063C-P10 Impact series enclosures. | Stock | 61
ABP-66USOPK-P10 | Integra swing panel, 3003 aluminum. For use with 6x6 (HxW) H6064xxxxx-P10 Premium series enclosures. | Stock | 41.5
SCE-DF30EL20LP | Saginaw swing panel, carbon steel, white, powder coat finish. For use with SCE-30EL20xxxx, SCE-30H20xxLP, SCE-30XEL21xxxx and SCE-30A22xxLPPL enclosures. | Stock | 134
SCE-90SP36F4 | Saginaw swing panel, half-height, carbon steel, white, powder coat finish. For use with 90 x 36in (HxW) Saginaw freestanding enclosures. | Stock | 561
ESP2420 | Hammond swing panel, carbon steel, RAL 9003 white, powder coat finish. For use with 24x20 (HxW) EN4SD2420xxx & ST2420xxx Eclipse series enclosures. | Stock | 206
AH1412SPK | AttaBox swing panel kit, 3003-H14 aluminum. For use with AHxx14126xxx Heartland series enclosures. | Stock | 79
SCE-90SP36F3 | Saginaw swing panel, carbon steel, white, powder coat finish. For use with 90 x 36in (HxW) Saginaw freestanding enclosures. | Stock | 888
HFWNSP3624C | Wiegmann swing panel, carbon steel, white, powder coat finish. For use with 36x24 (HxW) N4123624xxxx Ultimate series enclosures. | Stock | 218
HFWNSP3030C | Wiegmann swing panel, carbon steel, white, powder coat finish. For use with 30x30 (HxW) N4123030xxxx Ultimate series enclosures. | Stock | 223
ABP-1210USPK-P10 | Integra swing panel, 3003 aluminum. For use with 12x10 (HxW) H1210xxxxxx-P10 Premium series enclosures. | Stock | 55
HFWNSP2016C | Wiegmann swing panel, carbon steel, white, powder coat finish. For use with 20x16 (HxW) N4122016xxxx Ultimate series enclosures. | Stock | 155
AH2424SPK | AttaBox swing panel kit, 3003-H14 aluminum. For use with AHxx242410xxx Heartland series enclosures. | Stock | 101
SCE-NADFK | Saginaw swing panel mounting kit, carbon steel, zinc plated finish. For use with NEMA 4 or 12 LP wall-mount enclosures 12 x 12in (HxW) to 30in (H). Includes (2) hinges, (2) brackets, and mounting hardware. | Stock | 65
SCE-DF42EL24LP | Saginaw swing panel, carbon steel, white, powder coat finish. For use with SCE-42EL24xxxx, SCE-42H2408LP, SCE-47XVR2514 and SCE-47VR2514 enclosures. | Stock | 190
SCE-DF36EL24LP | Saginaw swing panel, carbon steel, white, powder coat finish. For use with SCE-36EL24xxxx, SCE-36H24xxLP, SCE-36XEL25xxxx, SCE-36A26xxLPPL, 36HS2508LP, 41VR2412 and SCE-36R24xxLP enclosures. | Stock | 165
DBI20A | Quadritalia OK series swing panel kit, carbon steel, RAL 7035 light gray, powder coat finish. For use with 2000 x 1000mm Quadritalia OK series modular enclosures. | Stock | 465
ESP2416 | Hammond swing panel, carbon steel, RAL 9003 white, powder coat finish. For use with 24x16 (HxW) EN4SD2416xxx Eclipse series enclosures. | Stock | 192
ABP-1412USOPK-P10 | Integra swing panel, 3003 aluminum. For use with 14x12 (HxW) H141206xxxxx-P10 Premium series enclosures. | Stock | 65
SCE-DF48EL36LP | Saginaw swing panel, carbon steel, white, powder coat finish. For use with SCE-48EL36xxxx, SCE-48H36xxLP, SCE-48XEL37xxxx, SCE-48A38xxLPPL, 48HS3712LP, SCE-53XVR37xx and SCE-53VR36xx enclosures. | Stock | 275
ASWPK86-IMP-P10 | Integra swing panel, 3003 aluminum. For use with 8x6 (HxW) P8063-P10 & P8063C-P10 Impact series enclosures. | Stock | 30
HFWNSP2416C | Wiegmann swing panel, carbon steel, white, powder coat finish. For use with 24x16 (HxW) N4122416xxxx Ultimate series enclosures. | Stock | 176
SCE-72SP36F4 | Saginaw swing panel, half-height, carbon steel, white, powder coat finish. For use with 72 x 36in (HxW) Saginaw freestanding enclosures. | Stock | 485
SCE-DFJ1412 | Saginaw swing panel, carbon steel, white, powder coat finish. For use with SCE-1412xELJxxxx, SCE-1412xCHNFxx and SCE-1412CHSNF enclosures. | Stock | 84
DBI18A | Quadritalia OK series swing panel kit, carbon steel, RAL 7035 light gray, powder coat finish. For use with 1800 x 1000mm Quadritalia OK series modular enclosures. | Stock | 411
SCE-DF36EL30LP | Saginaw swing panel, carbon steel, white, powder coat finish. For use with SCE-36EL30xxxx, SCE-36H30xxLP, SCE-36XEL31xxxx, SCE-36A32xxLPPL, 36HS31xxLP and SCE-36R30xxLP enclosures. | Stock | 194
SCE-DF24EL24LP | Saginaw swing panel, carbon steel, white, powder coat finish. For use with SCE-24EL24xxxx, SCE-24H24xxLP, SCE-24XEL25xxxx, SCE-24A26xxLPPL, 24HS2508LP, 29VR24xx and SCE-24R24xxLP enclosures. | Stock | 126
SCE-DF72EL36LP | Saginaw swing panel, carbon steel, white, powder coat finish. For use with SCE-72EL36xxxx and SCE-72H36xxLP enclosures. | Stock | 343
SCE-DF42EL36LP | Saginaw swing panel, carbon steel, white, powder coat finish. For use with SCE-42EL36xxxx, SCE-42H36xxLPP, SCE-42XEL37xxxx, SCE-42A38xxLPPL and 42HS3712LP enclosures. | Stock | 246
SCE-NADFK-3 | Saginaw swing panel mounting kit, carbon steel, zinc plated finish. For use with NEMA 4 or 12 LP wall-mount enclosures over 30in (H). Includes (2) hinges, (2) brackets, and mounting hardware. | Stock | 81
ESP1612 | Hammond swing panel, carbon steel, RAL 9003 white, powder coat finish. For use with 16x12 (HxW) EN4SD1612xxx & ST1612xxx Eclipse series enclosures. | Stock | 166
SCE-14P1 | Saginaw swing panel, carbon steel, white, powder coat finish. For use with SCE-14B consoles. | Stock | 244
SCE-ELSP | Saginaw swing panel mounting kit, carbon steel, zinc plated finish. For use with Enviroline enclosures 12in to 16in (H). Includes (2) hinges, (2) brackets, and mounting hardware. | Stock | 65
ABP-108USOPK-P10 | Integra swing panel, 3003 aluminum. For use with 10x8 (HxW) P10086-P10 & P10086C-P10 Impact series and H1008xxxxxx-P10 Premium series enclosures. | Stock | 51
SCE-DFJ1008 | Saginaw swing panel, carbon steel, white, powder coat finish. For use with SCE-1008xELJxxxx, SCE-1008xCHNFxx and SCE-1008CHSNF enclosures. | Stock | 72
DBI208 | Quadritalia OK series swing panel kit, carbon steel, RAL 7035 light gray, powder coat finish. For use with 2000 x 800mm Quadritalia OK series modular enclosures. | Stock | 402
SCE-DFJ1614 | Saginaw swing panel, carbon steel, white, powder coat finish. For use with SCE-1614xELJxxxx, SCE-1614xCHNFxx and SCE-1614CHSNF enclosures. | Stock | 90
SCE-72SP30F4 | Saginaw swing panel, half-height, carbon steel, white, powder coat finish. For use with 72 x 30in (HxW) Saginaw freestanding enclosures. | Stock | 435
SCE-72SP24F4 | Saginaw swing panel, half-height, carbon steel, white, powder coat finish. For use with 72 x 24in (HxW) Saginaw freestanding enclosures. | Stock | 404
ABP-88USOPK-P10 | Integra swing panel, 3003 aluminum. For use with 8x8 (HxW) H8084xxxxx-P10 Premium series enclosures. | Stock | 47
SCE-DF6048 | Saginaw swing panel, carbon steel, white, powder coat finish. For use with SCE-6048xxLP enclosures. | Stock | 516
AH1816SPK | AttaBox swing panel kit, 3003-H14 aluminum. For use with AH18164xxx and AHxx181610xxx Heartland series enclosures. | Stock | 90
SBP-2016GSOPK-P10 | Integra swing panel, carbon steel, white, powder coat finish. For use with 20x16 (HxW) G201608E-P10 & G201608CE-P10 Genesis series enclosures. Requires GSR2016-P10 frame stiffener ring and KIT-GMMR8-P10 internal mounting rail kit. | Stock | 256
HFWNSP1620C | Wiegmann swing panel, carbon steel, white, powder coat finish. For use with 16x20 (HxW) N4121620xxxx Ultimate series enclosures. | Stock | 168
SBP-2424GSOPK-P10 | Integra swing panel, carbon steel, white, powder coat finish. For use with 24x24 (HxW) G242410E-P10 & G242410CE-P10 Genesis series enclosures. Requires GSR2424-P10 frame stiffener ring and KIT-GMMR10-P10 internal mounting rail kit. | Stock | 276
SCE-DF72EL60 | Saginaw swing panel, carbon steel, white, powder coat finish. For use with SCE-72EL60xxxx and SCE-72XEL61xxxx enclosures. | Stock | 617
HFWNSP2024C | Wiegmann swing panel, carbon steel, white, powder coat finish. For use with 20x24 (HxW) N4122024xxxx Ultimate series enclosures. | Stock | 188
SCE-DF6060 | Saginaw swing panel, carbon steel, white, powder coat finish. For use with SCE-6060xxLP enclosures. | Stock | 574
ESP3630 | Hammond swing panel, carbon steel, RAL 9003 white, powder coat finish. For use with 36x30 (HxW) EN4SD3630xxx & ST3630xxx Eclipse series enclosures. | Stock | 288
ABP-86USOPK-P10 | Integra swing panel, 3003 aluminum. For use with 8x6 (HxW) H8064xxxxx-P10 Premium series enclosures. | Stock | 44.5
SCE-DF36EL36LP | Saginaw swing panel, carbon steel, white, powder coat finish. For use with SCE-36EL36xxxx and SCE-36H36xxLP enclosures. | Stock | 220
DBI188 | Quadritalia OK series swing panel kit, carbon steel, RAL 7035 light gray, powder coat finish. For use with 1800 x 800mm Quadritalia OK series modular enclosures. | Stock | 349
SCE-DF20EL16LP | Saginaw swing panel, carbon steel, white, powder coat finish. For use with SCE-20EL16xxxx, SCE-20H16xxLP and SCE-20R16xxLP enclosures. | Stock | 105
ESP1616 | Hammond swing panel, carbon steel, RAL 9003 white, powder coat finish. For use with 16x16 (HxW) EN4SD1616xxx & ST1616xxx Eclipse series enclosures. | Stock | 174
HFWNSP2420C | Wiegmann swing panel, carbon steel, white, powder coat finish. For use with 24x20 (HxW) N4122420xxxx Ultimate series enclosures. | Stock | 174
ABP-1614USOPK-P10 | Integra swing panel, 3003 aluminum. For use with 16x14 (HxW) H161407xxxxx-P10 Premium series enclosures. | Stock | 71
ESP2020 | Hammond swing panel, carbon steel, RAL 9003 white, powder coat finish. For use with 20x20 (HxW) EN4SD2020xxx & ST2020xxx Eclipse series enclosures. | Stock | 193
HFWNSP1612C | Wiegmann swing panel, carbon steel, white, powder coat finish. For use with 16x12 (HxW) N4121612xxxx Ultimate series enclosures. | Stock | 140
HFWNSP1616C | Wiegmann swing panel, carbon steel, white, powder coat finish. For use with 16x16 (HxW) N4121616xxxx Ultimate series enclosures. | Stock | 147
ESP2016 | Hammond swing panel, carbon steel, RAL 9003 white, powder coat finish. For use with 20x16 (HxW) EN4SD2016xxx & ST2016xxx Eclipse series enclosures. | Stock | 185
AH1614SPK | AttaBox swing panel kit, 3003-H14 aluminum. For use with AHxx16148xxx Heartland series enclosures. | Stock | 84
ESP3636 | Hammond swing panel, carbon steel, RAL 9003 white, powder coat finish. For use with 36x36 (HxW) EN4SD3636xxx & ST363612xx Eclipse series enclosures. | Stock | 319
SCE-DF30EL30LP | Saginaw swing panel, carbon steel, white, powder coat finish. For use with SCE-30EL30xxxx and SCE-30H30xxLP enclosures. | Stock | 168
SCE-DF72EL72 | Saginaw swing panel, carbon steel, white, powder coat finish. For use with SCE-72EL72xxxx, SCE-72XEL73xxxx and SCE-72X73xxLP enclosures. | Stock | 688
ABP-2016GSOPK-P10 | Integra swing panel, 3003 aluminum. For use with 20x16 (HxW) G201608E-P10 & G201608CE-P10 Genesis series enclosures. Requires GSR2016-P10 frame stiffener ring and KIT-GMMR8-P10 internal mounting rail kit. | Stock | 188
ESP2024 | Hammond swing panel, carbon steel, RAL 9003 white, powder coat finish. For use with 20x24 (HxW) EN4SD2024xxx Eclipse series enclosures. | Stock | 206
ESP1212 | Hammond swing panel, carbon steel, RAL 9003 white, powder coat finish. For use with 12x12 (HxW) EN4SD12126xx & ST12126LG Eclipse series enclosures. | Stock | 161
HFWNSP2020C | Wiegmann swing panel, carbon steel, white, powder coat finish. For use with 20x20 (HxW) N4122020xxxx Ultimate series enclosures. | Stock | 164
SCE-NADFKSS | Saginaw swing panel mounting kit, 304 stainless steel. For use with NEMA 4 or 12 LP wall-mount enclosures larger than 12 x 12in (HxW). Includes (2) hinges, (2) brackets, and mounting hardware. | Stock | 201
SCE-DFJ1212 | Saginaw swing panel, carbon steel, white, powder coat finish. For use with SCE-1212ELJxxxx and SCE-1212CHNFxx enclosures. | Stock | 81
SCE-DF42EL30LP | Saginaw swing panel, carbon steel, white, powder coat finish. For use with SCE-42EL30xxxx, SCE-42H30xxLP, SCE-42XEL31xxxx, SCE-42A32xxLPPL, 42HS3112LP and SCE-42R30xxLP enclosures. | Stock | 224
AH86SPK | AttaBox swing panel kit, 3003-H14 aluminum. For use with AHx864xxx Heartland series enclosures. | Stock | 62
AH2016SPK | AttaBox swing panel kit, 3003-H14 aluminum. For use with AHxx20168xxx Heartland series enclosures. | Stock | 140
HFWNSP2424C | Wiegmann swing panel, carbon steel, white, powder coat finish. For use with 24x24 (HxW) N4122424xxxx Ultimate series enclosures. | Stock | 185
ESP4836 | Hammond swing panel, carbon steel, RAL 9003 white, powder coat finish. For use with 48x36 (HxW) EN4SD4836xxx & ST4836xxxx Eclipse series enclosures. | Stock | 401
ABP-2424GSOPK-P10 | Integra swing panel, 3003 aluminum. For use with 24x24 (HxW) G242410E-P10 & G242410CE-P10 Genesis series enclosures. Requires GSR2424-P10 frame stiffener ring and KIT-GMMR10-P10 internal mounting rail kit. | Stock | 247
SCE-DF60EL48 | Saginaw swing panel, carbon steel, white, powder coat finish. For use with SCE-60EL48xxxx and SCE-60XEL49xxxx enclosures. | Stock | 501
SCE-DF30EL24LP | Saginaw swing panel, carbon steel, white, powder coat finish. For use with SCE-30EL24xxxx, SCE-30H24xxLP, SCE-30XEL25xxxx, SCE-30A26xxLPPL, 30HS2508LP, 35VR2412 and SCE-30R24xxLP enclosures. | Stock | 142
ESP3030 | Hammond swing panel, carbon steel, RAL 9003 white, powder coat finish. For use with 30x30 (HxW) EN4SD3030xxx & ST3030xxx Eclipse series enclosures. | Stock | 263
Dead Front Panels for Enclosures
CPK561 | Quadritalia OK series modular cover, 400 x 600mm (HxW), carbon steel, RAL 7035 light gray, powder coat finish. For use with TMKxx6 inner frame in 600mm width enclosures. | Stock | 46
CPK861 | Quadritalia OK series modular cover, 400 x 800mm (HxW), carbon steel, RAL 7035 light gray, powder coat finish. For use with TMKxx8 inner frame in 800mm width enclosures. | Stock | 55
CPR602 | Quadritalia OK series modular mounting plate, 200 x 600mm (HxW), galvanized steel. For use with TMKxx6 inner frame in 600mm width enclosures. | Stock | 46
CPR603 | Quadritalia OK series modular mounting plate, 300 x 600mm (HxW), galvanized steel. For use with TMKxx6 inner frame in 600mm width enclosures. | Stock | 59
CPR604 | Quadritalia OK series modular mounting plate, 400 x 600mm (HxW), galvanized steel. For use with TMKxx6 inner frame in 600mm width enclosures. | Stock | 66
CPR605 | Quadritalia OK series modular mounting plate, 500 x 600mm (HxW), galvanized steel. For use with TMKxx6 inner frame in 600mm width enclosures. | Stock | 83
CPR606 | Quadritalia OK series modular mounting plate, 600 x 600mm (HxW), galvanized steel. For use with TMKxx6 inner frame in 600mm width enclosures. | Stock | 90
CPR802 | Quadritalia OK series modular mounting plate, 200 x 800mm (HxW), galvanized steel. For use with TMKxx8 inner frame in 800mm width enclosures. | Stock | 55
CPR803 | Quadritalia OK series modular mounting plate, 300 x 800mm (HxW), galvanized steel. For use with TMKxx8 inner frame in 800mm width enclosures. | Stock | 72
CPR804 | Quadritalia OK series modular mounting plate, 400 x 800mm (HxW), galvanized steel. For use with TMKxx8 inner frame in 800mm width enclosures. | Stock | 79
CPR805 | Quadritalia OK series modular mounting plate, 500 x 800mm (HxW), galvanized steel. For use with TMKxx8 inner frame in 800mm width enclosures. | Stock | 97
CPR806 | Quadritalia OK series modular mounting plate, 600 x 800mm (HxW), galvanized steel. For use with TMKxx8 inner frame in 800mm width enclosures. | Stock | 105
CPT560 | Quadritalia OK series modular cover, 600 x 600mm (HxW), carbon steel, RAL 7035 light gray, powder coat finish. For use with TMKxx6 inner frame in 600mm width enclosures. | Stock | 59
CPT860 | Quadritalia OK series modular cover, 600 x 800mm (HxW), carbon steel, RAL 7035 light gray, powder coat finish. For use with TMKxx8 inner frame in 800mm width enclosures. | Stock | 74
CPX5272 | Quadritalia OK series modular cover, 200 x 600mm (HxW), 2 cutouts, 67 x 67mm connector cutout(s), carbon steel, RAL 7035 light gray, powder coat finish. For use with TMKxx6 inner frame in 600mm width enclosures. | Stock | 40.5
CPX5296 | Quadritalia OK series modular cover, 200 x 600mm (HxW), 2 cutouts, 92 x 92mm connector cutout(s), carbon steel, RAL 7035 light gray, powder coat finish. For use with TMKxx6 inner frame in 600mm width enclosures. | Stock | 40.5
CPX5472 | Quadritalia OK series modular cover, 200 x 600mm (HxW), 4 cutouts, 67 x 67mm connector cutout(s), carbon steel, RAL 7035 light gray, powder coat finish. For use with TMKxx6 inner frame in 600mm width enclosures. | Stock | 42.5
CPX8272 | Quadritalia OK series modular cover, 200 x 800mm (HxW), 2 cutouts, 67 x 67mm connector cutout(s), carbon steel, RAL 7035 light gray, powder coat finish. For use with TMKxx8 inner frame in 800mm width enclosures. | Stock | 49.5
CPX8296 | Quadritalia OK series modular cover, 200 x 800mm (HxW), 2 cutouts, 92 x 92mm connector cutout(s), carbon steel, RAL 7035 light gray, powder coat finish. For use with TMKxx8 inner frame in 800mm width enclosures. | Stock | 49.5
CPX8472 | Quadritalia OK series modular cover, 200 x 800mm (HxW), 4 cutouts, 67 x 67mm connector cutout(s), carbon steel, RAL 7035 light gray, powder coat finish. For use with TMKxx8 inner frame in 800mm width enclosures. | Stock | 53
CPX8496 | Quadritalia OK series modular cover, 200 x 800mm (HxW), 4 cutouts, 92 x 92mm connector cutout(s), carbon steel, RAL 7035 light gray, powder coat finish. For use with TMKxx8 inner frame in 800mm width enclosures. | Stock | 55
CPY560 | Quadritalia OK series modular cover, 200 x 600mm (HxW), carbon steel, RAL 7035 light gray, powder coat finish. For use with TMKxx6 inner frame in 600mm width enclosures. | Stock | 31
CPY860 | Quadritalia OK series modular cover, 200 x 800mm (HxW), carbon steel, RAL 7035 light gray, powder coat finish. For use with TMKxx8 inner frame in 800mm width enclosures. | Stock | 38.5
CPZ5422 | Quadritalia OK series modular cover, 200 x 600mm (HxW), 1 cutout, 47 x 430mm connector cutout(s), carbon steel, RAL 7035 light gray, powder coat finish. For use with TMKxx6 inner frame in 600mm width enclosures. | Stock | 38.5
CPZ8422 | Quadritalia OK series modular cover, 200 x 800mm (HxW), 1 cutout, 47 x 630mm connector cutout(s), carbon steel, RAL 7035 light gray, powder coat finish. For use with TMKxx8 inner frame in 800mm width enclosures. | Stock | 48
PPC560 | Quadritalia OK series modular cover, 50 x 600mm (HxW), carbon steel, RAL 7035 light gray, powder coat finish. For use with TMKxx6 inner frame in 600mm width enclosures. | Stock | 35
PPC860 | Quadritalia OK series modular cover, 50 x 800mm (HxW), carbon steel, RAL 7035 light gray, powder coat finish. For use with TMKxx6 inner frame in 600mm width enclosures. | Stock | 44
FPA175180 | Fibox MNX series swing panel, aluminum. For use with ULPCM175xxG MNX series enclosures. | Stock | 19
FPA200180 | Fibox MNX series swing panel, aluminum. For use with ULPCM200xxG MNX series enclosures. | Stock | 24.5
HFWDF2420C | Wiegmann dead front panel, carbon steel, white, powder coat finish. For use with 20x24/24x20/24x22 (HxW) N4122024xxxx, N4122420xxxx & N412242208Cxxx Ultimate series enclosures. | Stock | 151
HFWDF3024C | Wiegmann dead front panel, carbon steel, white, powder coat finish. For use with 24x30/30x24 (HxW) N4122430xxxx, N4123024xxxx & N412302608Cxxx Ultimate series enclosures. | Stock | 202
SFPK44-IMP-P10 | Integra dead front panel, carbon steel, white, powder coat finish. For use with 4x4 (HxW) P4043-P10 & P4043C-P10 Impact series enclosures. | Stock | 53
HFWDF1212C | Wiegmann dead front panel, carbon steel, white, powder coat finish. For use with 12x12 (HxW) N41212120xxx Ultimate series enclosures. | Stock | 80
HFWDF2016C | Wiegmann dead front panel, carbon steel, white, powder coat finish. For use with 16x20/20x16 (HxW) N4121620xxxx & N4122016xxxx Ultimate series enclosures. | Stock | 117
AFPK44-IMP-P10 | Integra dead front panel, 3003 aluminum. For use with 4x4 (HxW) P4043-P10 & P4043C-P10 Impact series enclosures. | Stock | 25.5
AFPK108-IMP-P10 | Integra dead front panel, 3003 aluminum. For use with 10x8 (HxW) P10086-P10 & P10086C-P10 Impact series enclosures. | Stock | 42
HFWDF2020C | Wiegmann dead front panel, carbon steel, white, powder coat finish. For use with 20x20/20x22 (HxW) N4122020xxxx & N412202208Cxxx Ultimate series enclosures. | Stock | 134
HFWDF1612C | Wiegmann dead front panel, carbon steel, white, powder coat finish. For use with 16x12 (HxW) N4121612xxxx Ultimate series enclosures. | Stock | 90
HFWDF2424C | Wiegmann dead front panel, carbon steel, white, powder coat finish. For use with 24x24/24x26 (HxW) N4122424xxxx & N412242608Cxxx Ultimate series enclosures. | Stock | 171
SFPK66-IMP-P10 | Integra dead front panel, carbon steel, white, powder coat finish. For use with 6x6 (HxW) P6063-P10 & P6063C-P10 Impact series enclosures. | Stock | 53
AFPK86-IMP-P10 | Integra dead front panel, 3003 aluminum. For use with 8x6 (HxW) P8063-P10 & P8063C-P10 Impact series enclosures. | Stock | 30.5
AFPK66-IMP-P10 | Integra dead front panel, 3003 aluminum. For use with 6x6 (HxW) P6063-P10 & P6063C-P10 Impact series enclosures. | Stock | 28.5
SFPK86-IMP-P10 | Integra dead front panel, carbon steel, white, powder coat finish. For use with 8x6 (HxW) P8063-P10 & P8063C-P10 Impact series enclosures. | Stock | 57
Panel Mounting and Support Hardware for Enclosures
TMK186 | Quadritalia inner modular frame, galvanized steel, natural finish. For use with 1800 x 600mm (HxW) OK series enclosures. | Stock | 182
TMK188 | Quadritalia inner modular frame, galvanized steel, natural finish. For use with 1800 x 800mm (HxW) OK series enclosures. | Stock | 202
TMK206 | Quadritalia inner modular frame, galvanized steel, natural finish. For use with 2000 x 600mm (HxW) OK series enclosures. | Stock | 195
TMK208 | Quadritalia inner modular frame, galvanized steel, natural finish. For use with 2000 x 800mm (HxW) OK series enclosures. | Stock | 215
TMK226 | Quadritalia inner modular frame, galvanized steel, natural finish. For use with 2200 x 600mm (HxW) OK series enclosures. | Stock | 210
TMK228 | Quadritalia inner modular frame, galvanized steel, natural finish. For use with 2200 x 800mm (HxW) OK series enclosures. | Stock | 228
KIT-GPP-P10 | Integra panel pad kit, for use with 24 x 24 x 10in Genesis series enclosures, includes (4) panel pads with mounting screws. | Stock | 54
SCE-FSPS8 | Saginaw enclosure panel support, carbon steel, plated finish. Package of 8. For use with freestanding enclosures. Mounting hardware included. | Stock | 183
1418ACS | Hammond enclosure center panel support, carbon steel, RAL 9003 white, powder coat finish. For use with 60in (H) double-door enclosures. Allows (2) single-wide sub-panels (including swing-out panels and rack mount frames) to be mounted in double-door enclosure. | Stock | 326
SCE-90FSHDPS | Saginaw enclosure heavy duty panel support, 87.2in length, carbon steel, white, powder coat finish. Package of 2. For use with 90in (H) enclosures. Mounting hardware included. | from vendor up to 0 business day | 198
SCE-60FSCPS | Saginaw enclosure center panel support, carbon steel, white, powder coat finish. For use with 60in (H) double-door enclosures. Mounting hardware included. | Stock | 173
1418ZCS | Hammond enclosure center panel support, carbon steel, RAL 9003 white, powder coat finish. For use with 90in (H) double-door enclosures. Allows (2) single-wide sub-panels (including swing-out panels and rack mount frames) to be mounted in double-door enclosure. | Stock | 362
KIT-GPP-2016-P10 | Integra panel pad kit, for use with 20 x 16 x 8in Genesis series enclosures, includes (4) panel pads with mounting screws. | Stock | 54
1418BCS | Hammond enclosure center panel support, carbon steel, RAL 9003 white, powder coat finish. For use with 72in (H) double-door enclosures. Allows (2) single-wide sub-panels (including swing-out panels and rack mount frames) to be mounted in double-door enclosure. | Stock | 431
SCE-PSK24 | Saginaw enclosure panel support, 21in length, carbon steel, horizontal mount, white, powder coat finish. Package of 2. Mounting hardware included. | Stock | 90
SCE-72FSHDPS | Saginaw enclosure heavy duty panel support, 69.2in length, carbon steel, white, powder coat finish. Package of 2. For use with 72in (H) enclosures. Mounting hardware included. | from vendor up to 0 business day | 180
SCE-90FSCS | Saginaw enclosure subpanel center support, carbon steel, white, powder coat finish. For use with 90in (H) enclosures. Mounting hardware included. | from vendor up to 0 business day | 227
SCE-72FSCPS | Saginaw enclosure center panel support, carbon steel, white, powder coat finish. For use with 72in (H) double-door enclosures. Mounting hardware included. | Stock | 191
SCE-PSK32 | Saginaw enclosure panel support, 29.2in length, carbon steel, horizontal mount, white, powder coat finish. Package of 2. Mounting hardware included. | Stock | 96
SCE-90FSCPS | Saginaw enclosure center panel support, carbon steel, white, powder coat finish. For use with 90in (H) double-door enclosures. Mounting hardware included. | Stock | 227
SCE-FSPS6 | Saginaw enclosure panel support, carbon steel, plated finish. Package of 6. For use with freestanding enclosures. Mounting hardware included. | Stock | 122
SCE-FSPS4 | Saginaw enclosure panel support, carbon steel, plated finish. Package of 4. For use with freestanding enclosures. Mounting hardware included. | Stock | 81
SCE-72FSCS | Saginaw enclosure subpanel center support, carbon steel, white, powder coat finish. For use with 72in (H) enclosures. Mounting hardware included. | from vendor up to 0 business day | 191
SCE-60FSHDPS | Saginaw enclosure heavy duty panel support, 57.2in length, carbon steel, white, powder coat finish. Package of 2. For use with 60in (H) enclosures. Mounting hardware included. | from vendor up to 0 business day | 165
HFWCNP4C | Wiegmann enclosure panel conversion kit, white, polyester powder finish, allows standard NP series sub panels to mount in Ultimate series enclosures up to 30 x 30in (HxW) nominal size, includes (4) brackets and mounting hardware. | Stock | 60
SCE-115259 | Saginaw dead front extension bracket, 2.56 x 2 x 0.94in. Package of 5. | Stock | 50
HFWADM84C | Wiegmann enclosure adjustable depth mounting kit, white, polyester powder finish. For use with N412 Ultimate series enclosures 8 or more inches deep. Includes (4) brackets, (4) mounting clips and mounting hardware. | Stock | 85
KIT-GMMR10-P10 | Integra Multi-Max series internal mounting rail kit, for use with 24 x 24 x 10in Genesis series enclosures, includes (4) mounting rails with mounting screws. | Stock | 67
BPAKG-P10 | Integra adjustable depth mounting kit, gray. For use with Premium series polycarbonate enclosures. Includes (4) brackets with set screws. | Stock | 21
AHSPM | AttaBox Heartland series swing panel bracket, polycarbonate. Package of 4. For use with Heartland series enclosures. Mounting screws included. | Stock | 37.5
KIT-GMMR8-P10 | Integra Multi-Max series internal mounting rail kit, for use with 20 x 16 x 8in Genesis series enclosures, includes (4) mounting rails with mounting screws. | Stock | 60
UBPAKG-P10 | Integra adjustable depth mounting kit, gray. For use with Premium series polycarbonate enclosures. Includes (4) brackets with thumb screws. | Stock | 27.5
PPK100 | Quadritalia subpanel mounting hardware kit, replacement. Brackets, sliders, conic pins, and fasteners included. | Stock | 52
HFWADM122C | Wiegmann enclosure adjustable depth mounting kit, white, polyester powder finish. For use with N412 Ultimate series enclosures 12 or more inches deep. Includes (2) brackets, (2) mounting clips and mounting hardware. | Stock | 50
APK110 | Quadritalia subpanel recess mounting hardware kit, brackets, sliders, conic pins, and fasteners included. | Stock | 21
Rack Mounting Components for Enclosures
SCE-60RA24WS | Saginaw enclosure rack mounting channel, 28in length, carbon steel, white, powder coat finish. Package of 2. For use with Saginaw work stations. Mounting hardware included. | Stock | 189
SCE-14R | Saginaw enclosure rack mounting angle, carbon steel, white, powder coat finish. Package of 2. For use with SCE-14B consoles. Mounting hardware included. | Stock | 216
SCE-60RA19WS | Saginaw enclosure rack mounting channel, 19in length, carbon steel, white, powder coat finish. Package of 2. For use with Saginaw work stations. Mounting hardware included. | Stock | 181
SCE-60RP19WS | Saginaw enclosure rack mounting angle, 19.2in length, carbon steel, white, powder coat finish. Package of 2. For use with Saginaw work stations. Mounting hardware included. | Stock | 88
Terminal Straps and Brackets for Enclosures
18B220 | Hammond enclosure terminal bracket, carbon steel, vertical or horizontal mount, RAL 9003 white, powder coat finish. Package of 2. For use with 20in (H or W) 1418 wall-mount enclosures. | Stock | 74
14S10 | Hammond enclosure terminal strap, 8.2in length, 6.3in usable length, carbon steel, vertical or horizontal mount, RAL 9003 white, powder coat finish. For use with 10in (H or W) 1414 enclosures. Mounting hardware included. | Stock | 14
18B330 | Hammond enclosure terminal bracket, carbon steel, vertical or horizontal mount, RAL 9003 white, powder coat finish. Package of 3. For use with 30in (H or W) 1418 wall-mount enclosures. | Stock | 129
18B224 | Hammond enclosure terminal bracket, carbon steel, vertical or horizontal mount, RAL 9003 white, powder coat finish. Package of 2. For use with 24in (H or W) 1418 wall-mount enclosures. | Stock | 90
18S12 | Hammond enclosure terminal strap, 9.5in length, 7.6in usable length, carbon steel, vertical or horizontal mount, RAL 9003 white, powder coat finish. For use with 12in (H or W) 1418 wall-mount enclosures. Mounting hardware included. | Stock | 24.5
14S12 | Hammond enclosure terminal strap, 10.2in length, 8.3in usable length, carbon steel, vertical or horizontal mount, RAL 9003 white, powder coat finish. For use with 12in (H or W) 1414 enclosures. Mounting hardware included. | Stock | 15
14B12 | Hammond enclosure terminal bracket, carbon steel, vertical or horizontal mount, RAL 9003 white, powder coat finish. Package of 2. For use with 12in (H or W) 1414 enclosures. | Stock | 29.5
18S20 | Hammond enclosure terminal strap, 17.5in length, 15.6in usable length, carbon steel, vertical or horizontal mount, RAL 9003 white, powder coat finish. For use with 20in (H or W) 1418 wall-mount enclosures. Mounting hardware included. | Stock | 29
14S8 | Hammond enclosure terminal strap, 6.2in length, 4.3in usable length, carbon steel, vertical or horizontal mount, RAL 9003 white, powder coat finish. For use with 8in (H or W) 1414 enclosures. Mounting hardware included. | Stock | 13
14B14 | Hammond enclosure terminal bracket, carbon steel, vertical or horizontal mount, RAL 9003 white, powder coat finish. Package of 2. For use with 14in (H or W) 1414 enclosures. | Stock | 31
18S24 | Hammond enclosure terminal strap, 21.5in length, 19.6in usable length, carbon steel, vertical or horizontal mount, RAL 9003 white, powder coat finish. For use with 24in (H or W) 1418 wall-mount enclosures. Mounting hardware included. | Stock | 32.5
18S30 | Hammond enclosure terminal strap, 27.5in length, 25.6in usable length, carbon steel, vertical or horizontal mount, RAL 9003 white, powder coat finish. For use with 30in (H or W) 1418 wall-mount enclosures. Mounting hardware included. | Stock | 38.5
14B10 | Hammond enclosure terminal bracket, carbon steel, vertical or horizontal mount, RAL 9003 white, powder coat finish. Package of 2. For use with 10in (H or W) 1414 enclosures. | Stock | 28.5
18B230 | Hammond enclosure terminal bracket, carbon steel, vertical or horizontal mount, RAL 9003 white, powder coat finish. Package of 2. For use with 30in (H or W) 1418 wall-mount enclosures. | Stock | 97
18B336 | Hammond enclosure terminal bracket, carbon steel, vertical or horizontal mount, RAL 9003 white, powder coat finish. Package of 3. For use with 36in (H or W) 1418 wall-mount enclosures. | Stock | 145
14B6 | Hammond enclosure terminal bracket, carbon steel, vertical or horizontal mount, RAL 9003 white, powder coat finish. Package of 2. For use with 6in (H or W) 1414 enclosures. | Stock | 25
18S42 | Hammond enclosure terminal strap, 39.5in length, 37.6in usable length, carbon steel, vertical or horizontal mount, RAL 9003 white, powder coat finish. For use with 42in (H or W) 1418 wall-mount enclosures. Mounting hardware included. | Stock | 50
14S16 | Hammond enclosure terminal strap, 14.2in length, 12.3in usable length, carbon steel, vertical or horizontal mount, RAL 9003 white, powder coat finish. For use with 16in (H or W) 1414 enclosures. Mounting hardware included. | Stock | 16.5
18B324 | Hammond enclosure terminal bracket, carbon steel, vertical or horizontal mount, RAL 9003 white, powder coat finish. Package of 3. For use with 24in (H or W) 1418 wall-mount enclosures. | Stock | 110
18B212 | Hammond enclosure terminal bracket, carbon steel, vertical or horizontal mount, RAL 9003 white, powder coat finish. Package of 2. For use with 12in (H or W) 1418 wall-mount enclosures. | Stock | 65
18B216 | Hammond enclosure terminal bracket, carbon steel, vertical or horizontal mount, RAL 9003 white, powder coat finish. Package of 2. For use with 16in (H or W) 1418 wall-mount enclosures. | Stock | 72
18S16 | Hammond enclosure terminal strap, 13.5in length, 11.6in usable length, carbon steel, vertical or horizontal mount, RAL 9003 white, powder coat finish. For use with 16in (H or W) 1418 wall-mount enclosures. Mounting hardware included. | Stock | 25
18S48 | Hammond enclosure terminal strap, 45.5in length, 43.6in usable length, carbon steel, vertical or horizontal mount, RAL 9003 white, powder coat finish. For use with 48in (H or W) 1418 wall-mount enclosures. Mounting hardware included. | Stock | 56
18S72 | Hammond enclosure terminal strap, 69.5in length, 67.6in usable length, carbon steel, vertical or horizontal mount, RAL 9003 white, powder coat finish. For use with 72in (H or W) 1418 wall-mount enclosures. Mounting hardware included. | Stock | 74
14S14 | Hammond enclosure terminal strap, 12.2in length, 10.3in usable length, carbon steel, vertical or horizontal mount, RAL 9003 white, powder coat finish. For use with 14in (H or W) 1414 enclosures. Mounting hardware included. | Stock | 15.5
18S36 | Hammond enclosure terminal strap, 33.5in length, 31.6in usable length, carbon steel, vertical or horizontal mount, RAL 9003 white, powder coat finish. For use with 36in (H or W) 1418 wall-mount enclosures. Mounting hardware included. | Stock | 44.5
18S60 | Hammond enclosure terminal strap, 57.5in length, 55.6in usable length, carbon steel, vertical or horizontal mount, RAL 9003 white, powder coat finish. For use with 60in (H or W) 1418 wall-mount enclosures. Mounting hardware included. | Stock | 67
18B236 | Hammond enclosure terminal bracket, carbon steel, vertical or horizontal mount, RAL 9003 white, powder coat finish. Package of 2. For use with 36in (H or W) 1418 wall-mount enclosures. | Stock | 104
14B8 | Hammond enclosure terminal bracket, carbon steel, vertical or horizontal mount, RAL 9003 white, powder coat finish. Package of 2. For use with 8in (H or W) 1414 enclosures. | Stock | 27
Mounting Channel Sets for Enclosures
STK445 | Quadritalia flanged mounting channel, 300mm length, galvanized steel. For use with 400mm width/depth enclosures. | Stock | 19
STK645 | Quadritalia flanged mounting channel, 500mm length, galvanized steel. For use with 600mm width/depth enclosures. | Stock | 22.5
STK845 | Quadritalia flanged mounting channel, 700mm length, galvanized steel. For use with 800mm width/depth enclosures. | Stock | 24.5
STKA45 | Quadritalia flanged mounting channel, 900mm length, galvanized steel. For use with 1000mm width/depth enclosures. | Stock | 31
SCK407 | Quadritalia closed-end mounting channel, 302mm length, galvanized steel. For use with 400mm width/depth enclosures. | Stock | 19
SCK607 | Quadritalia closed-end mounting channel, 502mm length, galvanized steel. For use with 600mm width/depth enclosures. | Stock | 22.5
SCK807 | Quadritalia closed-end mounting channel, 702mm length, galvanized steel. For use with 800mm width/depth enclosures. | Stock | 24.5
SCKA07 | Quadritalia closed-end mounting channel, 902mm length, galvanized steel. For use with 1000mm width/depth enclosures. | Stock | 31
SCKC07 | Quadritalia closed-end mounting channel, 1102mm length, galvanized steel. For use with 1200mm width enclosures. | Stock | 37.5
DTK870 | Quadritalia flanged two-row mounting channel, 700mm length, galvanized steel. For use with 800mm width/depth OK Series enclosures. | Stock | 52
DCK407 | Quadritalia closed-end two-row mounting channel, 302mm length, galvanized steel. For use with 400mm width/depth OK Series enclosures. | Stock | 45.5
DCK607 | Quadritalia closed-end two-row mounting channel, 502mm length, galvanized steel. For use with 600mm width/depth OK Series enclosures. | Stock | 68
DCK807 | Quadritalia closed-end two-row mounting channel, 702mm length, galvanized steel. For use with 800mm width/depth OK Series enclosures. | Stock | 77
DCKA07 | Quadritalia closed-end two-row mounting channel, 902mm length, galvanized steel. For use with 1000mm width/depth OK Series enclosures. | Stock | 90
DCKC07 | Quadritalia closed-end two-row mounting channel, 1102mm length, galvanized steel. For use with 1200mm width/depth OK Series enclosures. | Stock | 97
TTK410 | Quadritalia flanged three-row mounting channel, 300mm length, galvanized steel. For use with 400mm width/depth OK Series enclosures. | Stock | 65
TTK610 | Quadritalia flanged three-row mounting channel, 500mm length, galvanized steel. For use with 600mm width/depth OK Series enclosures. | Stock | 74
TTK810 | Quadritalia flanged three-row mounting channel, 700mm length, galvanized steel. For use with 800mm width/depth OK Series enclosures. | Stock | 81
TTKA10 | Quadritalia flanged three-row mounting channel, 900mm length, galvanized steel. For use with 1000mm width/depth OK Series enclosures. | Stock | 90
TCK601 | Quadritalia closed-end three-row mounting channel, 502mm length, galvanized steel. For use with 600mm width/depth OK Series enclosures. | Stock | 65
TCK801 | Quadritalia closed-end three-row mounting channel, 702mm length, galvanized steel. For use with 800mm width/depth OK Series enclosures. | Stock | 72
TCKA01 | Quadritalia closed-end three-row mounting channel, 902mm length, galvanized steel. For use with 1000mm width/depth OK Series enclosures. | Stock | 90
TCKC01 | Quadritalia closed-end three-row mounting channel, 1102mm length, galvanized steel. For use with 1200mm width/depth OK Series enclosures. | Stock | 97
PTR600P | Quadritalia transformer support, galvanized steel. For use with 600mm width OK series enclosures. | Stock | 86
PTR800P | Quadritalia transformer support, galvanized steel. For use with 800mm width OK Series enclosures. | Stock | 90
PTR681 | Quadritalia transformer support inserts, galvanized steel. For use with transformer supports PTRx00P. | Stock | 29.5
DIN Rails for Enclosures
CPP344 | Quadritalia DIN rail, slotted, 35mm width, 15mm height, 170mm (6.69in) length, galvanized steel. | Stock | 20
CPP444 | Quadritalia DIN rail, slotted, 35mm width, 15mm height, 270mm (10.63in) length, galvanized steel. | Stock | 20
CPP544 | Quadritalia DIN rail, slotted, 35mm width, 15mm height, 370mm (14.57in) length, galvanized steel. | Stock | 22
CPP644 | Quadritalia DIN rail, slotted, 35mm width, 15mm height, 490mm (19.29in) length, galvanized steel. | Stock | 22
CPP844 | Quadritalia DIN rail, slotted, 35mm width, 15mm height, 690mm (27.17in) length, galvanized steel. | Stock | 27.5
MTK600 | Quadritalia DIN rail support bracket, 425mm length, galvanized steel. For use with 600mm width TMK inner modular frame. | Stock | 31
MTK800 | Quadritalia DIN rail support bracket, 625mm length, galvanized steel. For use with 800mm width TMK inner modular frame. | Stock | 35
SGK060 | Quadritalia adjustable depth DIN rail mounting bracket, carbon steel, 60mm, zinc plated finish. For use with OK series enclosures. | Stock | 31
SGK150 | Quadritalia adjustable depth DIN rail mounting bracket, carbon steel, 150mm, zinc plated finish. For use with OK series enclosures. | Stock | 35
DIN4-IMP-P10 | Integra DIN rail, slotted, 35mm width, 7mm height, 3.8in length, plated steel. Package of 2. For use with 4in wide Impact series polycarbonate enclosures. | Stock | 15.5
DIN6-P10 | Integra DIN rail, slotted, 35mm width, 7mm height, 4.9in length, plated steel. Package of 2. For use with 6in wide Premium series polycarbonate enclosures. | Stock | 15.5
DIN6-IMP-P10 | Integra DIN rail, slotted, 35mm width, 7mm height, 4.9in length, plated steel. Package of 2. For use with 6in wide Impact series polycarbonate enclosures. | Stock | 15.5
DIN8-P10 | Integra DIN rail, slotted, 35mm width, 7mm height, 6.8in length, plated steel. Package of 2. For use with 8in wide Premium series polycarbonate enclosures. | Stock | 21
DIN8-IMP-P10 | Integra DIN rail, slotted, 35mm width, 7mm height, 6.8in length, plated steel. Package of 2. For use with 8in wide Impact series polycarbonate enclosures. | Stock | 21
DIN10-P10 | Integra DIN rail, slotted, 35mm width, 7mm height, 8.8in length, plated steel. Package of 2. For use with 10in wide Premium series polycarbonate enclosures. | Stock | 22
DIN12-P10 | Integra DIN rail, slotted, 35mm width, 7mm height, 10.8in length, plated steel. Package of 2. For use with 12in wide Premium series polycarbonate enclosures. | Stock | 28
DIN14-P10 | Integra DIN rail, slotted, 35mm width, 7mm height, 12.8in length, plated steel. Package of 2. For use with 14in wide Premium series polycarbonate enclosures. | Stock | 30.5
DIN16-GEN-P10 | Integra DIN rail, slotted, 35mm width, 7mm height, 16.8in length, plated steel. Package of 2. For use with 16in wide Genesis series polycarbonate enclosures. | Stock | 33.5
DIN16-P10 | Integra DIN rail, slotted, 35mm width, 7mm height, 15in length, plated steel. Package of 2. For use with 16in wide Premium series polycarbonate enclosures. | Stock | 33.5
DIN24-P10 | Integra DIN rail, slotted, 35mm width, 7mm height, 23.6in length, plated steel. Package of 2. For use with 24in wide Genesis series polycarbonate enclosures. | Stock | 53
AH6DR | AttaBox DIN rail, slotted, 35mm width, 7mm height, 4.9in length, plated steel. For use with AHx664xxx and AHx864xxx Heartland series enclosures. | Stock | 6.5
AH8DR | AttaBox DIN rail, slotted, 35mm width, 7mm height, 6.9in length, plated steel. For use with AHx864xxx, AHx884xxx, and AHx108xxxx Heartland series enclosures. | Stock | 7.5
AH10DR | AttaBox DIN rail, slotted, 35mm width, 7mm height, 8.9in length, plated steel. For use with AHx108xxxx, AHxx1010xxxx and AHxx1210xxxx Heartland series enclosures. | Stock | 9.75
AH12DR | AttaBox DIN rail, slotted, 35mm width, 7mm height, 10.8in length, plated steel. For use with AHxx1210xxxx and AHxx1412xxxx Heartland series enclosures. | Stock | 12
AH14DR | AttaBox DIN rail, slotted, 35mm width, 7mm height, 12.8in length, plated steel. For use with AHxx1412xxxx and AHxx1614xxxx Heartland series enclosures. | Stock | 14
AH16DR | AttaBox DIN rail, slotted, 35mm width, 7mm height, 14.7in length, plated steel. For use with AHxx1614xxxx, AHxx1816xxxx and AHxx2016xxxx Heartland series enclosures. | Stock | 16.5
AH18DR | AttaBox DIN rail, slotted, 35mm width, 7mm height, 16.7in length, plated steel. For use with AHxx1816xxxx Heartland series enclosures. | Stock | 18
AH20DR | AttaBox DIN rail, slotted, 35mm width, 7mm height, 18.6in length, plated steel. For use with AHxx2016xxx Heartland series enclosures. | Stock | 21
AH24DR | AttaBox DIN rail, slotted, 35mm width, 7mm height, 22.5in length, plated steel. For use with AHxx2424xxxx Heartland series enclosures. | Stock | 24.5
MIV5 | Fibox DIN rail, unslotted, 35mm width, 7mm height, 1.97in length, galvanized steel. Package of 1. For use with ULPCM100xxx MNX series enclosures. | Stock | 3.5
MIV10 | Fibox DIN rail, unslotted, 35mm width, 7mm height, 3.94in length, galvanized steel. Package of 1. For use with ULPCM100xxx ULPCM125xxx and ULPCM150xxxMNX series enclosures. | Stock | 4.25
MIV15 | Fibox DIN rail, unslotted, 35mm width, 7mm height, 5.91in length, galvanized steel. Package of 1. For use with ULPCM150xxx ULPCM175xxx and ULPCM200xxxMNX series enclosures. | Stock | 5
MIV20 | Fibox DIN rail, unslotted, 35mm width, 7mm height, 8.86in length, galvanized steel. Package of 1. For use with ULPCM200xxxMNX series enclosures. | Stock | 5.5
EKV12 | Fibox DIN rail, unslotted, 35mm width, 7mm height, 6.3in length, plated steel. Package of 4. For use with ULTPCM201610. | Stock | 6.25
Barriers for Enclosures
SVNK184 | Quadritalia vertical enclosure barrier, adjustable position, galvanized steel. For use with 1800 x 400mm (H x D) OK series enclosures. | Stock | 143
SVNK186 | Quadritalia vertical enclosure barrier, adjustable position, galvanized steel. For use with 1800 x 600mm (H x D) OK series enclosures. | Stock | 163
SVNK188 | Quadritalia vertical enclosure barrier, adjustable position, galvanized steel. For use with 1800 x 800mm (H x D) OK series enclosures. | Stock | 178
SVNK204 | Quadritalia vertical enclosure barrier, adjustable position, galvanized steel. For use with 2000 x 400mm (H x D) OK series enclosures. | Stock | 166
SVNK206 | Quadritalia vertical enclosure barrier, adjustable position, galvanized steel. For use with 2000 x 600mm (H x D) OK series enclosures. | Stock | 200
SVNK208 | Quadritalia vertical enclosure barrier, adjustable position, galvanized steel. For use with 2000 x 800mm (H x D) OK series enclosures. | Stock | 217
SVNK226 | Quadritalia vertical enclosure barrier, adjustable position, galvanized steel. For use with 2200 x 600mm (H x D) OK series enclosures. | Stock | 225
SVNK228 | Quadritalia vertical enclosure barrier, adjustable position, galvanized steel. For use with 2200 x 800mm (H x D) OK series enclosures. | Stock | 239
SOAK606 | Quadritalia horizontal enclosure barrier, adjustable position, galvanized steel. For use with 600 x 600mm (W x D) OK series enclosures. | Stock | 95
SOAK804 | Quadritalia horizontal enclosure barrier, adjustable position, galvanized steel. For use with 800 x 400mm (W x D) OK series enclosures. | Stock | 96
SOAK806 | Quadritalia horizontal enclosure barrier, adjustable position, galvanized steel. For use with 800 x 600mm (W x D) OK series enclosures. | Stock | 115
SOAK808 | Quadritalia horizontal enclosure barrier, adjustable position, galvanized steel. For use with 800 x 800mm (W x D) OK series enclosures. | Stock | 149
SCE-BP7824 | Saginaw enclosure barrier, carbon steel, white, powder coat finish. For use with 24in (D) enclosures with 78in (H) subpanel. | Stock | 427
SCE-BPEX24 | Saginaw barrier extension plate, carbon steel, white. For use with 24in (D) barrier plates. | Stock | 147
BKFM7224 | Hammond enclosure barrier, carbon steel, RAL 9003 white, powder coat finish. For use with 72(H) x 24(D) HN4FM and 1422N4 double-door enclosures. | Stock | 349
SCE-NBP8624 | Saginaw enclosure barrier, carbon steel, white, powder coat finish. For use with 86in (H) x 24in (D) NextGen enclosures. | Stock | 334
SCE-BP6018 | Saginaw enclosure barrier, carbon steel, white, powder coat finish. For use with 18in (D) enclosures with 60in (H) subpanel. | Stock | 347
BKFM6018 | Hammond enclosure barrier, carbon steel, RAL 9003 white, powder coat finish. For use with 60(H) x 18(D) HN4FM and 1422N4 double-door enclosures. | Stock | 310
SCE-BP6812 | Saginaw enclosure barrier, carbon steel, white, powder coat finish. For use with 12in (D) enclosures with 68in (H) subpanel. | Stock | 333
BKWM3612 | Hammond enclosure barrier, carbon steel, RAL 9003 white, powder coat finish. For use with 36(H) x 12(D) HN4WM double-door enclosures. | Stock | 216
SCE-BP5612 | Saginaw enclosure barrier, carbon steel, white, powder coat finish. For use with 12in (D) enclosures with 56in (H) subpanel. | Stock | 315
BKFM7218 | Hammond enclosure barrier, adjustable position, carbon steel, RAL 9003 white, powder coat finish. For use with 72(H) x 12 or 18(D) HN4FM and 1422N4 double-door enclosures. | Stock | 320
SCE-BP7818 | Saginaw enclosure barrier, carbon steel, white, powder coat finish. For use with 18in (D) enclosures with 78in (H) subpanel. | Stock | 392
SCE-NBP8018 | Saginaw enclosure barrier, carbon steel, white, powder coat finish. For use with 80in (H) x 18in (D) NextGen enclosures. | Stock | 285
SCE-NBP8618 | Saginaw enclosure barrier, carbon steel, white, powder coat finish. For use with 86in (H) x 18in (D) NextGen enclosures. | Stock | 304
SCE-BP6824 | Saginaw enclosure barrier, carbon steel, white, powder coat finish. For use with 24in (D) enclosures with 68in (H) subpanel. | Stock | 384
SCE-BP6024 | Saginaw enclosure barrier, carbon steel, white, powder coat finish. For use with 24in (D) enclosures with 60in (H) subpanel. | Stock | 377
BKWM2408 | Hammond enclosure barrier, carbon steel, RAL 9003 white, powder coat finish. For use with 24(H) x 8(D) HN4WM double-door enclosures. | Stock | 174
SCE-BPEX18 | Saginaw barrier extension plate, carbon steel, white. For use with 18in (D) barrier plates. | Stock | 132
SCE-BP5624 | Saginaw enclosure barrier, carbon steel, white, powder coat finish. For use with 24in (D) enclosures with 56in (H) subpanel. | Stock | 376
SCE-NBP8024 | Saginaw enclosure barrier, carbon steel, white, powder coat finish. For use with 80in (H) x 24in (D) NextGen enclosures. | Stock | 307
SCE-BP5618 | Saginaw enclosure barrier, carbon steel, white, powder coat finish. For use with 18in (D) enclosures with 56in (H) subpanel. | Stock | 346
BKWM3010 | Hammond enclosure barrier, carbon steel, RAL 9003 white, powder coat finish. For use with 30(H) x 10(D) HN4WM double-door enclosures. | Stock | 191
SCE-NBP6818 | Saginaw enclosure barrier, carbon steel, white, powder coat finish. For use with 68in (H) x 18in (D) NextGen enclosures. | Stock | 267
BKWM4212 | Hammond enclosure barrier, carbon steel, RAL 9003 white, powder coat finish. For use with 42(H) x 12(D) HN4WM double-door enclosures. | Stock | 226
BKFM6012 | Hammond enclosure barrier, adjustable position, carbon steel, RAL 9003 white, powder coat finish. For use with 60(H) x 10 or 12(D) HN4FM and 1422N4 double-door enclosures. | Stock | 285
SCE-BP7218 | Saginaw enclosure barrier, carbon steel, white, powder coat finish. For use with 18in (D) enclosures with 72in (H) subpanel. | Stock | 368
SCE-BP6818 | Saginaw enclosure barrier, carbon steel, white, powder coat finish. For use with 18in (D) enclosures with 68in (H) subpanel. | Stock | 356
BKWM4812 | Hammond enclosure barrier, carbon steel, RAL 9003 white, powder coat finish. For use with 48(H) x 12(D) HN4WM double-door enclosures. | Stock | 257
SCE-BP7224 | Saginaw enclosure barrier, carbon steel, white, powder coat finish. For use with 24in (D) enclosures with 72in (H) subpanel. | Stock | 401
Media Storage for Enclosures
WAPPL0606 | Wiegmann enclosure print pocket, 6 x 6in (HxW), 2-way adhesive flange mount. | Stock | 20
PKT66 | Hammond enclosure print pocket, 6 x 6in, 2-way adhesive mount. | Stock | 16.5
SCE-PP7701 | Saginaw enclosure print pocket, 8 x 6.5 x 1in. | Stock | 32.5
WAPPL0810 | Wiegmann enclosure print pocket, 8 x 10in (HxW), 2-way adhesive flange mount. | Stock | 32
PKT99 | Hammond enclosure print pocket, 6 x 9in, 2-way adhesive mount. | Stock | 17.5
SCE-PP101201 | Saginaw enclosure print pocket, 10 x 11.5 x 1in. | Stock | 36
SCE-PP101203 | Saginaw enclosure print pocket, 10 x 11.5 x 3in. | Stock | 39.5
PKT1212 | Hammond enclosure print pocket, 12 x 12in, 2-way adhesive mount. | Stock | 23.5
SCE-PP1212 | Saginaw enclosure print pocket, 12 x 11.7 x 1.6in. | Stock | 55
SCE-13ELJEXPP | Saginaw enclosure print pocket, 13 x 19 x 2.5in, screw mount. | Stock | 220
SCE-19ELJEXPP | Saginaw enclosure print pocket, 19 x 13 x 2.5in, screw mount. | Stock | 220
Fasteners for Enclosures
AHSNK | AttaBox slot nut kit, #10-32 UNF x 0.375in, Phillips pan head, zinc plated steel. Package of 2. For use with Heartland series enclosures. Includes screw and galvanized steel slot nut. | Stock | 27
AHTSKSS | AttaBox thumb screw, replacement, #10-32 UNF x 0.375in, stainless steel. Package of 2. For use with Heartland series enclosures. Nylon washer included. | Stock | 11
AHTSKAL | AttaBox thumb screw, replacement, #10-32 UNF x 0.375in, aluminum. Package of 2. For use with Heartland series enclosures. Nylon washer included. | Stock | 9.25
RE2PKTBS | AttaBox trilobular self-tapping screw, replacement, #10-14 x 0.375in, Phillips pan head, aluminum. Package of 2. For use with Heartland series enclosures. | Stock | 6.25
SP-10I-P10 | Integra Type 25 thread-cutting screw, #10 x 0.375in, Phillips pan head, stainless steel. Package of 10. For use with Premium series polycarbonate enclosures and P9082 and P9082C Impact series polycarbonate enclosures. | Stock | 12
SP-8-P10 | Integra Type 25 thread-cutting screw, #8 x 0.375in, Phillips pan head, stainless steel. Package of 10. For use with Impact series polycarbonate enclosures (except P9082 and P9082C). | Stock | 10.5
GMFLK-SCREWS-P10 | Integra mounting flange screw kit, replacement. For use with 24 x 24 x 10in Genesis series enclosures. Includes (10) 1/4-20 UNC x 0.050in stainless steel Phillips pan head screws and (1) #10-32 x 0.50in stainless steel pan head thread-cutting screw. | Stock | 23
GMMR-SCREWS-P10 | Integra rail screw kit, replacement. For use with Multi-Max series internal mounting rails. Includes (4) #10-32 x 0.38in stainless steel flat head screws and (8) #10-32 x 0.50in stainless steel pan head thread-cutting screws. | Stock | 18.5
GSP10-P10 | Integra Type 25 thread-cutting screw, #10 x 0.50in, Phillips pan head, stainless steel. Package of 10. For use with Genesis series polycarbonate enclosures. | Stock | 12.5
1555TS100 | Hammond Type 25 self-tapping screw, #4-24 x 0.25in, Phillips pan head, carbon steel, zinc plated finish. Package of 100. | Stock | 25.5
SC1550Z103-50 | Hammond cover screw, replacement, M4 x 0.7mm x 20mm, Phillips flat head, stainless steel. Package of 50. | Stock | 9.75
SC576-50 | Hammond cover screw, replacement, M4 x 0.7mm x 20mm, Phillips pan head, stainless steel. Package of 50. | Stock | 7.75
SC583-50 | Hammond cover screw, replacement, M4 x 0.7mm x 25mm, Phillips pan head, stainless steel. Package of 50. | Stock | 15.5
SCGM4-50 | Hammond ground screw, replacement, M4 x 0.7mm x 25mm, Phillips pan head, copper. Package of 50. | Stock | 18
SCPMB1-20 | Hammond pole mounting screw, replacement, M4 x 0.7mm x 20mm, hex-drive fillister head, stainless steel. Package of 20. Washer nuts included. | Stock | 6.25
SCPMB2-20 | Hammond pole mounting screw, replacement, M6 x 1mm x 25mm, hex-drive fillister head, stainless steel. Package of 20. Washer nuts included. | Stock | 8.5
SCPMB3-20 | Hammond pole mounting screw, replacement, M6 x 1mm x 40mm, hex-drive fillister head, stainless steel. Package of 20. Washer nuts included. | Stock | 11.5
CAGKIT1032-10 | Hammond rack mounting screw, #10-32 UNF, #2 Robertson/#2 Phillips quadrex truss head, carbon steel, black oxide finish. Package of 10. Black nylon washer and zinc-plated square-hole cage nut included. | Stock | 10
CAGKIT1032-25 | Hammond rack mounting screw, #10-32 UNF, #2 Robertson/#2 Phillips quadrex truss head, carbon steel, black oxide finish. Package of 25. Black nylon washer and zinc-plated square-hole cage nut included. | Stock | 21
CAGKIT1032-50 | Hammond rack mounting screw, #10-32 UNF, #2 Robertson/#2 Phillips quadrex truss head, carbon steel, black oxide finish. Package of 50. Black nylon washer and zinc-plated square-hole cage nut included. | Stock | 38
CAGKIT1032-100 | Hammond rack mounting screw, #10-32 UNF, #2 Robertson/#2 Phillips quadrex truss head, carbon steel, black oxide finish. Package of 100. Black nylon washer and zinc-plated square-hole cage nut included. | Stock | 70
CAGKIT1224-50 | Hammond rack mounting screw, #12-24 UNF, #2 Robertson/#2 Phillips quadrex truss head, carbon steel, black oxide finish. Package of 50. Black nylon washer and zinc-plated square-hole cage nut included. | Stock | 65
CAGKIT1224-100 | Hammond rack mounting screw, #12-24 UNF, #2 Robertson/#2 Phillips quadrex truss head, carbon steel, black oxide finish. Package of 100. Black nylon washer and zinc-plated square-hole cage nut included. | Stock | 130
CAGKITM6-50 | Hammond rack mounting screw, M6, #2 Robertson/#2 Phillips quadrex truss head, carbon steel, black oxide finish. Package of 50. Black nylon washer and zinc-plated square-hole cage nut included. | Stock | 60
CAGKITM6-100 | Hammond rack mounting screw, M6, #2 Robertson/#2 Phillips quadrex truss head, carbon steel, black oxide finish. Package of 100. Black nylon washer and zinc-plated square-hole cage nut included. | Stock | 120
CAGNUT1032-50 | Hammond square hole cage nut, #10-32 UNF, carbon steel, zinc plated finish. Package of 50. | Stock | 29
CAGNUT1032-100 | Hammond square hole cage nut, #10-32 UNF, carbon steel, zinc plated finish. Package of 100. | Stock | 38
CAGNUT1224-50 | Hammond square hole cage nut, #12-24 UNF, carbon steel, zinc plated finish. Package of 50. | Stock | 30
CAGNUT1224-100 | Hammond square hole cage nut, #12-24 UNF, carbon steel, zinc plated finish. Package of 100. | Stock | 59
CAGNUTM6-50 | Hammond square hole cage nut, M6 x 1mm, carbon steel, zinc plated finish. Package of 50. | Stock | 60
CAGNUTM6-100 | Hammond square hole cage nut, M6 x 1mm, carbon steel, zinc plated finish. Package of 100. | Stock | 120
SCREW1032-25 | Hammond rack mounting screw, #10-32 UNF, #2 Phillips truss head, carbon steel, black oxide finish. Package of 25. Black nylon washer included. | Stock | 15
SCREW1032-50 | Hammond rack mounting screw, #10-32 UNF, #2 Phillips truss head, carbon steel, black oxide finish. Package of 50. Black nylon washer included. | Stock | 24
SCREW1032-100 | Hammond rack mounting screw, #10-32 UNF, #2 Phillips truss head, carbon steel, black oxide finish. Package of 100. Black nylon washer included. | Stock | 39
SCREW1032-500 | Hammond rack mounting screw, #10-32 UNF, #2 Phillips truss head, carbon steel, black oxide finish. Package of 500. Black nylon washer included. | Stock | 170
SCREW1224-25 | Hammond rack mounting screw, #12-24 UNF, #2 Robertson/#2 Phillips quadrex truss head, carbon steel, black oxide finish. Package of 25. Black nylon washer included. | Stock | 30
SCREW1224-50 | Hammond rack mounting screw, #12-24 UNF, #2 Robertson/#2 Phillips quadrex truss head, carbon steel, black oxide finish. Package of 50. Black nylon washer included. | Stock | 50
SCREW1224-100 | Hammond rack mounting screw, #12-24 UNF, #2 Robertson/#2 Phillips quadrex truss head, carbon steel, black oxide finish. Package of 100. Black nylon washer included. | Stock | 80
SCREWM6-25 | Hammond rack mounting screw, M6, #2 Robertson/#2 Phillips quadrex truss head, carbon steel, black oxide finish. Package of 25. Black nylon washer included. | Stock | 30
SCREWM6-50 | Hammond rack mounting screw, M6, #2 Robertson/#2 Phillips quadrex truss head, carbon steel, black oxide finish. Package of 50. Black nylon washer included. | Stock | 50
SCREWM6-100 | Hammond rack mounting screw, M6, #2 Robertson/#2 Phillips quadrex truss head, carbon steel, black oxide finish. Package of 100. Black nylon washer included. | Stock | 90
CLPKIT1032-10 | Hammond rack mounting screw, #10-32 UNF x 0.625in, #2 Phillips truss head, carbon steel, black oxide finish. Package of 10. Black nylon washer and zinc-plated clip nut included. | Stock | 10
CLPKIT1032-25 | Hammond rack mounting screw, #10-32 UNF x 0.625in, #2 Phillips truss head, carbon steel, black oxide finish. Package of 25. Black nylon washer and zinc-plated clip nut included. | Stock | 21
CLPKIT1032-50 | Hammond rack mounting screw, #10-32 UNF x 0.625in, #2 Phillips truss head, carbon steel, black oxide finish. Package of 50. Black nylon washer and zinc-plated clip nut included. | Stock | 40
CLPKIT1032-100 | Hammond rack mounting screw, #10-32 UNF x 0.625in, #2 Phillips truss head, carbon steel, black oxide finish. Package of 100. Black nylon washer and zinc-plated clip nut included. | Stock | 70
TSCREW1032-25 | Hammond thumb screw, #10-32 UNF x 0.625in, Phillips/slotted combo knurled head, carbon steel, black oxide finish. Package of 25. Nylon washer included. | Stock | 40
TSCREW1032-50 | Hammond thumb screw, #10-32 UNF x 0.625in, Phillips/slotted combo knurled head, carbon steel, black oxide finish. Package of 50. Nylon washer included. | Stock | 80
TSCREW1032-100 | Hammond thumb screw, #10-32 UNF x 0.625in, Phillips/slotted combo knurled head, carbon steel, black oxide finish. Package of 100. Nylon washer included. | Stock | 150
SCE-SCP | Saginaw sanitary captive screw, replacement, #10-32 UNF x 1.250in, flanged hex head, 316 stainless steel. Package of 4. For use with Saginaw SCE-xxKJxxxxSSST sanitary enclosures. Silicone retainer and blue silicone O-ring included. | Stock | 59
SCE-BSW19SS | Saginaw sealing washer, replacement, carbon steel/neoprene. Package of 50. For use with #10-32 UNF. | Stock | 26
SCE-BSW25SS | Saginaw sealing washer, replacement, carbon steel/neoprene. Package of 50. For use with 1/4-20 UNC. | Stock | 27.5
SCE-BSW31SS | Saginaw sealing washer, replacement, carbon steel/neoprene. Package of 50. For use with 5/16-18 UNC. | Stock | 28
SCE-BSW38SS | Saginaw sealing washer, replacement, carbon steel/neoprene. Package of 50. For use with 3/8-16 UNC. | Stock | 38
SCE-PS3816CN | Saginaw channel nut, 3/8-16 UNC. Package of 20. | Stock | 61
SCE-PS1420CN | Saginaw channel nut, 1/4-20 UNC. Package of 20. | Stock | 61
SCE-CN1032 | Saginaw clamping nut, #10-32 UNF. Package of 20. For use with rack angles and frames. | Stock | 47
SCE-PS1032CN | Saginaw channel nut, #10-32 UNF. Package of 20. | Stock | 52
SCE-102534 | Saginaw cover screw, replacement, #10-32 UNF x 0.625in, Phillips pan head, stainless steel. Nylon retainer included. | Stock | 27.5
SCE-102018 | Saginaw floor stand bolt, replacement, 5/16-18 UNC x 0.75in, serrated flange hex head, carbon steel, zinc plated finish. Package of 8. U speed nut included. | Stock | 14
SCE-114318 | Saginaw ground screw, #10-32 UNF x 0.625in, hex head. For use with 1/4-20 subpanel mounts. Hex nut, kep nut, flat washer, lock washer and grounding label included. | Stock | 3.75
SCE-101966 | Saginaw ground screw, #10-32 UNF x 0.625in, hex head. For use with #10-32 subpanel mounts. Hex nut, kep nut, flat washer, lock washer and grounding label included. | Stock | 3.75
SCE-102297 | Saginaw ground screw, 1/4-20 UNC x 0.625in, hex head. For use with 3/8-16 subpanel mounts. Hex nut, kep nut, lock washer and grounding label included. | Stock | 3.75
SCE-102023 | Saginaw side mount panel bolt, 3/8-16 UNC x 0.75in, serrated flange hex head, carbon steel. Package of 6. Channel nut included. | Stock | 23
SCE-102022 | Saginaw standard defeater hook bolt pack, carbon steel, zinc plated finish. | Stock | 53
SCE-102225 | Saginaw subpanel bolt, replacement, 1/4-20 UNC x 0.375in, Phillips pan head, carbon steel, zinc plated finish. Package of 8. Washer included. | Stock | 3.75
SCE-102302 | Saginaw subpanel bolt, replacement, #10-32 UNF x 0.375in, Phillips round head, carbon steel. Package of 4. | Stock | 3.75
SCE-102298 | Saginaw serrated flange hex nut, replacement, 3/8-16 UNC, carbon steel. Package of 4. | Stock | 7.25
SCE-102300 | Saginaw serrated flange hex nut, replacement, 3/8-16 UNC, carbon steel. Package of 8. | Stock | 12.5
SCE-101974 | Saginaw subpanel bolt, replacement, 3/8-16 UNC x 0.75in, serrated flange hex head, carbon steel. Package of 4. Sealing washer and hole plug included. | Stock | 7.25
SCE-102686 | Saginaw sealing washer, replacement, carbon steel/neoprene, galvanized finish. Package of 4. 1/4in ABS hole plug included. | Stock | 7.25
SCE-120706 | Saginaw ELJ hardware assortment, for use with Enviroline Junction enclosures. Mounting feet, hole plugs, screws, nuts, washers, and labels included. | Stock | 7.25
SCE-121454 | Saginaw wall-mount master bolt pack, hex head, carbon steel, zinc plated finish. (1) 1/4-20 x 3/4in ground screw, nuts, washers and grounding label included. | Stock | 7.25
SCE-122191 | Saginaw wall-mount master bolt pack, hex head, carbon steel, zinc plated finish. (4) 3/8-16 x 3/4in mounting bolts, (1) 1/4-20 x 3/4in ground screw, nuts, washers, hole plugs, and grounding label included. | Stock | 11.5
SCE-123581 | Saginaw NEMA 1 master bolt pack, replacement. Multiple screws, nuts, washers and grounding label included. | Stock | 5.75
CLK013-KIT2F | Quadritalia mounting clips, package of 12. M6 hex nut and gasket included. | Stock | 59
DDM600 | Quadritalia flange nut, M6, hex head, zinc plated steel. Package of 100. | Stock | 33
DDM800 | Quadritalia flange nut, M8, hex head, zinc plated steel. Package of 100. | Stock | 38.5
DGM600 | Quadritalia cage nut, M6, zinc plated finish. Package of 100. | Stock | 41
DGM800 | Quadritalia cage nut, M8. Package of 100. | Stock | 78
DGM901 | Quadritalia outdoor cage nut, M6. Package of 100. | Stock | 49
VBC612 | Quadritalia screw, M6 x 12mm, T30 Torx head, zinc plated steel. Package of 100. | Stock | 67
VBC614 | Quadritalia screw, M6 x 14mm, T30 Torx head. Package of 100. | Stock | 43
VBC616 | Quadritalia screw, M6 x 16mm, T30 Torx head. Package of 100. | Stock | 42
VTC122 | Quadritalia screw, M12 x 20mm, 8mm Allen flat head. Package of 100. | Stock | 98
VTD600 | Quadritalia screw and flange nut, M6 x 8mm, hex head, zinc plated steel. Package of 100. | Stock | 68
VTD616 | Quadritalia screw and flange nut, M6 x 16mm, hex head, zinc plated steel. Package of 100. | Stock | 68
VTD800 | Quadritalia screw and flange nut, M8 x 16mm, hex head, zinc plated steel. Package of 100. | Stock | 83
VTM903 | Quadritalia screw, M8 x 16mm, T30 Torx head, zinc plated steel. Package of 100. | Stock | 51
VTR500 | Quadritalia screw, M5 x 10mm, Phillips countersunk head, zinc plated steel. Package of 100. | Stock | 35
VTR506 | Quadritalia door frame screw, replacement, hex head, zinc plated steel. Package of 1. For use with OK series door and door frame. | Stock | 1.75
VTR510 | Quadritalia screw, M5 x 8mm, Phillips pan head, zinc plated steel. Package of 100. | Stock | 41.5
VTR600 | Quadritalia flanged screw, M6 x 10mm, hex head, zinc plated steel. Package of 100. | Stock | 35
VTR616 | Quadritalia flanged screw, M6 x 16mm, hex head. Package of 100. | Stock | 35.5
VTR800 | Quadritalia flanged screw, M8 x 16mm, hex head, zinc plated steel. Package of 100. | Stock | 44
VTS616 | Quadritalia screw, M6 x 16mm, T30 Torx pan head. Package of 100. | Stock | 43.5
MB18020 | Fibox cover screw, replacement, Phillips pan head, polyamide and steel. Package of 4. For use with ULTPCM201610 TEMPO enclosures. | Stock | 8.5
MBSHH | Fibox cover screw, replacement, Phillips pan head, polyamide and steel. Package of 4. For use with MNX enclosure lid depth more than 25mm and TEMPO enclosures less than 200mm high. | Stock | 5
Gaskets for Enclosures
HYG85 | Hammond sanitary gasket, replacement, silicone. For use with Hammond HYJ854SS, HYMPB1SS, HYMPB2SS, HYPB1SS, and HYPB2SS enclosures. | Stock | 146
HYG105 | Hammond sanitary gasket, replacement, silicone. For use with Hammond HYMPB3SS and HYPB3SS enclosures. | Stock | 139
HYG107 | Hammond sanitary gasket, replacement, silicone. For use with Hammond HYJ1074SS, HYMPB4SS, and HYPB4SS enclosures. | Stock | 149
HYG125 | Hammond sanitary gasket, replacement, silicone. For use with Hammond HYMPB4VSS and HYPB4VSS enclosures. | Stock | 169
HYG129 | Hammond sanitary gasket, replacement, silicone. For use with Hammond HYJ1294SS, HYMPB6SS, and HYPB6SS enclosures. | Stock | 180
HYG1411 | Hammond sanitary gasket, replacement, silicone. For use with Hammond HYJ14116SS enclosures. | Stock | 182
HYG1613 | Hammond sanitary gasket, replacement, silicone. For use with Hammond HYJ16138SS enclosures. | Stock | 237
SCE-GASS16 | Saginaw sanitary gasket, replacement, silicone, 16ft long roll. For use with Saginaw SCE-xxKxxxxSSST and SCE-xxKJxxxxSSST sanitary enclosures. | Stock | 128
SCE-GASS08 | Saginaw sanitary gasket, replacement, silicone, 8ft long roll. For use with Saginaw SCE-xxKxxxxSSST and SCE-xxKJxxxxSSST sanitary enclosures. | Stock | 79
SCE-GA18X50 | Saginaw strip gasket, replacement, self-adhesive, closed-cell urethane, 1/8in thick x 1/2in wide x 50ft long roll. For use with NEMA 4/4X enclosures. | Stock | 30.5
1481DJ10 | Hammond strip gasket, replacement, self-adhesive, neoprene, 3/16in thick x 3/4in wide x 10ft long roll. For use with NEMA 12 enclosures. | Stock | 16.5
1481DJN410 | Hammond strip gasket, replacement, self-adhesive, neoprene/EPDM/SBR, 1/4in thick x 3/4in wide x 10ft long roll. For use with NEMA 4/4X enclosures. | Stock | 26
SCE-GA14X75 | Saginaw strip gasket, replacement, self-adhesive, closed-cell urethane, 1/4in thick x 3/4in wide x 50ft long roll. For use with NEMA 4/4X enclosures. | Stock | 41.5
SCE-GA14X1 | Saginaw strip gasket, replacement, self-adhesive, closed-cell urethane, 1/4in thick x 1in wide x 40ft long roll. For use with NEMA 4/4X enclosures. | Stock | 43
SCE-EMIG | Saginaw EMI/RFI shielded strip gasket, self-adhesive, closed-cell urethane wrapped in nickel-plated copper fabric, 1/4in thick x 1in wide x 7ft long roll. For use with NEMA 4/4X enclosures. | Stock | 173
SCE-129751 | Saginaw center channel gasket, replacement. Package of 2. For use with NextGen two-door enclosures with removable center channel. | Stock | 7.25
1550Z101GASKET | Hammond enclosure gasket, replacement, silicone. For use with 1550Z101xx enclosures. | Stock | 2.25
1550Z102GASKET | Hammond enclosure gasket, replacement, silicone. For use with 1550Z102xx enclosures. | Stock | 2.75
1550Z103GASKET | Hammond enclosure gasket, replacement, silicone. For use with 1550Z103xx enclosures. | Stock | 4
1550Z104GASKET | Hammond enclosure gasket, replacement, silicone. For use with 1550Z104xx enclosures. | Stock | 2.75
1550Z106GASKET | Hammond enclosure gasket, replacement, silicone. For use with 1550Z106xx and 1550Z111xx enclosures. | Stock | 3.25
1550Z107GASKET | Hammond enclosure gasket, replacement, silicone. For use with 1550Z107xx and 1550Z108xx enclosures. | Stock | 4.5
1550Z109GASKET | Hammond enclosure gasket, replacement, silicone. For use with 1550Z109xx enclosures. | Stock | 4.75
1550Z113GASKET | Hammond enclosure gasket, replacement, silicone. For use with 1550Z113xx enclosures. | Stock | 3.75
1550Z115GASKET | Hammond enclosure gasket, replacement, silicone. For use with 1550Z115xx enclosures. | Stock | 4.75
1550Z116GASKET | Hammond enclosure gasket, replacement, silicone. For use with 1550Z116xx and 1550Z117xx enclosures. | Stock | 4.75
1550Z120GASKET | Hammond enclosure gasket, replacement, silicone. For use with 1550Z120xx enclosures. | Stock | 5.5
1550Z124GASKET | Hammond enclosure gasket, replacement, silicone. For use with 1550Z124xx and 1550Z220xx enclosures. | Stock | 8
1550Z137GASKET | Hammond enclosure gasket, replacement, silicone. For use with 1550Z137xx enclosures. | Stock | 4.75
1550Z139GASKET | Hammond enclosure gasket, replacement, silicone. For use with 1550Z139xx enclosures. | Stock | 4.75
1554BGASKET | Hammond enclosure gasket, replacement, silicone. For use with 1554Bxx, 1555Bxx, 1555BF22GY and 1555B2F22GY enclosures. | Stock | 2.5
1554CGASKET | Hammond enclosure gasket, replacement, silicone. For use with 1554Cxx, 1554Dxx, 1555Cxx, 1555Dxx, 1555CFx2GY and 1555C2Fx2GY enclosures. | Stock | 2
1554EGASKET | Hammond enclosure gasket, replacement, silicone. For use with 1554Exx, 1554EExx, 1555Exx, 1555EExx, 1555EFxxGY and 1555E2FxxGY enclosures. | Stock | 3.25
1554FGASKET | Hammond enclosure gasket, replacement, silicone. For use with 1554Fxx, 1554Gxx, 1555Fxx, 1555Gxx, 1555FFxxGY and 1555F2FxxGY enclosures. | Stock | 2.25
1554HGASKET | Hammond enclosure gasket, replacement, silicone. For use with 1554Hxx, 1554Txx, 1555Hxx, 1555Txx, 1555HFxxGY and 1555H2FxxGY enclosures. | Stock | 5.5
1554JGASKET | Hammond enclosure gasket, replacement, silicone. For use with 1554Jxx, 1554Kxx, 1555Jxx, 1555Kxx, 1555JFxxGY and 1555J2FxxGY enclosures. | Stock | 3
1554LGASKET | Hammond enclosure gasket, replacement, silicone. For use with 1554Lxx, 1554LAxx, 1555Lxx and 1555LAxx enclosures. | Stock | 5.5
1554NGASKET | Hammond enclosure gasket, replacement, silicone. For use with 1554Nxx, 1554Pxx, 1555Nxx, 1555Pxx, 1555NFxxGY and 1555N2FxxGY enclosures. | Stock | 4
1554QGASKET | Hammond enclosure gasket, replacement, silicone. For use with 1554Qxx, 1554QAxx, 1555Qxx and 1555QAxx enclosures. | Stock | 6.5
1554RGASKET | Hammond enclosure gasket, replacement, silicone. For use with 1554Rxx, 1554Sxx, 1555Rxx, 1555Sxx, 1555RFxxGY and 1555R2FxxGY enclosures. | Stock | 4.75
1554UGASKET | Hammond enclosure gasket, replacement, silicone. For use with 1554Uxx and 1555Uxx enclosures. | Stock | 5.75
1554VGASKET | Hammond enclosure gasket, replacement, silicone. For use with 1554Vxx and 1555Vxx enclosures. | Stock | 5
1554VAGASKET | Hammond enclosure gasket, replacement, silicone. For use with 1554VAxx, 1554VBxx, 1555VAxx and 1555VBxx enclosures. | Stock | 7.75
1554WGASKET | Hammond enclosure gasket, replacement, silicone. For use with 1554Wxx, 1554WAxx, 1555Wxx and 1555WAxx enclosures. | Stock | 10.5
1554XGASKET | Hammond enclosure gasket, replacement, silicone. For use with 1554Xxx, 1554XAxx, 1555Xxx and 1555XAxx enclosures. | Stock | 10.5
1554YGASKET | Hammond enclosure gasket, replacement, silicone. For use with 1554Yxx, 1554YAxx, 1555Yxx and 1555YAxx enclosures. | Stock | 12
1557BGASKET | Hammond enclosure gasket, replacement, silicone. For use with 1557Bxxxx enclosures. | Stock | 6.25
1557DGASKET | Hammond enclosure gasket, replacement, silicone. For use with 1557Dxxxx enclosures. | Stock | 6.25
1557FGASKET | Hammond enclosure gasket, replacement, silicone. For use with 1557Fxxxx enclosures. | Stock | 12
1557HGASKET | Hammond enclosure gasket, replacement, silicone. For use with 1557Hxxxx enclosures. | Stock | 12.5
1590Z060G | Hammond enclosure gasket, replacement, silicone. For use with 1590Z060xx enclosures. | Stock | 1.75
1590Z061G | Hammond enclosure gasket, replacement, silicone. For use with 1590Z061xx enclosures. | Stock | 1.75
1590Z062G | Hammond enclosure gasket, replacement, silicone. For use with 1590Z062xx enclosures. | Stock | 2.75
1590Z063G | Hammond enclosure gasket, replacement, silicone. For use with 1590Z063xx enclosures. | Stock | 3.25
1590Z100G | Hammond enclosure gasket, replacement, silicone. For use with 1590Z100xx and 1590Z110xx enclosures. | Stock | 2
1590Z119G | Hammond enclosure gasket, replacement, silicone. For use with 1590Z119xx enclosures. | Stock | 4.25
1590Z120G | Hammond enclosure gasket, replacement, silicone. For use with 1590Z120xx enclosures. | Stock | 3.25
1590Z130G | Hammond enclosure gasket, replacement, silicone. For use with 1590Z130xx and 1590Z135xx enclosures. | Stock | 3.5
1590Z140G | Hammond enclosure gasket, replacement, silicone. For use with 1590Z140xx enclosures. | Stock | 6.5
1590Z150G | Hammond enclosure gasket, replacement, silicone. For use with 1590Z150xx and 1590Z155xx enclosures. | Stock | 4.5
1590Z160G | Hammond enclosure gasket, replacement, silicone. For use with 1590Z160xx enclosures. | Stock | 6.25
1590Z162G | Hammond enclosure gasket, replacement, silicone. For use with 1590Z162xx enclosures. | Stock | 4.5
1590Z164G | Hammond enclosure gasket, replacement, silicone. For use with 1590Z164xx enclosures. | Stock | 6.5
1590Z166G | Hammond enclosure gasket, replacement, silicone. For use with 1590Z166xx enclosures. | Stock | 8
1590Z231G | Hammond enclosure gasket, replacement, silicone. For use with 1590Z231xx enclosures. | Stock | 13
1590Z235G | Hammond enclosure gasket, replacement, silicone. For use with 1590Z235xx enclosures. | Stock | 19.5
Touch-up Paint for Enclosures
SCE-PEN09 | Saginaw touch-up paint, 0.3 ounce pen, ANSI 61 gray. | Stock | 15
1413LRS | Hammond touch-up paint, 12 ounce spray, ANSI 61 gray. | Stock | 21.5
WAGSE | Wiegmann touch-up paint, 12 ounce spray, ANSI 61 gray. | Stock | 25
SCE-TU09 | Saginaw touch-up paint, 12 ounce spray, ANSI 61 gray. | Stock | 60
SCE-PEN7035 | Saginaw touch-up paint, 0.3 ounce pen, RAL 7035 light gray. | Stock | 15
1413LGS | Hammond touch-up paint, 12 ounce spray, RAL 7035 light gray. | Stock | 21.5
SCE-TURAL7035 | Saginaw touch-up paint, 12 ounce spray, RAL 7035 light gray. | Stock | 60
SCE-PEN05 | Saginaw touch-up paint, 0.3 ounce pen, white. | Stock | 15
1413WH9003 | Hammond touch-up paint, 12 ounce spray, RAL 9003 white. | Stock | 21.5
SCE-TU05 | Saginaw touch-up paint, 12 ounce spray, white. | Stock | 60
Pulls and Handles for Enclosures
ECO.HAND.401 | Teknokol pull handle, 16in, aluminum. For use with Teknokol Eco series HMI enclosures. Mounting hardware included. | Stock | 28
ECO.HAND.501 | Teknokol pull handle, 20in, aluminum. For use with Teknokol Eco series HMI enclosures. Mounting hardware included. | Stock | 28.5
ECO.HAND.602 | Teknokol pull handle, 24in, aluminum. For use with Teknokol Eco series HMI enclosures. Mounting hardware included. | Stock | 54
SCE-ELFP | Saginaw finger pull, black. For use with SCE-14RMW and SCE-20RMW removable wire covers. | Stock | 14.5
RECH109506 | Stahlin carrying handle, plastic, black. For use with fiberglass enclosures. | Stock | 31
SCE-APH | Saginaw pull handle, 4in, aluminum. Mounting hardware included. | Stock | 32.5
SCE-UHK13 | Saginaw pull handle, 13in, carbon steel, black. Mounting hardware included. | Stock | 58
1427B2BK | Hammond pull handle, 1.25in, carbon steel, black. Package of 2. For use with Hammond RM1UxxxxxBK enclosures. Mounting hardware included. | Stock | 6
1427E1BK | Hammond pull handle, 2.00in, carbon steel, black. Package of 2. For use with Hammond RM2UxxxxxBK enclosures. Mounting hardware included. | Stock | 6
1427P1BK | Hammond pull handle, 2.80in, carbon steel, black. Package of 2. For use with Hammond RM3UxxxxxBK and RM4UxxxxxBK enclosures. Mounting hardware included. | Stock | 10
Miscellaneous Enclosure Parts and Accessories
GSR2016-P10 | Integra Multi-Max series frame stiffener ring, for use with 20 x 16 x 8in Genesis series enclosures. | Stock | 45
GSR2424-P10 | Integra Multi-Max series frame stiffener ring, for use with 24 x 24 x 10in Genesis series enclosures. | Stock | 76
REVC21 | Stahlin vapor capsule, for use with non-metallic enclosures. | Stock | 29.5
DSG1 | Hammond enclosure door support guide, for use with Eclipse series, 1418 wall-mount, and all freestanding and floor-mount enclosures. Mounting hardware included. | Stock | 29
SCE-CBL15 | Saginaw cable door stop, 15in length. For use with consolet enclosures. | Stock | 20
SCE-CBL20 | Saginaw cable door stop, 20in length. For use with consolet enclosures. | Stock | 20.5
SCE-DSTOPK | Saginaw enclosure door stop, for use with horizontal-opening enclosure doors over 12in (W). Mounting hardware included. | Stock | 97
DSTOPK | Hammond enclosure door stop, for use with 20in (W) or greater single-door and 48in (W) or greater double-door enclosures. Mounting hardware included. | Stock | 139
BCO110-M | Quadritalia door stay, carbon steel. For use with OK series enclosures. | Stock | 77
RDLBK | Hammond rack depth label, package of 2. | Stock | 17
TS96 | Hammond hook-and-loop tie strap, 1/2in wide x 96in long. | Stock | 22
SCE-14RMW | Saginaw removable wire cover, 6 x 35 x 14in (HxWxD), carbon steel, white. For use with freestanding enclosures. Mounting hardware included. | Stock | 288
SCE-20RMW | Saginaw removable wire cover, 6 x 35 x 20n (HxWxD), carbon steel, white. For use with freestanding enclosures. Mounting hardware included. | Stock | 324
SCE-24KB | Saginaw keyboard housing, 12.25 x 24 x 6in (HxWxD), carbon steel, ANSI 61 gray. Mounting hardware included. Enviroline-type construction with ELJ hinge and mini 1/4-turn lever knobs. | Stock | 647
SCE-LPD2 | Saginaw leveling pad, zinc-plated steel with a plastic base. Package of 4. 3/8 - 16 threads, 2 in height. | Stock | 54
SCE-KLB | Saginaw keylock box, 9.38 x 3.25 x 1.88in (HxWxD). | Stock | 284
SCE-OCL12 | Saginaw orange caution label, 12.00 x 12.00 (HxW), vinyl. Package of 5. | Stock | 51
SCE-OCL24 | Saginaw orange caution label, 24.00 x 24.00 (HxW), vinyl. Package of 5. | Stock | 140
SCE-127617 | Saginaw center channel gasket, neoprene. For use with standard 3.5in center channels on double-door enclosures. | Stock | 6.5
UTK700 | Quadritalia enclosure baying kit, brackets, gaskets, and fasteners included. | Stock | 41
URR700 | Quadritalia back-to-back baying kit, includes brackets, gaskets and fasteners. | Stock | 44
SCE-SLT | Saginaw conductive tape, 3mil x 1in x 50ft, copper foil. | Stock | 209
SCE-HM16 | Saginaw solar shield mounting adapters, 16in width. For use with SCE-SHxx16M1x. (2) adapter brackets and mounting hardware included. | Stock | 54
SCE-HM20 | Saginaw solar shield mounting adapters, 20in width. For use with SCE-SHxx20M12. (2) adapter brackets and mounting hardware included. | Stock | 60
SCE-HM24 | Saginaw solar shield mounting adapters, 24in width. For use with SCE-SH2424M12. (2) adapter brackets and mounting hardware included. | Stock | 66
SCE-SBK36 | Saginaw shelf brackets, 36in height, carbon steel, white, powder coat finish. For use with SCE-SBS3x16 shelves and SCE-3xBP15 subpanels in SCE-36ELxxxxLPxx or SCE-36HxxxxLP enclosures. (4) brackets and mounting hardware included. | Stock | 209
SCE-SBK48 | Saginaw shelf brackets, 48in height, carbon steel, white, powder coat finish. For use with SCE-SBS3x16 shelves and SCE-3xBP15 subpanels in SCE-48ELxxxxLPxx or SCE-48HxxxxLP enclosures. (4) brackets and mounting hardware included. | Stock | 223
SCE-130516 | Saginaw enclosure baying kit, replacement. For use with NextGen enclosures. Includes gaskets and fasteners. | Stock | 63
Enclosure Air Conditioners
SCE-AC1000B120V | Saginaw Enviro-Therm air conditioner, 1000 BTU/H, R-134a or R-513a, 115 VAC operating voltage, carbon steel housing, RAL 7035 light gray, side mount. For use with NEMA/UL Type 3R, 4 & 12 enclosures. | Stock | 2373
SCE-AC1000B120VSS | Saginaw Enviro-Therm air conditioner, 1000 BTU/H, R-134a or R-513a, 115 VAC operating voltage, 304 stainless steel housing, side mount. For use with NEMA/UL Type 3R, 4, 4X & 12 enclosures. | Stock | 3485
SCE-AC1000B120VSS6 | Saginaw Enviro-Therm air conditioner, 1000 BTU/H, R-134a or R-513a, 115 VAC operating voltage, 316 stainless steel housing, side mount. For use with NEMA/UL Type 3R, 4, 4X & 12 enclosures. | Stock | 4282
SCE-AC1000B230V | Saginaw Enviro-Therm air conditioner, 1000 BTU/H, R-134a or R-513a, 230 VAC operating voltage, carbon steel housing, RAL 7035 light gray, side mount. For use with NEMA/UL Type 3R, 4 & 12 enclosures. | Stock | 2373
SCE-AC1000B230VSS | Saginaw Enviro-Therm air conditioner, 1000 BTU/H, R-134a or R-513a, 230 VAC operating voltage, 304 stainless steel housing, side mount. For use with NEMA/UL Type 3R, 4, 4X & 12 enclosures. | Stock | 3485
SCE-AC1000B230VSS6 | Saginaw Enviro-Therm air conditioner, 1000 BTU/H, R-134a or R-513a, 230 VAC operating voltage, 316 stainless steel housing, side mount. For use with NEMA/UL Type 3R, 4, 4X & 12 enclosures. | Stock | 3983
SCE-NG1195B120V | Saginaw NextGen Enviro-Therm air conditioner, 1195 BTU/H, R-134a or R-513a, 115 VAC operating voltage, carbon steel housing, RAL 7035 light gray, side mount. For use with NEMA/UL Type 3R, 4 & 12 enclosures. | Stock | 2220
SCE-NG1195B230V | Saginaw NextGen Enviro-Therm air conditioner, 1195 BTU/H, R-134a or R-513a, 230 VAC operating voltage, carbon steel housing, RAL 7035 light gray, side mount. For use with NEMA/UL Type 3R, 4 & 12 enclosures. | Stock | 2173
13383144255 | Pfannenberg DTS 3021 air conditioner, 1200 BTU/H, R-134a, 115 VAC operating voltage, carbon steel housing, RAL 7035 light gray, filter-free, side mount. For use with NEMA/UL Type 12 enclosures. | Stock | 2915
13383144355 | Pfannenberg DTS 3031 air conditioner, 1200 BTU/H, R-134a, 115 VAC operating voltage, carbon steel housing, RAL 7035 light gray, filter-free, side mount. For use with NEMA/UL Type 3R & 4 enclosures. | Stock | 3418
13383144158 | Pfannenberg DTS 3031 SS air conditioner, 1200 BTU/H, R-134a, 115 VAC operating voltage, 304 stainless steel housing, filter-free, side mount. For use with NEMA/UL Type 4 & 4X enclosures. | Stock | 3616
TA10-010-16-04 | Stratus air conditioner, 1480 BTU/H, R-134a, 115 VAC operating voltage, carbon steel housing, ANSI 61 gray, side mount. For use with NEMA/UL Type 4 enclosures. | Stock | 2441
TA10-010-16-4X | Stratus air conditioner, 1480 BTU/H, R-134a, 115 VAC operating voltage, 304 stainless steel housing, side mount. For use with NEMA/UL Type 4X enclosures. | Stock | 2847
42661001 | Seifert SlimLine air conditioner, 1130 BTU/H, R-134a or R-513a, 115 VAC operating voltage, carbon steel housing, RAL 7035 light gray, filter-free, side mount. For use with NEMA 12 enclosures. | Stock | 1830
TA20-010-48D-12 | Stratus air conditioner, 1500 BTU/H, R-134a, 48 VDC operating voltage, carbon steel housing, ANSI 61 gray, filter-free, side mount. For use with NEMA/UL Type 12 enclosures. | Stock | 3229
TA20-010-48D-04 | Stratus air conditioner, 1500 BTU/H, R-134a, 48 VDC operating voltage, carbon steel housing, ANSI 61 gray, filter-free, side mount. For use with NEMA/UL Type 4 enclosures. | Stock | 3260
TA20-010-48D-4X | Stratus air conditioner, 1500 BTU/H, R-134a, 48 VDC operating voltage, 304 stainless steel housing, filter-free, side mount. For use with NEMA/UL Type 4X enclosures. | Stock | 3666
TA20-010-16-12 | Stratus air conditioner, 1690 BTU/H, R-134a, 115 VAC operating voltage, carbon steel housing, ANSI 61 gray, filter-free, side mount. For use with NEMA/UL Type 12 enclosures. | Stock | 2516
TA20-010-16-04 | Stratus air conditioner, 1690 BTU/H, R-134a, 115 VAC operating voltage, carbon steel housing, ANSI 61 gray, filter-free, side mount. For use with NEMA/UL Type 4 enclosures. | Stock | 2543
TA20-010-16-4X | Stratus air conditioner, 1690 BTU/H, R-134a, 115 VAC operating voltage, 304 stainless steel housing, filter-free, side mount. For use with NEMA/UL Type 4X enclosures. | Stock | 2951
TA10-015-16-04 | Stratus air conditioner, 1725 BTU/H, R-134a, 115 VAC operating voltage, carbon steel housing, ANSI 61 gray, side mount. For use with NEMA/UL Type 4 enclosures. | Stock | 2469
42691001 | Seifert SlimLine air conditioner, 1770 BTU/H, R-134a or R-513a, 115 VAC operating voltage, carbon steel housing, RAL 7035 light gray, filter-free, side mount. For use with NEMA 12 enclosures. | Stock | 1948
SCE-AC1870B120V | Saginaw Enviro-Therm air conditioner, 1870 BTU/H, R-134a or R-513a, 115 VAC operating voltage, carbon steel housing, RAL 7035 light gray, side mount. For use with NEMA/UL Type 3R, 4 & 12 enclosures. | Stock | 2691
SCE-NG1870B120V | Saginaw NextGen Enviro-Therm air conditioner, 1870 BTU/H, R-134a or R-513a, 115 VAC operating voltage, carbon steel housing, RAL 7035 light gray, filter-free, side mount. For use with NEMA/UL Type 3R, 4 & 12 enclosures. | Stock | 2778
SCE-AC1870B120VSS | Saginaw Enviro-Therm air conditioner, 1870 BTU/H, R-134a or R-513a, 115 VAC operating voltage, 304 stainless steel housing, side mount. For use with NEMA/UL Type 3R, 4, 4X & 12 enclosures. | Stock | 4067
SCE-AC1870B120VSS6 | Saginaw Enviro-Therm air conditioner, 1870 BTU/H, R-134a or R-513a, 115 VAC operating voltage, 316 stainless steel housing, side mount. For use with NEMA/UL Type 3R, 4, 4X & 12 enclosures. | Stock | 5055
SCE-AC1870B230V | Saginaw Enviro-Therm air conditioner, 1870 BTU/H, R-134a or R-513a, 230 VAC operating voltage, carbon steel housing, RAL 7035 light gray, side mount. For use with NEMA/UL Type 3R, 4 & 12 enclosures. | Stock | 2326
SCE-AC1870B230VSS | Saginaw Enviro-Therm air conditioner, 1870 BTU/H, R-134a or R-513a, 230 VAC operating voltage, 304 stainless steel housing, side mount. For use with NEMA/UL Type 3R, 4, 4X & 12 enclosures. | Stock | 3904
SCE-NG1870B230V | Saginaw NextGen Enviro-Therm air conditioner, 1870 BTU/H, R-134a or R-513a, 230 VAC operating voltage, carbon steel housing, RAL 7035 light gray, filter-free, side mount. For use with NEMA/UL Type 3R, 4 & 12 enclosures. | Stock | 2411
SCE-AC1870B230VSS6 | Saginaw Enviro-Therm air conditioner, 1870 BTU/H, R-134a or R-513a, 230 VAC operating voltage, 316 stainless steel housing, side mount. For use with NEMA/UL Type 3R, 4, 4X & 12 enclosures. | Stock | 4877
SCE-AC1870B460V | Saginaw Enviro-Therm air conditioner, 1870 BTU/H, R-134a or R-513a, 460 VAC operating voltage, carbon steel housing, RAL 7035 light gray, side mount. For use with NEMA/UL Type 3R, 4 & 12 enclosures. | Stock | 2845
SCE-AC1870B460VSS | Saginaw Enviro-Therm air conditioner, 1870 BTU/H, R-134a or R-513a, 460 VAC operating voltage, 304 stainless steel housing, side mount. For use with NEMA/UL Type 3R, 4, 4X & 12 enclosures. | Stock | 4229
SCE-AC1870B460VSS6 | Saginaw Enviro-Therm air conditioner, 1870 BTU/H, R-134a or R-513a, 460 VAC operating voltage, 316 stainless steel housing, side mount. For use with NEMA/UL Type 3R, 4, 4X & 12 enclosures. | Stock | 5234
SCE-NG2320B120V | Saginaw NextGen Enviro-Therm air conditioner, 2320 BTU/H, R-134a or R-513a, 115 VAC operating voltage, carbon steel housing, RAL 7035 light gray, side mount. For use with NEMA/UL Type 3R, 4 & 12 enclosures. | Stock | 2778
SCE-NG2320B230V | Saginaw NextGen Enviro-Therm air conditioner, 2320 BTU/H, R-134a or R-513a, 230 VAC operating voltage, carbon steel housing, RAL 7035 light gray, side mount. For use with NEMA/UL Type 3R, 4 & 12 enclosures. | Stock | 2411
SCE-NG2320B460V | Saginaw NextGen Enviro-Therm air conditioner, 2320 BTU/H, R-134a or R-513a, 460 VAC operating voltage, carbon steel housing, RAL 7035 light gray, side mount. For use with NEMA/UL Type 3R, 4 & 12 enclosures. | Stock | 2814
SCE-AC2550B120V | Saginaw Enviro-Therm air conditioner, 2550 BTU/H, R-134a or R-513a, 115 VAC operating voltage, carbon steel housing, RAL 7035 light gray, side mount. For use with NEMA/UL Type 3R, 4 & 12 enclosures. | Stock | 2809
SCE-AC2550B120VSS | Saginaw Enviro-Therm air conditioner, 2550 BTU/H, R-134a or R-513a, 115 VAC operating voltage, 304 stainless steel housing, side mount. For use with NEMA/UL Type 3R, 4, 4X & 12 enclosures. | Stock | 4191
SCE-AC2550B120VSS6 | Saginaw Enviro-Therm air conditioner, 2550 BTU/H, R-134a or R-513a, 115 VAC operating voltage, 316 stainless steel housing, side mount. For use with NEMA/UL Type 3R, 4, 4X & 12 enclosures. | Stock | 5195
SCE-AC2550B230V | Saginaw Enviro-Therm air conditioner, 2550 BTU/H, R-134a or R-513a, 230 VAC operating voltage, carbon steel housing, RAL 7035 light gray, side mount. For use with NEMA/UL Type 3R, 4 & 12 enclosures. | Stock | 2663
SCE-AC2550B230VSS | Saginaw Enviro-Therm air conditioner, 2550 BTU/H, R-134a or R-513a, 230 VAC operating voltage, 304 stainless steel housing, side mount. For use with NEMA/UL Type 3R, 4, 4X & 12 enclosures. | Stock | 4035
SCE-AC2550B230VSS6 | Saginaw Enviro-Therm air conditioner, 2550 BTU/H, R-134a or R-513a, 230 VAC operating voltage, 316 stainless steel housing, side mount. For use with NEMA/UL Type 3R, 4, 4X & 12 enclosures. | Stock | 5021
SCE-AC2550B460V | Saginaw Enviro-Therm air conditioner, 2550 BTU/H, R-134a or R-513a, 460 VAC operating voltage, carbon steel housing, RAL 7035 light gray, side mount. For use with NEMA/UL Type 3R, 4 & 12 enclosures. | Stock | 2966
SCE-AC2550B460VSS | Saginaw Enviro-Therm air conditioner, 2550 BTU/H, R-134a or R-513a, 460 VAC operating voltage, 304 stainless steel housing, side mount. For use with NEMA/UL Type 3R, 4, 4X & 12 enclosures. | Stock | 4357
SCE-AC2550B460VSS6 | Saginaw Enviro-Therm air conditioner, 2550 BTU/H, R-134a or R-513a, 460 VAC operating voltage, 316 stainless steel housing, side mount. For use with NEMA/UL Type 3R, 4, 4X & 12 enclosures. | Stock | 5378
TA10-027-16-12 | Stratus air conditioner, 2680 BTU/H, R-134a, 115 VAC operating voltage, carbon steel housing, ANSI 61 gray, side mount. For use with NEMA/UL Type 12 enclosures. | Stock | 3000
TA10-027-16-04 | Stratus air conditioner, 2680 BTU/H, R-134a, 115 VAC operating voltage, carbon steel housing, ANSI 61 gray, side mount. For use with NEMA/UL Type 4 enclosures. | Stock | 3031
TA10-027-16-4X | Stratus air conditioner, 2680 BTU/H, R-134a, 115 VAC operating voltage, 304 stainless steel housing, side mount. For use with NEMA/UL Type 4X enclosures. | Stock | 3451
TA10-027-46-12 | Stratus air conditioner, 2680 BTU/H, R-134a, 460 VAC operating voltage, carbon steel housing, ANSI 61 gray, side mount. For use with NEMA/UL Type 12 enclosures. | Stock | 3432
TA10-027-46-04 | Stratus air conditioner, 2680 BTU/H, R-134a, 460 VAC operating voltage, carbon steel housing, ANSI 61 gray, side mount. For use with NEMA/UL Type 4 enclosures. | Stock | 3462
TA10-027-46-4X | Stratus air conditioner, 2680 BTU/H, R-134a, 460 VAC operating voltage, 304 stainless steel housing, side mount. For use with NEMA/UL Type 4X enclosures. | Stock | 3884
13382344255 | Pfannenberg DTS 3041 air conditioner, 2700 BTU/H, R-134a, 115 VAC operating voltage, carbon steel housing, RAL 7035 light gray, filter-free, side mount. For use with NEMA/UL Type 12 enclosures. | Stock | 3231
13382336255 | Pfannenberg DTS 3041 air conditioner, 2700 BTU/H, R-134a, 460 VAC operating voltage, carbon steel housing, RAL 7035 light gray, filter-free, side mount. For use with NEMA/UL Type 12 enclosures. | Stock | 3418
13382344355 | Pfannenberg DTS 3061 air conditioner, 2700 BTU/H, R-134a, 115 VAC operating voltage, carbon steel housing, RAL 7035 light gray, filter-free, side mount. For use with NEMA/UL Type 3R & 4 enclosures. | Stock | 3730
13382336355 | Pfannenberg DTS 3061 air conditioner, 2700 BTU/H, R-134a, 460 VAC operating voltage, carbon steel housing, RAL 7035 light gray, filter-free, side mount. For use with NEMA/UL Type 3R & 4 enclosures. | Stock | 3906
13382344300 | Pfannenberg DTS 3081 air conditioner, 2700 BTU/H, R-134a, 115 VAC operating voltage, 304 stainless steel housing, filter-free, side mount. For use with NEMA/UL Type 4 & 4X enclosures. | Stock | 3906
13382336158 | Pfannenberg DTS 3081 air conditioner, 2700 BTU/H, R-134a, 460 VAC operating voltage, 304 stainless steel housing, filter-free, side mount. For use with NEMA/UL Type 4 & 4X enclosures. | Stock | 4092
TA20-020-16-12 | Stratus air conditioner, 2705 BTU/H, R-134a, 115 VAC operating voltage, carbon steel housing, ANSI 61 gray, side mount. For use with NEMA/UL Type 12 enclosures. | Stock | 2698
TA20-020-16-04 | Stratus air conditioner, 2705 BTU/H, R-134a, 115 VAC operating voltage, carbon steel housing, ANSI 61 gray, side mount. For use with NEMA/UL Type 4 enclosures. | Stock | 2729
TA20-020-16-4X | Stratus air conditioner, 2705 BTU/H, R-134a, 115 VAC operating voltage, 304 stainless steel housing, side mount. For use with NEMA/UL Type 4X enclosures. | Stock | 3135
TA20-020-26-04 | Stratus air conditioner, 2705 BTU/H, R-134a, 230 VAC operating voltage, carbon steel housing, ANSI 61 gray, side mount. For use with NEMA/UL Type 4 enclosures. | Stock | 2669
SCE-NG2970B120V | Saginaw NextGen Enviro-Therm air conditioner, 2970 BTU/H, R-134a or R-513a, 115 VAC operating voltage, carbon steel housing, RAL 7035 light gray, side mount. For use with NEMA/UL Type 3R, 4 & 12 enclosures. | Stock | 3076
SCE-NG2970B230V | Saginaw NextGen Enviro-Therm air conditioner, 2970 BTU/H, R-134a or R-513a, 230 VAC operating voltage, carbon steel housing, RAL 7035 light gray, side mount. For use with NEMA/UL Type 3R, 4 & 12 enclosures. | Stock | 2736
SCE-NG2970B460V | Saginaw NextGen Enviro-Therm air conditioner, 2970 BTU/H, R-134a or R-513a, 460 VAC operating voltage, carbon steel housing, RAL 7035 light gray, side mount. For use with NEMA/UL Type 3R, 4 & 12 enclosures. | Stock | 3242
42711001 | Seifert SlimLine air conditioner, 3020 BTU/H, R-134a or R-513a, 115 VAC operating voltage, carbon steel housing, RAL 7035 light gray, filter-free, side mount. For use with NEMA 12 enclosures. | Stock | 2972
42712001 | Seifert SlimLine air conditioner, 3020 BTU/H, R-134a or R-513a, 460 VAC operating voltage, carbon steel housing, RAL 7035 light gray, filter-free, side mount. For use with NEMA 12 enclosures. | Stock | 3239
TA10-033-16-12 | Stratus air conditioner, 3300 BTU/H, R-134a, 115 VAC operating voltage, carbon steel housing, ANSI 61 gray, side mount. For use with NEMA/UL Type 12 enclosures. | Stock | 3029
TA10-033-16-04 | Stratus air conditioner, 3300 BTU/H, R-134a, 115 VAC operating voltage, carbon steel housing, ANSI 61 gray, side mount. For use with NEMA/UL Type 4 enclosures. | Stock | 3058
TA10-033-16-4X | Stratus air conditioner, 3300 BTU/H, R-134a, 115 VAC operating voltage, 304 stainless steel housing, side mount. For use with NEMA/UL Type 4X enclosures. | Stock | 3480
TA10-033-46-12 | Stratus air conditioner, 3300 BTU/H, R-134a, 460 VAC operating voltage, carbon steel housing, ANSI 61 gray, side mount. For use with NEMA/UL Type 12 enclosures. | Stock | 3459
TA10-033-46-04 | Stratus air conditioner, 3300 BTU/H, R-134a, 460 VAC operating voltage, carbon steel housing, ANSI 61 gray, side mount. For use with NEMA/UL Type 4 enclosures. | Stock | 3490
TA10-033-46-4X | Stratus air conditioner, 3300 BTU/H, R-134a, 460 VAC operating voltage, 304 stainless steel housing, side mount. For use with NEMA/UL Type 4X enclosures. | Stock | 3912
SCE-AC3400B120V | Saginaw Enviro-Therm air conditioner, 3400 BTU/H, R-134a or R-513a, 115 VAC operating voltage, carbon steel housing, RAL 7035 light gray, side mount. For use with NEMA/UL Type 3R, 4 & 12 enclosures. | Stock | 3407
SCE-AC3400B120VSS | Saginaw Enviro-Therm air conditioner, 3400 BTU/H, R-134a or R-513a, 115 VAC operating voltage, 304 stainless steel housing, side mount. For use with NEMA/UL Type 3R, 4, 4X & 12 enclosures. | Stock | 4963
SCE-AC3400B120VSS6 | Saginaw Enviro-Therm air conditioner, 3400 BTU/H, R-134a or R-513a, 115 VAC operating voltage, 316 stainless steel housing, side mount. For use with NEMA/UL Type 3R, 4, 4X & 12 enclosures. | Stock | 6108
SCE-AC3400B230V | Saginaw Enviro-Therm air conditioner, 3400 BTU/H, R-134a or R-513a, 230 VAC operating voltage, carbon steel housing, RAL 7035 light gray, side mount. For use with NEMA/UL Type 3R, 4 & 12 enclosures. | Stock | 3246
SCE-AC3400B230VSS | Saginaw Enviro-Therm air conditioner, 3400 BTU/H, R-134a or R-513a, 230 VAC operating voltage, 304 stainless steel housing, side mount. For use with NEMA/UL Type 3R, 4, 4X & 12 enclosures. | Stock | 4786
SCE-AC3400B230VSS6 | Saginaw Enviro-Therm air conditioner, 3400 BTU/H, R-134a or R-513a, 230 VAC operating voltage, 316 stainless steel housing, side mount. For use with NEMA/UL Type 3R, 4, 4X & 12 enclosures. | Stock | 5912
SCE-AC3400B460V | Saginaw Enviro-Therm air conditioner, 3400 BTU/H, R-134a or R-513a, 460 VAC operating voltage, carbon steel housing, RAL 7035 light gray, side mount. For use with NEMA/UL Type 3R, 4 & 12 enclosures. | Stock | 3599
SCE-AC3400B460VSS | Saginaw Enviro-Therm air conditioner, 3400 BTU/H, R-134a or R-513a, 460 VAC operating voltage, 304 stainless steel housing, side mount. For use with NEMA/UL Type 3R, 4, 4X & 12 enclosures. | Stock | 5159
SCE-AC3400B460VSS6 | Saginaw Enviro-Therm air conditioner, 3400 BTU/H, R-134a or R-513a, 460 VAC operating voltage, 316 stainless steel housing, side mount. For use with NEMA/UL Type 3R, 4, 4X & 12 enclosures. | Stock | 6326
13256279055 | Pfannenberg DTT 6201 air conditioner, 3570 BTU/H, R-134a, 460 VAC operating voltage, carbon steel housing, RAL 7035 light gray, filter-free, top mount. For use with NEMA/UL Type 12 enclosures. | Stock | 5165
TA10-020-26-12 | Stratus air conditioner, 3585 BTU/H, R-422d, 230 VAC operating voltage, carbon steel housing, ANSI 61 gray, side mount. For use with NEMA/UL Type 12 enclosures. | Stock | 2855
42722001 | Seifert SlimLine air conditioner, 4090 BTU/H, R-134a or R-513a, 460 VAC operating voltage, carbon steel housing, RAL 7035 light gray, filter-free, side mount. For use with NEMA 12 enclosures. | Stock | 3784
SCE-NG4095B120V | Saginaw NextGen Enviro-Therm air conditioner, 4095 BTU/H, R-134a or R-513a, 115 VAC operating voltage, carbon steel housing, RAL 7035 light gray, side mount. For use with NEMA/UL Type 3R, 4 & 12 enclosures. | Stock | 3649
SCE-NG4095B230V | Saginaw NextGen Enviro-Therm air conditioner, 4095 BTU/H, R-134a or R-513a, 230 VAC operating voltage, carbon steel housing, RAL 7035 light gray, side mount. For use with NEMA/UL Type 3R, 4 & 12 enclosures. | Stock | 3214
SCE-NG4095B460V3 | Saginaw NextGen Enviro-Therm air conditioner, 4095 BTU/H, R-134a or R-513a, 460 VAC operating voltage, carbon steel housing, RAL 7035 light gray, side mount. For use with NEMA/UL Type 3R, 4 & 12 enclosures. | Stock | 3649
13385444255 | Pfannenberg DTS 3141 air conditioner, 4100 BTU/H, R-134a, 115 VAC operating voltage, carbon steel housing, RAL 7035 light gray, filter-free, side mount. For use with NEMA/UL Type 12 enclosures. | Stock | 3577
42721001 | Seifert SlimLine air conditioner, 4100 BTU/H, R-134a or R-513a, 115 VAC operating voltage, carbon steel housing, RAL 7035 light gray, filter-free, side mount. For use with NEMA 12 enclosures. | Stock | 3784
13385436255 | Pfannenberg DTS 3141 air conditioner, 4100 BTU/H, R-134a, 460 VAC operating voltage, carbon steel housing, RAL 7035 light gray, filter-free, side mount. For use with NEMA/UL Type 12 enclosures. | Stock | 3753
13385444355 | Pfannenberg DTS 3161 air conditioner, 4100 BTU/H, R-134a, 115 VAC operating voltage, carbon steel housing, RAL 7035 light gray, filter-free, side mount. For use with NEMA/UL Type 3R & 4 enclosures. | Stock | 4872
13385436355 | Pfannenberg DTS 3161 air conditioner, 4100 BTU/H, R-134a, 460 VAC operating voltage, carbon steel housing, RAL 7035 light gray, filter-free, side mount. For use with NEMA/UL Type 3R & 4 enclosures. | Stock | 5059
13385444158 | Pfannenberg DTS 3181 air conditioner, 4100 BTU/H, R-134a, 115 VAC operating voltage, 304 stainless steel housing, filter-free, side mount. For use with NEMA/UL Type 4 & 4X enclosures. | Stock | 5564
13385436158 | Pfannenberg DTS 3181 air conditioner, 4100 BTU/H, R-134a, 460 VAC operating voltage, 304 stainless steel housing, filter-free, side mount. For use with NEMA/UL Type 4 & 4X enclosures. | Stock | 5751
TA10-050-26-12 | Stratus air conditioner, 4390 BTU/H, R-422d, 230 VAC operating voltage, carbon steel housing, ANSI 61 gray, side mount. For use with NEMA/UL Type 12 enclosures. | Stock | 3493
TA10-050-46-12 | Stratus air conditioner, 4390 BTU/H, R-422d, 460 VAC operating voltage, carbon steel housing, ANSI 61 gray, side mount. For use with NEMA/UL Type 12 enclosures. | Stock | 3477
TA10-050-26-04 | Stratus air conditioner, 4390 BTU/H, R-422d, 230 VAC operating voltage, carbon steel housing, ANSI 61 gray, side mount. For use with NEMA/UL Type 4 enclosures. | Stock | 3541
TA10-050-46-04 | Stratus air conditioner, 4390 BTU/H, R-422d, 460 VAC operating voltage, carbon steel housing, ANSI 61 gray, side mount. For use with NEMA/UL Type 4 enclosures. | Stock | 3518
TA10-050-26-4X | Stratus air conditioner, 4390 BTU/H, R-422d, 230 VAC operating voltage, 304 stainless steel housing, side mount. For use with NEMA/UL Type 4X enclosures. | Stock | 3928
TA10-050-46-4X | Stratus air conditioner, 4390 BTU/H, R-422d, 460 VAC operating voltage, 304 stainless steel housing, side mount. For use with NEMA/UL Type 4X enclosures. | Stock | 3841
TA10-045-16-12 | Stratus air conditioner, 4535 BTU/H, R-134a, 115 VAC operating voltage, carbon steel housing, ANSI 61 gray, side mount. For use with NEMA/UL Type 12 enclosures. | Stock | 3067
TA10-045-16-04 | Stratus air conditioner, 4535 BTU/H, R-134a, 115 VAC operating voltage, carbon steel housing, ANSI 61 gray, side mount. For use with NEMA/UL Type 4 enclosures. | Stock | 3118
TA10-045-16-4X | Stratus air conditioner, 4535 BTU/H, R-134a, 115 VAC operating voltage, 304 stainless steel housing, side mount. For use with NEMA/UL Type 4X enclosures. | Stock | 3520
TA10-045-46-12 | Stratus air conditioner, 4535 BTU/H, R-134a, 460 VAC operating voltage, carbon steel housing, ANSI 61 gray, side mount. For use with NEMA/UL Type 12 enclosures. | Stock | 3495
TA10-045-46-04 | Stratus air conditioner, 4535 BTU/H, R-134a, 460 VAC operating voltage, carbon steel housing, ANSI 61 gray, side mount. For use with NEMA/UL Type 4 enclosures. | Stock | 3544
TA10-045-46-4X | Stratus air conditioner, 4535 BTU/H, R-134a, 460 VAC operating voltage, 304 stainless steel housing, side mount. For use with NEMA/UL Type 4X enclosures. | Stock | 3946
SCE-AC5100B120V | Saginaw Enviro-Therm air conditioner, 5100 BTU/H, R-134a or R-513a, 115 VAC operating voltage, carbon steel housing, RAL 7035 light gray, side mount. For use with NEMA/UL Type 3R, 4 & 12 enclosures. | Stock | 3793
SCE-AC5100B120VSS | Saginaw Enviro-Therm air conditioner, 5100 BTU/H, R-134a or R-513a, 115 VAC operating voltage, 304 stainless steel housing, side mount. For use with NEMA/UL Type 3R, 4, 4X & 12 enclosures. | Stock | 5506
SCE-AC5100B120VSS6 | Saginaw Enviro-Therm air conditioner, 5100 BTU/H, R-134a or R-513a, 115 VAC operating voltage, 316 stainless steel housing, side mount. For use with NEMA/UL Type 3R, 4, 4X & 12 enclosures. | Stock | 6710
SCE-AC5100B230V | Saginaw Enviro-Therm air conditioner, 5100 BTU/H, R-134a or R-513a, 230 VAC operating voltage, carbon steel housing, RAL 7035 light gray, side mount. For use with NEMA/UL Type 3R, 4 & 12 enclosures. | Stock | 3586
SCE-AC5100B230VSS | Saginaw Enviro-Therm air conditioner, 5100 BTU/H, R-134a or R-513a, 230 VAC operating voltage, 304 stainless steel housing, side mount. For use with NEMA/UL Type 3R, 4, 4X & 12 enclosures. | Stock | 5275
SCE-AC5100B230VSS6 | Saginaw Enviro-Therm air conditioner, 5100 BTU/H, R-134a or R-513a, 230 VAC operating voltage, 316 stainless steel housing, side mount. For use with NEMA/UL Type 3R, 4, 4X & 12 enclosures. | Stock | 6452
SCE-AC5100B460V | Saginaw Enviro-Therm air conditioner, 5100 BTU/H, R-134a or R-513a, 460 VAC operating voltage, carbon steel housing, RAL 7035 light gray, side mount. For use with NEMA/UL Type 3R, 4 & 12 enclosures. | Stock | 4002
SCE-AC5100B460VSS | Saginaw Enviro-Therm air conditioner, 5100 BTU/H, R-134a or R-513a, 460 VAC operating voltage, 304 stainless steel housing, side mount. For use with NEMA/UL Type 3R, 4, 4X & 12 enclosures. | Stock | 5715
SCE-AC5100B460VSS6 | Saginaw Enviro-Therm air conditioner, 5100 BTU/H, R-134a or R-513a, 460 VAC operating voltage, 316 stainless steel housing, side mount. For use with NEMA/UL Type 3R, 4, 4X & 12 enclosures. | Stock | 6941
SCE-NG5290B120V | Saginaw NextGen Enviro-Therm air conditioner, 5290 BTU/H, R-134a or R-513a, 115 VAC operating voltage, carbon steel housing, RAL 7035 light gray, side mount. For use with NEMA/UL Type 3R, 4 & 12 enclosures. | Stock | 4180
SCE-NG5290B230V | Saginaw NextGen Enviro-Therm air conditioner, 5290 BTU/H, R-134a or R-513a, 230 VAC operating voltage, carbon steel housing, RAL 7035 light gray, side mount. For use with NEMA/UL Type 3R, 4 & 12 enclosures. | Stock | 3772
SCE-NG5290B460V3 | Saginaw NextGen Enviro-Therm air conditioner, 5290 BTU/H, R-134a or R-513a, 460 VAC operating voltage, carbon steel housing, RAL 7035 light gray, side mount. For use with NEMA/UL Type 3R, 4 & 12 enclosures. | Stock | 4180
TA10-059-16-12 | Stratus air conditioner, 5910 BTU/H, R-134a, 115 VAC operating voltage, carbon steel housing, ANSI 61 gray, side mount. For use with NEMA/UL Type 12 enclosures. | Stock | 3569
TA10-059-16-04 | Stratus air conditioner, 5910 BTU/H, R-134a, 115 VAC operating voltage, carbon steel housing, ANSI 61 gray, side mount. For use with NEMA/UL Type 4 enclosures. | Stock | 3619
TA10-059-16-4X | Stratus air conditioner, 5910 BTU/H, R-134a, 115 VAC operating voltage, 304 stainless steel housing, side mount. For use with NEMA/UL Type 4X enclosures. | Stock | 4021
SCE-AC6800B120V | Saginaw Enviro-Therm air conditioner, 6800 BTU/H, R-134a or R-513a, 115 VAC operating voltage, carbon steel housing, RAL 7035 light gray, side mount. For use with NEMA/UL Type 3R, 4 & 12 enclosures. | Stock | 4646
SCE-NG6800B120V | Saginaw NextGen Enviro-Therm air conditioner, 6800 BTU/H, R-134a or R-513a, 115 VAC operating voltage, carbon steel housing, RAL 7035 light gray, side mount. For use with NEMA/UL Type 3R, 4 & 12 enclosures. | Stock | 4663
SCE-AC6800B120VSS | Saginaw Enviro-Therm air conditioner, 6800 BTU/H, R-134a or R-513a, 115 VAC operating voltage, 304 stainless steel housing, side mount. For use with NEMA/UL Type 3R, 4, 4X & 12 enclosures. | Stock | 6287
SCE-AC6800B120VSS6 | Saginaw Enviro-Therm air conditioner, 6800 BTU/H, R-134a or R-513a, 115 VAC operating voltage, 316 stainless steel housing, side mount. For use with NEMA/UL Type 3R, 4, 4X & 12 enclosures. | Stock | 6955
SCE-AC6800B230V | Saginaw Enviro-Therm air conditioner, 6800 BTU/H, R-134a or R-513a, 230 VAC operating voltage, carbon steel housing, RAL 7035 light gray, side mount. For use with NEMA/UL Type 3R, 4 & 12 enclosures. | Stock | 4273
SCE-NG6800B230V | Saginaw NextGen Enviro-Therm air conditioner, 6800 BTU/H, R-134a or R-513a, 230 VAC operating voltage, carbon steel housing, RAL 7035 light gray, side mount. For use with NEMA/UL Type 3R, 4 & 12 enclosures. | Stock | 4243
SCE-AC6800B230VSS | Saginaw Enviro-Therm air conditioner, 6800 BTU/H, R-134a or R-513a, 230 VAC operating voltage, 304 stainless steel housing, side mount. For use with NEMA/UL Type 3R, 4, 4X & 12 enclosures. | Stock | 5931
SCE-AC6800B230VSS6 | Saginaw Enviro-Therm air conditioner, 6800 BTU/H, R-134a or R-513a, 230 VAC operating voltage, 316 stainless steel housing, side mount. For use with NEMA/UL Type 3R, 4, 4X & 12 enclosures. | Stock | 7351
SCE-AC6800B460V3 | Saginaw Enviro-Therm air conditioner, 6800 BTU/H, R-134a or R-513a, 460 VAC operating voltage, carbon steel housing, RAL 7035 light gray, side mount. For use with NEMA/UL Type 3R, 4 & 12 enclosures. | Stock | 4536
SCE-NG6800B460V3 | Saginaw NextGen Enviro-Therm air conditioner, 6800 BTU/H, R-134a or R-513a, 460 VAC operating voltage, carbon steel housing, RAL 7035 light gray, side mount. For use with NEMA/UL Type 3R, 4 & 12 enclosures. | Stock | 4663
SCE-AC6800B460V3SS | Saginaw Enviro-Therm air conditioner, 6800 BTU/H, R-134a or R-513a, 460 VAC operating voltage, 304 stainless steel housing, side mount. For use with NEMA/UL Type 3R, 4, 4X & 12 enclosures. | Stock | 6228
SCE-AC6800B460V3SS6 | Saginaw Enviro-Therm air conditioner, 6800 BTU/H, R-134a or R-513a, 460 VAC operating voltage, 316 stainless steel housing, side mount. For use with NEMA/UL Type 3R, 4, 4X & 12 enclosures. | Stock | 7680
13383644255 | Pfannenberg DTS 3145 air conditioner, 7000 BTU/H, R-134a, 115 VAC operating voltage, carbon steel housing, RAL 7035 light gray, filter-free, side mount. For use with NEMA/UL Type 12 enclosures. | Stock | 4267
13383636255 | Pfannenberg DTS 3145 air conditioner, 7000 BTU/H, R-134a, 460 VAC operating voltage, carbon steel housing, RAL 7035 light gray, filter-free, side mount. For use with NEMA/UL Type 12 enclosures. | Stock | 4442
13383644355 | Pfannenberg DTS 3165 air conditioner, 7000 BTU/H, R-134a, 115 VAC operating voltage, carbon steel housing, RAL 7035 light gray, filter-free, side mount. For use with NEMA/UL Type 3R & 4 enclosures. | Stock | 5225
13383636355 | Pfannenberg DTS 3165 air conditioner, 7000 BTU/H, R-134a, 460 VAC operating voltage, carbon steel housing, RAL 7035 light gray, filter-free, side mount. For use with NEMA/UL Type 3R & 4 enclosures. | Stock | 5411
13383644158 | Pfannenberg DTS 3185 air conditioner, 7000 BTU/H, R-134a, 115 VAC operating voltage, 304 stainless steel housing, filter-free, side mount. For use with NEMA/UL Type 4 & 4X enclosures. | Stock | 6578
13383636158 | Pfannenberg DTS 3185 air conditioner, 7000 BTU/H, R-134a, 460 VAC operating voltage, 304 stainless steel housing, filter-free, side mount. For use with NEMA/UL Type 4 & 4X enclosures. | Stock | 6764
13256462055 | Pfannenberg DTT 6401 air conditioner, 7100 BTU/H, R-134a, 460 VAC operating voltage, carbon steel housing, RAL 7035 light gray, filter-free, top mount. For use with NEMA/UL Type 12 enclosures. | Stock | 7056
TA10-060-16-12 | Stratus air conditioner, 7580 BTU/H, R-422d, 115 VAC operating voltage, carbon steel housing, ANSI 61 gray, side mount. For use with NEMA/UL Type 12 enclosures. | Stock | 3560
TA10-060-26-12 | Stratus air conditioner, 7580 BTU/H, R-422d, 230 VAC operating voltage, carbon steel housing, ANSI 61 gray, side mount. For use with NEMA/UL Type 12 enclosures. | Stock | 3638
TA10-060-46-12 | Stratus air conditioner, 7580 BTU/H, R-422d, 460 VAC operating voltage, carbon steel housing, ANSI 61 gray, side mount. For use with NEMA/UL Type 12 enclosures. | Stock | 4161
TA10-060-16-04 | Stratus air conditioner, 7580 BTU/H, R-422d, 115 VAC operating voltage, carbon steel housing, ANSI 61 gray, side mount. For use with NEMA/UL Type 4 enclosures. | Stock | 3610
TA10-060-26-04 | Stratus air conditioner, 7580 BTU/H, R-422d, 230 VAC operating voltage, carbon steel housing, ANSI 61 gray, side mount. For use with NEMA/UL Type 4 enclosures. | Stock | 3686
TA10-060-46-04 | Stratus air conditioner, 7580 BTU/H, R-422d, 460 VAC operating voltage, carbon steel housing, ANSI 61 gray, side mount. For use with NEMA/UL Type 4 enclosures. | Stock | 4209
TA10-060-16-4X | Stratus air conditioner, 7580 BTU/H, R-422d, 115 VAC operating voltage, 304 stainless steel housing, side mount. For use with NEMA/UL Type 4X enclosures. | Stock | 3997
TA10-060-26-4X | Stratus air conditioner, 7580 BTU/H, R-422d, 230 VAC operating voltage, 304 stainless steel housing, side mount. For use with NEMA/UL Type 4X enclosures. | Stock | 4075
TA10-060-46-4X | Stratus air conditioner, 7580 BTU/H, R-422d, 460 VAC operating voltage, 304 stainless steel housing, side mount. For use with NEMA/UL Type 4X enclosures. | Stock | 4596
SCE-AC8500B120V | Saginaw Enviro-Therm air conditioner, 8500 BTU/H, R-134a or R-513a, 115 VAC operating voltage, carbon steel housing, RAL 7035 light gray, side mount. For use with NEMA/UL Type 3R, 4 & 12 enclosures. | Stock | 5116
SCE-NG8500B120V | Saginaw NextGen Enviro-Therm air conditioner, 8500 BTU/H, R-134a or R-513a, 115 VAC operating voltage, carbon steel housing, RAL 7035 light gray, side mount. For use with NEMA/UL Type 3R, 4 & 12 enclosures. | Stock | 5369
SCE-AC8500B120VSS | Saginaw Enviro-Therm air conditioner, 8500 BTU/H, R-134a or R-513a, 115 VAC operating voltage, 304 stainless steel housing, side mount. For use with NEMA/UL Type 3R, 4, 4X & 12 enclosures. | Stock | 7308
SCE-AC8500B120VSS6 | Saginaw Enviro-Therm air conditioner, 8500 BTU/H, R-134a or R-513a, 115 VAC operating voltage, 316 stainless steel housing, side mount. For use with NEMA/UL Type 3R, 4, 4X & 12 enclosures. | Stock | 9395
SCE-AC8500B230V | Saginaw Enviro-Therm air conditioner, 8500 BTU/H, R-134a or R-513a, 230 VAC operating voltage, carbon steel housing, RAL 7035 light gray, side mount. For use with NEMA/UL Type 3R, 4 & 12 enclosures. | Stock | 4858
SCE-NG8500B230V | Saginaw NextGen Enviro-Therm air conditioner, 8500 BTU/H, R-134a or R-513a, 230 VAC operating voltage, carbon steel housing, RAL 7035 light gray, side mount. For use with NEMA/UL Type 3R, 4 & 12 enclosures. | Stock | 4895
SCE-AC8500B230VSS | Saginaw Enviro-Therm air conditioner, 8500 BTU/H, R-134a or R-513a, 230 VAC operating voltage, 304 stainless steel housing, side mount. For use with NEMA/UL Type 3R, 4, 4X & 12 enclosures. | Stock | 7015
SCE-AC8500B230VSS6 | Saginaw Enviro-Therm air conditioner, 8500 BTU/H, R-134a or R-513a, 230 VAC operating voltage, 316 stainless steel housing, side mount. For use with NEMA/UL Type 3R, 4, 4X & 12 enclosures. | Stock | 9028
SCE-AC8500B460V | Saginaw Enviro-Therm air conditioner, 8500 BTU/H, R-134a or R-513a, 460 VAC operating voltage, carbon steel housing, RAL 7035 light gray, side mount. For use with NEMA/UL Type 3R, 4 & 12 enclosures. | Stock | 5216
SCE-NG8500B460V3 | Saginaw NextGen Enviro-Therm air conditioner, 8500 BTU/H, R-134a or R-513a, 460 VAC operating voltage, carbon steel housing, RAL 7035 light gray, side mount. For use with NEMA/UL Type 3R, 4 & 12 enclosures. | Stock | 5369
SCE-AC8500B460VSS | Saginaw Enviro-Therm air conditioner, 8500 BTU/H, R-134a or R-513a, 460 VAC operating voltage, 304 stainless steel housing, side mount. For use with NEMA/UL Type 3R, 4, 4X & 12 enclosures. | Stock | 7492
SCE-AC8500B460VSS6 | Saginaw Enviro-Therm air conditioner, 8500 BTU/H, R-134a or R-513a, 460 VAC operating voltage, 316 stainless steel housing, side mount. For use with NEMA/UL Type 3R, 4, 4X & 12 enclosures. | Stock | 9600
862504001 | Seifert SlimLine Vario air conditioner, 8700 BTU/H, R-134a or R-513a, 115/230 VAC operating voltage, carbon steel housing, RAL 7035 light gray, filter-free, side mount. For use with NEMA 12 enclosures. | Stock | 5640
13256662055 | Pfannenberg DTT 6601 air conditioner, 10000 BTU/H, R-134a, 460 VAC operating voltage, carbon steel housing, RAL 7035 light gray, filter-free, top mount. For use with NEMA/UL Type 12 enclosures. | Stock | 8371
SCE-AC10200B230V | Saginaw Enviro-Therm air conditioner, 10200 BTU/H, R-134a or R-513a, 230 VAC operating voltage, carbon steel housing, RAL 7035 light gray, side mount. For use with NEMA/UL Type 3R, 4 & 12 enclosures. | Stock | 5666
SCE-AC10200B230VSS | Saginaw Enviro-Therm air conditioner, 10200 BTU/H, R-134a or R-513a, 230 VAC operating voltage, 304 stainless steel housing, side mount. For use with NEMA/UL Type 3R, 4, 4X & 12 enclosures. | Stock | 8261
SCE-AC10200B230VSS6 | Saginaw Enviro-Therm air conditioner, 10200 BTU/H, R-134a or R-513a, 230 VAC operating voltage, 316 stainless steel housing, side mount. For use with NEMA/UL Type 3R, 4, 4X & 12 enclosures. | Stock | 10406
SCE-AC10200B460V3 | Saginaw Enviro-Therm air conditioner, 10200 BTU/H, R-134a or R-513a, 460 VAC operating voltage, carbon steel housing, RAL 7035 light gray, side mount. For use with NEMA/UL Type 3R, 4 & 12 enclosures. | Stock | 6279
SCE-AC10200B460V3SS | Saginaw Enviro-Therm air conditioner, 10200 BTU/H, R-134a or R-513a, 460 VAC operating voltage, 304 stainless steel housing, side mount. For use with NEMA/UL Type 3R, 4, 4X & 12 enclosures. | Stock | 8920
SCE-AC10200B460V3SS6 | Saginaw Enviro-Therm air conditioner, 10200 BTU/H, R-134a or R-513a, 460 VAC operating voltage, 316 stainless steel housing, side mount. For use with NEMA/UL Type 3R, 4, 4X & 12 enclosures. | Stock | 11132
13383844255 | Pfannenberg DTS 3245 air conditioner, 11500 BTU/H, R-134a, 115 VAC operating voltage, carbon steel housing, RAL 7035 light gray, filter-free, side mount. For use with NEMA/UL Type 12 enclosures. | Stock | 5512
13383836255 | Pfannenberg DTS 3245 air conditioner, 11500 BTU/H, R-134a, 460 VAC operating voltage, carbon steel housing, RAL 7035 light gray, filter-free, side mount. For use with NEMA/UL Type 12 enclosures. | Stock | 5830
13383844355 | Pfannenberg DTS 3265 air conditioner, 11500 BTU/H, R-134a, 115 VAC operating voltage, carbon steel housing, RAL 7035 light gray, filter-free, side mount. For use with NEMA/UL Type 3R & 4 enclosures. | Stock | 7471
13383836355 | Pfannenberg DTS 3265 air conditioner, 11500 BTU/H, R-134a, 460 VAC operating voltage, carbon steel housing, RAL 7035 light gray, filter-free, side mount. For use with NEMA/UL Type 3R & 4 enclosures. | Stock | 7657
13383844158 | Pfannenberg DTS 3285 air conditioner, 11500 BTU/H, R-134a, 115 VAC operating voltage, 304 stainless steel housing, filter-free, side mount. For use with NEMA/UL Type 4 & 4X enclosures. | Stock | 9011
13383836158 | Pfannenberg DTS 3285 air conditioner, 11500 BTU/H, R-134a, 460 VAC operating voltage, 304 stainless steel housing, filter-free, side mount. For use with NEMA/UL Type 4 & 4X enclosures. | Stock | 9185
SCE-AC13650B230V | Saginaw Enviro-Therm air conditioner, 13650 BTU/H, R-134a or R-513a, 230 VAC operating voltage, carbon steel housing, RAL 7035 light gray, side mount. For use with NEMA/UL Type 3R, 4 & 12 enclosures. | Stock | 6091
SCE-AC13650B230VSS | Saginaw Enviro-Therm air conditioner, 13650 BTU/H, R-134a or R-513a, 230 VAC operating voltage, 304 stainless steel housing, side mount. For use with NEMA/UL Type 3R, 4, 4X & 12 enclosures. | Stock | 9054
SCE-AC13650B230VSS6 | Saginaw Enviro-Therm air conditioner, 13650 BTU/H, R-134a or R-513a, 230 VAC operating voltage, 316 stainless steel housing, side mount. For use with NEMA/UL Type 3R, 4, 4X & 12 enclosures. | Stock | 11282
SCE-AC13650B460V3 | Saginaw Enviro-Therm air conditioner, 13650 BTU/H, R-134a or R-513a, 460 VAC operating voltage, carbon steel housing, RAL 7035 light gray, side mount. For use with NEMA/UL Type 3R, 4 & 12 enclosures. | Stock | 7103
SCE-AC13650B460V3SS | Saginaw Enviro-Therm air conditioner, 13650 BTU/H, R-134a or R-513a, 460 VAC operating voltage, 304 stainless steel housing, side mount. For use with NEMA/UL Type 3R, 4, 4X & 12 enclosures. | Stock | 10163
SCE-AC13650B460V3SS6 | Saginaw Enviro-Therm air conditioner, 13650 BTU/H, R-134a or R-513a, 460 VAC operating voltage, 316 stainless steel housing, side mount. For use with NEMA/UL Type 3R, 4, 4X & 12 enclosures. | Stock | 12507
13256862055 | Pfannenberg DTT 6801 air conditioner, 14000 BTU/H, R-134a, 460 VAC operating voltage, carbon steel housing, RAL 7035 light gray, filter-free, top mount. For use with NEMA/UL Type 12 enclosures. | Stock | 9887
SCE-NG14300B230V | Saginaw NextGen Enviro-Therm air conditioner, 14300 BTU/H, R-134a or R-513a, 230 VAC operating voltage, carbon steel housing, RAL 7035 light gray, side mount. For use with NEMA/UL Type 3R, 4 & 12 enclosures. | Stock | 6265
SCE-NG14300B460V3 | Saginaw NextGen Enviro-Therm air conditioner, 14300 BTU/H, R-134a or R-513a, 460 VAC operating voltage, carbon steel housing, RAL 7035 light gray, side mount. For use with NEMA/UL Type 3R, 4 & 12 enclosures. | Stock | 6798
13384136255 | Pfannenberg DTS 3441C air conditioner, 20000 BTU/H, R-134a, 460 VAC operating voltage, carbon steel housing, RAL 7035 light gray, filter-free, side mount. For use with NEMA/UL Type 12 enclosures. | Stock | 7493
13384136355 | Pfannenberg DTS 3461C air conditioner, 20000 BTU/H, R-134a, 460 VAC operating voltage, carbon steel housing, RAL 7035 light gray, filter-free, side mount. For use with NEMA/UL Type 3R & 4 enclosures. | Stock | 8405
13384136158 | Pfannenberg DTS 3481C air conditioner, 20000 BTU/H, R-134a, 460 VAC operating voltage, 304 stainless steel housing, filter-free, side mount. For use with NEMA/UL Type 4 & 4X enclosures. | Stock | 10018
SCE-AC21160B460V3 | Saginaw Enviro-Therm air conditioner, 21160 BTU/H, R-134a or R-513a, 460 VAC operating voltage, carbon steel housing, RAL 7035 light gray, side mount. For use with NEMA/UL Type 3R, 4 & 12 enclosures. | Stock | 10046
SCE-AC21160B460V3SS | Saginaw Enviro-Therm air conditioner, 21160 BTU/H, R-134a or R-513a, 460 VAC operating voltage, 304 stainless steel housing, side mount. For use with NEMA/UL Type 3R, 4, 4X & 12 enclosures. | Stock | 12805
13384036255 | Pfannenberg DTS 3641C air conditioner, 25000 BTU/H, R-134a, 460 VAC operating voltage, carbon steel housing, RAL 7035 light gray, filter-free, side mount. For use with NEMA/UL Type 12 enclosures. | Stock | 9413
13384036355 | Pfannenberg DTS 3661C air conditioner, 25000 BTU/H, R-134a, 460 VAC operating voltage, carbon steel housing, RAL 7035 light gray, filter-free, side mount. For use with NEMA/UL Type 3R & 4 enclosures. | Stock | 10243
13384036158 | Pfannenberg DTS 3681C air conditioner, 25000 BTU/H, R-134a, 460 VAC operating voltage, 304 stainless steel housing, filter-free, side mount. For use with NEMA/UL Type 4 & 4X enclosures. | Stock | 12191
Enclosure Thermoelectric Coolers
3035303 | Seifert SoliTherm thermoelectric cooler, 100 BTU/H, 24 VDC operating voltage, 304 stainless steel housing, filter-free, recessed mount. For use with NEMA 4/4X/12 enclosures. | Stock | 611
3050303 | Seifert SoliTherm thermoelectric cooler, 170 BTU/H, 24 VDC operating voltage, 304 stainless steel housing, filter-free, recessed mount. For use with NEMA 4/4X/12 enclosures. | Stock | 811
3102303 | Seifert SoliTherm thermoelectric cooler, 340 BTU/H, 24 VDC operating voltage, 304 stainless steel housing, filter-free, recessed mount. For use with NEMA 4/4X/12 enclosures. | Stock | 1426
6105313 | Seifert SoliTherm thermoelectric cooler, 340 BTU/H, 120 VAC operating voltage, 304 stainless steel housing, filter-free, recessed mount. For use with NEMA 4/4X/12 enclosures. | Stock | 1864
6105323 | Seifert SoliTherm thermoelectric cooler, 340 BTU/H, 230 VAC operating voltage, 304 stainless steel housing, filter-free, recessed mount. For use with NEMA 4/4X/12 enclosures. | Stock | 1864
3152303 | Seifert SoliTherm thermoelectric cooler, 510 BTU/H, 24 VDC operating voltage, 304 stainless steel housing, filter-free, recessed mount. For use with NEMA 4/4X/12 enclosures. | Stock | 1861
3200303 | Seifert SoliTherm thermoelectric cooler, 680 BTU/H, 24 VDC operating voltage, 304 stainless steel housing, filter-free, recessed mount. For use with NEMA 4/4X/12 enclosures. | Stock | 1771
Air-to-Air Heat Exchangers
SCE-HE04W120V | Saginaw air-to-air heat exchanger, 7.2 W/deg C (4 W/deg F), 120 VAC operating voltage, 50/60 Hz, 1.10A running current, side mount, aluzinc coated steel, RAL 7035 light gray, textured powder coat finish. For use with NEMA/UL Type 3R & 12 enclosures. | Stock | 1078
SCE-HE08W120V | Saginaw air-to-air heat exchanger, 14.4 W/deg C (8 W/deg F), 120 VAC operating voltage, 50/60 Hz, 1.10A running current, side mount, aluzinc coated steel, RAL 7035 light gray, textured powder coat finish. For use with NEMA/UL Type 3R & 12 enclosures. | Stock | 1414
TE20-015-17-04 | Stratus CFC-free air-to-air heat exchanger, 22 W/deg C (12 W/deg F), 120 VAC operating voltage, 50/60 Hz, 0.37A running current, side mount, cold-rolled steel, ANSI 61 gray, powder coat finish. For use with NEMA/UL Type 4 enclosures. | Stock | 1678
TE20-015-24D-04 | Stratus CFC-free air-to-air heat exchanger, 22 W/deg C (12 W/deg F), 24 VDC operating voltage, 0.80A running current, side mount, cold-rolled steel, ANSI 61 gray, powder coat finish. For use with NEMA/UL Type 4 enclosures. | Stock | 1726
SCE-HE18W120V | Saginaw air-to-air heat exchanger, 32 W/deg C (18 W/deg F), 120 VAC operating voltage, 50/60 Hz, 1.40A running current, side mount, aluzinc coated steel, RAL 7035 light gray, textured powder coat finish. For use with NEMA/UL Type 3R & 12 enclosures. | Stock | 1605
SCE-HE24W120V | Saginaw air-to-air heat exchanger, 43 W/deg C (24 W/deg F), 120 VAC operating voltage, 50/60 Hz, 1.80A running current, side mount, aluzinc coated steel, RAL 7035 light gray, textured powder coat finish. For use with NEMA/UL Type 3R & 12 enclosures. | Stock | 1843
TE30-030-17-04 | Stratus CFC-free air-to-air heat exchanger, 44 W/deg C (24 W/deg F), 120 VAC operating voltage, 50/60 Hz, 0.37A running current, side mount, cold-rolled steel, ANSI 61 gray, powder coat finish. For use with NEMA/UL Type 4 enclosures. | Stock | 1734
TE30-030-24D-04 | Stratus CFC-free air-to-air heat exchanger, 44 W/deg C (24 W/deg F), 24 VDC operating voltage, 0.80A running current, side mount, cold-rolled steel, ANSI 61 gray, powder coat finish. For use with NEMA/UL Type 4 enclosures. | Stock | 1782
TE40-050-17-04 | Stratus CFC-free air-to-air heat exchanger, 71.6 W/deg C (40 W/deg F), 120 VAC operating voltage, 50/60 Hz, 0.47A running current, side mount, cold-rolled steel, ANSI 61 gray, powder coat finish. For use with NEMA/UL Type 4 enclosures. | Stock | 2267
TE40-050-24D-04 | Stratus CFC-free air-to-air heat exchanger, 71.6 W/deg C (40 W/deg F), 24 VDC operating voltage, 1.94A running current, side mount, cold-rolled steel, ANSI 61 gray, powder coat finish. For use with NEMA/UL Type 4 enclosures. | Stock | 2385
TE20-015-17-4X | Stratus CFC-free air-to-air heat exchanger, 22 W/deg C (12 W/deg F), 120 VAC operating voltage, 50/60 Hz, 0.37A running current, side mount, 304 stainless steel. For use with NEMA/UL Type 4X enclosures. | Stock | 1753
TE20-015-24D-4X | Stratus CFC-free air-to-air heat exchanger, 22 W/deg C (12 W/deg F), 24 VDC operating voltage, 0.80A running current, side mount, 304 stainless steel. For use with NEMA/UL Type 4X enclosures. | Stock | 1801
TE30-030-17-4X | Stratus CFC-free air-to-air heat exchanger, 44 W/deg C (24 W/deg F), 120 VAC operating voltage, 50/60 Hz, 0.37A running current, side mount, 304 stainless steel. For use with NEMA/UL Type 4X enclosures. | Stock | 1860
TE30-030-24D-4X | Stratus CFC-free air-to-air heat exchanger, 44 W/deg C (24 W/deg F), 24 VDC operating voltage, 0.80A running current, side mount, 304 stainless steel. For use with NEMA/UL Type 4X enclosures. | Stock | 1903
TE40-050-17-4X | Stratus CFC-free air-to-air heat exchanger, 71.6 W/deg C (40 W/deg F), 120 VAC operating voltage, 50/60 Hz, 0.47A running current, side mount, 304 stainless steel. For use with NEMA/UL Type 4X enclosures. | Stock | 2357
TE40-050-24D-4X | Stratus CFC-free air-to-air heat exchanger, 71.6 W/deg C (40 W/deg F), 24 VDC operating voltage, 1.94A running current, side mount, 304 stainless steel. For use with NEMA/UL Type 4X enclosures. | Stock | 2476
Air-to-Water Heat Exchangers
12351010005 | Pfannenberg air-to-water heat exchanger, 3241 BTU/H, 115 VAC operating voltage, 60 Hz, 0.69A running current, side mount, galvanized steel, RAL 7035 light gray, powder coat finish. For use with NEMA/UL Type 3R & 4 enclosures. | Stock | 1674
12358410045 | Pfannenberg air-to-water heat exchanger, 12283 BTU/H, 115 VAC operating voltage, 60 Hz, 0.70A running current, side mount, galvanized steel, RAL 7035 light gray, powder coat finish. For use with NEMA/UL Type 3R, 4 & 12 enclosures. | Stock | 3165
12358510045 | Pfannenberg air-to-water heat exchanger, 21496 BTU/H, 115 VAC operating voltage, 60 Hz, 1.89A running current, side mount, galvanized steel, RAL 7035 light gray, powder coat finish. For use with NEMA/UL Type 3R, 4 & 12 enclosures. | Stock | 4463
Enclosure Filter Fans
FF08A115UN | Fandis Virdis series intake fan, side mount, 8.8 CFM, 115 VAC operating voltage, G3 (coarse) filter mat, NEMA 12, indoor use only, 3.62 x 3.62in enclosure cutout, RAL 7035 light gray. | Stock | 73
FF08A115ZN | Fandis Virdis series intake fan, side mount, 8.8 CFM, 115 VAC operating voltage, G3 (coarse) filter mat, NEMA 12, indoor use only, 3.62 x 3.62in enclosure cutout, ANSI 61 gray. | Stock | 77
FF08A115NN3 | Fandis Virdis series intake fan, side mount, 8.8 CFM, 115 VAC operating voltage, G3 (coarse) filter mat, NEMA 3R, safe for outdoor use, 3.62 x 3.62in enclosure cutout, RAL 9005 black. | Stock | 129
FF08A230UN | Fandis Virdis series intake fan, side mount, 8.8 CFM, 230 VAC operating voltage, G3 (coarse) filter mat, NEMA 12, indoor use only, 3.62 x 3.62in enclosure cutout, RAL 7035 light gray. | Stock | 73
FF08D24UN | Fandis Virdis series intake fan, side mount, 9.4 CFM, 24 VDC operating voltage, G3 (coarse) filter mat, NEMA 12, indoor use only, 3.62 x 3.62in enclosure cutout, RAL 7035 light gray. | Stock | 79
FF08D24ZN | Fandis Virdis series intake fan, side mount, 9.4 CFM, 24 VDC operating voltage, G3 (coarse) filter mat, NEMA 12, indoor use only, 3.62 x 3.62in enclosure cutout, ANSI 61 gray. | Stock | 86
FF08D24NN3 | Fandis Virdis series intake fan, side mount, 9.4 CFM, 24 VDC operating voltage, G3 (coarse) filter mat, NEMA 3R, safe for outdoor use, 3.62 x 3.62in enclosure cutout, RAL 9005 black. | Stock | 139
018700-30 | Stego Filter Fan Plus FPI intake fan, side mount, 11 CFM, 230 VAC operating voltage, G3 (coarse) filter mat, NEMA 12, indoor use only, 3.62 x 3.62in enclosure cutout, RAL 7035 light gray. | Stock | 89
018800-40 | Stego Filter Fan Plus FPO exhaust fan, side mount, 11 CFM, 230 VAC operating voltage, G3 (coarse) filter mat, NEMA 12, indoor use only, 3.62 x 3.62in enclosure cutout, RAL 7035 light gray. | Stock | 89
018000-02 | Stego Filter Fan intake fan, side mount, 12 CFM, 24 VDC operating voltage, G4 (coarse) filter mat, NEMA 12, indoor use only, 3.82 x 3.82in enclosure cutout, RAL 7035 light gray. | Stock | 132
018210-04 | Stego Filter Fan intake fan, side mount, 12 CFM, 24 VDC operating voltage, M5 (medium) filter mat, NEMA 12, safe for outdoor use, 4.92 x 4.92in enclosure cutout, RAL 7035 light gray. | Stock | 210
018703-30 | Stego Filter Fan Plus FPI intake fan, side mount, 13 CFM, 12 VDC operating voltage, G3 (coarse) filter mat, NEMA 12, indoor use only, 3.62 x 3.62in enclosure cutout, RAL 7035 light gray. | Stock | 101
018702-30 | Stego Filter Fan Plus FPI intake fan, side mount, 13 CFM, 24 VDC operating voltage, G3 (coarse) filter mat, NEMA 12, indoor use only, 3.62 x 3.62in enclosure cutout, RAL 7035 light gray. | Stock | 96
018709-30 | Stego Filter Fan Plus FPI intake fan, side mount, 14 CFM, 115 VAC operating voltage, G3 (coarse) filter mat, NEMA 12, indoor use only, 3.62 x 3.62in enclosure cutout, RAL 7035 light gray. | Stock | 89
018701-30 | Stego Filter Fan Plus FPI intake fan, side mount, 14 CFM, 48 VDC operating voltage, G3 (coarse) filter mat, NEMA 12, indoor use only, 3.62 x 3.62in enclosure cutout, RAL 7035 light gray. | Stock | 101
018809-40 | Stego Filter Fan Plus FPO exhaust fan, side mount, 14 CFM, 115 VAC operating voltage, G3 (coarse) filter mat, NEMA 12, indoor use only, 3.62 x 3.62in enclosure cutout, RAL 7035 light gray. | Stock | 89
018800-00 | Stego Filter Fan Plus FPO exhaust fan, side mount, 14 CFM, 230 VAC operating voltage, with air flaps, NEMA 12, indoor use only, 3.62 x 3.62in enclosure cutout, RAL 7035 light gray. | Stock | 93
018000-01 | Stego Filter Fan intake fan, side mount, 14 CFM, 115 VAC operating voltage, G4 (coarse) filter mat, NEMA 12, indoor use only, 3.82 x 3.82in enclosure cutout, RAL 7035 light gray. | Stock | 99
018210-02 | Stego Filter Fan intake fan, side mount, 14 CFM, 115 VAC operating voltage, M5 (medium) filter mat, NEMA 12, safe for outdoor use, 4.92 x 4.92in enclosure cutout, RAL 7035 light gray. | Stock | 178
018802-00 | Stego Filter Fan Plus FPO exhaust fan, side mount, 18 CFM, 24 VDC operating voltage, with air flaps, NEMA 12, indoor use only, 3.62 x 3.62in enclosure cutout, RAL 7035 light gray. | Stock | 99
018809-00 | Stego Filter Fan Plus FPO exhaust fan, side mount, 19 CFM, 115 VAC operating voltage, with air flaps, NEMA 12, indoor use only, 3.62 x 3.62in enclosure cutout, RAL 7035 light gray. | Stock | 93
018803-00 | Stego Filter Fan Plus FPO exhaust fan, side mount, 19 CFM, 12 VDC operating voltage, with air flaps, NEMA 12, indoor use only, 3.62 x 3.62in enclosure cutout, RAL 7035 light gray. | Stock | 105
018801-00 | Stego Filter Fan Plus FPO exhaust fan, side mount, 19 CFM, 48 VDC operating voltage, with air flaps, NEMA 12, indoor use only, 3.62 x 3.62in enclosure cutout, RAL 7035 light gray. | Stock | 105
FF12D24NN53 | Fandis Virdis series intake fan, side mount, 21 CFM, 24 VDC operating voltage, G4 (coarse) filter mat, NEMA 3R, safe for outdoor use, 4.92 x 4.92in enclosure cutout, RAL 9005 black. | Stock | 183
FF12A115NF53 | Fandis Virdis series intake fan, side mount, 23 CFM, 115 VAC operating voltage, G4 (coarse) filter mat, NEMA 3R, safe for outdoor use, 4.92 x 4.92in enclosure cutout, RAL 9005 black. | Stock | 165
FF12D24UN | Fandis Virdis series intake fan, side mount, 27 CFM, 24 VDC operating voltage, G3 (coarse) filter mat, NEMA 12, indoor use only, 4.88 x 4.88in enclosure cutout, RAL 7035 light gray. | Stock | 95
FF12D24ZN | Fandis Virdis series intake fan, side mount, 27 CFM, 24 VDC operating voltage, G3 (coarse) filter mat, NEMA 12, indoor use only, 4.88 x 4.88in enclosure cutout, ANSI 61 gray. | Stock | 97
FF12A115UF | Fandis Virdis series intake fan, side mount, 29 CFM, 115 VAC operating voltage, G3 (coarse) filter mat, NEMA 12, indoor use only, 4.88 x 4.88in enclosure cutout, RAL 7035 light gray. | Stock | 90
FF12A115ZF | Fandis Virdis series intake fan, side mount, 29 CFM, 115 VAC operating voltage, G3 (coarse) filter mat, NEMA 12, indoor use only, 4.88 x 4.88in enclosure cutout, ANSI 61 gray. | Stock | 92
FF12A230UF | Fandis Virdis series intake fan, side mount, 29 CFM, 230 VAC operating voltage, G3 (coarse) filter mat, NEMA 12, indoor use only, 4.88 x 4.88in enclosure cutout, RAL 7035 light gray. | Stock | 90
018710-30 | Stego Filter Fan Plus FPI intake fan, side mount, 31 CFM, 230 VAC operating voltage, G3 (coarse) filter mat, NEMA 12, indoor use only, 4.88 x 4.88in enclosure cutout, RAL 7035 light gray. | Stock | 97
018810-40 | Stego Filter Fan Plus FPO exhaust fan, side mount, 32 CFM, 230 VAC operating voltage, G3 (coarse) filter mat, NEMA 12, indoor use only, 4.88 x 4.88in enclosure cutout, RAL 7035 light gray. | Stock | 97
018010-02 | Stego Filter Fan intake fan, side mount, 32 CFM, 24 VDC operating voltage, G4 (coarse) filter mat, NEMA 12, indoor use only, 4.92 x 4.92in enclosure cutout, RAL 7035 light gray. | Stock | 148
018719-30 | Stego Filter Fan Plus FPI intake fan, side mount, 37 CFM, 115 VAC operating voltage, G3 (coarse) filter mat, NEMA 12, indoor use only, 4.88 x 4.88in enclosure cutout, RAL 7035 light gray. | Stock | 97
018010-01 | Stego Filter Fan intake fan, side mount, 37 CFM, 115 VAC operating voltage, G4 (coarse) filter mat, NEMA 12, indoor use only, 4.92 x 4.92in enclosure cutout, RAL 7035 light gray. | Stock | 111
018712-30 | Stego Filter Fan Plus FPI intake fan, side mount, 39 CFM, 24 VDC operating voltage, G3 (coarse) filter mat, NEMA 12, indoor use only, 4.88 x 4.88in enclosure cutout, RAL 7035 light gray. | Stock | 104
018819-40 | Stego Filter Fan Plus FPO exhaust fan, side mount, 39 CFM, 115 VAC operating voltage, G3 (coarse) filter mat, NEMA 12, indoor use only, 4.88 x 4.88in enclosure cutout, RAL 7035 light gray. | Stock | 97
018810-00 | Stego Filter Fan Plus FPO exhaust fan, side mount, 57 CFM, 230 VAC operating voltage, with air flaps, NEMA 12, indoor use only, 4.88 x 4.88in enclosure cutout, RAL 7035 light gray. | Stock | 102
FF13PD24UN | Fandis Virdis series intake fan, side mount, 59 CFM, 24 VDC operating voltage, G3 (coarse) filter mat, NEMA 12, indoor use only, 6.97 x 6.97in enclosure cutout, RAL 7035 light gray. | Stock | 180
FF13PD24ZN | Fandis Virdis series intake fan, side mount, 59 CFM, 24 VDC operating voltage, G3 (coarse) filter mat, NEMA 12, indoor use only, 6.97 x 6.97in enclosure cutout, ANSI 61 gray. | Stock | 191
018020-02 | Stego Filter Fan intake fan, side mount, 60 CFM, 24 VDC operating voltage, G4 (coarse) filter mat, NEMA 12, indoor use only, 6.93 x 6.93in enclosure cutout, RAL 7035 light gray. | Stock | 151
018819-00 | Stego Filter Fan Plus FPO exhaust fan, side mount, 69 CFM, 115 VAC operating voltage, with air flaps, NEMA 12, indoor use only, 4.88 x 4.88in enclosure cutout, RAL 7035 light gray. | Stock | 102
018020-01 | Stego Filter Fan intake fan, side mount, 69 CFM, 115 VAC operating voltage, G4 (coarse) filter mat, NEMA 12, indoor use only, 6.93 x 6.93in enclosure cutout, RAL 7035 light gray. | Stock | 131
018813-00 | Stego Filter Fan Plus FPO exhaust fan, side mount, 70 CFM, 12 VDC operating voltage, with air flaps, NEMA 12, indoor use only, 4.88 x 4.88in enclosure cutout, RAL 7035 light gray. | Stock | 115
018812-00 | Stego Filter Fan Plus FPO exhaust fan, side mount, 70 CFM, 24 VDC operating voltage, with air flaps, NEMA 12, indoor use only, 4.88 x 4.88in enclosure cutout, RAL 7035 light gray. | Stock | 109
018811-00 | Stego Filter Fan Plus FPO exhaust fan, side mount, 74 CFM, 48 VDC operating voltage, with air flaps, NEMA 12, indoor use only, 4.88 x 4.88in enclosure cutout, RAL 7035 light gray. | Stock | 115
FF13PA115UF | Fandis Virdis series intake fan, side mount, 65 CFM, 115 VAC operating voltage, G3 (coarse) filter mat, NEMA 12, indoor use only, 6.97 x 6.97in enclosure cutout, RAL 7035 light gray. | Stock | 125
FF13PA115ZF | Fandis Virdis series intake fan, side mount, 65 CFM, 115 VAC operating voltage, G3 (coarse) filter mat, NEMA 12, indoor use only, 6.97 x 6.97in enclosure cutout, ANSI 61 gray. | Stock | 133
FF13PA230UF | Fandis Virdis series intake fan, side mount, 65 CFM, 230 VAC operating voltage, G3 (coarse) filter mat, NEMA 12, indoor use only, 6.97 x 6.97in enclosure cutout, RAL 7035 light gray. | Stock | 125
018720-30 | Stego Filter Fan Plus FPI intake fan, side mount, 100 CFM, 230 VAC operating voltage, G3 (coarse) filter mat, NEMA 12, indoor use only, 6.93 x 6.93in enclosure cutout, RAL 7035 light gray. | Stock | 167
018722-30 | Stego Filter Fan Plus FPI intake fan, side mount, 105 CFM, 24 VDC operating voltage, G3 (coarse) filter mat, NEMA 12, indoor use only, 6.93 x 6.93in enclosure cutout, RAL 7035 light gray. | Stock | 246
018820-40 | Stego Filter Fan Plus FPO exhaust fan, side mount, 106 CFM, 230 VAC operating voltage, G3 (coarse) filter mat, NEMA 12, indoor use only, 6.93 x 6.93in enclosure cutout, RAL 7035 light gray. | Stock | 167
FF15A115NF53 | Fandis Virdis series intake fan, side mount, 112 CFM, 115 VAC operating voltage, G4 (coarse) filter mat, NEMA 3R, safe for outdoor use, 8.78 x 8.78in enclosure cutout, RAL 9005 black. | Stock | 253
018729-30 | Stego Filter Fan Plus FPI intake fan, side mount, 120 CFM, 115 VAC operating voltage, G3 (coarse) filter mat, NEMA 12, indoor use only, 6.93 x 6.93in enclosure cutout, RAL 7035 light gray. | Stock | 149
018829-40 | Stego Filter Fan Plus FPO exhaust fan, side mount, 126 CFM, 115 VAC operating voltage, G3 (coarse) filter mat, NEMA 12, indoor use only, 6.93 x 6.93in enclosure cutout, RAL 7035 light gray. | Stock | 185
FF15D24NF53 | Fandis Virdis series intake fan, side mount, 135 CFM, 24 VDC operating voltage, G4 (coarse) filter mat, NEMA 3R, safe for outdoor use, 8.78 x 8.78in enclosure cutout, RAL 9005 black. | Stock | 369
018040-01 | Stego Filter Fan intake fan, side mount, 136 CFM, 115 VAC operating voltage, G4 (coarse) filter mat, NEMA 12, indoor use only, 6.93 x 6.93in enclosure cutout, RAL 7035 light gray. | Stock | 228
018820-00 | Stego Filter Fan Plus FPO exhaust fan, side mount, 155 CFM, 230 VAC operating voltage, with air flaps, NEMA 12, indoor use only, 6.93 x 6.93in enclosure cutout, RAL 7035 light gray. | Stock | 175
018822-00 | Stego Filter Fan Plus FPO exhaust fan, side mount, 158 CFM, 24 VDC operating voltage, with air flaps, NEMA 12, indoor use only, 6.93 x 6.93in enclosure cutout, RAL 7035 light gray. | Stock | 258
FF15A115UN2 | Fandis Virdis series intake fan, side mount, 155 CFM, 115 VAC operating voltage, G3 (coarse) filter mat, NEMA 12, indoor use only, 8.78 x 8.78in enclosure cutout, RAL 7035 light gray. | Stock | 175
FF15A115ZN2 | Fandis Virdis series intake fan, side mount, 155 CFM, 115 VAC operating voltage, G3 (coarse) filter mat, NEMA 12, indoor use only, 8.78 x 8.78in enclosure cutout, ANSI 61 gray. | Stock | 185
FF15A230UN2 | Fandis Virdis series intake fan, side mount, 159 CFM, 230 VAC operating voltage, G3 (coarse) filter mat, NEMA 12, indoor use only, 8.78 x 8.78in enclosure cutout, RAL 7035 light gray. | Stock | 175
FF15D24UF | Fandis Virdis series intake fan, side mount, 175 CFM, 24 VDC operating voltage, G3 (coarse) filter mat, NEMA 12, indoor use only, 8.78 x 8.78in enclosure cutout, RAL 7035 light gray. | Stock | 292
FF15D24ZF | Fandis Virdis series intake fan, side mount, 175 CFM, 24 VDC operating voltage, G3 (coarse) filter mat, NEMA 12, indoor use only, 8.78 x 8.78in enclosure cutout, ANSI 61 gray. | Stock | 309
018030-03 | Stego Filter Fan intake fan, side mount, 176 CFM, 24 VDC operating voltage, G4 (coarse) filter mat, NEMA 12, indoor use only, 9.84 x 9.84in enclosure cutout, RAL 7035 light gray. | Stock | 402
018830-40 | Stego Filter Fan Plus FPO exhaust fan, side mount, 177 CFM, 230 VAC operating voltage, G3 (coarse) filter mat, NEMA 12, indoor use only, 8.78 x 8.78in enclosure cutout, RAL 7035 light gray. | Stock | 215
018730-30 | Stego Filter Fan Plus FPI intake fan, side mount, 180 CFM, 230 VAC operating voltage, G3 (coarse) filter mat, NEMA 12, indoor use only, 8.78 x 8.78in enclosure cutout, RAL 7035 light gray. | Stock | 215
018829-00 | Stego Filter Fan Plus FPO exhaust fan, side mount, 184 CFM, 115 VAC operating voltage, with air flaps, NEMA 12, indoor use only, 6.93 x 6.93in enclosure cutout, RAL 7035 light gray. | Stock | 194
018839-40 | Stego Filter Fan Plus FPO exhaust fan, side mount, 191 CFM, 115 VAC operating voltage, G3 (coarse) filter mat, NEMA 12, indoor use only, 8.78 x 8.78in enclosure cutout, RAL 7035 light gray. | Stock | 224
018739-30 | Stego Filter Fan Plus FPI intake fan, side mount, 195 CFM, 115 VAC operating voltage, G3 (coarse) filter mat, NEMA 12, indoor use only, 8.78 x 8.78in enclosure cutout, RAL 7035 light gray. | Stock | 224
018030-01 | Stego Filter Fan intake fan, side mount, 202 CFM, 115 VAC operating voltage, G4 (coarse) filter mat, NEMA 12, indoor use only, 9.84 x 9.84in enclosure cutout, RAL 7035 light gray. | Stock | 386
018600-02 | Stego exhaust fan, top mount, 203 CFM, 115 VAC operating voltage, G3 (coarse) filter mat, NEMA 3R, safe for outdoor use, 9.69 x 9.69in enclosure cutout, RAL 7035 light gray. | Stock | 468
018600-04 | Stego exhaust fan, top mount, 203 CFM, 24 VDC operating voltage, G3 (coarse) filter mat, NEMA 3R, safe for outdoor use, 9.69 x 9.69in enclosure cutout, RAL 7035 light gray. | Stock | 538
018749-30 | Stego Filter Fan Plus FPI intake fan, side mount, 232 CFM, 115 VAC operating voltage, G3 (coarse) filter mat, NEMA 12, indoor use only, 11.46 x 11.46in enclosure cutout, RAL 7035 light gray. | Stock | 282
FF20A115NE531 | Fandis Virdis series intake fan, side mount, 235 CFM, 115 VAC operating voltage, G4 (coarse) filter mat, NEMA 3R, safe for outdoor use, 11.46 x 11.46in enclosure cutout, RAL 9005 black. | Stock | 404
018740-30 | Stego Filter Fan Plus FPI intake fan, side mount, 255 CFM, 230 VAC operating voltage, G3 (coarse) filter mat, NEMA 12, indoor use only, 11.46 x 11.46in enclosure cutout, RAL 7035 light gray. | Stock | 288
018849-40 | Stego Filter Fan Plus FPO exhaust fan, side mount, 256 CFM, 115 VAC operating voltage, G3 (coarse) filter mat, NEMA 12, indoor use only, 11.46 x 11.46in enclosure cutout, RAL 7035 light gray. | Stock | 313
018840-40 | Stego Filter Fan Plus FPO exhaust fan, side mount, 265 CFM, 230 VAC operating voltage, G3 (coarse) filter mat, NEMA 12, indoor use only, 11.46 x 11.46in enclosure cutout, RAL 7035 light gray. | Stock | 288
TP19U115B541 | Fandis Virdis series exhaust fan, top mount, 288 CFM, 115 VAC operating voltage, G2 (coarse) filter mat, NEMA 12, indoor use only, 6.89 x 6.89in enclosure cutout, RAL 7035 light gray. | Stock | 377
018830-00 | Stego Filter Fan Plus FPO exhaust fan, side mount, 316 CFM, 230 VAC operating voltage, with air flaps, NEMA 12, indoor use only, 8.78 x 8.78in enclosure cutout, RAL 7035 light gray. | Stock | 229
TP19U115B1 | Fandis Virdis series exhaust fan, top mount, 338 CFM, 115 VAC operating voltage, NEMA 12, indoor use only, 6.89 x 6.89in enclosure cutout, RAL 7035 light gray. | Stock | 356
018610-02 | Stego exhaust fan, top mount, 338 CFM, 115 VAC operating voltage, G3 (coarse) filter mat, NEMA 3R, safe for outdoor use, 9.69 x 9.69in enclosure cutout, RAL 7035 light gray. | Stock | 404
018610-00 | Stego exhaust fan, top mount, 338 CFM, 230 VAC operating voltage, G3 (coarse) filter mat, NEMA 3R, safe for outdoor use, 9.69 x 9.69in enclosure cutout, RAL 7035 light gray. | Stock | 321
TP19U230B1 | Fandis Virdis series exhaust fan, top mount, 338 CFM, 230 VAC operating voltage, NEMA 12, indoor use only, 6.89 x 6.89in enclosure cutout, RAL 7035 light gray. | Stock | 356
018839-00 | Stego Filter Fan Plus FPO exhaust fan, side mount, 342 CFM, 115 VAC operating voltage, with air flaps, NEMA 12, indoor use only, 8.78 x 8.78in enclosure cutout, RAL 7035 light gray. | Stock | 228
FF20A115UE1 | Fandis Virdis series intake fan, side mount, 297 CFM, 115 VAC operating voltage, G3 (coarse) filter mat, NEMA 12, indoor use only, 11.46 x 11.46in enclosure cutout, RAL 7035 light gray. | Stock | 310
FF20A115ZE1 | Fandis Virdis series intake fan, side mount, 297 CFM, 115 VAC operating voltage, G3 (coarse) filter mat, NEMA 12, indoor use only, 11.46 x 11.46in enclosure cutout, ANSI 61 gray. | Stock | 330
FF20A230UE1 | Fandis Virdis series intake fan, side mount, 297 CFM, 230 VAC operating voltage, G3 (coarse) filter mat, NEMA 12, indoor use only, 11.46 x 11.46in enclosure cutout, RAL 7035 light gray. | Stock | 282
018740-31 | Stego Filter Fan Plus FPI intake fan, side mount, 367 CFM, 230 VAC operating voltage, G3 (coarse) filter mat, NEMA 12, indoor use only, 11.46 x 11.46in enclosure cutout, RAL 7035 light gray. | Stock | 355
018050-01 | Stego Filter Fan intake fan, side mount, 372 CFM, 115 VAC operating voltage, G4 (coarse) filter mat, NEMA 12, indoor use only, 9.84 x 9.84in enclosure cutout, RAL 7035 light gray. | Stock | 318
018749-31 | Stego Filter Fan Plus FPI intake fan, side mount, 391 CFM, 115 VAC operating voltage, G3 (coarse) filter mat, NEMA 12, indoor use only, 11.46 x 11.46in enclosure cutout, RAL 7035 light gray. | Stock | 378
018849-00 | Stego Filter Fan Plus FPO exhaust fan, side mount, 414 CFM, 115 VAC operating voltage, with air flaps, NEMA 12, indoor use only, 11.46 x 11.46in enclosure cutout, RAL 7035 light gray. | Stock | 296
018840-00 | Stego Filter Fan Plus FPO exhaust fan, side mount, 428 CFM, 230 VAC operating voltage, with air flaps, NEMA 12, indoor use only, 11.46 x 11.46in enclosure cutout, RAL 7035 light gray. | Stock | 303
FF20GA115UE1 | Fandis Virdis series intake fan, side mount, 436 CFM, 115 VAC operating voltage, G3 (coarse) filter mat, NEMA 12, indoor use only, 11.46 x 11.46in enclosure cutout, RAL 7035 light gray. | Stock | 345
FF20GA115ZE1 | Fandis Virdis series intake fan, side mount, 436 CFM, 115 VAC operating voltage, G3 (coarse) filter mat, NEMA 12, indoor use only, 11.46 x 11.46in enclosure cutout, ANSI 61 gray. | Stock | 369
FF20GA115NE31 | Fandis Virdis series intake fan, side mount, 436 CFM, 115 VAC operating voltage, G3 (coarse) filter mat, NEMA 3R, safe for outdoor use, 11.46 x 11.46in enclosure cutout, RAL 9005 black. | Stock | 524
FF20GA230UE1 | Fandis Virdis series intake fan, side mount, 450 CFM, 230 VAC operating voltage, G3 (coarse) filter mat, NEMA 12, indoor use only, 11.46 x 11.46in enclosure cutout, RAL 7035 light gray. | Stock | 323
018840-01 | Stego Filter Fan Plus FPO exhaust fan, side mount, 595 CFM, 230 VAC operating voltage, with air flaps, G3 (coarse) filter mat, NEMA 12, indoor use only, 11.46 x 11.46in enclosure cutout, RAL 7035 light gray. | Stock | 373
018849-01 | Stego Filter Fan Plus FPO exhaust fan, side mount, 607 CFM, 115 VAC operating voltage, with air flaps, G3 (coarse) filter mat, NEMA 12, indoor use only, 11.46 x 11.46in enclosure cutout, RAL 7035 light gray. | Stock | 395
Enclosure Rack Fans
DNFK1AC120 | Hammond rack fan, 100 CFM, 115 VAC operating voltage, 50/60 Hz. | Stock | 86
DNFK2AC120 | Hammond rack fan, 100 CFM, 115 VAC operating voltage, 50/60 Hz. Package of 2. | Stock | 160
019310-00 | Stego fan tray, rack mount, 339 CFM, 115 VAC operating voltage. | Stock | 238
019510-00 | Stego fan tray, rack mount, 1016 CFM, 115 VAC operating voltage. | Stock | 714
Enclosure Vortex Coolers
TV08-005-4X | Stratus vortex cooler, 500 BTUH (147W), 8 SCFM (227 SLPM), stainless steel body. For use with NEMA 4, NEMA 4X and NEMA 12 enclosures. Distribution tube and muffler included. | Stock | 362
TVK08-005-4X-120A | Stratus vortex cooler kit, 500 BTUH (147W), 8 SCFM (227 SLPM), 120 VAC operating voltage, stainless steel body. For use with NEMA 4, NEMA 4X and NEMA 12 enclosures. | Stock | 470
TVK08-005-4X-24D | Stratus vortex cooler kit, 500 BTUH (147W), 8 SCFM (227 SLPM), 24 VDC operating voltage, stainless steel body. For use with NEMA 4, NEMA 4X and NEMA 12 enclosures. | Stock | 470
TV10-006-4X | Stratus vortex cooler, 600 BTUH (176W), 10 SCFM (283 SLPM), stainless steel body. For use with NEMA 4, NEMA 4X and NEMA 12 enclosures. Distribution tube and muffler included. | Stock | 362
TVK10-006-4X-120A | Stratus vortex cooler kit, 600 BTUH (176W), 10 SCFM (283 SLPM), 120 VAC operating voltage, stainless steel body. For use with NEMA 4, NEMA 4X and NEMA 12 enclosures. | Stock | 470
TVK10-006-4X-24D | Stratus vortex cooler kit, 600 BTUH (176W), 10 SCFM (283 SLPM), 24 VDC operating voltage, stainless steel body. For use with NEMA 4, NEMA 4X and NEMA 12 enclosures. | Stock | 470
TV15-010-4X | Stratus vortex cooler, 1000 BTUH (293W), 15 SCFM (425 SLPM), stainless steel body. For use with NEMA 4, NEMA 4X and NEMA 12 enclosures. Distribution tube and muffler included. | Stock | 362
TVK15-010-4X-120A | Stratus vortex cooler kit, 1000 BTUH (293W), 15 SCFM (425 SLPM), 120 VAC operating voltage, stainless steel body. For use with NEMA 4, NEMA 4X and NEMA 12 enclosures. | Stock | 470
TVK15-010-4X-24D | Stratus vortex cooler kit, 1000 BTUH (293W), 15 SCFM (425 SLPM), 24 VDC operating voltage, stainless steel body. For use with NEMA 4, NEMA 4X and NEMA 12 enclosures. | Stock | 470
TV25-018-4X | Stratus vortex cooler, 1800 BTUH (528W), 25 SCFM (708 SLPM), stainless steel body. For use with NEMA 4, NEMA 4X and NEMA 12 enclosures. Distribution tube and muffler included. | Stock | 362
TVK25-018-4X-120A | Stratus vortex cooler kit, 1800 BTUH (528W), 25 SCFM (708 SLPM), 120 VAC operating voltage, stainless steel body. For use with NEMA 4, NEMA 4X and NEMA 12 enclosures. | Stock | 470
TVK25-018-4X-24D | Stratus vortex cooler kit, 1800 BTUH (528W), 25 SCFM (708 SLPM), 24 VDC operating voltage, stainless steel body. For use with NEMA 4, NEMA 4X and NEMA 12 enclosures. | Stock | 470
TV35-025-4X | Stratus vortex cooler, 2500 BTUH (732W), 35 SCFM (991 SLPM), stainless steel body. For use with NEMA 4, NEMA 4X and NEMA 12 enclosures. Distribution tube and muffler included. | Stock | 362
TVK35-025-4X-120A | Stratus vortex cooler kit, 2500 BTUH (732W), 35 SCFM (991 SLPM), 120 VAC operating voltage, stainless steel body. For use with NEMA 4, NEMA 4X and NEMA 12 enclosures. | Stock | 470
TVK35-025-4X-24D | Stratus vortex cooler kit, 2500 BTUH (732W), 35 SCFM (991 SLPM), 24 VDC operating voltage, stainless steel body. For use with NEMA 4, NEMA 4X and NEMA 12 enclosures. | Stock | 470
W750400 | Wiegmann vortex cooler kit, 400 BTUH (117W), 8 SCFM (227 SLPM), 120 VAC operating voltage, aluminum body. For use with NEMA 12 enclosures. | Stock | 1290
W7971700 | Wiegmann vortex cooler kit, 1700 BTUH (498W), 25 SCFM (708 SLPM), 120 VAC operating voltage, aluminum body. For use with NEMA 4 enclosures. | Stock | 1584
W797SS1700 | Wiegmann vortex cooler kit, 1700 BTUH (498W), 25 SCFM (708 SLPM), 120 VAC operating voltage, stainless steel body. For use with NEMA 4 and NEMA 4X enclosures. | Stock | 2920
Enclosure Heaters
016240-03 | Stego enclosure heater, 5W heating capacity, PTC resistor heating element, 12-24 VAC/VDC operating voltage, panel mount. | Stock | 16.5
016220-03 | Stego enclosure heater, 5W heating capacity, PTC resistor heating element, 120-240 VAC/VDC operating voltage, panel mount. | Stock | 17.5
016020-03 | Stego enclosure heater, 8W heating capacity, PTC resistor heating element, 12-24 VAC/VDC operating voltage, panel mount. | Stock | 19
01651.0-00 | Stego enclosure heater, 8W heating capacity, PTC resistor heating element, 120-240 VAC/VDC operating voltage, 50/60 Hz, panel mount. | Stock | 17
016020-00 | Stego enclosure heater, 8W heating capacity, PTC resistor heating element, 120-240 VAC/VDC operating voltage, panel mount. | Stock | 17
016230-01 | Stego enclosure heater, 9W heating capacity, PTC resistor heating element, 120-240 VAC/VDC operating voltage, panel mount. | Stock | 16
016250-02 | Stego enclosure heater, 9W heating capacity, PTC resistor heating element, 12-24 VAC/VDC operating voltage, panel mount. | Stock | 26.5
060401-00 | Stego enclosure heater, 10W heating capacity, touch-safe PTC resistor heating element, 12-30 VAC/VDC operating voltage, 35mm DIN rail mount. | Stock | 47
016090-01 | Stego enclosure heater, 10W heating capacity, PTC resistor heating element, 12-24 VAC/VDC operating voltage, panel mount. | Stock | 18.5
060400-00 | Stego enclosure heater, 10W heating capacity, touch-safe PTC resistor heating element, 120-240 VAC/VDC operating voltage, 35mm DIN rail mount. | Stock | 37.5
01662.0-00 | Stego enclosure heater, 10W heating capacity, PTC resistor heating element, 120-240 VAC/VDC operating voltage, 50/60 Hz, panel mount. | Stock | 18.5
016090-00 | Stego enclosure heater, 10W heating capacity, PTC resistor heating element, 120-240 VAC/VDC operating voltage, panel mount. | Stock | 18.5
16400.9-00 | Stego enclosure heater, 10W heating capacity, PTC resistor heating element, 120-240 VAC/VDC operating voltage, 50/60 Hz, 35mm DIN rail mount. | Stock | 41
016100-01 | Stego enclosure heater, 13W heating capacity, PTC resistor heating element, 12-24 VAC/VDC operating voltage, panel mount. | Stock | 21.5
016100-00 | Stego enclosure heater, 13W heating capacity, PTC resistor heating element, 120-240 VAC/VDC operating voltage, panel mount. | Stock | 21.5
06401.0-00 | Stego enclosure heater, 20W heating capacity, touch-safe PTC resistor heating element, 120-240 VAC/VDC operating voltage, 50/60 Hz, 35mm DIN rail mount. | Stock | 43
060300-00 | Stego enclosure heater, 20W heating capacity, touch-safe PTC resistor heating element, 120-240 VAC/VDC operating voltage, 35mm DIN rail mount. | Stock | 43
16401.9-00 | Stego enclosure heater, 20W heating capacity, PTC resistor heating element, 120-240 VAC/VDC operating voltage, 50/60 Hz, 35mm DIN rail mount. | Stock | 45
06402.0-00 | Stego enclosure heater, 30W heating capacity, touch-safe PTC resistor heating element, 120-240 VAC/VDC operating voltage, 50/60 Hz, 35mm DIN rail mount. | Stock | 47
16402.9-00 | Stego enclosure heater, 30W heating capacity, PTC resistor heating element, 120-240 VAC/VDC operating voltage, 50/60 Hz, 35mm DIN rail mount. | Stock | 45.5
06403.0-00 | Stego enclosure heater, 40W heating capacity, touch-safe PTC resistor heating element, 120-240 VAC/VDC operating voltage, 50/60 Hz, 35mm DIN rail mount. | Stock | 62
16403.9-00 | Stego enclosure heater, 40W heating capacity, PTC resistor heating element, 120-240 VAC/VDC operating voltage, 50/60 Hz, 35mm DIN rail mount. | Stock | 62
06500.0-00 | Stego enclosure heater, 50W heating capacity, touch-safe PTC resistor heating element, 120-240 VAC/VDC operating voltage, 50/60 Hz, 35mm DIN rail mount. | Stock | 65
060000-00 | Stego enclosure heater, 50W heating capacity, touch-safe PTC resistor heating element, 120-240 VAC/VDC operating voltage, 35mm DIN rail mount. | Stock | 68
06510.0-00 | Stego enclosure heater, 50W heating capacity, touch-safe PTC resistor heating element, 120-240 VAC/VDC operating voltage, 50/60 Hz, fixed thermostat, N.C. (open on rise) 41 deg F (5 deg C) switch-on, 35mm DIN rail mount. | Stock | 77
060010-00 | Stego enclosure heater, 50W heating capacity, touch-safe PTC resistor heating element, 120-240 VAC operating voltage, fixed thermostat, N.C. (open on rise) 41 deg F (5 deg C) switch-on, 35mm DIN rail mount. | Stock | 80
06520.0-00 | Stego enclosure heater, 50W heating capacity, touch-safe PTC resistor heating element, 120-240 VAC/VDC operating voltage, 50/60 Hz, fixed thermostat, N.C. (open on rise) 59 deg F (15 deg C) switch-on, 35mm DIN rail or panel mount. | Stock | 77
16404.9-00 | Stego enclosure heater, 50W heating capacity, PTC resistor heating element, 120-240 VAC/VDC operating voltage, 50/60 Hz, 35mm DIN rail mount. | Stock | 87
061009-00 | Stego flat heater, 50W heating capacity, resistance heating element, 120 VAC operating voltage, 50/60 Hz, M6 screw mount. | Stock | 162
061000-00 | Stego flat heater, 50W heating capacity, resistance heating element, 230 VAC operating voltage, 50/60 Hz, M6 screw mount. | Stock | 168
020319-00 | Stego enclosure heater, hazardous location rated, 50W heating capacity, high performance cartridge heating element, 120 VAC operating voltage, 35mm DIN rail mount. | Stock | 209
020310-00 | Stego enclosure heater, hazardous location rated, 50W heating capacity, high performance cartridge heating element, 230 VAC operating voltage, 35mm DIN rail mount. | Stock | 212
16501.0-00 | Stego enclosure heater, 60W heating capacity, PTC resistor heating element, 120-240 VAC/VDC operating voltage, 50/60 Hz, 35mm DIN rail mount. | Stock | 89
16502.0-00 | Stego enclosure heater, 75W heating capacity, PTC resistor heating element, 120-240 VAC/VDC operating voltage, 50/60 Hz, 35mm DIN rail mount. | Stock | 93
06503.0-00 | Stego enclosure heater, 100W heating capacity, touch-safe PTC resistor heating element, 120-240 VAC/VDC operating voltage, 50/60 Hz, 35mm DIN rail mount. | Stock | 95
060100-00 | Stego enclosure heater, 100W heating capacity, touch-safe PTC resistor heating element, 120-240 VAC/VDC operating voltage, 35mm DIN rail mount. | Stock | 98
06513.0-00 | Stego enclosure heater, 100W heating capacity, touch-safe PTC resistor heating element, 120-240 VAC/VDC operating voltage, 50/60 Hz, fixed thermostat, N.C. (open on rise) 41 deg F (5 deg C) switch-on, 35mm DIN rail mount. | Stock | 105
060110-00 | Stego enclosure heater, 100W heating capacity, touch-safe PTC resistor heating element, 120-240 VAC operating voltage, fixed thermostat, N.C. (open on rise) 41 deg F (5 deg C) switch-on, 35mm DIN rail mount. | Stock | 110
16503.0-00 | Stego enclosure heater, 100W heating capacity, PTC resistor heating element, 120-240 VAC/VDC operating voltage, 50/60 Hz, 35mm DIN rail mount. | Stock | 100
061019-00 | Stego flat heater, 100W heating capacity, resistance heating element, 120 VAC operating voltage, 50/60 Hz, M6 screw mount. | Stock | 184
061010-00 | Stego flat heater, 100W heating capacity, resistance heating element, 230 VAC operating voltage, 50/60 Hz, M6 screw mount. | Stock | 192
020320-00 | Stego enclosure heater, hazardous location rated, 100W heating capacity, high performance cartridge heating element, 230 VAC operating voltage, 35mm DIN rail mount. | Stock | 239
020329-00 | Stego enclosure heater, hazardous location rated, 100W heating capacity, high performance cartridge heating element, 120 VAC operating voltage, 35mm DIN rail mount. | Stock | 243
FLHTF125A115 | Hammond enclosure heater, axial fan, 125W heating capacity, incoloy tubular heating element, 120 VAC operating voltage, 60 Hz, adjustable thermostat, N.C. (open on rise) 0 to 100 deg F, panel mount. | Stock | 352
FLHTF125A230 | Hammond enclosure heater, axial fan, 105/125W heating capacity, incoloy tubular heating element, 220-240 VAC operating voltage, 50/60 Hz, adjustable thermostat, N.C. (open on rise) 0 to 100 deg F, panel mount. | Stock | 352
06504.0-00 | Stego enclosure heater, 150W heating capacity, touch-safe PTC resistor heating element, 120-240 VAC/VDC operating voltage, 50/60 Hz, 35mm DIN rail mount. | Stock | 121
060200-00 | Stego enclosure heater, 150W heating capacity, touch-safe PTC resistor heating element, 120-240 VAC/VDC operating voltage, 35mm DIN rail mount. | Stock | 113
16504.0-00 | Stego enclosure heater, 150W heating capacity, PTC resistor heating element, 120-240 VAC/VDC operating voltage, 50/60 Hz, 35mm DIN rail mount. | Stock | 127
06514.0-00 | Stego enclosure heater, 150W heating capacity, touch-safe PTC resistor heating element, 120-240 VAC/VDC operating voltage, 50/60 Hz, fixed thermostat, N.C. (open on rise) 41 deg F (5 deg C) switch-on, 35mm DIN rail mount. | Stock | 133
060210-00 | Stego enclosure heater, 150W heating capacity, touch-safe PTC resistor heating element, 120-240 VAC operating voltage, fixed thermostat, N.C. (open on rise) 41 deg F (5 deg C) switch-on, 35mm DIN rail mount. | Stock | 126
06524.0-00 | Stego enclosure heater, 150W heating capacity, touch-safe PTC resistor heating element, 120-240 VAC/VDC operating voltage, 50/60 Hz, fixed thermostat, N.C. (open on rise) 59 deg F (15 deg C) switch-on, 35mm DIN rail or panel mount. | Stock | 133
028009-00 | Stego enclosure heater, axial fan, 150W heating capacity, touch-safe PTC resistor heating element, 120 VAC operating voltage, 50/60 Hz, 35mm DIN rail mount. | Stock | 132
028009-01 | Stego enclosure heater, axial fan, 150W heating capacity, touch-safe PTC resistor heating element, 120 VAC operating voltage, 50/60 Hz, panel mount. | Stock | 132
028000-00 | Stego enclosure heater, axial fan, 150W heating capacity, touch-safe PTC resistor heating element, 230 VAC operating voltage, 50/60 Hz, 35mm DIN rail mount. | Stock | 132
028000-01 | Stego enclosure heater, axial fan, 150W heating capacity, touch-safe PTC resistor heating element, 230 VAC operating voltage, 50/60 Hz, panel mount. | Stock | 132
FLHTF200A115 | Hammond enclosure heater, axial fan, 200W heating capacity, incoloy tubular heating element, 120 VAC operating voltage, 60 Hz, adjustable thermostat, N.C. (open on rise) 0 to 100 deg F, panel mount. | Stock | 418
FLHTF200A230 | Hammond enclosure heater, axial fan, 165/200W heating capacity, incoloy tubular heating element, 220-240 VAC operating voltage, 50/60 Hz, adjustable thermostat, N.C. (open on rise) 0 to 100 deg F, panel mount. | Stock | 418
020349-00 | Stego enclosure heater, hazardous location rated, 200W heating capacity, high performance cartridge heating element, 120 VAC operating voltage, 35mm DIN rail mount. | Stock | 267
020340-00 | Stego enclosure heater, hazardous location rated, 200W heating capacity, high performance cartridge heating element, 230 VAC operating voltage, 35mm DIN rail mount. | Stock | 267
030921-16 | Stego enclosure heater, axial fan, 200W heating capacity, high performance cartridge heating element, 24 VDC operating voltage, adjustable thermostat, N.C. (open on rise) -4 to 104 deg F, foot mount. | Stock | 340
030921-17 | Stego enclosure heater, axial fan, 200W heating capacity, high performance cartridge heating element, 24 VDC operating voltage, adjustable thermostat with external sensor connection, N.C. (open on rise) -4 to 104 deg F, foot mount. | Stock | 340
130921-16 | Stego enclosure heater, axial fan, 200W heating capacity, high performance cartridge heating element, 24 VDC operating voltage, adjustable thermostat, N.C. (open on rise) -4 to 104 deg F, 35mm DIN rail or panel mount. | Stock | 345
130921-17 | Stego enclosure heater, axial fan, 200W heating capacity, high performance cartridge heating element, 24 VDC operating voltage, adjustable thermostat with external sensor connection, N.C. (open on rise) -4 to 104 deg F, 35mm DIN rail or panel mount. | Stock | 345
028119-00 | Stego enclosure heater, axial fan, 250W heating capacity, touch-safe PTC resistor heating element, 120 VAC operating voltage, 50/60 Hz, 35mm DIN rail mount. | Stock | 152
028119-01 | Stego enclosure heater, axial fan, 250W heating capacity, touch-safe PTC resistor heating element, 120 VAC operating voltage, 50/60 Hz, panel mount. | Stock | 152
028219-06 | Stego enclosure heater, axial fan, 250W heating capacity, touch-safe PTC resistor heating element, 120 VAC operating voltage, 50/60 Hz, fixed thermostat, N.C. (open on rise) 41 deg F (5 deg C) switch-on, 35mm DIN rail mount. | Stock | 168
028219-08 | Stego enclosure heater, axial fan, 250W heating capacity, touch-safe PTC resistor heating element, 120 VAC operating voltage, 50/60 Hz, fixed thermostat, N.C. (open on rise) 41 deg F (5 deg C) switch-on, panel mount. | Stock | 168
028110-00 | Stego enclosure heater, axial fan, 250W heating capacity, touch-safe PTC resistor heating element, 230 VAC operating voltage, 50/60 Hz, 35mm DIN rail mount. | Stock | 152
028110-01 | Stego enclosure heater, axial fan, 250W heating capacity, touch-safe PTC resistor heating element, 230 VAC operating voltage, 50/60 Hz, panel mount. | Stock | 152
028210-06 | Stego enclosure heater, axial fan, 250W heating capacity, touch-safe PTC resistor heating element, 230 VAC operating voltage, 50/60 Hz, fixed thermostat, N.C. (open on rise) 41 deg F (5 deg C) switch-on, 35mm DIN rail mount. | Stock | 168
028210-08 | Stego enclosure heater, axial fan, 250W heating capacity, touch-safe PTC resistor heating element, 230 VAC operating voltage, 50/60 Hz, fixed thermostat, N.C. (open on rise) 41 deg F (5 deg C) switch-on, panel mount. | Stock | 168
028109-00 | Stego enclosure heater, axial fan, 400W heating capacity, touch-safe PTC resistor heating element, 120 VAC operating voltage, 50/60 Hz, 35mm DIN rail mount. | Stock | 168
028109-01 | Stego enclosure heater, axial fan, 400W heating capacity, touch-safe PTC resistor heating element, 120 VAC operating voltage, 50/60 Hz, panel mount. | Stock | 168
028209-06 | Stego enclosure heater, axial fan, 400W heating capacity, touch-safe PTC resistor heating element, 120 VAC operating voltage, 50/60 Hz, fixed thermostat, N.C. (open on rise) 41 deg F (5 deg C) switch-on, 35mm DIN rail mount. | Stock | 182
028209-08 | Stego enclosure heater, axial fan, 400W heating capacity, touch-safe PTC resistor heating element, 120 VAC operating voltage, 50/60 Hz, fixed thermostat, N.C. (open on rise) 41 deg F (5 deg C) switch-on, panel mount. | Stock | 182
028100-00 | Stego enclosure heater, axial fan, 400W heating capacity, touch-safe PTC resistor heating element, 230 VAC operating voltage, 50/60 Hz, 35mm DIN rail mount. | Stock | 168
028100-01 | Stego enclosure heater, axial fan, 400W heating capacity, touch-safe PTC resistor heating element, 230 VAC operating voltage, 50/60 Hz, panel mount. | Stock | 168
028200-06 | Stego enclosure heater, axial fan, 400W heating capacity, touch-safe PTC resistor heating element, 230 VAC operating voltage, 50/60 Hz, fixed thermostat, N.C. (open on rise) 41 deg F (5 deg C) switch-on, 35mm DIN rail mount. | Stock | 182
028200-08 | Stego enclosure heater, axial fan, 400W heating capacity, touch-safe PTC resistor heating element, 230 VAC operating voltage, 50/60 Hz, fixed thermostat, N.C. (open on rise) 41 deg F (5 deg C) switch-on, panel mount. | Stock | 182
FLHTF400A115 | Hammond enclosure heater, axial fan, 400W heating capacity, incoloy tubular heating element, 120 VAC operating voltage, 60 Hz, adjustable thermostat, N.C. (open on rise) 0 to 100 deg F, panel mount. | Stock | 485
FLHTF400A230 | Hammond enclosure heater, axial fan, 335/400W heating capacity, incoloy tubular heating element, 220-240 VAC operating voltage, 50/60 Hz, adjustable thermostat, N.C. (open on rise) 0 to 100 deg F, panel mount. | Stock | 485
030849-00 | Stego enclosure heater, axial fan, 500W heating capacity, high performance cartridge heating element, 120 VAC operating voltage, 50/60 Hz, 35mm DIN rail mount. | Stock | 262
027009-00 | Stego enclosure heater, axial fan, 550W heating capacity, PTC resistor heating element, 100-120 VAC operating voltage, 50/60 Hz, adjustable thermostat, N.C. (open on rise) 32 to 140 deg F, 35mm DIN rail mount. | Stock | 224
027009-01 | Stego enclosure heater, axial fan, 550W heating capacity, PTC resistor heating element, 100-120 VAC operating voltage, 50/60 Hz, adjustable thermostat, N.C. (open on rise) 0 to 60 deg C, 35mm DIN rail mount. | Stock | 224
027000-00 | Stego enclosure heater, axial fan, 550W heating capacity, PTC resistor heating element, 220-240 VAC operating voltage, 50/60 Hz, adjustable thermostat, N.C. (open on rise) 0 to 60 deg C, 35mm DIN rail mount. | Stock | 225
030839-00 | Stego enclosure heater, axial fan, 600W heating capacity, high performance cartridge heating element, 120 VAC operating voltage, 50/60 Hz, 35mm DIN rail mount. | Stock | 268
027019-00 | Stego enclosure heater, axial fan, 650W heating capacity, PTC resistor heating element, 100-120 VAC operating voltage, 50/60 Hz, adjustable thermostat, N.C. (open on rise) 32 to 140 deg F, 35mm DIN rail mount. | Stock | 250
027019-01 | Stego enclosure heater, axial fan, 650W heating capacity, PTC resistor heating element, 100-120 VAC operating voltage, 50/60 Hz, adjustable thermostat, N.C. (open on rise) 0 to 60 deg C, 35mm DIN rail mount. | Stock | 221
027010-00 | Stego enclosure heater, axial fan, 650W heating capacity, PTC resistor heating element, 220-240 VAC operating voltage, 50/60 Hz, adjustable thermostat, N.C. (open on rise) 0 to 60 deg C, 35mm DIN rail mount. | Stock | 251
030829-00 | Stego enclosure heater, axial fan, 700W heating capacity, high performance cartridge heating element, 120 VAC operating voltage, 50/60 Hz, 35mm DIN rail mount. | Stock | 274
030829-01 | Stego enclosure heater, axial fan, 700W heating capacity, high performance cartridge heating element, 120 VAC operating voltage, 50/60 Hz, panel mount. | Stock | 274
030820-00 | Stego enclosure heater, axial fan, 700W heating capacity, high performance cartridge heating element, 230 VAC operating voltage, 50/60 Hz, 35mm DIN rail mount. | Stock | 274
030820-01 | Stego enclosure heater, axial fan, 700W heating capacity, high performance cartridge heating element, 230 VAC operating voltage, 50/60 Hz, panel mount. | Stock | 274
FLHTF800A115 | Hammond enclosure heater, axial fan, 800W heating capacity, incoloy tubular heating element, 120 VAC operating voltage, 60 Hz, adjustable thermostat, N.C. (open on rise) 0 to 100 deg F, panel mount. | Stock | 551
FLHTF800A230 | Hammond enclosure heater, axial fan, 670/800W heating capacity, incoloy tubular heating element, 220-240 VAC operating voltage, 50/60 Hz, adjustable thermostat, N.C. (open on rise) 0 to 100 deg F, panel mount. | Stock | 551
030973-16 | Stego enclosure heater, axial fan, 800W heating capacity, high performance cartridge heating element, 56 VDC operating voltage, adjustable thermostat, N.C. (open on rise) -4 to 104 deg F, foot mount. | Stock | 348
130599-02 | Stego enclosure heater, axial fan, 950W heating capacity, high performance cartridge heating element, 120 VAC operating voltage, 50/60 Hz, 35mm DIN rail or panel mount. | Stock | 292
030599-00 | Stego enclosure heater, axial fan, 950W heating capacity, high performance cartridge heating element, 120 VAC operating voltage, 50/60 Hz, adjustable thermostat, N.C. (open on rise) 32 to 140 deg F, foot mount. | Stock | 267
130599-00 | Stego enclosure heater, axial fan, 950W heating capacity, high performance cartridge heating element, 120 VAC operating voltage, 50/60 Hz, adjustable thermostat, N.C. (open on rise) 32 to 140 deg F, 35mm DIN rail or panel mount. | Stock | 297
130510-00 | Stego enclosure heater, axial fan, 950W heating capacity, high performance cartridge heating element, 230 VAC operating voltage, 50/60 Hz, adjustable thermostat, N.C. (open on rise) 0 to 60 deg C, 35mm DIN rail or panel mount. | Stock | 312
030510-00 | Stego enclosure heater, axial fan, 950W heating capacity, high performance cartridge heating element, 230 VAC operating voltage, 50/60 Hz, adjustable thermostat, N.C. (open on rise) 0 to 60 deg C, foot mount. | Stock | 267
032029-00 | Stego enclosure heater, axial fan, 1000W heating capacity, PTC resistor heating element, 100-120 VAC operating voltage, 50/60 Hz, fixed thermostat, N.C. (open on rise) 41 deg F (5 deg C) switch-on, 35mm DIN rail mount. | Stock | 337
032029-01 | Stego enclosure heater, axial fan, 1000W heating capacity, PTC resistor heating element, 100-120 VAC operating voltage, 50/60 Hz, fixed thermostat, N.C. (open on rise) 41 deg F (5 deg C) switch-on, panel mount. | Stock | 337
032020-00 | Stego enclosure heater, axial fan, 1000W heating capacity, PTC resistor heating element, 220-240 VAC operating voltage, 50/60 Hz, fixed thermostat, N.C. (open on rise) 41 deg F (5 deg C) switch-on, 35mm DIN rail mount. | Stock | 338
032020-01 | Stego enclosure heater, axial fan, 1000W heating capacity, PTC resistor heating element, 220-240 VAC operating voltage, 50/60 Hz, fixed thermostat, N.C. (open on rise) 41 deg F (5 deg C) switch-on, panel mount. | Stock | 338
030609-00 | Stego enclosure heater, axial fan, 1200W heating capacity, PTC resistor heating element, 120 VAC operating voltage, 50/60 Hz, adjustable thermostat, N.C. (open on rise) 32 to 140 deg F, foot mount. | Stock | 304
130609-00 | Stego enclosure heater, axial fan, 1200W heating capacity, PTC resistor heating element, 120 VAC operating voltage, 50/60 Hz, adjustable thermostat, N.C. (open on rise) 32 to 140 deg F, 35mm DIN rail or panel mount. | Stock | 354
030600-00 | Stego enclosure heater, axial fan, 1200W heating capacity, PTC resistor heating element, 230 VAC operating voltage, 50/60 Hz, adjustable thermostat, N.C. (open on rise) 0 to 60 deg C, foot mount. | Stock | 304
130600-00 | Stego enclosure heater, axial fan, 1200W heating capacity, PTC resistor heating element, 230 VAC operating voltage, 50/60 Hz, adjustable thermostat, N.C. (open on rise) 0 to 60 deg C, 35mm DIN rail or panel mount. | Stock | 354
FLHTF1300A115 | Hammond enclosure heater, axial fan, 1300W heating capacity, incoloy tubular heating element, 120 VAC operating voltage, 60 Hz, adjustable thermostat, N.C. (open on rise) 0 to 100 deg F, panel mount. | Stock | 581
FLHTF1300A230 | Hammond enclosure heater, axial fan, 1080/1300W heating capacity, incoloy tubular heating element, 220-240 VAC operating voltage, 50/60 Hz, adjustable thermostat, N.C. (open on rise) 0 to 100 deg F, panel mount. | Stock | 581
Enclosure Thermostats and Hygrostats
011900-01 | Stego electronic thermostat, adjustable, 32 to 140 deg F, 5.4 deg F switching differential, 24 VDC operating voltage, 35mm DIN rail mount, for electrical enclosure climate control. | Stock | 69
011709-00 | Stego mechanical thermostat, adjustable, 40 to 140 deg F, 9 deg F switching differential, 120 VAC operating voltage, 35mm DIN rail mount, for electrical enclosure climate control. | Stock | 48.5
011700-01 | Stego mechanical thermostat, adjustable, 40 to 140 deg F, 9 deg F switching differential, 230 VAC operating voltage, 35mm DIN rail mount, for electrical enclosure climate control. | Stock | 47.5
011900-00 | Stego electronic thermostat, adjustable, 0 to 60 deg C, 3K switching differential, 24 VDC operating voltage, 35mm DIN rail mount, for electrical enclosure climate control. | Stock | 70
011709-01 | Stego mechanical thermostat, adjustable, 5 to 60 deg C, 5K switching differential, 120 VAC operating voltage, 35mm DIN rail mount, for electrical enclosure climate control. | Stock | 47.5
011700-00 | Stego mechanical thermostat, adjustable, 5 to 60 deg C, 5K switching differential, 230 VAC operating voltage, 35mm DIN rail mount, for electrical enclosure climate control. | Stock | 48
111009-01 | Stego thermostat, adjustable, N.C. (open on rise) 14 to 122 deg F, 12.6 deg F switching differential, 35mm DIN rail mount, for electrical enclosure climate control. | Stock | 23
111000-01 | Stego thermostat, adjustable, N.C. (open on rise) -10 to 50 deg C, 7K switching differential, 35mm DIN rail mount, for electrical enclosure climate control. | Stock | 23
011159-00 | Stego thermostat, adjustable, N.C. (open on rise) 32 to 140 deg F, 7 deg F switching differential, 35mm DIN rail mount, for electrical enclosure climate control. | Stock | 31.5
111009-00 | Stego thermostat, adjustable, N.C. (open on rise) 32 to 140 deg F, 12.6 deg F switching differential, 35mm DIN rail mount, for electrical enclosure climate control. | Stock | 23
011150-00 | Stego thermostat, adjustable, N.C. (open on rise) 0 to 60 deg C, 4K switching differential, 35mm DIN rail mount, for electrical enclosure climate control. | Stock | 30.5
111000-00 | Stego thermostat, adjustable, N.C. (open on rise) 0 to 60 deg C, 7K switching differential, 35mm DIN rail mount, for electrical enclosure climate control. | Stock | 23
111000-02 | Stego thermostat, adjustable, N.C. (open on rise) 20 to 80 deg C, 7K switching differential, 35mm DIN rail mount, for electrical enclosure climate control. | Stock | 23
111019-01 | Stego thermostat, adjustable, N.O. (close on rise) 14 to 122 deg F, 12.6 deg F switching differential, 35mm DIN rail mount, for electrical enclosure climate control. | Stock | 23
111010-01 | Stego thermostat, adjustable, N.O. (close on rise) -10 to 50 deg C, 7K switching differential, 35mm DIN rail mount, for electrical enclosure climate control. | Stock | 23
011169-00 | Stego thermostat, adjustable, N.O. (close on rise) 32 to 140 deg F, 7 deg F switching differential, 35mm DIN rail mount, for electrical enclosure climate control. | Stock | 31.5
111019-00 | Stego thermostat, adjustable, N.O. (close on rise) 32 to 140 deg F, 12.6 deg F switching differential, 35mm DIN rail mount, for electrical enclosure climate control. | Stock | 23
011160-00 | Stego thermostat, adjustable, N.O. (close on rise) 0 to 60 deg C, 4K switching differential, 35mm DIN rail mount, for electrical enclosure climate control. | Stock | 31.5
111010-00 | Stego thermostat, adjustable, N.O. (close on rise) 0 to 60 deg C, 7K switching differential, 35mm DIN rail mount, for electrical enclosure climate control. | Stock | 23
111010-02 | Stego thermostat, adjustable, N.O. (close on rise) 20 to 80 deg C, 7K switching differential, 35mm DIN rail mount, for electrical enclosure climate control. | Stock | 23
011600-00 | Stego thermostat, fixed, N.C. (open on rise) 41 deg F (5 deg C) switch-on, 18 deg F (10K) switching differential, 35mm DIN rail mount, for electrical enclosure climate control. | Stock | 18.5
011600-01 | Stego thermostat, fixed, N.C. (open on rise) 59 deg F (15 deg C) switch-on, 18 deg F (10K) switching differential, 35mm DIN rail mount, for electrical enclosure climate control. | Stock | 18.5
011850-00 | Stego thermostat, hazardous location rated, fixed, N.C. (open on rise) 59 deg F (15 deg C) switch-off, 9 deg F (5K) switching differential, 35mm DIN rail or panel mount, for electrical enclosure climate control. | Stock | 146
011851-00 | Stego thermostat, hazardous location rated, fixed, N.C. (open on rise) 77 deg F (25 deg C) switch-off, 9 deg F (5K) switching differential, 35mm DIN rail or panel mount, for electrical enclosure climate control. | Stock | 146
011610-02 | Stego thermostat, fixed, N.O. (close on rise) 95 deg F (35 deg C) switch-on, 18 deg F (10K) switching differential, 35mm DIN rail mount, for electrical enclosure climate control. | Stock | 18.5
011610-00 | Stego thermostat, fixed, N.O. (close on rise) 122 deg F (50 deg C) switch-on, 12.6 deg F (7K) switching differential, 35mm DIN rail mount, for electrical enclosure climate control. | Stock | 18.5
011720-01 | Stego thermostat, dual adjustable, N.C. (open on rise) 32 to 140 deg F, N.O. (close on rise) 32 to 140 deg F, 13 deg F switching differential, 35mm DIN rail mount, for electrical enclosure climate control. | Stock | 47.5
011750-01 | Stego thermostat, dual adjustable, N.C. (open on rise) 14 to 122 deg F, N.O. (close on rise) 68 to 176 deg F, 12.6 deg F switching differential, 35mm DIN rail mount, for electrical enclosure climate control. | Stock | 47
011720-00 | Stego thermostat, dual adjustable, N.C. (open on rise) 0 to 60 deg C, N.O. (close on rise) 0 to 60 deg C, 7K switching differential, 35mm DIN rail mount, for electrical enclosure climate control. | Stock | 47
011750-00 | Stego thermostat, dual adjustable, N.C. (open on rise) -10 to 50 deg C, N.O. (close on rise) 20 to 80 deg C, 7K switching differential, 35mm DIN rail mount, for electrical enclosure climate control. | Stock | 47
011760-01 | Stego thermostat, dual adjustable, N.O. (close on rise) 32 to 140 deg F, N.O. (close on rise) 32 to 140 deg F, 12.6 deg F switching differential, 35mm DIN rail mount, for electrical enclosure climate control. | Stock | 47
011760-00 | Stego thermostat, dual adjustable, N.O. (close on rise) 0 to 60 deg C, N.O. (close on rise) 0 to 60 deg C, 7K switching differential, 35mm DIN rail mount, for electrical enclosure climate control. | Stock | 47
011630-02 | Stego thermostat, dual fixed, N.C. (open on rise) 41 deg F (5 deg C) switch-on, N.O. (close on rise) 95 deg F (35 deg C) switch-on, 18 deg F (10K) switching differential, 35mm DIN rail mount, for electrical enclosure climate control. | Stock | 34.5
011630-00 | Stego thermostat, dual fixed, N.C. (open on rise) 41 deg F (5 deg C) switch-on, N.O. (close on rise) 122 deg F (50 deg C) switch-on, 18 deg F (10K) switching differential, 35mm DIN rail mount, for electrical enclosure climate control. | Stock | 34.5
011640-00 | Stego thermostat, dual fixed, N.O. (close on rise) 122 deg F (50 deg C) switch-on, N.O. (close on rise) 140 deg F (60 deg C) switch-on, 18 deg F (10K) switching differential, 35mm DIN rail mount, for electrical enclosure climate control. | Stock | 34.5
012309-00 | Stego electronic hygrotherm, adjustable, 32 to 140 deg F, 50% to 90% relative humidity, 3.6 deg F/4% RH switching differential, 100-240 VAC operating voltage, 35mm DIN rail mount, for electrical enclosure climate control. | Stock | 148
012300-00 | Stego electronic hygrotherm, adjustable, 0 to 60 deg C, 50% to 90% relative humidity, 2K/4% RH switching differential, 100-240 VAC operating voltage, 35mm DIN rail mount, for electrical enclosure climate control. | Stock | 148
012200-00 | Stego mechanical hygrostat, adjustable, 35% to 95% relative humidity, 4% RH switching differential, 35mm DIN rail mount, for electrical enclosure climate control. | Stock | 115
012450-00 | Stego electronic hygrostat, adjustable, 40% to 90% relative humidity, 5% RH switching differential, 230 VAC operating voltage, 35mm DIN rail mount, for electrical enclosure climate control. | Stock | 86
012459-00 | Stego electronic hygrostat, adjustable, 40% to 90% relative humidity, 5% RH switching differential, 120 VAC operating voltage, 35mm DIN rail mount, for electrical enclosure climate control. | Stock | 86
012469-00 | Stego electronic hygrostat, fixed, 65% relative humidity, 5% RH switching differential, 120 VAC operating voltage, 35mm DIN rail mount, for electrical enclosure climate control. | Stock | 86
012460-00 | Stego electronic hygrostat, fixed, 65% relative humidity, 5% RH switching differential, 230 VAC operating voltage, 35mm DIN rail mount, for electrical enclosure climate control. | Stock | 86
Ambient Sensors for Enclosures
267071 | Stego temperature/humidity sensor, -4 to 104 deg F, 40 to 90% RH, 35mm DIN rail mount, 3.2ft/1m cable length. For use with Stego 0309xx-17 & 1309xx-17 heaters. | Stock | 63
267072 | Stego temperature/humidity sensor, -4 to 104 deg F, 40 to 90% RH, 35mm DIN rail mount, 6.5ft/2m cable length. For use with Stego 0309xx-17 & 1309xx-17 heaters. | Stock | 63
267126 | Stego temperature/humidity sensor, -4 to 104 deg F, 40 to 90% RH, 35mm DIN rail mount, 9.8ft/3m cable length. For use with Stego 0309xx-17 & 1309xx-17 heaters. | Stock | 88
Vents and Grilles for Enclosures
118700-00 | Stego Filter Fan Plus FPI exhaust grille, side mount, with air flaps, NEMA 12, 3.62 x 3.62in enclosure cutout, RAL 7035 light gray. | Stock | 29.5
118800-30 | Stego Filter Fan Plus FPO grille, side mount, G3 (coarse) filter mat, NEMA 12, 3.62 x 3.62in enclosure cutout, RAL 7035 light gray. | Stock | 26.5
FF08U | Fandis Virdis series grille, side mount, G3 (coarse) filter mat, NEMA 12, 3.62 x 3.62in enclosure cutout, RAL 7035 light gray. | Stock | 23.5
FF08Z | Fandis Virdis series grille, side mount, G3 (coarse) filter mat, NEMA 12, 3.62 x 3.62in enclosure cutout, ANSI 61 gray. | Stock | 25
FF08N3 | Fandis Virdis series grille, side mount, G3 (coarse) filter mat, NEMA 3R, 3.62 x 3.62in enclosure cutout, RAL 9005 black. | Stock | 57
118000-00 | Stego Filter Fan grille, side mount, G3 (coarse) filter mat, NEMA 12, 3.82 x 3.82in enclosure cutout, RAL 7035 light gray. | Stock | 23.5
FF12U | Fandis Virdis series grille, side mount, G3 (coarse) filter mat, NEMA 12, 4.88 x 4.88in enclosure cutout, RAL 7035 light gray. | Stock | 26
FF12Z | Fandis Virdis series grille, side mount, G3 (coarse) filter mat, NEMA 12, 4.88 x 4.88in enclosure cutout, ANSI 61 gray. | Stock | 27.5
118710-00 | Stego Filter Fan Plus FPI exhaust grille, side mount, with air flaps, NEMA 12, 4.88 x 4.88in enclosure cutout, RAL 7035 light gray. | Stock | 33.5
118810-30 | Stego Filter Fan Plus FPO grille, side mount, G3 (coarse) filter mat, NEMA 12, 4.88 x 4.88in enclosure cutout, RAL 7035 light gray. | Stock | 30.5
118210-00 | Stego Filter Fan grille, side mount, M5 (medium) filter mat, NEMA 12, 4.92 x 4.92in enclosure cutout, RAL 7035 light gray. | Stock | 133
118010-00 | Stego Filter Fan grille, side mount, G3 (coarse) filter mat, NEMA 12, 4.92 x 4.92in enclosure cutout, RAL 7035 light gray. | Stock | 29
FF12N53 | Fandis Virdis series grille, side mount, G4 (coarse) filter mat, NEMA 3R, 4.92 x 4.92in enclosure cutout, RAL 9005 black. | Stock | 67
TP19U551 | Fandis Virdis series vent, top mount, G2 (coarse) filter mat, NEMA 12, 6.89 x 6.89in enclosure cutout, RAL 7035 light gray. | Stock | 212
118720-00 | Stego Filter Fan Plus FPI exhaust grille, side mount, with air flaps, NEMA 12, 6.93 x 6.93in enclosure cutout, RAL 7035 light gray. | Stock | 46.5
118820-30 | Stego Filter Fan Plus FPO grille, side mount, G3 (coarse) filter mat, NEMA 12, 6.93 x 6.93in enclosure cutout, RAL 7035 light gray. | Stock | 36
118020-00 | Stego Filter Fan grille, side mount, G3 (coarse) filter mat, NEMA 12, 6.93 x 6.93in enclosure cutout, RAL 7035 light gray. | Stock | 34.5
FF13U | Fandis Virdis series grille, side mount, G3 (coarse) filter mat, NEMA 12, 6.97 x 6.97in enclosure cutout, RAL 7035 light gray. | Stock | 31
FF13Z | Fandis Virdis series grille, side mount, G3 (coarse) filter mat, NEMA 12, 6.97 x 6.97in enclosure cutout, ANSI 61 gray. | Stock | 32.5
FF15U | Fandis Virdis series grille, side mount, G3 (coarse) filter mat, NEMA 12, 8.78 x 8.78in enclosure cutout, RAL 7035 light gray. | Stock | 37.5
FF15Z | Fandis Virdis series grille, side mount, G3 (coarse) filter mat, NEMA 12, 8.78 x 8.78in enclosure cutout, ANSI 61 gray. | Stock | 40
FF15N53 | Fandis Virdis series grille, side mount, G4 (coarse) filter mat, NEMA 3R, 8.78 x 8.78in enclosure cutout, RAL 9005 black. | Stock | 94
118730-00 | Stego Filter Fan Plus FPI exhaust grille, side mount, with air flaps, NEMA 12, 8.78 x 8.78in enclosure cutout, RAL 7035 light gray. | Stock | 61
118830-30 | Stego Filter Fan Plus FPO grille, side mount, G3 (coarse) filter mat, NEMA 12, 8.78 x 8.78in enclosure cutout, RAL 7035 light gray. | Stock | 47.5
118030-00 | Stego Filter Fan grille, side mount, G3 (coarse) filter mat, NEMA 12, 9.84 x 9.84in enclosure cutout, RAL 7035 light gray. | Stock | 84
118600-00 | Stego exhaust vent, top mount, G3 (coarse) filter mat, NEMA 3R, 9.69 x 9.69in enclosure cutout, RAL 7035 light gray. | Stock | 108
118740-00 | Stego Filter Fan Plus FPI exhaust grille, side mount, with air flaps, NEMA 12, 11.46 x 11.46in enclosure cutout, RAL 7035 light gray. | Stock | 93
118840-30 | Stego Filter Fan Plus FPO grille, side mount, G3 (coarse) filter mat, NEMA 12, 11.46 x 11.46in enclosure cutout, RAL 7035 light gray. | Stock | 73
FF20U | Fandis Virdis series grille, side mount, G3 (coarse) filter mat, NEMA 12, 11.46 x 11.46in enclosure cutout, RAL 7035 light gray. | Stock | 61
FF20Z | Fandis Virdis series grille, side mount, G3 (coarse) filter mat, NEMA 12, 11.46 x 11.46in enclosure cutout, ANSI 61 gray. | Stock | 65
FF20N53 | Fandis Virdis series grille, side mount, G4 (coarse) filter mat, NEMA 3R, 11.46 x 11.46in enclosure cutout, RAL 9005 black. | Stock | 128
REV60 | Stahlin enclosure vent, 60mm, polycarbonate. | Stock | 18.5
REAH-V60 | AttaBox enclosure vent, 60mm, polycarbonate. | Stock | 18.5
REV80 | Stahlin enclosure vent, 80mm, polycarbonate. | Stock | 24.5
REAH-V80 | AttaBox enclosure vent, 80mm, polycarbonate. | Stock | 24.5
VENT-2-P10 | Integra outdoor labyrinth vent, polypropylene, for polycarbonate enclosures. Mounting hardware included. | Stock | 13.5
SCE-AVK23 | Saginaw louver vent, 3.25 x 3.25in (HxW), carbon steel, ANSI 61 gray, powder coat finish, 2.00 x 1.75in (HxW) cutout, for ventilation of metal enclosure. Mounting hardware included. | Stock | 24
SCE-AVK23SS | Saginaw louver vent, 3.25 x 3.25in (HxW), 304 stainless steel, #4 brush finish, 2.00 x 1.75in (HxW) cutout, for ventilation of metal enclosure. Mounting hardware included. | Stock | 52
SCE-AVK33 | Saginaw louver vent, 3.88 x 4.50in (HxW), carbon steel, ANSI 61 gray, powder coat finish, 2.62 x 3.00in (HxW) cutout, for ventilation of metal enclosure. Mounting hardware included. | Stock | 25
WAVK0303 | Wiegmann louver vent, 3.87 x 4.50in (HxW), carbon steel, ANSI 61 gray, polyester powder finish, 2.62 x 3.25in (HxW) cutout, for ventilation of metal enclosure. Mounting hardware included. | Stock | 30.5
SCE-AVK33SS | Saginaw louver vent, 3.88 x 4.50in (HxW), 304 stainless steel, #4 brush finish, 2.62 x 3.00in (HxW) cutout, for ventilation of metal enclosure. Mounting hardware included. | Stock | 55
WAVK0303SSA | Wiegmann louver vent, 3.87 x 4.50in (HxW), 316 stainless steel, 2.62 x 3.25in (HxW) cutout, for ventilation of metal enclosure. Mounting hardware included. | Stock | 106
SCE-AVK34 | Saginaw louver vent, 4.75 x 4.50in (HxW), carbon steel, ANSI 61 gray, powder coat finish, 3.50 x 3.00in (HxW) cutout, for ventilation of metal enclosure. Mounting hardware included. | Stock | 26.5
WAVK0304 | Wiegmann louver vent, 4.75 x 4.50in (HxW), carbon steel, ANSI 61 gray, polyester powder finish, 3.50 x 3.25in (HxW) cutout, for ventilation of metal enclosure. Mounting hardware included. | Stock | 32
SCE-AVK34SS | Saginaw louver vent, 4.75 x 4.50in (HxW), 304 stainless steel, #4 brush finish, 3.50 x 3.00in (HxW) cutout, for ventilation of metal enclosure. Mounting hardware included. | Stock | 58
WAVK0304SSA | Wiegmann louver vent, 4.75 x 4.50in (HxW), 316 stainless steel, 3.50 x 3.25in (HxW) cutout, for ventilation of metal enclosure. Mounting hardware included. | Stock | 111
SCE-AVK43 | Saginaw louver vent, 4.50 x 5.50in (HxW), carbon steel, ANSI 61 gray, powder coat finish, 3.25 x 4.00in (HxW) cutout, for ventilation of metal enclosure. Mounting hardware included. | Stock | 27.5
SCE-AVK43SS | Saginaw louver vent, 4.50 x 5.50in (HxW), 304 stainless steel, #4 brush finish, 3.25 x 4.00in (HxW) cutout, for ventilation of metal enclosure. Mounting hardware included. | Stock | 60
1481L3R55GY | Hammond louver vent assembly, 5.56 x 5.30in (HxW), carbon steel, ANSI 61 gray, powder coat finish, 3.00 x 2.75in (HxW) cutout, for ventilation of metal enclosure. Aluminum filter mesh and mounting hardware included. | Stock | 66
1481L3R55SS | Hammond louver vent assembly, 5.56 x 5.30in (HxW), 304 stainless steel, 3.00 x 2.75in (HxW) cutout, for ventilation of metal enclosure. Aluminum filter mesh and mounting hardware included. | Stock | 142
SCE-AVK44 | Saginaw louver vent, 5.63 x 5.50in (HxW), carbon steel, ANSI 61 gray, powder coat finish, 4.38 x 4.00in (HxW) cutout, for ventilation of metal enclosure. Mounting hardware included. | Stock | 29
WAVK0404 | Wiegmann louver vent, 5.62 x 5.50in (HxW), carbon steel, ANSI 61 gray, polyester powder finish, 4.37 x 4.25in (HxW) cutout, for ventilation of metal enclosure. Mounting hardware included. | Stock | 35
SCE-AVK44SS | Saginaw louver vent, 5.63 x 5.50in (HxW), 304 stainless steel, #4 brush finish, 4.38 x 4.00in (HxW) cutout, for ventilation of metal enclosure. Mounting hardware included. | Stock | 63
WAVK0404SSA | Wiegmann louver vent, 5.62 x 5.50in (HxW), 316 stainless steel, 4.37 x 4.25in (HxW) cutout, for ventilation of metal enclosure. Mounting hardware included. | Stock | 121
1481L44 | Hammond louver vent, 5.62 x 5.50in (HxW), carbon steel, ANSI 61 gray, powder coat finish, for ventilation of metal enclosure. Mounting hardware included. | Stock | 32
SCE-AVK64 | Saginaw louver vent, 5.63 x 7.50in (HxW), carbon steel, ANSI 61 gray, powder coat finish, 4.38 x 6.00in (HxW) cutout, for ventilation of metal enclosure. Mounting hardware included. | Stock | 31.5
SCE-AVK64SS | Saginaw louver vent, 5.63 x 7.50in (HxW), 304 stainless steel, #4 brush finish, 4.38 x 6.00in (HxW) cutout, for ventilation of metal enclosure. Mounting hardware included. | Stock | 69
1481L3R56GY | Hammond louver vent assembly, 5.30 x 6.30in (HxW), carbon steel, ANSI 61 gray, powder coat finish, 2.88 x 3.75in (HxW) cutout, for ventilation of metal enclosure. Aluminum filter mesh and mounting hardware included. | Stock | 69
1481L3R56SS | Hammond louver vent assembly, 5.30 x 6.30in (HxW), 304 stainless steel, 2.88 x 3.75in (HxW) cutout, for ventilation of metal enclosure. Aluminum filter mesh and mounting hardware included. | Stock | 150
1481L3R66GY | Hammond louver vent assembly, 6.40 x 6.30in (HxW), carbon steel, ANSI 61 gray, powder coat finish, 4.00 x 3.75in (HxW) cutout, for ventilation of metal enclosure. Aluminum filter mesh and mounting hardware included. | Stock | 72
1481L3R66SS | Hammond louver vent assembly, 6.40 x 6.30in (HxW), 304 stainless steel, 4.00 x 3.75in (HxW) cutout, for ventilation of metal enclosure. Aluminum filter mesh and mounting hardware included. | Stock | 157
SCE-AVK66 | Saginaw louver vent, 7.88 x 7.50in (HxW), carbon steel, ANSI 61 gray, powder coat finish, 6.62 x 6.00in (HxW) cutout, for ventilation of metal enclosure. Mounting hardware included. | Stock | 32.5
WAVK0606 | Wiegmann louver vent, 7.87 x 7.50in (HxW), carbon steel, ANSI 61 gray, polyester powder finish, 6.62 x 6.25in (HxW) cutout, for ventilation of metal enclosure. Mounting hardware included. | Stock | 41.5
SCE-AVK66SS | Saginaw louver vent, 7.88 x 7.50in (HxW), 304 stainless steel, #4 brush finish, 6.62 x 6.00in (HxW) cutout, for ventilation of metal enclosure. Mounting hardware included. | Stock | 70
WAVK0606SSA | Wiegmann louver vent, 7.87 x 7.50in (HxW), 316 stainless steel, 6.62 x 6.25in (HxW) cutout, for ventilation of metal enclosure. Mounting hardware included. | Stock | 145
1481L66 | Hammond louver vent, 7.87 x 7.50in (HxW), carbon steel, ANSI 61 gray, powder coat finish, for ventilation of metal enclosure. Mounting hardware included. | Stock | 38
1481L3R68GY | Hammond louver vent assembly, 6.40 x 8.30in (HxW), carbon steel, ANSI 61 gray, powder coat finish, 3.50 x 5.75in (HxW) cutout, for ventilation of metal enclosure. Aluminum filter mesh and mounting hardware included. | Stock | 77
SCE-AVK84 | Saginaw louver vent, 5.91 x 9.50in (HxW), carbon steel, ANSI 61 gray, powder coat finish, 4.56 x 8.00in (HxW) cutout, for ventilation of metal enclosure. Mounting hardware included. | Stock | 34
SCE-AVK84SS | Saginaw louver vent, 5.91 x 9.50in (HxW), 304 stainless steel, #4 brush finish, 4.56 x 8.00in (HxW) cutout, for ventilation of metal enclosure. Mounting hardware included. | Stock | 72
1481L3R610GY | Hammond louver vent assembly, 6.62 x 10.30in (HxW), carbon steel, ANSI 61 gray, powder coat finish, 3.75 x 7.75in (HxW) cutout, for ventilation of metal enclosure. Aluminum filter mesh and mounting hardware included. | Stock | 87
SCE-AVK86 | Saginaw louver vent, 8.18 x 9.50in (HxW), carbon steel, ANSI 61 gray, powder coat finish, 6.94 x 8.00in (HxW) cutout, for ventilation of metal enclosure. Mounting hardware included. | Stock | 38
SCE-AVK86SS | Saginaw louver vent, 8.18 x 9.50in (HxW), 304 stainless steel, #4 brush finish, 6.94 x 8.00in (HxW) cutout, for ventilation of metal enclosure. Mounting hardware included. | Stock | 74
1481L3R88GY | Hammond louver vent assembly, 8.69 x 8.30in (HxW), carbon steel, ANSI 61 gray, powder coat finish, 5.75 x 5.75in (HxW) cutout, for ventilation of metal enclosure. Aluminum filter mesh and mounting hardware included. | Stock | 82
SCE-AVK88 | Saginaw louver vent, 10.56 x 9.50in (HxW), carbon steel, ANSI 61 gray, powder coat finish, 9.31 x 8.00in (HxW) cutout, for ventilation of metal enclosure. Mounting hardware included. | Stock | 42.5
SCE-AVK88SS | Saginaw louver vent, 10.56 x 9.50in (HxW), 304 stainless steel, #4 brush finish, 9.31 x 8.00in (HxW) cutout, for ventilation of metal enclosure. Mounting hardware included. | Stock | 83
1481L88 | Hammond louver vent, 10.56 x 10.50in (HxW), carbon steel, ANSI 61 gray, powder coat finish, for ventilation of metal enclosure. Mounting hardware included. | Stock | 47
1481L3R810GY | Hammond louver vent assembly, 9.00 x 10.30in (HxW), carbon steel, ANSI 61 gray, powder coat finish, 6.25 x 7.75in (HxW) cutout, for ventilation of metal enclosure. Aluminum filter mesh and mounting hardware included. | Stock | 93
SCE-AVK812 | Saginaw louver vent, 15.31 x 9.50in (HxW), carbon steel, ANSI 61 gray, powder coat finish, 14.06 x 8.00in (HxW) cutout, for ventilation of metal enclosure. Mounting hardware included. | Stock | 50
SCE-AVK812SS | Saginaw louver vent, 15.31 x 9.50in (HxW), 304 stainless steel, #4 brush finish, 14.06 x 8.00in (HxW) cutout, for ventilation of metal enclosure. Mounting hardware included. | Stock | 110
1481L3R1110GY | Hammond louver vent assembly, 11.37 x 10.30in (HxW), carbon steel, ANSI 61 gray, powder coat finish, 8.50 x 7.75in (HxW) cutout, for ventilation of metal enclosure. Aluminum filter mesh and mounting hardware included. | Stock | 99
1481L3R1510GY | Hammond louver vent assembly, 16.12 x 10.30in (HxW), carbon steel, ANSI 61 gray, powder coat finish, 13.25 x 7.75in (HxW) cutout, for ventilation of metal enclosure. Aluminum filter mesh and mounting hardware included. | Stock | 108
RELP1 | Stahlin louver vent, 3.81 x 4.44in (HxW), polypropylene, light gray, 3 x 3in (HxW) cutout. | Stock | 26
RELPK3KIT | Stahlin louver vent, 3.81 x 4.44in (HxW), polypropylene, light gray, 3 x 3in (HxW) cutout, includes louver plate, rivets and silicone adhesive/sealant. | Stock | 65
Pressure Compensators and Vent Plugs for Enclosures
MBVPG-11-L | Bimed pressure relief vent plug, M6 x 0.75mm thread type, polyamide, light gray, 133 mL/min @ 70 mBar (1 psi), IP67 IP68 IP69K. Package of 2. | Stock | 3.75
MBVPG-21-L | Bimed pressure relief vent plug, M6 x 0.75mm thread type, polyamide, black, 133 mL/min @ 70 mBar (1 psi), IP67 IP68 IP69K. Package of 2. | Stock | 3.75
MBVPG-13-WNL | Bimed pressure relief vent plug, M12 x 1.5mm thread type, polyamide, light gray, 417 mL/min @ 70 mBar (1 psi), IP67 IP68 IP69K. Package of 2. | Stock | 4.5
MBVPG-23-WNL | Bimed pressure relief vent plug, M12 x 1.5mm thread type, polyamide, black, 417 mL/min @ 70 mBar (1 psi), IP67 IP68 IP69K. Package of 2. | Stock | 4.5
HBVPB-11L-WNL | Bimed pressure relief vent plug, M12 x 1.5mm thread type, polyamide, light gray, 2,000 mL/min @ 70 mBar (1 psi), IP67 IP68, UL Type 4X, 12 and 13. Package of 2. | Stock | 4.5
HBVPB-21L-WNL | Bimed pressure relief vent plug, M12 x 1.5mm thread type, polyamide, black, 2,000 mL/min @ 70 mBar (1 psi), IP67 IP68, UL Type 4X, 12 and 13. Package of 2. | Stock | 4.5
UHBVPB-11L-WNL | Bimed pressure relief vent plug, M12 x 1.5mm thread type, polyamide, light gray, 5,000 mL/min @ 70 mBar (1 psi), IP67 IP68, UL Type 4X, 12 and 13. Package of 2. | Stock | 4.5
UHBVPB-21L-WNL | Bimed pressure relief vent plug, M12 x 1.5mm thread type, polyamide, black, 5,000 mL/min @ 70 mBar (1 psi), IP67 IP68, UL Type 4X, 12 and 13. Package of 2. | Stock | 4.5
MBVPE-11-WNL | Bimed pressure relief vent plug, M20 x 1.5mm thread type, polyamide, light gray, 2,000 mL/min @ 70 mBar (1 psi), IP67 IP68. Package of 2. | Stock | 6
MBVPE-21-WNL | Bimed pressure relief vent plug, M20 x 1.5mm thread type, polyamide, black, 2,000 mL/min @ 70 mBar (1 psi), IP67 IP68. Package of 2. | Stock | 6
MBVPX-18-S | Bimed pressure relief vent plug, M40 x 1.5mm thread type, polyamide, light gray, 6,250 mL/min @ 70 mBar (1 psi), IP67 IP68, UL Type 4X, 12 and 13. Package of 2. | Stock | 16.5
MBVPX-28-S | Bimed pressure relief vent plug, M40 x 1.5mm thread type, polyamide, black, 6,250 mL/min @ 70 mBar (1 psi), IP67 IP68, UL Type 4X, 12 and 13. Package of 2. | Stock | 16.5
MBBVP-01L-WNL | Bimed pressure relief vent plug, M12 x 1.5mm thread type, stainless steel, 417 mL/min @ 70 mBar (1 psi), IP67 IP68, UL Type 4X, 12 and 13. | Stock | 9.5
HBBVP-01L-WNL | Bimed pressure relief vent plug, M12 x 1.5mm thread type, stainless steel, 2,000 mL/min @ 70 mBar (1 psi), IP67 IP68, UL Type 4X, 12 and 13. | Stock | 9.5
HBBVP-03-WNL | Bimed pressure relief vent plug, M20 x 1.5mm thread type, stainless steel, 2,000 mL/min @ 70 mBar (1 psi), IP67 IP68. | Stock | 12.5
284040-00 | Stego pressure relief vent plug, M12 x 1.5mm thread type, nickel plated aluminum, 3,667 mL/min @ 70 mBar (1 psi), IP66 IP67. | Stock | 23
284200-00 | Stego pressure compensation plug, M40 snap-in thread type, plastic, light gray, 33,333 mL/min @70 mBar (1 psi), IP66 IP69K. | Stock | 9.75
Breathers and Drains for Enclosures
REDV1PVC | Stahlin single drain vent, PVC, for fiberglass enclosures. | Stock | 15.25
REDV4XKIT | Stahlin drain vent kit, for NEMA 4X fiberglass enclosures. | Stock | 36
SCE-BVK | Saginaw breather vent, polycarbonate. | Stock | 30
REBV4XKIT | Stahlin breather vent kit, for NEMA 4X fiberglass enclosures. | Stock | 79
SCE-BVKD | Saginaw breather vent drain, polycarbonate. | Stock | 13.75
REDVK3KIT | Stahlin single drain vent, PVC, for fiberglass enclosures. Silicone adhesive/sealant included. | Stock | 26.5
SDV180-1 | Hammond rainproof ventilator, small, polycarbonate, pressure compensation. Mounting hardware included. | Stock | 6.75
SDV280-1 | Hammond rainproof ventilator, large, polycarbonate, pressure compensation. Mounting hardware included. | Stock | 12.5
Fan Hoods for Enclosures
4000000200 | Seifert fan hood, fits 3.62 x 3.62in fan cutout, carbon steel, silicone gasket, NEMA 3R/4/12, IP56, for increasing the protection classification of side-mounted fans and grilles. | Stock | 102
086700-00 | Stego hose-proof filter fan hood, fits 3.62 x 3.62in or 3.82 x 3.82in fan cutout, stainless steel, sanitary gasket, NEMA 4/4X, IP56, for increasing the protection classification of Stego Filter Fan and Filter Fan Plus fans and grilles. | Stock | 181
4000000020 | Seifert fan hood, fits 3.62 x 3.62in fan cutout, 304 stainless steel, sanitary gasket, NEMA 3RX/4X/12K/13, IP56, for increasing the protection classification of side-mounted fans and grilles. | Stock | 151
4000100200 | Seifert fan hood, fits 4.92 x 4.92in fan cutout, carbon steel, silicone gasket, NEMA 3R/4/12, IP56, for increasing the protection classification of side-mounted fans and grilles. | Stock | 119
4000100020 | Seifert fan hood, fits 4.92 x 4.92in fan cutout, 304 stainless steel, sanitary gasket, NEMA 3RX/4X/12K/13, IP56, for increasing the protection classification of side-mounted fans and grilles. | Stock | 166
086710-00 | Stego hose-proof filter fan hood, fits 4.88 x 4.88in or 4.92 x 4.92in fan cutout, stainless steel, sanitary gasket, NEMA 4/4X, IP56, for increasing the protection classification of Stego Filter Fan and Filter Fan Plus fans and grilles. | Stock | 220
4000200200 | Seifert fan hood, fits 6.97 x 6.97in fan cutout, carbon steel, silicone gasket, NEMA 3R/4/12, IP56, for increasing the protection classification of side-mounted fans and grilles. | Stock | 149
086720-00 | Stego hose-proof filter fan hood, fits 6.93 x 6.93in fan cutout, stainless steel, sanitary gasket, NEMA 4/4X, IP56, for increasing the protection classification of Stego Filter Fan and Filter Fan Plus fans and grilles. | Stock | 259
4000200020 | Seifert fan hood, fits 6.97 x 6.97in fan cutout, 304 stainless steel, sanitary gasket, NEMA 3RX/4X/12K/13, IP56, for increasing the protection classification of side-mounted fans and grilles. | Stock | 204
4000300200 | Seifert fan hood, fits 8.78 x 8.78in fan cutout, carbon steel, silicone gasket, NEMA 3R/4/12, IP56, for increasing the protection classification of side-mounted fans and grilles. | Stock | 167
4000300020 | Seifert fan hood, fits 8.78 x 8.78in fan cutout, 304 stainless steel, sanitary gasket, NEMA 3RX/4X/12K/13, IP56, for increasing the protection classification of side-mounted fans and grilles. | Stock | 238
086730-00 | Stego hose-proof filter fan hood, fits 8.78 x 8.78in or 9.84 x 9.84in fan cutout, stainless steel, sanitary gasket, NEMA 4/4X, IP56, for increasing the protection classification of Stego Filter Fan and Filter Fan Plus fans and grilles. | Stock | 325
4000400200 | Seifert fan hood, fits 11.46 x 11.46in fan cutout, carbon steel, silicone gasket, NEMA 3R/4/12, IP56, for increasing the protection classification of side-mounted fans and grilles. | Stock | 194
086740-00 | Stego hose-proof filter fan hood, fits 11.46 x 11.46in fan cutout, stainless steel, sanitary gasket, NEMA 4/4X, IP56, for increasing the protection classification of Stego Filter Fan and Filter Fan Plus fans and grilles. | Stock | 408
4000400020 | Seifert fan hood, fits 11.46 x 11.46in fan cutout, 304 stainless steel, sanitary gasket, NEMA 3RX/4X/12K/13, IP56, for increasing the protection classification of side-mounted fans and grilles. | Stock | 266
Filter Media for Enclosure Thermal Management
18881500018 | Pfannenberg sheet filter roll, 8 x 8in, synthetic fiber. For use with all air conditioners with a flat mounting surface. | Stock | 138
18881500019 | Pfannenberg sheet filter roll, 12 x 12in, synthetic fiber. For use with all air conditioners with a flat mounting surface. | Stock | 243
18881500020 | Pfannenberg sheet filter roll, 16 x 16in, synthetic fiber. For use with all air conditioners with a flat mounting surface. | Stock | 285
TA10-FILTER-1 | Stratus filter, replacement, 9.00 x 7.50in, 250 micron expanded aluminum, aluminum frame, washable, 60% filter efficiency. For use with 1000-1500 BTU/H TA10 series enclosure air conditioners. | Stock | 22
TA10-LVFIL-2-04 | Stratus filter and louvered frame assembly, 11.30 x 7.30in, 250 micron stainless steel mesh, carbon steel frame, ANSI 61 gray, washable, 97% filter efficiency. For use with 2000-4000 BTU/H TA10 series enclosure air conditioners on NEMA 4 or NEMA 12 enclosures. | Stock | 424
TA10-LVFIL-2-4X | Stratus filter and louvered frame assembly, 11.30 x 7.30in, 250 micron stainless steel mesh, 304 stainless steel frame, washable, 97% filter efficiency. For use with 2000-4000 BTU/H TA10 series enclosure air conditioners on NEMA 4X enclosures. | Stock | 483
TA10-FILTER-2 | Stratus filter, replacement, 11.30 x 7.30in, 250 micron expanded aluminum, aluminum frame, washable, 60% filter efficiency. For use with 2000-4000 BTU/H TA10 series enclosure air conditioners. | Stock | 23.5
TA10-LVFIL-3-04 | Stratus filter and louvered frame assembly, 16.30 x 10.30in, 250 micron stainless steel mesh, carbon steel frame, ANSI 61 gray, washable, 97% filter efficiency. For use with 5000-6000 BTU/H TA10 series enclosure air conditioners on NEMA 4 or NEMA 12 enclosures. | Stock | 451
TA10-LVFIL-3-4X | Stratus filter and louvered frame assembly, 16.30 x 10.30in, 250 micron stainless steel mesh, 304 stainless steel frame, washable, 97% filter efficiency. For use with 5000-6000 BTU/H TA10 series enclosure air conditioners on NEMA 4X enclosures. | Stock | 517
TA10-FILTER-3 | Stratus filter, replacement, 16.30 x 10.30in, 250 micron expanded aluminum, aluminum frame, washable, 60% filter efficiency. For use with 5000-6000 BTU/H TA10 series enclosure air conditioners. | Stock | 27
TA20-LVFIL-1-04 | Stratus filter and louvered frame assembly, 11.00 x 9.00in, 250 micron stainless steel mesh, carbon steel frame, ANSI 61 gray, washable, 97% filter efficiency. For use with 2000 BTU/H TA20 series enclosure air conditioners on NEMA 4 or NEMA 12 enclosures. | Stock | 331
TA20-LVFIL-1-4X | Stratus filter and louvered frame assembly, 11.00 x 9.00in, 250 micron stainless steel mesh, 304 stainless steel frame, washable, 97% filter efficiency. For use with 2000 BTU/H TA20 series enclosure air conditioners on NEMA 4X enclosures. | Stock | 425
TA20-FILTER-1 | Stratus filter, replacement, 11.00 x 9.00in, 250 micron expanded aluminum, aluminum frame, washable, 60% filter efficiency. For use with 2000 BTU/H TA20 series enclosure air conditioners. | Stock | 28
086300-00 | Stego filter, replacement, 3.31 x 3.31in, synthetic fiber, washable, M5 (medium). Package of 3. For use with 3.62 x 3.62in Stego Filter Fan Plus fans and intake grilles. | Stock | 9.5
086270-00 | Stego filter, replacement, 3.31 x 3.31in, synthetic fiber, washable, G4 (coarse). Package of 3. For use with 3.62 x 3.62in Stego Filter Fan Plus fans and intake grilles. | Stock | 9.5
086330-00 | Stego filter, replacement, 3.31 x 3.31in, synthetic fiber, washable, G3 (coarse). Package of 5. For use with 3.62 x 3.62in Stego Filter Fan Plus fans and intake grilles. | Stock | 11.5
M08FPFK | Fandis filter, replacement, 3.33 x 3.33in, synthetic fiber, washable, G3 (coarse). Package of 6. For use with Fandis FF08 filter fans and exhaust grilles. | Stock | 13
086030-00 | Stego filter, replacement, 3.50 x 3.50in, synthetic fiber, washable, M5 (medium). Package of 3. For use with 3.82 x 3.82in Stego Filter Fan fans and exhaust grilles. | Stock | 12
086000-00 | Stego filter, replacement, 3.50 x 3.50in, synthetic fiber, washable, G4 (coarse). Package of 3. For use with 3.82 x 3.82in Stego Filter Fan fans and exhaust grilles. | Stock | 11.5
M12FPF5K | Fandis filter, replacement, 4.63 x 4.63in, synthetic fiber, washable, G4 (coarse). Package of 6. For use with Fandis FF12 filter fans and exhaust grilles. | Stock | 19.5
M12FPFK | Fandis filter, replacement, 4.63 x 4.63in, synthetic fiber, washable, G3 (coarse). Package of 6. For use with Fandis FF12 filter fans and exhaust grilles. | Stock | 17
086340-00 | Stego filter, replacement, 4.64 x 4.64in, synthetic fiber, washable, G3 (coarse). Package of 5. For use with 4.88 x 4.88in Stego Filter Fan Plus fans and intake grilles and 4.92 x 4.92in Stego Filter Fan fans and exhaust grilles. | Stock | 16
086040-00 | Stego filter, replacement, 4.65 x 4.65in, synthetic fiber, washable, M5 (medium). Package of 3. For use with 4.88 x 4.88in Stego Filter Fan Plus fans and intake grilles and 4.92 x 4.92in Stego Filter Fan fans and exhaust grilles. | Stock | 11
086010-00 | Stego filter, replacement, 4.65 x 4.65in, synthetic fiber, washable, G4 (coarse). Package of 3. For use with 4.88 x 4.88in Stego Filter Fan Plus fans and intake grilles and 4.92 x 4.92in Stego Filter Fan fans and exhaust grilles. | Stock | 11.5
M13FPFK | Fandis filter, replacement, 6.59 x 6.59in, synthetic fiber, washable, G3 (coarse). Package of 6. For use with Fandis FF13 filter fans and exhaust grilles. | Stock | 23
086050-00 | Stego filter, replacement, 6.61 x 6.61in, synthetic fiber, washable, M5 (medium). Package of 3. For use with 6.93 x 6.93in Stego Filter Fan fans and exhaust grilles, Filter Fan Plus fans, and Filter Fan Plus FPO intake grilles. | Stock | 19
086020-00 | Stego filter, replacement, 6.61 x 6.61in, synthetic fiber, washable, G4 (coarse). Package of 3. For use with 6.93 x 6.93in Stego Filter Fan fans and exhaust grilles, Filter Fan Plus fans, and Filter Fan Plus FPO intake grilles. | Stock | 16.5
086350-00 | Stego filter, replacement, 6.61 x 6.61in, synthetic fiber, washable, G3 (coarse). Package of 5. For use with 6.93 x 6.93in Stego Filter Fan fans and exhaust grilles, Filter Fan Plus fans, and Filter Fan Plus FPO intake grilles. | Stock | 20.5
M15FPF5K | Fandis filter, replacement, 8.43 x 8.43in, synthetic fiber, washable, G4 (coarse). Package of 6. For use with Fandis FF15 filter fans and exhaust grilles. | Stock | 34
M15FPFK | Fandis filter, replacement, 8.43 x 8.43in, synthetic fiber, washable, G3 (coarse). Package of 6. For use with Fandis FF15 filter fans and exhaust grilles. | Stock | 29.5
086310-00 | Stego filter, replacement, 8.46 x 8.46in, synthetic fiber, washable, M5 (medium). Package of 3. For use with 8.78 x 8.78in Stego Filter Fan Plus fans and intake grilles. | Stock | 17.5
086280-00 | Stego filter, replacement, 8.46 x 8.46in, synthetic fiber, washable, G4 (coarse). Package of 3. For use with 8.78 x 8.78in Stego Filter Fan Plus fans and intake grilles. | Stock | 17.5
086360-00 | Stego filter, replacement, 8.46 x 8.46in, synthetic fiber, washable, G3 (coarse). Package of 5. For use with 8.78 x 8.78in Stego Filter Fan Plus fans and intake grilles. | Stock | 27
086090-00 | Stego filter, replacement, 9.72 x 9.72in, synthetic fiber, washable, M5 (medium). Package of 3. For use with 9.84 x 9.84in Stego Filter Fan fans and exhaust grilles. | Stock | 38.5
086080-00 | Stego filter, replacement, 9.72 x 9.72in, synthetic fiber, washable, G4 (coarse). Package of 3. For use with 9.84 x 9.84in Stego Filter Fan fans and exhaust grilles. | Stock | 32.5
M20FPF5K | Fandis filter, replacement, 11.10 x 11.10in, synthetic fiber, washable, G4 (coarse). Package of 6. For use with Fandis FF20 filter fans and exhaust grilles, excluding FF20G fans. | Stock | 45.5
086130-01 | Stego filter, replacement, 11.10 x 11.10in, synthetic fiber, washable, G3 (coarse). Package of 3. For use with Stego 01860x0-0x top-mount fans and 118600-00 vents. | Stock | 27
M20FPFK | Fandis filter, replacement, 11.10 x 11.10in, synthetic fiber, washable, G3 (coarse). Package of 6. For use with Fandis FF20 filter fans and exhaust grilles, excluding FF20G fans. | Stock | 38.5
M20FPF-EU3RMK | Fandis filter, replacement, 11.10 x 11.10in, synthetic fiber with metallic net, washable, G3 (coarse). Package of 2. For use with Fandis FF20G filter fans and exhaust grilles. | Stock | 86
086320-00 | Stego filter, replacement, 11.14 x 11.14in, synthetic fiber, washable, M5 (medium). Package of 3. For use with 11.46 x 11.46in Stego Filter Fan Plus fans and intake grilles. | Stock | 23.5
086290-00 | Stego filter, replacement, 11.14 x 11.14in, synthetic fiber, washable, G4 (coarse). Package of 3. For use with 11.46 x 11.46in Stego Filter Fan Plus fans and intake grilles. | Stock | 23.5
086370-00 | Stego filter, replacement, 11.14 x 11.14in, synthetic fiber, washable, G3 (coarse). Package of 5. For use with 11.46 x 11.46in Stego Filter Fan Plus fans and intake grilles. | Stock | 35.5
SCE-FLT33 | Saginaw filter, replacement, 3.22 x 3.25in, aluminum mesh, aluminum frame, washable. For use with SCE-AVK33 and SCE-AVK33SS. | Stock | 32.5
WAFLT33 | Wiegmann filter, 3.22 x 3.25in, aluminum mesh, aluminum frame, washable. For use with WAVK0303 and WAVK0303SSA. | Stock | 37
SCE-FLT34 | Saginaw filter, replacement, 4.09 x 3.25in, aluminum mesh, aluminum frame, washable. For use with SCE-AVK34 and SCE-AVK34SS. | Stock | 32.5
WAFLT34 | Wiegmann filter, 4.09 x 3.25in, aluminum mesh, aluminum frame, washable. For use with WAVK0304 and WAVK0304SSA. | Stock | 37.5
SCE-FLT43 | Saginaw filter, replacement, 3.84 x 4.25in, aluminum mesh, aluminum frame, washable. For use with SCE-AVK43 and SCE-AVK43SS. | Stock | 32.5
LFK55 | Hammond filter, replacement, 3.15 x 3.00in, aluminum mesh, aluminum frame, washable. Package of 2. For use with 1481L3R55GY and 1481L3R55SS. | Stock | 36
SCE-FLT44 | Saginaw filter, replacement, 4.97 x 4.25in, aluminum mesh, aluminum frame, washable. For use with SCE-AVK44 and SCE-AVK44SS. | Stock | 32.5
WAFLT44 | Wiegmann filter, 4.97 x 4.25in, aluminum mesh, aluminum frame, washable. For use with WAVK0404 and WAVK0404SSA. | Stock | 38
SCE-FLT64 | Saginaw filter, replacement, 4.45 x 6.25in, aluminum mesh, aluminum frame, washable. For use with SCE-AVK64 and SCE-AVK64SS. | Stock | 36
LFK56 | Hammond filter, replacement, 3.25 x 4.00in, aluminum mesh, aluminum frame, washable. Package of 2. For use with 1481L3R66GY and 1481L3R66SS. | Stock | 36.5
LFK66 | Hammond filter, replacement, 4.38 x 4.00in, aluminum mesh, aluminum frame, washable. Package of 2. For use with 1481L3R56GY and 1481L3R56SS. | Stock | 37
SCE-FLT66 | Saginaw filter, replacement, 6.72 x 6.25in, aluminum mesh, aluminum frame, washable. For use with SCE-AVK66 and SCE-AVK66SS. | Stock | 36
WAFLT66 | Wiegmann filter, 6.72 x 6.25in, aluminum mesh, aluminum frame, washable. For use with WAVK0606 and WAVK0606SSA. | Stock | 42
LFK68 | Hammond filter, replacement, 4.38 x 6.00in, aluminum mesh, aluminum frame, washable. Package of 2. For use with 1481L3R68GY. | Stock | 39.5
SCE-FLT84 | Saginaw filter, replacement, 4.64 x 8.25in, aluminum mesh, aluminum frame, washable. For use with SCE-AVK84 and SCE-AVK84SS. | Stock | 39.5
LFK610 | Hammond filter, replacement, 4.56 x 8.00in, aluminum mesh, aluminum frame, washable. Package of 2. For use with 1481L3R610GY. | Stock | 45.5
SCE-FLT86 | Saginaw filter, replacement, 7.02 x 8.25in, aluminum mesh, aluminum frame, washable. For use with SCE-AVK86 and SCE-AVK86SS. | Stock | 39.5
LFK88 | Hammond filter, replacement, 6.63 x 6.00in, aluminum mesh, aluminum frame, washable. Package of 2. For use with 1481L3R88GY. | Stock | 40.5
SCE-FLT88 | Saginaw filter, replacement, 9.39 x 8.25in, aluminum mesh, aluminum frame, washable. For use with SCE-AVK88 and SCE-AVK88SS. | Stock | 39.5
LFK810 | Hammond filter, replacement, 6.94 x 8.00in, aluminum mesh, aluminum frame, washable. Package of 2. For use with 1481L3R810GY. | Stock | 46.5
SCE-FLT812 | Saginaw filter, replacement, 14.14 x 8.25in, aluminum mesh, aluminum frame, washable. For use with SCE-AVK812 and SCE-AVK812SS. | Stock | 43
LFK1110 | Hammond filter, replacement, 9.31 x 8.00in, aluminum mesh, aluminum frame, washable. Package of 2. For use with 1481L3R1110GY. | Stock | 47.5
LFK1510 | Hammond filter, replacement, 14.06 x 8.00in, aluminum mesh, aluminum frame, washable. Package of 2. For use with 1481L3R1510GY. | Stock | 48
Thermal Management Accessories
1011305 | Seifert external mounting frame, for use with Seifert SoliTherm 3035303 thermoelectric coolers. Mounting hardware included. | Stock | 150
1012305 | Seifert external mounting kit, for use with Seifert SoliTherm 3050303 thermoelectric coolers. Mounting hardware included. | Stock | 172
1013305 | Seifert external mounting kit, for use with Seifert SoliTherm 3102303 thermoelectric coolers. Mounting hardware included. | Stock | 100
1014305 | Seifert external mounting kit, for use with Seifert SoliTherm 3152303 and 3200303 thermoelectric coolers. Mounting hardware included. | Stock | 147
1015305 | Seifert external mounting kit, for use with Seifert SoliTherm 6105313 or 6105323 thermoelectric coolers. Mounting hardware included. | Stock | 130
1001303 | Seifert condensate drain kit, for use with Seifert SoliTherm 3035303 and 3050303 thermoelectric coolers. | Stock | 158
1003303 | Seifert condensate drain kit, for use with Seifert SoliTherm 3102303 thermoelectric coolers. | Stock | 182
1002303 | Seifert condensate drain kit, for use with Seifert SoliTherm 3152303 and 3200303 thermoelectric coolers. | Stock | 164
1004303 | Seifert condensate drain kit, for use with Seifert SoliTherm 6105313 or 6105323 thermoelectric coolers. | Stock | 195
TV08-G | Stratus vortex generator, replacement, 500 BTUH (147W), 8 SCFM (227 SLPM), polypropylene, white. For use with all Stratus vortex coolers. | Stock | 11.25
TV10-G | Stratus vortex generator, replacement, 600 BTUH (176W), 10 SCFM (283 SLPM), polypropylene, orange. For use with all Stratus vortex coolers. | Stock | 11.25
TV15-G | Stratus vortex generator, replacement, 1000 BTUH (293W), 15 SCFM (425 SLPM), polypropylene, red. For use with all Stratus vortex coolers. | Stock | 11.25
TV25-G | Stratus vortex generator, replacement, 1800 BTUH (528W), 25 SCFM (708 SLPM), polypropylene, blue. For use with all Stratus vortex coolers. | Stock | 11.25
TV35-G | Stratus vortex generator, replacement, 2500 BTUH (732W), 35 SCFM (991 SLPM), polypropylene, yellow. For use with all Stratus vortex coolers. | Stock | 11.25
TVACC-TS | Stratus taper sleeve, replacement, brass. For use with all Stratus vortex coolers. | Stock | 15
TVACC-TUBE | Stratus distribution tube, replacement, flexible PVC. For use with all Stratus vortex coolers. | Stock | 16
TVACC-MUFFLER | Stratus muffler, replacement, polypropylene. For use with all Stratus vortex coolers. | Stock | 13.75
244380 | Stego heater connection cable, IEC320 C17 female power insert to pigtail, 6.5ft/2m cable length. For use with 0320xx-0x 1000W compact PTC fan heaters. | Stock | 13.5
237009 | Stego retaining clip, for use with female power insert connector on Stego 244380 connection cable. | Stock | 3
SCE-NGBOLT | Saginaw bolt pack, replacement. For use with NextGen air conditioners. (8) M6 bolts, washers, and external tooth washers included. | Stock | 172
Enclosure Lighting
025403-10 | Stego Ecoline LED enclosure light, 100-240 VAC / 90-110 VDC operating voltage, on/off switch, 13.8in length, 400 lm, magnet mount, 2-pole dual cage clamp for 16 AWG stranded wire with ferrule or 14 AWG solid wire, 5W, IP20. | Stock | 76
025400-00 | Stego LED enclosure light, 100-240 VAC operating voltage, on/off switch, 13.8in length, 400 lm, magnet mount, 2-pole plug with snap lock, 5W, IP20. | Stock | 113
025403-11 | Stego Ecoline LED enclosure light, 100-240 VAC / 90-110 VDC operating voltage, on/off switch, 13.8in length, 400 lm, screw mount, 2-pole dual cage clamp for 16 AWG stranded wire with ferrule or 14 AWG solid wire, 5W, IP20. | Stock | 64
025400-01 | Stego LED enclosure light, 100-240 VAC operating voltage, on/off switch, 13.8in length, 400 lm, screw mount, 2-pole plug with snap lock, 5W, IP20. | Stock | 99
025403-13 | Stego Ecoline LED enclosure light, 100-240 VAC / 90-110 VDC operating voltage, on/off switch, 13.8in length, 400 lm, clip mount, 2-pole dual cage clamp for 16 AWG stranded wire with ferrule or 14 AWG solid wire, 5W, IP20. | Stock | 64
025401-10 | Stego Ecoline LED enclosure light, 24-48 VDC operating voltage, on/off switch, 13.8in length, 400 lm, magnet mount, 2-pole dual cage clamp for 16 AWG stranded wire with ferrule or 14 AWG solid wire, 5W, IP20. | Stock | 101
025401-00 | Stego LED enclosure light, 24-48 VDC operating voltage, on/off switch, 13.8in length, 400 lm, magnet mount, 2-pole plug with snap lock, 5W, IP20. | Stock | 171
025401-11 | Stego Ecoline LED enclosure light, 24-48 VDC operating voltage, on/off switch, 13.8in length, 400 lm, screw mount, 2-pole dual cage clamp for 16 AWG stranded wire with ferrule or 14 AWG solid wire, 5W, IP20. | Stock | 89
025401-01 | Stego LED enclosure light, 24-48 VDC operating voltage, on/off switch, 13.8in length, 400 lm, screw mount, 2-pole plug with snap lock, 5W, IP20. | Stock | 157
025401-13 | Stego Ecoline LED enclosure light, 24-48 VDC operating voltage, on/off switch, 13.8in length, 400 lm, clip mount, 2-pole dual cage clamp for 16 AWG stranded wire with ferrule or 14 AWG solid wire, 5W, IP20. | Stock | 89
025413-10 | Stego Ecoline LED enclosure light, 100-240 VAC / 90-110 VDC operating voltage, motion sensor switch, 13.8in length, 400 lm, magnet mount, 2-pole dual cage clamp for 16 AWG stranded wire with ferrule or 14 AWG solid wire, 5W, IP20. | Stock | 147
025410-00 | Stego LED enclosure light, 100-240 VAC operating voltage, motion sensor switch, 13.8in length, 400 lm, magnet mount, 2-pole plug with snap lock, 5W, IP20. | Stock | 190
025413-11 | Stego Ecoline LED enclosure light, 100-240 VAC / 90-110 VDC operating voltage, motion sensor switch, 13.8in length, 400 lm, screw mount, 2-pole dual cage clamp for 16 AWG stranded wire with ferrule or 14 AWG solid wire, 5W, IP20. | Stock | 134
025410-01 | Stego LED enclosure light, 100-240 VAC operating voltage, motion sensor switch, 13.8in length, 400 lm, screw mount, 2-pole plug with snap lock, 5W, IP20. | Stock | 177
025413-13 | Stego Ecoline LED enclosure light, 100-240 VAC / 90-110 VDC operating voltage, motion sensor switch, 13.8in length, 400 lm, clip mount, 2-pole dual cage clamp for 16 AWG stranded wire with ferrule or 14 AWG solid wire, 5W, IP20. | Stock | 134
025411-10 | Stego Ecoline LED enclosure light, 24-48 VDC operating voltage, motion sensor switch, 13.8in length, 400 lm, magnet mount, 2-pole dual cage clamp for 16 AWG stranded wire with ferrule or 14 AWG solid wire, 5W, IP20. | Stock | 184
025411-00 | Stego LED enclosure light, 24-48 VDC operating voltage, motion sensor switch, 13.8in length, 400 lm, magnet mount, 2-pole plug with snap lock, 5W, IP20. | Stock | 265
025411-11 | Stego Ecoline LED enclosure light, 24-48 VDC operating voltage, motion sensor switch, 13.8in length, 400 lm, screw mount, 2-pole dual cage clamp for 16 AWG stranded wire with ferrule or 14 AWG solid wire, 5W, IP20. | Stock | 174
025411-01 | Stego LED enclosure light, 24-48 VDC operating voltage, motion sensor switch, 13.8in length, 400 lm, screw mount, 2-pole plug with snap lock, 5W, IP20. | Stock | 250
025411-13 | Stego Ecoline LED enclosure light, 24-48 VDC operating voltage, motion sensor switch, 13.8in length, 400 lm, clip mount, 2-pole dual cage clamp for 16 AWG stranded wire with ferrule or 14 AWG solid wire, 5W, IP20. | Stock | 174
025423-10 | Stego Ecoline LED enclosure light, 100-240 VAC / 90-110 VDC operating voltage, no switch, 13.8in length, 400 lm, magnet mount, 2-pole dual cage clamp for 16 AWG stranded wire with ferrule or 14 AWG solid wire, 5W, IP20. | Stock | 75
025423-11 | Stego Ecoline LED enclosure light, 100-240 VAC / 90-110 VDC operating voltage, no switch, 13.8in length, 400 lm, screw mount, 2-pole dual cage clamp for 16 AWG stranded wire with ferrule or 14 AWG solid wire, 5W, IP20. | Stock | 62
025423-13 | Stego Ecoline LED enclosure light, 100-240 VAC / 90-110 VDC operating voltage, no switch, 13.8in length, 400 lm, clip mount, 2-pole dual cage clamp for 16 AWG stranded wire with ferrule or 14 AWG solid wire, 5W, IP20. | Stock | 62
025421-10 | Stego Ecoline LED enclosure light, 24-48 VDC operating voltage, no switch, 13.8in length, 400 lm, magnet mount, 2-pole dual cage clamp for 16 AWG stranded wire with ferrule or 14 AWG solid wire, 5W, IP20. | Stock | 100
025421-11 | Stego Ecoline LED enclosure light, 24-48 VDC operating voltage, no switch, 13.8in length, 400 lm, screw mount, 2-pole dual cage clamp for 16 AWG stranded wire with ferrule or 14 AWG solid wire, 5W, IP20. | Stock | 87
025421-13 | Stego Ecoline LED enclosure light, 24-48 VDC operating voltage, no switch, 13.8in length, 400 lm, clip mount, 2-pole dual cage clamp for 16 AWG stranded wire with ferrule or 14 AWG solid wire, 5W, IP20. | Stock | 88
FLL-D4806USTB | Fandis Lumeis LED enclosure light, 20-48 VDC operating voltage, on/off switch, 14in length, 600 lm, screw mount, 2-pole dual cage clamp for 20-14 AWG stranded or solid wire, 5W, IP20. | Stock | 101
FLL-A1206USTB | Fandis Lumeis LED enclosure light, 115 VAC operating voltage, on/off switch, 14in length, 600 lm, screw mount, 2-pole dual cage clamp for 20-14 AWG stranded or solid wire, 5W, IP20. | Stock | 101
FLL-A2306USTB | Fandis Lumeis LED enclosure light, 230 VAC operating voltage, on/off switch, 14in length, 600 lm, screw mount, 2-pole dual cage clamp for 20-14 AWG stranded or solid wire, 5W, IP20. | Stock | 101
FLL-C3006USTB | Fandis Lumeis LED enclosure light, 20-265 VAC/VDC operating voltage, on/off switch, 14in length, 600 lm, screw mount, 2-pole dual cage clamp for 20-14 AWG stranded or solid wire, 5W, IP20. | Stock | 127
FLL-C3006USTM | Fandis Lumeis LED enclosure light, 20-265 VAC/VDC operating voltage, on/off switch, 14in length, 600 lm, magnet mount, 2-pole dual cage clamp for 20-14 AWG stranded or solid wire, 5W, IP20. | Stock | 138
FLL-C3006UITB | Fandis Lumeis LED enclosure light, 20-265 VAC/VDC operating voltage, motion sensor switch, 14in length, 600 lm, screw mount, 2-pole dual cage clamp for 20-14 AWG stranded or solid wire, 5W, IP20. | Stock | 153
FLL-C3006UITM | Fandis Lumeis LED enclosure light, 20-265 VAC/VDC operating voltage, motion sensor switch, 14in length, 600 lm, magnet mount, 2-pole dual cage clamp for 20-14 AWG stranded or solid wire, 5W, IP20. | Stock | 161
021000-00 | Stego Varioline LED enclosure light, 100-240 VAC operating voltage, on/off switch, 15.6in length, 1080 lm, screw mount, 2-pole plug with snap lock, 11W, IP20. | Stock | 143
021000-30 | Stego Varioline LED enclosure light, 100-240 VAC operating voltage, on/off switch, 15.6in length, 1080 lm, magnet mount, 2-pole plug with snap lock, 11W, IP20. | Stock | 151
021100-00 | Stego Varioline LED enclosure light, 100-240 VAC operating voltage, motion sensor switch, 15.6in length, 1080 lm, screw mount, 2-pole plug with snap lock, 11W, IP20. | Stock | 197
021100-30 | Stego Varioline LED enclosure light, 100-240 VAC operating voltage, motion sensor switch, 15.6in length, 1080 lm, magnet mount, 2-pole plug with snap lock, 11W, IP20. | Stock | 206
021200-00 | Stego Varioline LED enclosure light, 100-240 VAC operating voltage, no switch, 15.6in length, 1080 lm, screw mount, 2-pole plug with snap lock, 11W, IP20. | Stock | 138
021200-30 | Stego Varioline LED enclosure light, 100-240 VAC operating voltage, no switch, 15.6in length, 1080 lm, magnet mount, 2-pole plug with snap lock, 11W, IP20. | Stock | 147
022000-00 | Stego Varioline LED enclosure light, 100-240 VAC operating voltage, on/off switch, 23.4in length, 1730 lm, screw mount, 2-pole plug with snap lock, 16W, IP20. | Stock | 160
022000-30 | Stego Varioline LED enclosure light, 100-240 VAC operating voltage, on/off switch, 23.4in length, 1730 lm, magnet mount, 2-pole plug with snap lock, 16W, IP20. | Stock | 168
022100-00 | Stego Varioline LED enclosure light, 100-240 VAC operating voltage, motion sensor switch, 23.4in length, 1730 lm, screw mount, 2-pole plug with snap lock, 16W, IP20. | Stock | 214
022100-30 | Stego Varioline LED enclosure light, 100-240 VAC operating voltage, motion sensor switch, 23.4in length, 1730 lm, magnet mount, 2-pole plug with snap lock, 16W, IP20. | Stock | 222
022200-00 | Stego Varioline LED enclosure light, 100-240 VAC operating voltage, no switch, 23.4in length, 1730 lm, screw mount, 2-pole plug with snap lock, 16W, IP20. | Stock | 156
022200-30 | Stego Varioline LED enclosure light, 100-240 VAC operating voltage, no switch, 23.4in length, 1730 lm, magnet mount, 2-pole plug with snap lock, 16W, IP20. | Stock | 164
121040-00 | Stego Varioline LED enclosure light, 120 VAC operating voltage, on/off switch, 19.5in length, 1080 lm, integral receptacle, screw mount, 3-pole plug with snap lock, 11W, IP20. | Stock | 179
121040-30 | Stego Varioline LED enclosure light, 120 VAC operating voltage, on/off switch, 19.5in length, 1080 lm, integral receptacle, magnet mount, 3-pole plug with snap lock, 11W, IP20. | Stock | 191
121140-00 | Stego Varioline LED enclosure light, 120 VAC operating voltage, motion sensor switch, 19.5in length, 1080 lm, integral receptacle, screw mount, 3-pole plug with snap lock, 11W, IP20. | Stock | 231
121140-30 | Stego Varioline LED enclosure light, 120 VAC operating voltage, motion sensor switch, 19.5in length, 1080 lm, integral receptacle, magnet mount, 3-pole plug with snap lock, 11W, IP20. | Stock | 243
122040-00 | Stego Varioline LED enclosure light, 120 VAC operating voltage, on/off switch, 27.3in length, 1730 lm, integral receptacle, screw mount, 3-pole plug with snap lock, 16W, IP20. | Stock | 209
122040-30 | Stego Varioline LED enclosure light, 120 VAC operating voltage, on/off switch, 27.3in length, 1730 lm, integral receptacle, magnet mount, 3-pole plug with snap lock, 16W, IP20. | Stock | 209
122140-00 | Stego Varioline LED enclosure light, 120 VAC operating voltage, motion sensor switch, 27.3in length, 1730 lm, integral receptacle, screw mount, 3-pole plug with snap lock, 16W, IP20. | Stock | 248
122140-30 | Stego Varioline LED enclosure light, 120 VAC operating voltage, motion sensor switch, 27.3in length, 1730 lm, integral receptacle, magnet mount, 3-pole plug with snap lock, 16W, IP20. | Stock | 261
244357 | Stego power cable, input to pigtail, 6.5ft/2m cable length. For use with 0254 series AC LED enclosure lights and Varioline series LED enclosure lights without sockets. | Stock | 31
244359 | Stego power extension cable, input to output, 3.2ft/1m cable length. For use with 0254 series AC LED enclosure lights and Varioline series LED enclosure lights without sockets. | Stock | 37
244361 | Stego power cable, input to pigtail, 6.5ft/2m cable length. For use with DC LED 0254 series enclosure light fixtures. | Stock | 31
244363 | Stego power extension cable, input to output, 3.2ft/1m cable length. For use with DC LED 0254 series enclosure light fixtures. | Stock | 37.5
244423 | Stego power cable. For use with Varioline LED lights with integral receptacle. | Stock | 71
264057 | Stego input power connector, D-sub with screw terminals, field-wireable. For use with 0254 series AC LED enclosure lights and Varioline series LED enclosure lights without sockets. | Stock | 10
264058 | Stego output power connector, D-sub with screw terminals, field-wireable. For use with 0254 series AC LED enclosure lights and Varioline series LED enclosure lights without sockets. | Stock | 9.75
264059 | Stego input power connector, D-sub with screw terminals, field-wireable. For use with DC LED 0254 series enclosure light fixtures. | Stock | 10
264060 | Stego output power connector, D-sub with screw terminals, field-wireable. For use with DC LED 0254 series enclosure light fixtures. | Stock | 9.75
264091 | Stego input power connector, 3-pole female, field-wireable. For use with Varioline LED lights with integral receptacle. | Stock | 16
264093 | Stego daisy chain connector, 3-pole female, field-wireable. For use with Varioline LED lights with integral receptacle. | Stock | 17.5
264090 | Stego door switch connector, 2-pole male, field-wireable. For use with Varioline LED lights with integral receptacle. | Stock | 12
Industrial LED Lighting
SR0921Q0501 | CCEA SIRIO Q series LED work light, 100 x 100 x 25mm, 12-24 VDC operating voltage, daylight white, 5000K, 16W, 1750 lm, bracket mount, pigtail, aluminum body, 9.8ft/3m cable length, IP67 and IP69. Mounting bracket included. | Stock | 269
SR0921Q0601 | CCEA SIRIO Q series LED work light, 100 x 100 x 25mm, 12-24 VDC operating voltage, daylight white, 5000K, 16W, 1450 lm, bracket mount, pigtail, aluminum body, 9.8ft/3m cable length, IP67 and IP69. Mounting bracket included. | Stock | 268
SR0924Q0101 | CCEA SIRIO Q series LED work light, 100 x 100 x 25mm, 120 VAC operating voltage, daylight white, 5000K, 17W, 1050 lm, bracket mount, pigtail, aluminum body, 9.8ft/3m cable length, IP67 and IP69. Mounting bracket included. | Stock | 273
SR0924Q0201 | CCEA SIRIO Q series LED work light, 100 x 100 x 25mm, 120 VAC operating voltage, daylight white, 5000K, 17W, 1200 lm, bracket mount, pigtail, aluminum body, 9.8ft/3m cable length, IP67 and IP69. Mounting bracket included. | Stock | 273
VE0221S01 | CCEA VEGA series LED light bar, 346mm length, 24 VDC operating voltage, daylight white, 5000K, 13W, 1300 lm, recessed mount, pigtail, anodized aluminum body, 9.8ft/3m cable length, IP67 and IP69. | Stock | 191
VE0321S01 | CCEA VEGA series LED light bar, 466mm length, 24 VDC operating voltage, daylight white, 5000K, 19.5W, 1300 lm, recessed mount, pigtail, anodized aluminum body, 9.8ft/3m cable length, IP67 and IP69. | Stock | 232
VE0521S01 | CCEA VEGA series LED light bar, 706mm length, 24 VDC operating voltage, daylight white, 5000K, 32.5W, 2000 lm, recessed mount, pigtail, anodized aluminum body, 9.8ft/3m cable length, IP67 and IP69. | Stock | 304
VE0221S02 | CCEA VEGA series LED light bar, 346mm length, 24 VDC operating voltage, daylight white, 5000K, 13W, 2000 lm, recessed mount, 4-pin M12 quick-disconnect, anodized aluminum body, IP67. | Stock | 197
VE0321S02 | CCEA VEGA series LED light bar, 466mm length, 24 VDC operating voltage, daylight white, 5000K, 19.5W, 3300 lm, recessed mount, 4-pin M12 quick-disconnect, anodized aluminum body, IP67. | Stock | 241
VE0521S02 | CCEA VEGA series LED light bar, 706mm length, 24 VDC operating voltage, daylight white, 5000K, 32.5W, 3300 lm, recessed mount, 4-pin M12 quick-disconnect, anodized aluminum body, IP67. | Stock | 317
CA0121S0602 | CCEA Compact Alpha series LED light bar, 204mm length, 24 VDC operating voltage, daylight white, 5000K, 6W, 600 lm, bracket mount, pigtail, anodized aluminum body, 9.8ft/3m cable length, IP67. Mounting bracket included. | Stock | 139
CA0221S0602 | CCEA Compact Alpha series LED light bar, 354mm length, 24 VDC operating voltage, daylight white, 5000K, 12W, 1200 lm, bracket mount, pigtail, anodized aluminum body, 9.8ft/3m cable length, IP67. Mounting bracket included. | Stock | 175
CA0321S0602 | CCEA Compact Alpha series LED light bar, 504mm length, 24 VDC operating voltage, daylight white, 5000K, 18W, 1800 lm, bracket mount, pigtail, anodized aluminum body, 9.8ft/3m cable length, IP67. Mounting bracket included. | Stock | 222
CA0421S0602 | CCEA Compact Alpha series LED light bar, 654mm length, 24 VDC operating voltage, daylight white, 5000K, 18W, 2400 lm, bracket mount, pigtail, anodized aluminum body, 9.8ft/3m cable length, IP67. Mounting bracket included. | Stock | 260
TA0224S0203 | CCEA TRACKALPHA-PRO series LED light bar, 321mm length, 120 VAC operating voltage, daylight white, 5000K, 13W, 450 lm, bracket mount, pigtail, anodized aluminum body, 9.8ft/3m cable length, IP67. Mounting bracket included. | Stock | 263
TA0324S0203 | CCEA TRACKALPHA-PRO series LED light bar, 441mm length, 120 VAC operating voltage, daylight white, 5000K, 19.5W, 650 lm, bracket mount, pigtail, anodized aluminum body, 9.8ft/3m cable length, IP67. Mounting bracket included. | Stock | 321
TA0524S0203 | CCEA TRACKALPHA-PRO series LED light bar, 681mm length, 120 VAC operating voltage, daylight white, 5000K, 32.5W, 1000 lm, bracket mount, pigtail, anodized aluminum body, 9.8ft/3m cable length, IP67. Mounting bracket included. | Stock | 472
TA0724S0203 | CCEA TRACKALPHA-PRO series LED light bar, 921mm length, 120 VAC operating voltage, daylight white, 5000K, 46W, 1300 lm, bracket mount, pigtail, anodized aluminum body, 9.8ft/3m cable length, IP67. Mounting bracket included. | Stock | 568
TA0221S04W03 | CCEA TRACKALPHA-PRO series LED light bar, 321mm length, 24 VDC operating voltage, daylight white, 5000K, 13W, 1300 lm, bracket mount, pigtail, anodized aluminum body, 9.8ft/3m cable length, IP67 and IP69. Mounting bracket included. | Stock | 209
TA0321S04W03 | CCEA TRACKALPHA-PRO series LED light bar, 441mm length, 24 VDC operating voltage, daylight white, 5000K, 19.5W, 1950 lm, bracket mount, pigtail, anodized aluminum body, 9.8ft/3m cable length, IP67 and IP69. Mounting bracket included. | Stock | 250
TA0521S04W03 | CCEA TRACKALPHA-PRO series LED light bar, 681mm length, 24 VDC operating voltage, daylight white, 5000K, 32.5W, 3250 lm, bracket mount, pigtail, anodized aluminum body, 9.8ft/3m cable length, IP67 and IP69. Mounting bracket included. | Stock | 332
TA0721S04W03 | CCEA TRACKALPHA-PRO series LED light bar, 921mm length, 24 VDC operating voltage, daylight white, 5000K, 45.5W, 4450 lm, bracket mount, pigtail, anodized aluminum body, 9.8ft/3m cable length, IP67 and IP69. Mounting bracket included. | Stock | 429
TA1021S04W03 | CCEA TRACKALPHA-PRO series LED light bar, 1281mm length, 24 VDC operating voltage, daylight white, 5000K, 65W, 6500 lm, bracket mount, pigtail, anodized aluminum body, 9.8ft/3m cable length, IP67 and IP69. Mounting bracket included. | Stock | 613
TA0221S0403 | CCEA TRACKALPHA series LED light bar, 321mm length, 24 VDC operating voltage, daylight white, 5000K, 13W, 1300 lm, bracket mount, pigtail, anodized aluminum body, 9.8ft/3m cable length, IP67. Mounting bracket included. | Stock | 164
TA0321S0403 | CCEA TRACKALPHA series LED light bar, 441mm length, 24 VDC operating voltage, daylight white, 5000K, 19.5W, 1950 lm, bracket mount, pigtail, anodized aluminum body, 9.8ft/3m cable length, IP67. Mounting bracket included. | Stock | 188
TA1021S0403 | CCEA TRACKALPHA series LED light bar, 1281mm length, 24 VDC operating voltage, daylight white, 5000K, 65W, 6500 lm, bracket mount, pigtail, anodized aluminum body, 9.8ft/3m cable length, IP67. Mounting bracket included. | Stock | 465
HN0221S0307 | CCEA Herionova series LED light bar, 329mm length, 24 VDC operating voltage, daylight white, 5000K, 26.5W, 2400 lm, bracket mount, pigtail, anodized aluminum body, 9.8ft/3m cable length, IP67. Mounting bracket included. | Stock | 299
HN0321S0307 | CCEA Herionova series LED light bar, 458mm length, 24 VDC operating voltage, daylight white, 5000K, 40W, 3600 lm, bracket mount, pigtail, anodized aluminum body, 9.8ft/3m cable length, IP67. Mounting bracket included. | Stock | 355
HN0521S0307 | CCEA Herionova series LED light bar, 716mm length, 24 VDC operating voltage, daylight white, 5000K, 66.5W, 6000 lm, bracket mount, pigtail, anodized aluminum body, 9.8ft/3m cable length, IP67. Mounting bracket included. | Stock | 483
HN0721S0307 | CCEA Herionova series LED light bar, 974mm length, 24 VDC operating voltage, daylight white, 5000K, 93W, 8400 lm, bracket mount, pigtail, anodized aluminum body, 9.8ft/3m cable length, IP67. Mounting bracket included. | Stock | 615
HN0221S0303 | CCEA Herionova series LED light bar, 329mm length, 24 VDC operating voltage, daylight white, 5000K, 26.5W, 2400 lm, recessed mount, pigtail, anodized aluminum body, 9.8ft/3m cable length, IP67. | Stock | 299
HN0321S0304 | CCEA Herionova series LED light bar, 458mm length, 24 VDC operating voltage, daylight white, 5000K, 40W, 3600 lm, recessed mount, pigtail, anodized aluminum body, 9.8ft/3m cable length, IP67. | Stock | 373
HN0521S0305 | CCEA Herionova series LED light bar, 716mm length, 24 VDC operating voltage, daylight white, 5000K, 66.5W, 6000 lm, recessed mount, pigtail, anodized aluminum body, 9.8ft/3m cable length, IP67. | Stock | 525
HN0721S0306 | CCEA Herionova series LED light bar, 974mm length, 24 VDC operating voltage, daylight white, 5000K, 93W, 8400 lm, recessed mount, pigtail, anodized aluminum body, 9.8ft/3m cable length, IP67. | Stock | 674
CWK2S-24-CD | Patlite LED light bar, 200mm length, 24 VDC operating voltage, daylight white, bracket mount, pigtail, aluminum body, 9.8ft/3m cable length, IP66 and IP67. Mounting bracket included. | Stock | 177
CWK3S-24-CD | Patlite LED light bar, 300mm length, 24 VDC operating voltage, daylight white, bracket mount, pigtail, aluminum body, 9.8ft/3m cable length, IP66 and IP67. Mounting bracket included. | Stock | 209
CWK6S-24-CD | Patlite LED light bar, 600mm length, 24 VDC operating voltage, daylight white, bracket mount, pigtail, aluminum body, 9.8ft/3m cable length, IP66 and IP67. Mounting bracket included. | Stock | 389
CLK3C-24AG-CD | Patlite LED light bar, 300mm length, 24 VDC operating voltage, daylight white, bracket mount, 4-pin M12 quick-disconnect, aluminum body, IP66, IP67 and IP69K. Mounting bracket included. | Stock | 306
CLK6C-24AG-CD | Patlite LED light bar, 600mm length, 24 VDC operating voltage, daylight white, bracket mount, 4-pin M12 quick-disconnect, aluminum body, IP66, IP67 and IP69K. Mounting bracket included. | Stock | 520
CLK3CL-24AG-CD | Patlite LED light bar, 300mm length, 24 VDC operating voltage, daylight white, bracket mount, (1) 4-pin M12 female and (1) 4-pin M12 male, aluminum body, IP66, IP67 and IP69K. Mounting bracket included. | Stock | 374
CLK6CL-24AG-CD | Patlite LED light bar, 600mm length, 24 VDC operating voltage, daylight white, bracket mount, (1) 4-pin M12 female and (1) 4-pin M12 male, aluminum body, IP66, IP67 and IP69K. Mounting bracket included. | Stock | 588
Accessories for LED Lighting
SRQFX01 | CCEA SIRIO Q series swivel bracket, replacement. For use with SIRIO Q series LED work light. | Stock | 33
CAFX02 | CCEA side bracket, replacement, stainless steel. For use with CCEA Compact Alpha series LED light bars. | Stock | 24.5
TAFX03 | CCEA side bracket, replacement, stainless steel. For use with CCEA TRACKALPHA series LED light bars. | Stock | 30
TACLIP | CCEA rear mounting clips, replacement, aluminum. For use with CCEA TRACKALPHA and TRACKALPHA-PRO series LED light bars. | Stock | 27.5
HNFX07 | CCEA side bracket, replacement, stainless steel. For use with CCEA Herionova series LED light bars. | Stock | 33
HNFX02 | CCEA rear swivel arm bracket, stainless steel. For use with CCEA Herionova series LED light bars. | Stock | 55
HNFX03 | CCEA recessed frame, replacement, anodized aluminum. For use with CCEA HN0221S0303 LED light bar. | Stock | 72
HNFX04 | CCEA recessed frame, replacement, anodized aluminum. For use with CCEA HN0321S0304 LED light bar. | Stock | 91
HNFX05 | CCEA recessed frame, replacement, anodized aluminum. For use with CCEA HN0521S0305 LED light bar. | Stock | 109
HNFX06 | CCEA recessed frame, replacement, anodized aluminum. For use with CCEA HN0721S0306 LED light bar. | Stock | 128
CLK-001 | Patlite rear bracket, replacement. For use with CLK series LED light bars. | Stock | 24.5
SZ-320KS | Patlite adjustable wall bracket, for use with CLK and CWK series LED light bars. | Stock | 35
L85130002-F1 | Patlite sliding bracket, for use with CLK and CWK series LED light bars. | Stock | 24.5
Process Valves
3825-66-B20Y-A | Spartan solenoid valve, 2-way, 2-position, N.C., acetal body, FKM seal(s), 1/4in push-to-connect inlet(s), 1/4in push-to-connect outlet(s), Cv=0.24, vacuum minimum operating pressure, 120 VAC operating voltage, 11mm DIN style wiring plug. | Stock | 61
3825-66-B20U-A | Spartan solenoid valve, 2-way, 2-position, N.C., acetal body, FKM seal(s), 1/4in push-to-connect inlet(s), 1/4in push-to-connect outlet(s), Cv=0.24, vacuum minimum operating pressure, 24 VDC operating voltage, 11mm DIN style wiring plug. | Stock | 61
3825-66-B20G-A | Spartan solenoid valve, 2-way, 2-position, N.C., acetal body, FKM seal(s), 1/4in push-to-connect inlet(s), 1/4in push-to-connect outlet(s), Cv=0.24, vacuum minimum operating pressure, 120 VAC operating voltage, 18in 22 AWG pigtail. | Stock | 60
3825-66-B20C-A | Spartan solenoid valve, 2-way, 2-position, N.C., acetal body, FKM seal(s), 1/4in push-to-connect inlet(s), 1/4in push-to-connect outlet(s), Cv=0.24, vacuum minimum operating pressure, 24 VDC operating voltage, 18in 22 AWG pigtail. | Stock | 60
3825-67-B20Y-A | Spartan solenoid valve, 2-way, 2-position, N.C., acetal body, FKM seal(s), 1/4in push-to-connect inlet(s), 1/4in push-to-connect outlet(s), Cv=0.31, vacuum minimum operating pressure, 120 VAC operating voltage, 18mm DIN style wiring plug. | Stock | 66
3825-67-B20U-A | Spartan solenoid valve, 2-way, 2-position, N.C., acetal body, FKM seal(s), 1/4in push-to-connect inlet(s), 1/4in push-to-connect outlet(s), Cv=0.31, vacuum minimum operating pressure, 24 VDC operating voltage, 18mm DIN style wiring plug. | Stock | 66
3825-67-B20G-A | Spartan solenoid valve, 2-way, 2-position, N.C., acetal body, FKM seal(s), 1/4in push-to-connect inlet(s), 1/4in push-to-connect outlet(s), Cv=0.31, vacuum minimum operating pressure, 120 VAC operating voltage, 18in 22 AWG pigtail. | Stock | 65
3825-67-B20C-A | Spartan solenoid valve, 2-way, 2-position, N.C., acetal body, FKM seal(s), 1/4in push-to-connect inlet(s), 1/4in push-to-connect outlet(s), Cv=0.31, vacuum minimum operating pressure, 24 VDC operating voltage, 18in 22 AWG pigtail. | Stock | 65
SC911YH02VFAA5 | CFA solenoid valve, 2-port (2-way), 2-position, N.C., stainless steel body, Viton seal(s), 1/8in female NPT inlet(s), 1/8in female NPT outlet(s), Cv=0.14, 0 psi minimum operating pressure, 120 VAC operating voltage, 11mm DIN style wiring plug. | Stock | 58
SC912YN02VFAA5 | CFA solenoid valve, 2-port (2-way), 2-position, N.O., stainless steel body, Viton seal(s), 1/8in female NPT inlet(s), 1/8in female NPT outlet(s), Cv=0.086, 0 psi minimum operating pressure, 120 VAC operating voltage, 11mm DIN style wiring plug. | Stock | 84
SC912YH02VFAA5 | CFA solenoid valve, 2-port (2-way), 2-position, N.O., stainless steel body, Viton seal(s), 1/8in female NPT inlet(s), 1/8in female NPT outlet(s), Cv=0.086, 0 psi minimum operating pressure, 120 VAC operating voltage, 11mm DIN style wiring plug. | Stock | 84
SC911YN16VFAA5 | CFA solenoid valve, 2-port (2-way), 2-position, N.C., stainless steel body, Viton seal(s), 1/8in female NPT inlet(s), 1/8in female NPT outlet(s), Cv=0.14, 0 psi minimum operating pressure, 24 VDC operating voltage, 11mm DIN style wiring plug. | Stock | 58
SC911YH16VFAA5 | CFA solenoid valve, 2-port (2-way), 2-position, N.C., stainless steel body, Viton seal(s), 1/8in female NPT inlet(s), 1/8in female NPT outlet(s), Cv=0.14, 0 psi minimum operating pressure, 24 VDC operating voltage, 11mm DIN style wiring plug. | Stock | 58
SC912YH16VFAA5 | CFA solenoid valve, 2-port (2-way), 2-position, N.O., stainless steel body, Viton seal(s), 1/8in female NPT inlet(s), 1/8in female NPT outlet(s), Cv=0.086, 0 psi minimum operating pressure, 24 VDC operating voltage, 11mm DIN style wiring plug. | Stock | 84
SC911YH24VFAA5 | CFA solenoid valve, 2-port (2-way), 2-position, N.C., stainless steel body, Viton seal(s), 1/8in female NPT inlet(s), 1/8in female NPT outlet(s), Cv=0.14, 0 psi minimum operating pressure, 24 VAC operating voltage, 11mm DIN style wiring plug. | Stock | 58
SC912YN24VFAA5 | CFA solenoid valve, 2-port (2-way), 2-position, N.O., stainless steel body, Viton seal(s), 1/8in female NPT inlet(s), 1/8in female NPT outlet(s), Cv=0.086, 0 psi minimum operating pressure, 24 VAC operating voltage, 11mm DIN style wiring plug. | Stock | 79
SC912YH24VFAA5 | CFA solenoid valve, 2-port (2-way), 2-position, N.O., stainless steel body, Viton seal(s), 1/8in female NPT inlet(s), 1/8in female NPT outlet(s), Cv=0.086, 0 psi minimum operating pressure, 24 VAC operating voltage, 11mm DIN style wiring plug. | Stock | 79
SC913YN02VFAA3 | CFA solenoid valve, 3-port (3-way), 2-position, N.C., stainless steel body, Viton seal(s), 1/8in female NPT inlet(s), 1/8in female NPT outlet(s), Cv=0.084, 0 psi minimum operating pressure, 120 VAC operating voltage, 11mm DIN style wiring plug. | Stock | 66
SC913YH02VFAA3 | CFA solenoid valve, 3-port (3-way), 2-position, N.C., stainless steel body, Viton seal(s), 1/8in female NPT inlet(s), 1/8in female NPT outlet(s), Cv=0.084, 0 psi minimum operating pressure, 120 VAC operating voltage, 11mm DIN style wiring plug. | Stock | 66
SC913YH16VFAA3 | CFA solenoid valve, 3-port (3-way), 2-position, N.C., stainless steel body, Viton seal(s), 1/8in female NPT inlet(s), 1/8in female NPT outlet(s), Cv=0.084, 0 psi minimum operating pressure, 24 VDC operating voltage, 11mm DIN style wiring plug. | Stock | 66
SC913YN24VFAA3 | CFA solenoid valve, 3-port (3-way), 2-position, N.C., stainless steel body, Viton seal(s), 1/8in female NPT inlet(s), 1/8in female NPT outlet(s), Cv=0.084, 0 psi minimum operating pressure, 24 VAC operating voltage, 11mm DIN style wiring plug. | Stock | 66
SC913YH24VFAA3 | CFA solenoid valve, 3-port (3-way), 2-position, N.C., stainless steel body, Viton seal(s), 1/8in female NPT inlet(s), 1/8in female NPT outlet(s), Cv=0.084, 0 psi minimum operating pressure, 24 VAC operating voltage, 11mm DIN style wiring plug. | Stock | 66
SC911YH16VEAA5 | CFA solenoid valve, 2-port (2-way), 2-position, N.C., brass body, Viton seal(s), 1/8in female NPT inlet(s), 1/8in female NPT outlet(s), Cv=0.14, 0 psi minimum operating pressure, 24 VDC operating voltage, 11mm DIN style wiring plug. | Stock | 47
SC911YN02VEAA5 | CFA solenoid valve, 2-port (2-way), 2-position, N.C., brass body, Viton seal(s), 1/8in female NPT inlet(s), 1/8in female NPT outlet(s), Cv=0.14, 0 psi minimum operating pressure, 120 VAC operating voltage, 11mm DIN style wiring plug. | Stock | 47.5
SC911YH02VEAA5 | CFA solenoid valve, 2-port (2-way), 2-position, N.C., brass body, Viton seal(s), 1/8in female NPT inlet(s), 1/8in female NPT outlet(s), Cv=0.14, 0 psi minimum operating pressure, 120 VAC operating voltage, 11mm DIN style wiring plug. | Stock | 47.5
SC912YH16VEAA5 | CFA solenoid valve, 2-port (2-way), 2-position, N.O., brass body, Viton seal(s), 1/8in female NPT inlet(s), 1/8in female NPT outlet(s), Cv=0.086, 0 psi minimum operating pressure, 24 VDC operating voltage, 11mm DIN style wiring plug. | Stock | 79
SC911YN24VEAA5 | CFA solenoid valve, 2-port (2-way), 2-position, N.C., brass body, Viton seal(s), 1/8in female NPT inlet(s), 1/8in female NPT outlet(s), Cv=0.14, 0 psi minimum operating pressure, 24 VAC operating voltage, 11mm DIN style wiring plug. | Stock | 47
SC911YH24VEAA5 | CFA solenoid valve, 2-port (2-way), 2-position, N.C., brass body, Viton seal(s), 1/8in female NPT inlet(s), 1/8in female NPT outlet(s), Cv=0.14, 0 psi minimum operating pressure, 24 VAC operating voltage, 11mm DIN style wiring plug. | Stock | 47
SC912YH24VEAA5 | CFA solenoid valve, 2-port (2-way), 2-position, N.O., brass body, Viton seal(s), 1/8in female NPT inlet(s), 1/8in female NPT outlet(s), Cv=0.086, 0 psi minimum operating pressure, 24 VAC operating voltage, 11mm DIN style wiring plug. | Stock | 79
SC913YN02VEAA3 | CFA solenoid valve, 3-port (3-way), 2-position, N.C., brass body, Viton seal(s), 1/8in female NPT inlet(s), 1/8in female NPT outlet(s), Cv=0.084, 0 psi minimum operating pressure, 120 VAC operating voltage, 11mm DIN style wiring plug. | Stock | 53
SC913YH02VEAA3 | CFA solenoid valve, 3-port (3-way), 2-position, N.C., brass body, Viton seal(s), 1/8in female NPT inlet(s), 1/8in female NPT outlet(s), Cv=0.084, 0 psi minimum operating pressure, 120 VAC operating voltage, 11mm DIN style wiring plug. | Stock | 53
SC913YN16VEAA3 | CFA solenoid valve, 3-port (3-way), 2-position, N.C., brass body, Viton seal(s), 1/8in female NPT inlet(s), 1/8in female NPT outlet(s), Cv=0.084, 0 psi minimum operating pressure, 24 VDC operating voltage, 11mm DIN style wiring plug. | Stock | 53
SC913YH16VEAA3 | CFA solenoid valve, 3-port (3-way), 2-position, N.C., brass body, Viton seal(s), 1/8in female NPT inlet(s), 1/8in female NPT outlet(s), Cv=0.084, 0 psi minimum operating pressure, 24 VDC operating voltage, 11mm DIN style wiring plug. | Stock | 53
SC913YN24VEAA3 | CFA solenoid valve, 3-port (3-way), 2-position, N.C., brass body, Viton seal(s), 1/8in female NPT inlet(s), 1/8in female NPT outlet(s), Cv=0.084, 0 psi minimum operating pressure, 24 VAC operating voltage, 11mm DIN style wiring plug. | Stock | 53
SC913YH24VEAA3 | CFA solenoid valve, 3-port (3-way), 2-position, N.C., brass body, Viton seal(s), 1/8in female NPT inlet(s), 1/8in female NPT outlet(s), Cv=0.084, 0 psi minimum operating pressure, 24 VAC operating voltage, 11mm DIN style wiring plug. | Stock | 53
SC912YH02VEAA5 | CFA solenoid valve, 2-port (2-way), 2-position, N.O., brass body, Viton seal(s), 1/8in female NPT inlet(s), 1/8in female NPT outlet(s), Cv=0.086, 0 psi minimum operating pressure, 120 VAC operating voltage, 11mm DIN style wiring plug. | Stock | 79
6222-6J001-AAA3C-A | Spartan solenoid valve, 2-way, 2-position, N.C., low lead brass body, FKM seal(s), 1/8in female NPT inlet(s), 1/8in female NPT outlet(s), Cv=0.31, vacuum minimum operating pressure, 24 VDC operating voltage, 18mm DIN style wiring plug. | Stock | 74
6222-6J001-AAA3B-A | Spartan solenoid valve, 2-way, 2-position, N.C., low lead brass body, FKM seal(s), 1/8in female NPT inlet(s), 1/8in female NPT outlet(s), Cv=0.31, vacuum minimum operating pressure, 24 VDC operating voltage, 18in 22 AWG pigtail. | Stock | 72
6222-6J001-AAA7C-A | Spartan solenoid valve, 2-way, 2-position, N.C., low lead brass body, FKM seal(s), 1/8in female NPT inlet(s), 1/8in female NPT outlet(s), Cv=0.31, vacuum minimum operating pressure, 120 VAC operating voltage, 18mm DIN style wiring plug. | Stock | 74
6222-6J001-AAA7B-A | Spartan solenoid valve, 2-way, 2-position, N.C., low lead brass body, FKM seal(s), 1/8in female NPT inlet(s), 1/8in female NPT outlet(s), Cv=0.31, vacuum minimum operating pressure, 120 VAC operating voltage, 18in 22 AWG pigtail. | Stock | 72
6222-6K001-AAA3C-A | Spartan solenoid valve, 2-way, 2-position, N.C., low lead brass body, FKM seal(s), 1/8in female NPT inlet(s), 1/8in female NPT outlet(s), Cv=0.52, vacuum minimum operating pressure, 24 VDC operating voltage, 18mm DIN style wiring plug. | Stock | 74
6222-6K001-AAA3B-A | Spartan solenoid valve, 2-way, 2-position, N.C., low lead brass body, FKM seal(s), 1/8in female NPT inlet(s), 1/8in female NPT outlet(s), Cv=0.52, vacuum minimum operating pressure, 24 VDC operating voltage, 18in 22 AWG pigtail. | Stock | 72
6222-6K001-AAA7C-A | Spartan solenoid valve, 2-way, 2-position, N.C., low lead brass body, FKM seal(s), 1/8in female NPT inlet(s), 1/8in female NPT outlet(s), Cv=0.52, vacuum minimum operating pressure, 120 VAC operating voltage, 18mm DIN style wiring plug. | Stock | 74
6222-6K001-AAA7B-A | Spartan solenoid valve, 2-way, 2-position, N.C., low lead brass body, FKM seal(s), 1/8in female NPT inlet(s), 1/8in female NPT outlet(s), Cv=0.52, vacuum minimum operating pressure, 120 VAC operating voltage, 18in 22 AWG pigtail. | Stock | 72
6222-6L001-AAA3C-A | Spartan solenoid valve, 2-way, 2-position, N.C., low lead brass body, FKM seal(s), 1/8in female NPT inlet(s), 1/8in female NPT outlet(s), Cv=0.61, vacuum minimum operating pressure, 24 VDC operating voltage, 18mm DIN style wiring plug. | Stock | 74
6222-6L001-AAA3B-A | Spartan solenoid valve, 2-way, 2-position, N.C., low lead brass body, FKM seal(s), 1/8in female NPT inlet(s), 1/8in female NPT outlet(s), Cv=0.61, vacuum minimum operating pressure, 24 VDC operating voltage, 18in 22 AWG pigtail. | Stock | 72
6222-6L001-AAA7C-A | Spartan solenoid valve, 2-way, 2-position, N.C., low lead brass body, FKM seal(s), 1/8in female NPT inlet(s), 1/8in female NPT outlet(s), Cv=0.61, vacuum minimum operating pressure, 120 VAC operating voltage, 18mm DIN style wiring plug. | Stock | 74
6222-6L001-AAA7B-A | Spartan solenoid valve, 2-way, 2-position, N.C., low lead brass body, FKM seal(s), 1/8in female NPT inlet(s), 1/8in female NPT outlet(s), Cv=0.61, vacuum minimum operating pressure, 120 VAC operating voltage, 18in 22 AWG pigtail. | Stock | 72
6222-6M001-AAA3C-A | Spartan solenoid valve, 2-way, 2-position, N.C., low lead brass body, FKM seal(s), 1/8in female NPT inlet(s), 1/8in female NPT outlet(s), Cv=0.72, vacuum minimum operating pressure, 24 VDC operating voltage, 18mm DIN style wiring plug. | Stock | 74
6222-6M001-AAA3B-A | Spartan solenoid valve, 2-way, 2-position, N.C., low lead brass body, FKM seal(s), 1/8in female NPT inlet(s), 1/8in female NPT outlet(s), Cv=0.72, vacuum minimum operating pressure, 24 VDC operating voltage, 18in 22 AWG pigtail. | Stock | 72
6222-6M001-AAA7C-A | Spartan solenoid valve, 2-way, 2-position, N.C., low lead brass body, FKM seal(s), 1/8in female NPT inlet(s), 1/8in female NPT outlet(s), Cv=0.72, vacuum minimum operating pressure, 120 VAC operating voltage, 18mm DIN style wiring plug. | Stock | 74
6222-6M001-AAA7B-A | Spartan solenoid valve, 2-way, 2-position, N.C., low lead brass body, FKM seal(s), 1/8in female NPT inlet(s), 1/8in female NPT outlet(s), Cv=0.72, vacuum minimum operating pressure, 120 VAC operating voltage, 18in 22 AWG pigtail. | Stock | 72
SC311YH16VIAA6 | CFA solenoid valve, 2-port (2-way), 2-position, N.C., nylon body, Viton seal(s), 1/8in female NPT inlet(s), 1/8in female NPT outlet(s), Cv=0.28, 0 psi minimum operating pressure, 24 VDC operating voltage, 11mm DIN style wiring plug. | Stock | 59
SC311YN24VIAA6 | CFA solenoid valve, 2-port (2-way), 2-position, N.C., nylon body, Viton seal(s), 1/8in female NPT inlet(s), 1/8in female NPT outlet(s), Cv=0.28, 0 psi minimum operating pressure, 24 VAC operating voltage, 11mm DIN style wiring plug. | Stock | 59
SC311YH24VIAA6 | CFA solenoid valve, 2-port (2-way), 2-position, N.C., nylon body, Viton seal(s), 1/8in female NPT inlet(s), 1/8in female NPT outlet(s), Cv=0.28, 0 psi minimum operating pressure, 24 VAC operating voltage, 11mm DIN style wiring plug. | Stock | 59
SC311YH02VIAA6 | CFA solenoid valve, 2-port (2-way), 2-position, N.C., nylon body, Viton seal(s), 1/8in female NPT inlet(s), 1/8in female NPT outlet(s), Cv=0.28, 0 psi minimum operating pressure, 120 VAC operating voltage, 11mm DIN style wiring plug. | Stock | 59
DVP-2BC1C-24D | NITRA solenoid valve, 2-way, 2-position, N.C., glass-filled nylon body, nitrile seal(s), 1/8in female NPT inlet(s), 1/8in female NPT outlet(s), Cv=0.08, 0 psi minimum operating pressure, 24 VDC operating voltage, 11mm DIN style wiring plug. | Stock | 29.5
DVP-2BC1C-24A | NITRA solenoid valve, 2-way, 2-position, N.C., glass-filled nylon body, nitrile seal(s), 1/8in female NPT inlet(s), 1/8in female NPT outlet(s), Cv=0.08, 0 psi minimum operating pressure, 24 VAC operating voltage, 11mm DIN style wiring plug. | Stock | 29.5
DVP-2BC1C-120A | NITRA solenoid valve, 2-way, 2-position, N.C., glass-filled nylon body, nitrile seal(s), 1/8in female NPT inlet(s), 1/8in female NPT outlet(s), Cv=0.08, 0 psi minimum operating pressure, 120 VAC operating voltage, 11mm DIN style wiring plug. | Stock | 29.5
DVP-2DC1D-24D | NITRA solenoid valve, 2-way, 2-position, N.C., glass-filled nylon body, nitrile seal(s), 1/8in female NPT inlet(s), 1/8in female NPT outlet(s), Cv=0.12, 0 psi minimum operating pressure, 24 VDC operating voltage, 18mm DIN style wiring plug. | Stock | 53
DVP-2DC1D-24A | NITRA solenoid valve, 2-way, 2-position, N.C., glass-filled nylon body, nitrile seal(s), 1/8in female NPT inlet(s), 1/8in female NPT outlet(s), Cv=0.12, 0 psi minimum operating pressure, 24 VAC operating voltage, 18mm DIN style wiring plug. | Stock | 53
DVP-2DC1D-120A | NITRA solenoid valve, 2-way, 2-position, N.C., glass-filled nylon body, nitrile seal(s), 1/8in female NPT inlet(s), 1/8in female NPT outlet(s), Cv=0.12, 0 psi minimum operating pressure, 120 VAC operating voltage, 18mm DIN style wiring plug. | Stock | 53
DVP-3BC1C-24D | NITRA solenoid valve, 3-way, 2-position, N.C., glass-filled nylon body, nitrile seal(s), 1/8in female NPT inlet(s), 1/8in female NPT outlet(s), Cv=0.08, 1 psi minimum operating pressure, 24 VDC operating voltage, 11mm DIN style wiring plug. | Stock | 31
DVP-3BC1C-24A | NITRA solenoid valve, 3-way, 2-position, N.C., glass-filled nylon body, nitrile seal(s), 1/8in female NPT inlet(s), 1/8in female NPT outlet(s), Cv=0.08, 1 psi minimum operating pressure, 24 VAC operating voltage, 11mm DIN style wiring plug. | Stock | 31
DVP-3BC1C-120A | NITRA solenoid valve, 3-way, 2-position, N.C., glass-filled nylon body, nitrile seal(s), 1/8in female NPT inlet(s), 1/8in female NPT outlet(s), Cv=0.08, 1 psi minimum operating pressure, 120 VAC operating voltage, 11mm DIN style wiring plug. | Stock | 31
DVP-3DC1D-24D | NITRA solenoid valve, 3-way, 2-position, N.C., glass-filled nylon body, nitrile seal(s), 1/8in female NPT inlet(s), 1/8in female NPT outlet(s), Cv=0.12, 0 psi minimum operating pressure, 24 VDC operating voltage, 18mm DIN style wiring plug. | Stock | 53
DVP-3DC1D-24A | NITRA solenoid valve, 3-way, 2-position, N.C., glass-filled nylon body, nitrile seal(s), 1/8in female NPT inlet(s), 1/8in female NPT outlet(s), Cv=0.12, 0 psi minimum operating pressure, 24 VAC operating voltage, 18mm DIN style wiring plug. | Stock | 53
DVP-3DC1D-120A | NITRA solenoid valve, 3-way, 2-position, N.C., glass-filled nylon body, nitrile seal(s), 1/8in female NPT inlet(s), 1/8in female NPT outlet(s), Cv=0.12, 0 psi minimum operating pressure, 120 VAC operating voltage, 18mm DIN style wiring plug. | Stock | 53
3827-670-AA87C-A | Spartan solenoid valve, 2-way, 2-position, N.C., glass-filled nylon body, FKM seal(s), 1/8in female NPT inlet(s), 1/8in female NPT outlet(s), Cv=0.24, vacuum minimum operating pressure, 120 VAC operating voltage, 11mm DIN style wiring plug. | Stock | 45
3827-670-AA83C-A | Spartan solenoid valve, 2-way, 2-position, N.C., glass-filled nylon body, FKM seal(s), 1/8in female NPT inlet(s), 1/8in female NPT outlet(s), Cv=0.24, vacuum minimum operating pressure, 24 VDC operating voltage, 11mm DIN style wiring plug. | Stock | 45
3827-670-AA87B-A | Spartan solenoid valve, 2-way, 2-position, N.C., glass-filled nylon body, FKM seal(s), 1/8in female NPT inlet(s), 1/8in female NPT outlet(s), Cv=0.24, vacuum minimum operating pressure, 120 VAC operating voltage, 18in 22 AWG pigtail. | Stock | 44
3827-670-AA83B-A | Spartan solenoid valve, 2-way, 2-position, N.C., glass-filled nylon body, FKM seal(s), 1/8in female NPT inlet(s), 1/8in female NPT outlet(s), Cv=0.24, vacuum minimum operating pressure, 24 VDC operating voltage, 18in 22 AWG pigtail. | Stock | 44
3827-680-AA87C-A | Spartan solenoid valve, 2-way, 2-position, N.C., glass-filled nylon body, FKM seal(s), 1/8in female NPT inlet(s), 1/8in female NPT outlet(s), Cv=0.31, vacuum minimum operating pressure, 120 VAC operating voltage, 18mm DIN style wiring plug. | Stock | 49.5
3827-680-AA83C-A | Spartan solenoid valve, 2-way, 2-position, N.C., glass-filled nylon body, FKM seal(s), 1/8in female NPT inlet(s), 1/8in female NPT outlet(s), Cv=0.31, vacuum minimum operating pressure, 24 VDC operating voltage, 18mm DIN style wiring plug. | Stock | 49.5
3827-680-AA87B-A | Spartan solenoid valve, 2-way, 2-position, N.C., glass-filled nylon body, FKM seal(s), 1/8in female NPT inlet(s), 1/8in female NPT outlet(s), Cv=0.31, vacuum minimum operating pressure, 120 VAC operating voltage, 18in 22 AWG pigtail. | Stock | 48.5
3827-680-AA83B-A | Spartan solenoid valve, 2-way, 2-position, N.C., glass-filled nylon body, FKM seal(s), 1/8in female NPT inlet(s), 1/8in female NPT outlet(s), Cv=0.31, vacuum minimum operating pressure, 24 VDC operating voltage, 18in 22 AWG pigtail. | Stock | 48.5
6200-660-AAA7C-A | Spartan solenoid valve, 2-way, 2-position, N.C., glass-filled nylon body, FKM seal(s), 1/8in female NPT inlet(s), 1/8in female NPT outlet(s), Cv=0.52, vacuum minimum operating pressure, 120 VAC operating voltage, 18mm DIN style wiring plug. | Stock | 58
6200-660-AAA3C-A | Spartan solenoid valve, 2-way, 2-position, N.C., glass-filled nylon body, FKM seal(s), 1/8in female NPT inlet(s), 1/8in female NPT outlet(s), Cv=0.52, vacuum minimum operating pressure, 24 VDC operating voltage, 18mm DIN style wiring plug. | Stock | 58
6200-660-AAA7B-A | Spartan solenoid valve, 2-way, 2-position, N.C., glass-filled nylon body, FKM seal(s), 1/8in female NPT inlet(s), 1/8in female NPT outlet(s), Cv=0.52, vacuum minimum operating pressure, 120 VAC operating voltage, 18in 22 AWG pigtail. | Stock | 57
6200-660-AAA3B-A | Spartan solenoid valve, 2-way, 2-position, N.C., glass-filled nylon body, FKM seal(s), 1/8in female NPT inlet(s), 1/8in female NPT outlet(s), Cv=0.52, vacuum minimum operating pressure, 24 VDC operating voltage, 18in 22 AWG pigtail. | Stock | 57
SC911YN02VFBA5 | CFA solenoid valve, 2-port (2-way), 2-position, N.C., stainless steel body, Viton seal(s), 1/4in female NPT inlet(s), 1/4in female NPT outlet(s), Cv=0.14, 0 psi minimum operating pressure, 120 VAC operating voltage, 11mm DIN style wiring plug. | Stock | 66
SC911YH02VFBA5 | CFA solenoid valve, 2-port (2-way), 2-position, N.C., stainless steel body, Viton seal(s), 1/4in female NPT inlet(s), 1/4in female NPT outlet(s), Cv=0.14, 0 psi minimum operating pressure, 120 VAC operating voltage, 11mm DIN style wiring plug. | Stock | 66
SC912YH02VFBA4 | CFA solenoid valve, 2-port (2-way), 2-position, N.O., stainless steel body, Viton seal(s), 1/4in female NPT inlet(s), 1/4in female NPT outlet(s), Cv=0.065, 0 psi minimum operating pressure, 120 VAC operating voltage, 11mm DIN style wiring plug. | Stock | 79
SC911YN16VFBA5 | CFA solenoid valve, 2-port (2-way), 2-position, N.C., stainless steel body, Viton seal(s), 1/4in female NPT inlet(s), 1/4in female NPT outlet(s), Cv=0.14, 0 psi minimum operating pressure, 24 VDC operating voltage, 11mm DIN style wiring plug. | Stock | 65
SC911YH16VFBA5 | CFA solenoid valve, 2-port (2-way), 2-position, N.C., stainless steel body, Viton seal(s), 1/4in female NPT inlet(s), 1/4in female NPT outlet(s), Cv=0.14, 0 psi minimum operating pressure, 24 VDC operating voltage, 11mm DIN style wiring plug. | Stock | 65
SC912YH16VFBA4 | CFA solenoid valve, 2-port (2-way), 2-position, N.O., stainless steel body, Viton seal(s), 1/4in female NPT inlet(s), 1/4in female NPT outlet(s), Cv=0.065, 0 psi minimum operating pressure, 24 VDC operating voltage, 11mm DIN style wiring plug. | Stock | 72
SC911YN24VFBA5 | CFA solenoid valve, 2-port (2-way), 2-position, N.C., stainless steel body, Viton seal(s), 1/4in female NPT inlet(s), 1/4in female NPT outlet(s), Cv=0.14, 0 psi minimum operating pressure, 24 VAC operating voltage, 11mm DIN style wiring plug. | Stock | 66
SC911YH24VFBA5 | CFA solenoid valve, 2-port (2-way), 2-position, N.C., stainless steel body, Viton seal(s), 1/4in female NPT inlet(s), 1/4in female NPT outlet(s), Cv=0.14, 0 psi minimum operating pressure, 24 VAC operating voltage, 11mm DIN style wiring plug. | Stock | 66
SC912YN24VFBA4 | CFA solenoid valve, 2-port (2-way), 2-position, N.O., stainless steel body, Viton seal(s), 1/4in female NPT inlet(s), 1/4in female NPT outlet(s), Cv=0.065, 0 psi minimum operating pressure, 24 VAC operating voltage, 11mm DIN style wiring plug. | Stock | 79
SC912YH24VFBA4 | CFA solenoid valve, 2-port (2-way), 2-position, N.O., stainless steel body, Viton seal(s), 1/4in female NPT inlet(s), 1/4in female NPT outlet(s), Cv=0.065, 0 psi minimum operating pressure, 24 VAC operating voltage, 11mm DIN style wiring plug. | Stock | 79
SC913YH02VFBA3 | CFA solenoid valve, 3-port (3-way), 2-position, N.C., stainless steel body, Viton seal(s), 1/4in female NPT inlet(s), 1/4in female NPT outlet(s), Cv=0.084, 0 psi minimum operating pressure, 120 VAC operating voltage, 11mm DIN style wiring plug. | Stock | 73
SC913YN16VFBA3 | CFA solenoid valve, 3-port (3-way), 2-position, N.C., stainless steel body, Viton seal(s), 1/4in female NPT inlet(s), 1/4in female NPT outlet(s), Cv=0.084, 0 psi minimum operating pressure, 24 VDC operating voltage, 11mm DIN style wiring plug. | Stock | 73
SC913YH16VFBA3 | CFA solenoid valve, 3-port (3-way), 2-position, N.C., stainless steel body, Viton seal(s), 1/4in female NPT inlet(s), 1/4in female NPT outlet(s), Cv=0.084, 0 psi minimum operating pressure, 24 VDC operating voltage, 11mm DIN style wiring plug. | Stock | 73
SC913YN24VFBA3 | CFA solenoid valve, 3-port (3-way), 2-position, N.C., stainless steel body, Viton seal(s), 1/4in female NPT inlet(s), 1/4in female NPT outlet(s), Cv=0.084, 0 psi minimum operating pressure, 24 VAC operating voltage, 11mm DIN style wiring plug. | Stock | 73
SC913YH24VFBA3 | CFA solenoid valve, 3-port (3-way), 2-position, N.C., stainless steel body, Viton seal(s), 1/4in female NPT inlet(s), 1/4in female NPT outlet(s), Cv=0.084, 0 psi minimum operating pressure, 24 VAC operating voltage, 11mm DIN style wiring plug. | Stock | 73
H401YF02Z1BF5 | GC Valves solenoid valve, 2-port (2-way), 2-position, N.C., stainless steel body, Viton/PTFE seal(s), 1/4in female NPT inlet(s), 1/4in female NPT outlet(s), Cv=1.1, 0 psi minimum operating pressure, 120 VAC operating voltage, 18mm DIN style wiring plug. | Stock | 251
H401YH02Z1BF5 | GC Valves solenoid valve, 2-port (2-way), 2-position, N.C., stainless steel body, Viton/PTFE seal(s), 1/4in female NPT inlet(s), 1/4in female NPT outlet(s), Cv=1.1, 0 psi minimum operating pressure, 120 VAC operating voltage, 18mm DIN style wiring plug. | Stock | 251
H401YH16Z1BF5 | GC Valves solenoid valve, 2-port (2-way), 2-position, N.C., stainless steel body, Viton/PTFE seal(s), 1/4in female NPT inlet(s), 1/4in female NPT outlet(s), Cv=1.1, 0 psi minimum operating pressure, 24 VDC operating voltage, 18mm DIN style wiring plug. | Stock | 251
NS301YF02C3BC9 | GC Valves potable water solenoid valve, 2-port (2-way), 2-position, N.C., 303 stainless steel body, EPDM rubber seal(s), 1/4in female NPT inlet(s), 1/4in female NPT outlet(s), Cv=0.21, 120/110 VAC operating voltage, 10W, NSF/ANSI/CAN 61. | Stock | 125
NS301YH02C3BC9 | GC Valves potable water solenoid valve, 2-port (2-way), 2-position, N.C., 303 stainless steel body, 1/4in female NPT inlet(s), 1/4in female NPT outlet(s), Cv=0.21, 120/110 VAC operating voltage, 10W, NSF/ANSI/CAN 61. | Stock | 125
NS301YF24C3BC9 | GC Valves potable water solenoid valve, 2-port (2-way), 2-position, N.C., 303 stainless steel body, EPDM rubber seal(s), 1/4in female NPT inlet(s), 1/4in female NPT outlet(s), Cv=0.21, 24 VAC operating voltage, 10W, NSF/ANSI/CAN 61. | Stock | 125
NS301YF16C3BC9 | GC Valves potable water solenoid valve, 2-port (2-way), 2-position, N.C., 303 stainless steel body, EPDM rubber seal(s), 1/4in female NPT inlet(s), 1/4in female NPT outlet(s), Cv=0.21, 24 VDC operating voltage, 10W, NSF/ANSI/CAN 61. | Stock | 125
NS301YH16C3BC9 | GC Valves potable water solenoid valve, 2-port (2-way), 2-position, N.C., 303 stainless steel body, 1/4in female NPT inlet(s), 1/4in female NPT outlet(s), Cv=0.21, 24 VDC operating voltage, 10W, NSF/ANSI/CAN 61. | Stock | 125
NS301YF02C3BD5 | GC Valves potable water solenoid valve, 2-port (2-way), 2-position, N.C., 303 stainless steel body, EPDM rubber seal(s), 1/4in female NPT inlet(s), 1/4in female NPT outlet(s), Cv=0.36, 120/110 VAC operating voltage, 10W, NSF/ANSI/CAN 61. | Stock | 125
NS301YH02C3BD5 | GC Valves potable water solenoid valve, 2-port (2-way), 2-position, N.C., 303 stainless steel body, 1/4in female NPT inlet(s), 1/4in female NPT outlet(s), Cv=0.36, 120/110 VAC operating voltage, 10W, NSF/ANSI/CAN 61. | Stock | 125
NS301YF24C3BD5 | GC Valves potable water solenoid valve, 2-port (2-way), 2-position, N.C., 303 stainless steel body, EPDM rubber seal(s), 1/4in female NPT inlet(s), 1/4in female NPT outlet(s), Cv=0.36, 24 VAC operating voltage, 10W, NSF/ANSI/CAN 61. | Stock | 125
NS301YF16C3BD5 | GC Valves potable water solenoid valve, 2-port (2-way), 2-position, N.C., 303 stainless steel body, EPDM rubber seal(s), 1/4in female NPT inlet(s), 1/4in female NPT outlet(s), Cv=0.36, 24 VDC operating voltage, 10W, NSF/ANSI/CAN 61. | Stock | 125
NS301YH16C3BD5 | GC Valves potable water solenoid valve, 2-port (2-way), 2-position, N.C., 303 stainless steel body, 1/4in female NPT inlet(s), 1/4in female NPT outlet(s), Cv=0.36, 24 VDC operating voltage, 10W, NSF/ANSI/CAN 61. | Stock | 125
NS301YH02C3BE7 | GC Valves potable water solenoid valve, 2-port (2-way), 2-position, N.C., 303 stainless steel body, 1/4in female NPT inlet(s), 1/4in female NPT outlet(s), Cv=0.85, 120/110 VAC operating voltage, 10W, NSF/ANSI/CAN 61. | Stock | 126
NS301YH16C3BE7 | GC Valves potable water solenoid valve, 2-port (2-way), 2-position, N.C., 303 stainless steel body, 1/4in female NPT inlet(s), 1/4in female NPT outlet(s), Cv=0.85, 24 VDC operating voltage, 10W, NSF/ANSI/CAN 61. | Stock | 126
SC911YN02VEBA5 | CFA solenoid valve, 2-port (2-way), 2-position, N.C., brass body, Viton seal(s), 1/4in female NPT inlet(s), 1/4in female NPT outlet(s), Cv=0.14, 0 psi minimum operating pressure, 120 VAC operating voltage, 11mm DIN style wiring plug. | Stock | 48.5
SC911YH02VEBA5 | CFA solenoid valve, 2-port (2-way), 2-position, N.C., brass body, Viton seal(s), 1/4in female NPT inlet(s), 1/4in female NPT outlet(s), Cv=0.14, 0 psi minimum operating pressure, 120 VAC operating voltage, 11mm DIN style wiring plug. | Stock | 48.5
SC912YH02VEBA4 | CFA solenoid valve, 2-port (2-way), 2-position, N.O., brass body, Viton seal(s), 1/4in female NPT inlet(s), 1/4in female NPT outlet(s), Cv=0.065, 0 psi minimum operating pressure, 120 VAC operating voltage, 11mm DIN style wiring plug. | Stock | 78
SC911YH16VEBA5 | CFA solenoid valve, 2-port (2-way), 2-position, N.C., brass body, Viton seal(s), 1/4in female NPT inlet(s), 1/4in female NPT outlet(s), Cv=0.14, 0 psi minimum operating pressure, 24 VDC operating voltage, 11mm DIN style wiring plug. | Stock | 58
SC912YH16VEBA4 | CFA solenoid valve, 2-port (2-way), 2-position, N.O., brass body, Viton seal(s), 1/4in female NPT inlet(s), 1/4in female NPT outlet(s), Cv=0.065, 0 psi minimum operating pressure, 24 VDC operating voltage, 11mm DIN style wiring plug. | Stock | 79
SC911YH24VEBA5 | CFA solenoid valve, 2-port (2-way), 2-position, N.C., brass body, Viton seal(s), 1/4in female NPT inlet(s), 1/4in female NPT outlet(s), Cv=0.14, 0 psi minimum operating pressure, 24 VAC operating voltage, 11mm DIN style wiring plug. | Stock | 48.5
SC912YN24VEBA4 | CFA solenoid valve, 2-port (2-way), 2-position, N.O., brass body, Viton seal(s), 1/4in female NPT inlet(s), 1/4in female NPT outlet(s), Cv=0.065, 0 psi minimum operating pressure, 24 VAC operating voltage, 11mm DIN style wiring plug. | Stock | 78
SC912YH24VEBA4 | CFA solenoid valve, 2-port (2-way), 2-position, N.O., brass body, Viton seal(s), 1/4in female NPT inlet(s), 1/4in female NPT outlet(s), Cv=0.065, 0 psi minimum operating pressure, 24 VAC operating voltage, 11mm DIN style wiring plug. | Stock | 78
SC913YH02VEBA3 | CFA solenoid valve, 3-port (3-way), 2-position, N.C., brass body, Viton seal(s), 1/4in female NPT inlet(s), 1/4in female NPT outlet(s), Cv=0.084, 0 psi minimum operating pressure, 120 VAC operating voltage, 11mm DIN style wiring plug. | Stock | 54
SC913YH16VEBA3 | CFA solenoid valve, 3-port (3-way), 2-position, N.C., brass body, Viton seal(s), 1/4in female NPT inlet(s), 1/4in female NPT outlet(s), Cv=0.084, 0 psi minimum operating pressure, 24 VDC operating voltage, 11mm DIN style wiring plug. | Stock | 54
SC913YN24VEBA3 | CFA solenoid valve, 3-port (3-way), 2-position, N.C., brass body, Viton seal(s), 1/4in female NPT inlet(s), 1/4in female NPT outlet(s), Cv=0.084, 0 psi minimum operating pressure, 24 VAC operating voltage, 11mm DIN style wiring plug. | Stock | 54
SC913YH24VEBA3 | CFA solenoid valve, 3-port (3-way), 2-position, N.C., brass body, Viton seal(s), 1/4in female NPT inlet(s), 1/4in female NPT outlet(s), Cv=0.084, 0 psi minimum operating pressure, 24 VAC operating voltage, 11mm DIN style wiring plug. | Stock | 54
S301YH02V8BD5 | GC Valves solenoid valve, 2-port (2-way), 2-position, N.C., brass body, Viton seal(s), 1/4in female NPT inlet(s), 1/4in female NPT outlet(s), Cv=0.36, 0 psi minimum operating pressure, 120 VAC operating voltage, 18mm DIN style wiring plug. | Stock | 89
S301YF02V8BD7 | GC Valves solenoid valve, 2-port (2-way), 2-position, N.C., brass body, Viton seal(s), 1/4in female NPT inlet(s), 1/4in female NPT outlet(s), Cv=0.44, 0 psi minimum operating pressure, 120 VAC operating voltage, 18mm DIN style wiring plug. | Stock | 89
S301YH02V8BD7 | GC Valves solenoid valve, 2-port (2-way), 2-position, N.C., brass body, Viton seal(s), 1/4in female NPT inlet(s), 1/4in female NPT outlet(s), Cv=0.44, 0 psi minimum operating pressure, 120 VAC operating voltage, 18mm DIN style wiring plug. | Stock | 89
S301YH02V8BE1 | GC Valves solenoid valve, 2-port (2-way), 2-position, N.C., brass body, Viton seal(s), 1/4in female NPT inlet(s), 1/4in female NPT outlet(s), Cv=0.65, 0 psi minimum operating pressure, 120 VAC operating voltage, 18mm DIN style wiring plug. | Stock | 89
S301YH16V8BD5 | GC Valves solenoid valve, 2-port (2-way), 2-position, N.C., brass body, Viton seal(s), 1/4in female NPT inlet(s), 1/4in female NPT outlet(s), Cv=0.36, 0 psi minimum operating pressure, 24 VDC operating voltage, 18mm DIN style wiring plug. | Stock | 86
S301YH16V8BD7 | GC Valves solenoid valve, 2-port (2-way), 2-position, N.C., brass body, Viton seal(s), 1/4in female NPT inlet(s), 1/4in female NPT outlet(s), Cv=0.44, 0 psi minimum operating pressure, 24 VDC operating voltage, 18mm DIN style wiring plug. | Stock | 89
S301YH16V8BE1 | GC Valves solenoid valve, 2-port (2-way), 2-position, N.C., brass body, Viton seal(s), 1/4in female NPT inlet(s), 1/4in female NPT outlet(s), Cv=0.65, 0 psi minimum operating pressure, 24 VDC operating voltage, 18mm DIN style wiring plug. | Stock | 89
DVD-2AC2A-24D | NITRA solenoid valve, 2-way, 2-position, N.C., brass body, nitrile seal(s), 1/4in female NPT inlet(s), 1/4in female NPT outlet(s), Cv=1.55, 1 psi minimum operating pressure, 24 VDC operating voltage, 18mm DIN style wiring plug. | Stock | 93
DVD-2AC2A-24A | NITRA solenoid valve, 2-way, 2-position, N.C., brass body, nitrile seal(s), 1/4in female NPT inlet(s), 1/4in female NPT outlet(s), Cv=1.55, 1 psi minimum operating pressure, 24 VAC operating voltage, 18mm DIN style wiring plug. | Stock | 93
DVD-2AC2A-120A | NITRA solenoid valve, 2-way, 2-position, N.C., brass body, nitrile seal(s), 1/4in female NPT inlet(s), 1/4in female NPT outlet(s), Cv=1.55, 0 psi minimum operating pressure, 120 VAC operating voltage, 18mm DIN style wiring plug. | Stock | 93
6100-6H001-AAB3C-A | Spartan solenoid valve, 2-way, 2-position, N.C., low lead brass body, FKM seal(s), 1/4in female NPT inlet(s), 1/4in female NPT outlet(s), Cv=0.24, vacuum minimum operating pressure, 24 VDC operating voltage, 18mm DIN style wiring plug. | Stock | 80
6100-6H001-AAB3B-A | Spartan solenoid valve, 2-way, 2-position, N.C., low lead brass body, FKM seal(s), 1/4in female NPT inlet(s), 1/4in female NPT outlet(s), Cv=0.24, vacuum minimum operating pressure, 24 VDC operating voltage, 18in 22 AWG pigtail. | Stock | 79
6100-6H001-AAB7C-A | Spartan solenoid valve, 2-way, 2-position, N.C., low lead brass body, FKM seal(s), 1/4in female NPT inlet(s), 1/4in female NPT outlet(s), Cv=0.24, vacuum minimum operating pressure, 120 VAC operating voltage, 18mm DIN style wiring plug. | Stock | 80
6100-6H001-AAB7B-A | Spartan solenoid valve, 2-way, 2-position, N.C., low lead brass body, FKM seal(s), 1/4in female NPT inlet(s), 1/4in female NPT outlet(s), Cv=0.24, vacuum minimum operating pressure, 120 VAC operating voltage, 18in 22 AWG pigtail. | Stock | 79
6100-6J001-AAB3C-A | Spartan solenoid valve, 2-way, 2-position, N.C., low lead brass body, FKM seal(s), 1/4in female NPT inlet(s), 1/4in female NPT outlet(s), Cv=0.31, vacuum minimum operating pressure, 24 VDC operating voltage, 18mm DIN style wiring plug. | Stock | 80
6100-6J001-AAB3B-A | Spartan solenoid valve, 2-way, 2-position, N.C., low lead brass body, FKM seal(s), 1/4in female NPT inlet(s), 1/4in female NPT outlet(s), Cv=0.31, vacuum minimum operating pressure, 24 VDC operating voltage, 18in 22 AWG pigtail. | Stock | 79
6100-6J001-AAB7C-A | Spartan solenoid valve, 2-way, 2-position, N.C., low lead brass body, FKM seal(s), 1/4in female NPT inlet(s), 1/4in female NPT outlet(s), Cv=0.31, vacuum minimum operating pressure, 120 VAC operating voltage, 18mm DIN style wiring plug. | Stock | 80
6100-6J001-AAB7B-A | Spartan solenoid valve, 2-way, 2-position, N.C., low lead brass body, FKM seal(s), 1/4in female NPT inlet(s), 1/4in female NPT outlet(s), Cv=0.31, vacuum minimum operating pressure, 120 VAC operating voltage, 18in 22 AWG pigtail. | Stock | 79
6222-6J001-AAB3C-A | Spartan solenoid valve, 2-way, 2-position, N.C., low lead brass body, FKM seal(s), 1/4in female NPT inlet(s), 1/4in female NPT outlet(s), Cv=0.31, vacuum minimum operating pressure, 24 VDC operating voltage, 18mm DIN style wiring plug. | Stock | 74
6222-6J001-AAB3B-A | Spartan solenoid valve, 2-way, 2-position, N.C., low lead brass body, FKM seal(s), 1/4in female NPT inlet(s), 1/4in female NPT outlet(s), Cv=0.31, vacuum minimum operating pressure, 24 VDC operating voltage, 18in 22 AWG pigtail. | Stock | 72
6222-6J001-AAB7C-A | Spartan solenoid valve, 2-way, 2-position, N.C., low lead brass body, FKM seal(s), 1/4in female NPT inlet(s), 1/4in female NPT outlet(s), Cv=0.31, vacuum minimum operating pressure, 120 VAC operating voltage, 18mm DIN style wiring plug. | Stock | 74
6222-6J001-AAB7B-A | Spartan solenoid valve, 2-way, 2-position, N.C., low lead brass body, FKM seal(s), 1/4in female NPT inlet(s), 1/4in female NPT outlet(s), Cv=0.31, vacuum minimum operating pressure, 120 VAC operating voltage, 18in 22 AWG pigtail. | Stock | 72
6222-6K001-AAB3C-A | Spartan solenoid valve, 2-way, 2-position, N.C., low lead brass body, FKM seal(s), 1/4in female NPT inlet(s), 1/4in female NPT outlet(s), Cv=0.52, vacuum minimum operating pressure, 24 VDC operating voltage, 18mm DIN style wiring plug. | Stock | 74
6222-6K001-AAB3B-A | Spartan solenoid valve, 2-way, 2-position, N.C., low lead brass body, FKM seal(s), 1/4in female NPT inlet(s), 1/4in female NPT outlet(s), Cv=0.52, vacuum minimum operating pressure, 24 VDC operating voltage, 18in 22 AWG pigtail. | Stock | 72
6222-6K001-AAB7C-A | Spartan solenoid valve, 2-way, 2-position, N.C., low lead brass body, FKM seal(s), 1/4in female NPT inlet(s), 1/4in female NPT outlet(s), Cv=0.52, vacuum minimum operating pressure, 120 VAC operating voltage, 18mm DIN style wiring plug. | Stock | 74
6222-6K001-AAB7B-A | Spartan solenoid valve, 2-way, 2-position, N.C., low lead brass body, FKM seal(s), 1/4in female NPT inlet(s), 1/4in female NPT outlet(s), Cv=0.52, vacuum minimum operating pressure, 120 VAC operating voltage, 18in 22 AWG pigtail. | Stock | 72
6222-6L001-AAB3C-A | Spartan solenoid valve, 2-way, 2-position, N.C., low lead brass body, FKM seal(s), 1/4in female NPT inlet(s), 1/4in female NPT outlet(s), Cv=0.61, vacuum minimum operating pressure, 24 VDC operating voltage, 18mm DIN style wiring plug. | Stock | 74
6222-6L001-AAB3B-A | Spartan solenoid valve, 2-way, 2-position, N.C., low lead brass body, FKM seal(s), 1/4in female NPT inlet(s), 1/4in female NPT outlet(s), Cv=0.61, vacuum minimum operating pressure, 24 VDC operating voltage, 18in 22 AWG pigtail. | Stock | 72
6222-6L001-AAB7C-A | Spartan solenoid valve, 2-way, 2-position, N.C., low lead brass body, FKM seal(s), 1/4in female NPT inlet(s), 1/4in female NPT outlet(s), Cv=0.61, vacuum minimum operating pressure, 120 VAC operating voltage, 18mm DIN style wiring plug. | Stock | 74
6222-6L001-AAB7B-A | Spartan solenoid valve, 2-way, 2-position, N.C., low lead brass body, FKM seal(s), 1/4in female NPT inlet(s), 1/4in female NPT outlet(s), Cv=0.61, vacuum minimum operating pressure, 120 VAC operating voltage, 18in 22 AWG pigtail. | Stock | 72
6222-6M001-AAB3C-A | Spartan solenoid valve, 2-way, 2-position, N.C., low lead brass body, FKM seal(s), 1/4in female NPT inlet(s), 1/4in female NPT outlet(s), Cv=0.72, vacuum minimum operating pressure, 24 VDC operating voltage, 18mm DIN style wiring plug. | Stock | 74
6222-6M001-AAB3B-A | Spartan solenoid valve, 2-way, 2-position, N.C., low lead brass body, FKM seal(s), 1/4in female NPT inlet(s), 1/4in female NPT outlet(s), Cv=0.72, vacuum minimum operating pressure, 24 VDC operating voltage, 18in 22 AWG pigtail. | Stock | 72
6222-6M001-AAB7C-A | Spartan solenoid valve, 2-way, 2-position, N.C., low lead brass body, FKM seal(s), 1/4in female NPT inlet(s), 1/4in female NPT outlet(s), Cv=0.72, vacuum minimum operating pressure, 120 VAC operating voltage, 18mm DIN style wiring plug. | Stock | 74
6222-6M001-AAB7B-A | Spartan solenoid valve, 2-way, 2-position, N.C., low lead brass body, FKM seal(s), 1/4in female NPT inlet(s), 1/4in female NPT outlet(s), Cv=0.72, vacuum minimum operating pressure, 120 VAC operating voltage, 18in 22 AWG pigtail. | Stock | 72
3516-6Q001-BAB3C-A | Spartan solenoid valve, 2-way, 2-position, N.C., low lead brass body, FKM seal(s), 1/4in female NPT inlet(s), 1/4in female NPT outlet(s), Cv=4.5, 10 psi minimum operating pressure, 24 VDC operating voltage, 18mm DIN style wiring plug. | Stock | 127
3516-6Q001-BAB7C-A | Spartan solenoid valve, 2-way, 2-position, N.C., low lead brass body, FKM seal(s), 1/4in female NPT inlet(s), 1/4in female NPT outlet(s), Cv=4.5, 10 psi minimum operating pressure, 120 VAC operating voltage, 18mm DIN style wiring plug. | Stock | 127
3516-6Q001-BAB3B-A | Spartan solenoid valve, 2-way, 2-position, N.C., low lead brass body, FKM seal(s), 1/4in female NPT inlet(s), 1/4in female NPT outlet(s), Cv=4.5, 10 psi minimum operating pressure, 24 VDC operating voltage, 18in 22 AWG pigtail. | Stock | 127
3516-6Q001-BAB7B-A | Spartan solenoid valve, 2-way, 2-position, N.C., low lead brass body, FKM seal(s), 1/4in female NPT inlet(s), 1/4in female NPT outlet(s), Cv=4.5, 10 psi minimum operating pressure, 120 VAC operating voltage, 18in 22 AWG pigtail. | Stock | 127
SC311YH02VIBA5 | CFA solenoid valve, 2-port (2-way), 2-position, N.C., nylon body, Viton seal(s), 1/4in female NPT inlet(s), 1/4in female NPT outlet(s), Cv=0.28, 0 psi minimum operating pressure, 120 VAC operating voltage, 11mm DIN style wiring plug. | Stock | 61
SC311YH16VIBA5 | CFA solenoid valve, 2-port (2-way), 2-position, N.C., nylon body, Viton seal(s), 1/4in female NPT inlet(s), 1/4in female NPT outlet(s), Cv=0.14, 0 psi minimum operating pressure, 24 VDC operating voltage, 11mm DIN style wiring plug. | Stock | 61
SC311YN24VIBA5 | CFA solenoid valve, 2-port (2-way), 2-position, N.C., nylon body, Viton seal(s), 1/4in female NPT inlet(s), 1/4in female NPT outlet(s), Cv=0.14, 0 psi minimum operating pressure, 24 VAC operating voltage, 11mm DIN style wiring plug. | Stock | 61
SC311YH24VIBA5 | CFA solenoid valve, 2-port (2-way), 2-position, N.C., nylon body, Viton seal(s), 1/4in female NPT inlet(s), 1/4in female NPT outlet(s), Cv=0.14, 0 psi minimum operating pressure, 24 VAC operating voltage, 11mm DIN style wiring plug. | Stock | 61
DVP-2DC2E-24D | NITRA solenoid valve, 2-way, 2-position, N.C., glass-filled nylon body, nitrile seal(s), 1/4in female NPT inlet(s), 1/4in female NPT outlet(s), Cv=0.245, 0 psi minimum operating pressure, 24 VDC operating voltage, 18mm DIN style wiring plug. | Stock | 53
DVP-2DC2E-24A | NITRA solenoid valve, 2-way, 2-position, N.C., glass-filled nylon body, nitrile seal(s), 1/4in female NPT inlet(s), 1/4in female NPT outlet(s), Cv=0.245, 0 psi minimum operating pressure, 24 VAC operating voltage, 18mm DIN style wiring plug. | Stock | 53
DVP-2DC2E-120A | NITRA solenoid valve, 2-way, 2-position, N.C., glass-filled nylon body, nitrile seal(s), 1/4in female NPT inlet(s), 1/4in female NPT outlet(s), Cv=0.245, 0 psi minimum operating pressure, 120 VAC operating voltage, 18mm DIN style wiring plug. | Stock | 53
DVD-2BC2A-24D | NITRA solenoid valve, 2-way, 2-position, N.C., glass-filled nylon body, nitrile seal(s), 1/4in female NPT inlet(s), 1/4in female NPT outlet(s), Cv=1.55, 7 psi minimum operating pressure, 24 VDC operating voltage, 11mm DIN style wiring plug. | Stock | 58
DVD-2BC2A-24A | NITRA solenoid valve, 2-way, 2-position, N.C., glass-filled nylon body, nitrile seal(s), 1/4in female NPT inlet(s), 1/4in female NPT outlet(s), Cv=1.55, 7 psi minimum operating pressure, 24 VAC operating voltage, 11mm DIN style wiring plug. | Stock | 58
DVD-2BC2A-120A | NITRA solenoid valve, 2-way, 2-position, N.C., glass-filled nylon body, nitrile seal(s), 1/4in female NPT inlet(s), 1/4in female NPT outlet(s), Cv=1.55, 7 psi minimum operating pressure, 120 VAC operating voltage, 11mm DIN style wiring plug. | Stock | 58
DVP-3DC2E-24D | NITRA solenoid valve, 3-way, 2-position, N.C., glass-filled nylon body, nitrile seal(s), 1/4in female NPT inlet(s), 1/4in female NPT outlet(s), Cv=0.245, 1 psi minimum operating pressure, 24 VDC operating voltage, 18mm DIN style wiring plug. | Stock | 53
DVP-3DC2E-24A | NITRA solenoid valve, 3-way, 2-position, N.C., glass-filled nylon body, nitrile seal(s), 1/4in female NPT inlet(s), 1/4in female NPT outlet(s), Cv=0.245, 1 psi minimum operating pressure, 24 VAC operating voltage, 18mm DIN style wiring plug. | Stock | 53
DVP-3DC2E-120A | NITRA solenoid valve, 3-way, 2-position, N.C., glass-filled nylon body, nitrile seal(s), 1/4in female NPT inlet(s), 1/4in female NPT outlet(s), Cv=0.245, 1 psi minimum operating pressure, 120 VAC operating voltage, 18mm DIN style wiring plug. | Stock | 53
6200-670-AAB7C-A | Spartan solenoid valve, 2-way, 2-position, N.C., glass-filled nylon body, FKM seal(s), 1/4in female NPT inlet(s), 1/4in female NPT outlet(s), Cv=0.61, vacuum minimum operating pressure, 120 VAC operating voltage, 18mm DIN style wiring plug. | Stock | 58
6200-670-AAB3C-A | Spartan solenoid valve, 2-way, 2-position, N.C., glass-filled nylon body, FKM seal(s), 1/4in female NPT inlet(s), 1/4in female NPT outlet(s), Cv=0.61, vacuum minimum operating pressure, 24 VDC operating voltage, 18mm DIN style wiring plug. | Stock | 58
6200-670-AAB7B-A | Spartan solenoid valve, 2-way, 2-position, N.C., glass-filled nylon body, FKM seal(s), 1/4in female NPT inlet(s), 1/4in female NPT outlet(s), Cv=0.61, vacuum minimum operating pressure, 120 VAC operating voltage, 18in 22 AWG pigtail. | Stock | 57
6200-670-AAB3B-A | Spartan solenoid valve, 2-way, 2-position, N.C., glass-filled nylon body, FKM seal(s), 1/4in female NPT inlet(s), 1/4in female NPT outlet(s), Cv=0.61, vacuum minimum operating pressure, 24 VDC operating voltage, 18in 22 AWG pigtail. | Stock | 57
3580-060-8217C-A | Spartan solenoid valve, 2-way, 2-position, N.C., glass-filled nylon body, FKM seal(s), 1/4in female NPT inlet(s), 1/4in female NPT outlet(s), Cv=1.55, 7 psi minimum operating pressure, 120 VAC operating voltage, 11mm DIN style wiring plug. | Stock | 74
3580-060-8213C-A | Spartan solenoid valve, 2-way, 2-position, N.C., glass-filled nylon body, FKM seal(s), 1/4in female NPT inlet(s), 1/4in female NPT outlet(s), Cv=1.55, 7 psi minimum operating pressure, 24 VDC operating voltage, 11mm DIN style wiring plug. | Stock | 74
3580-060-8217B-A | Spartan solenoid valve, 2-way, 2-position, N.C., glass-filled nylon body, FKM seal(s), 1/4in female NPT inlet(s), 1/4in female NPT outlet(s), Cv=1.55, 7 psi minimum operating pressure, 120 VAC operating voltage, 18in 22 AWG pigtail. | Stock | 74
3580-060-8213B-A | Spartan solenoid valve, 2-way, 2-position, N.C., glass-filled nylon body, FKM seal(s), 1/4in female NPT inlet(s), 1/4in female NPT outlet(s), Cv=1.55, 7 psi minimum operating pressure, 24 VDC operating voltage, 18in 22 AWG pigtail. | Stock | 74
H401YH02Z1CF5 | GC Valves solenoid valve, 2-port (2-way), 2-position, N.C., stainless steel body, Viton/PTFE seal(s), 3/8in female NPT inlet(s), 3/8in female NPT outlet(s), Cv=1.5, 0 psi minimum operating pressure, 120 VAC operating voltage, 18mm DIN style wiring plug. | Stock | 251
H401YH16Z1CF5 | GC Valves solenoid valve, 2-port (2-way), 2-position, N.C., stainless steel body, Viton/PTFE seal(s), 3/8in female NPT inlet(s), 3/8in female NPT outlet(s), Cv=1.5, 0 psi minimum operating pressure, 24 VDC operating voltage, 18mm DIN style wiring plug. | Stock | 251
S201YH02N5CG4 | GC Valves solenoid valve, 2-port (2-way), 2-position, N.C., brass body, nitrile seal(s), 3/8in female NPT inlet(s), 3/8in female NPT outlet(s), Cv=4.3, 0 psi minimum operating pressure, 120 VAC operating voltage, 18mm DIN style wiring plug. | Stock | 160
S201YF02V5CG4 | GC Valves solenoid valve, 2-port (2-way), 2-position, N.C., brass body, Viton seal(s), 3/8in female NPT inlet(s), 3/8in female NPT outlet(s), Cv=4.3, 0 psi minimum operating pressure, 120 VAC operating voltage, 18mm DIN style wiring plug. | Stock | 205
S201YH02V5CG4 | GC Valves solenoid valve, 2-port (2-way), 2-position, N.C., brass body, Viton seal(s), 3/8in female NPT inlet(s), 3/8in female NPT outlet(s), Cv=4.3, 0 psi minimum operating pressure, 120 VAC operating voltage, 18mm DIN style wiring plug. | Stock | 205
S211YH02N5CG4 | GC Valves solenoid valve, 2-port (2-way), 2-position, N.C., brass body, nitrile seal(s), 3/8in female NPT inlet(s), 3/8in female NPT outlet(s), Cv=4.3, 4 psi minimum operating pressure, 120 VAC operating voltage, 18mm DIN style wiring plug. | Stock | 137
S211YH02V5CG4 | GC Valves solenoid valve, 2-port (2-way), 2-position, N.C., brass body, Viton seal(s), 3/8in female NPT inlet(s), 3/8in female NPT outlet(s), Cv=4.3, 4 psi minimum operating pressure, 120 VAC operating voltage, 18mm DIN style wiring plug. | Stock | 152
S201YH16N5CG4 | GC Valves solenoid valve, 2-port (2-way), 2-position, N.C., brass body, nitrile seal(s), 3/8in female NPT inlet(s), 3/8in female NPT outlet(s), Cv=4.3, 0 psi minimum operating pressure, 24 VDC operating voltage, 18mm DIN style wiring plug. | Stock | 160
S201YF16V5CG4 | GC Valves solenoid valve, 2-port (2-way), 2-position, N.C., brass body, Viton seal(s), 3/8in female NPT inlet(s), 3/8in female NPT outlet(s), Cv=4.3, 0 psi minimum operating pressure, 24 VDC operating voltage, 18mm DIN style wiring plug. | Stock | 205
S201YH16V5CG4 | GC Valves solenoid valve, 2-port (2-way), 2-position, N.C., brass body, Viton seal(s), 3/8in female NPT inlet(s), 3/8in female NPT outlet(s), Cv=4.3, 0 psi minimum operating pressure, 24 VDC operating voltage, 18mm DIN style wiring plug. | Stock | 205
S211YF16N5CG4 | GC Valves solenoid valve, 2-port (2-way), 2-position, N.C., brass body, nitrile seal(s), 3/8in female NPT inlet(s), 3/8in female NPT outlet(s), Cv=4.3, 4 psi minimum operating pressure, 24 VDC operating voltage, 18mm DIN style wiring plug. | Stock | 137
S211YH16N5CG4 | GC Valves solenoid valve, 2-port (2-way), 2-position, N.C., brass body, nitrile seal(s), 3/8in female NPT inlet(s), 3/8in female NPT outlet(s), Cv=4.3, 4 psi minimum operating pressure, 24 VDC operating voltage, 18mm DIN style wiring plug. | Stock | 137
S211YF16V5CG4 | GC Valves solenoid valve, 2-port (2-way), 2-position, N.C., brass body, Viton seal(s), 3/8in female NPT inlet(s), 3/8in female NPT outlet(s), Cv=4.3, 4 psi minimum operating pressure, 24 VDC operating voltage, 18mm DIN style wiring plug. | Stock | 152
S211YH16V5CG4 | GC Valves solenoid valve, 2-port (2-way), 2-position, N.C., brass body, Viton seal(s), 3/8in female NPT inlet(s), 3/8in female NPT outlet(s), Cv=4.3, 4 psi minimum operating pressure, 24 VDC operating voltage, 18mm DIN style wiring plug. | Stock | 152
DVD-2AC3A-24D | NITRA solenoid valve, 2-way, 2-position, N.C., brass body, nitrile seal(s), 3/8in female NPT inlet(s), 3/8in female NPT outlet(s), Cv=1.95, 1 psi minimum operating pressure, 24 VDC operating voltage, 18mm DIN style wiring plug. | Stock | 93
DVD-2AC3A-24A | NITRA solenoid valve, 2-way, 2-position, N.C., brass body, nitrile seal(s), 3/8in female NPT inlet(s), 3/8in female NPT outlet(s), Cv=1.95, 1 psi minimum operating pressure, 24 VAC operating voltage, 18mm DIN style wiring plug. | Stock | 93
DVD-2AC3A-120A | NITRA solenoid valve, 2-way, 2-position, N.C., brass body, nitrile seal(s), 3/8in female NPT inlet(s), 3/8in female NPT outlet(s), Cv=1.95, 0 psi minimum operating pressure, 120 VAC operating voltage, 18mm DIN style wiring plug. | Stock | 93
6222-6J001-AAC3C-A | Spartan solenoid valve, 2-way, 2-position, N.C., low lead brass body, FKM seal(s), 3/8in female NPT inlet(s), 3/8in female NPT outlet(s), Cv=0.31, vacuum minimum operating pressure, 24 VDC operating voltage, 18mm DIN style wiring plug. | Stock | 74
6222-6J001-AAC3B-A | Spartan solenoid valve, 2-way, 2-position, N.C., low lead brass body, FKM seal(s), 3/8in female NPT inlet(s), 3/8in female NPT outlet(s), Cv=0.31, vacuum minimum operating pressure, 24 VDC operating voltage, 18in 22 AWG pigtail. | Stock | 72
6222-6J001-AAC7C-A | Spartan solenoid valve, 2-way, 2-position, N.C., low lead brass body, FKM seal(s), 3/8in female NPT inlet(s), 3/8in female NPT outlet(s), Cv=0.31, vacuum minimum operating pressure, 120 VAC operating voltage, 18mm DIN style wiring plug. | Stock | 74
6222-6J001-AAC7B-A | Spartan solenoid valve, 2-way, 2-position, N.C., low lead brass body, FKM seal(s), 3/8in female NPT inlet(s), 3/8in female NPT outlet(s), Cv=0.31, vacuum minimum operating pressure, 120 VAC operating voltage, 18in 22 AWG pigtail. | Stock | 72
6222-6K001-AAC3C-A | Spartan solenoid valve, 2-way, 2-position, N.C., low lead brass body, FKM seal(s), 3/8in female NPT inlet(s), 3/8in female NPT outlet(s), Cv=0.52, vacuum minimum operating pressure, 24 VDC operating voltage, 18mm DIN style wiring plug. | Stock | 74
6222-6K001-AAC3B-A | Spartan solenoid valve, 2-way, 2-position, N.C., low lead brass body, FKM seal(s), 3/8in female NPT inlet(s), 3/8in female NPT outlet(s), Cv=0.52, vacuum minimum operating pressure, 24 VDC operating voltage, 18in 22 AWG pigtail. | Stock | 72
6222-6K001-AAC7C-A | Spartan solenoid valve, 2-way, 2-position, N.C., low lead brass body, FKM seal(s), 3/8in female NPT inlet(s), 3/8in female NPT outlet(s), Cv=0.52, vacuum minimum operating pressure, 120 VAC operating voltage, 18mm DIN style wiring plug. | Stock | 74
6222-6K001-AAC7B-A | Spartan solenoid valve, 2-way, 2-position, N.C., low lead brass body, FKM seal(s), 3/8in female NPT inlet(s), 3/8in female NPT outlet(s), Cv=0.52, vacuum minimum operating pressure, 120 VAC operating voltage, 18in 22 AWG pigtail. | Stock | 72
6222-6L001-AAC3C-A | Spartan solenoid valve, 2-way, 2-position, N.C., low lead brass body, FKM seal(s), 3/8in female NPT inlet(s), 3/8in female NPT outlet(s), Cv=0.61, vacuum minimum operating pressure, 24 VDC operating voltage, 18mm DIN style wiring plug. | Stock | 74
6222-6L001-AAC3B-A | Spartan solenoid valve, 2-way, 2-position, N.C., low lead brass body, FKM seal(s), 3/8in female NPT inlet(s), 3/8in female NPT outlet(s), Cv=0.61, vacuum minimum operating pressure, 24 VDC operating voltage, 18in 22 AWG pigtail. | Stock | 72
6222-6L001-AAC7C-A | Spartan solenoid valve, 2-way, 2-position, N.C., low lead brass body, FKM seal(s), 3/8in female NPT inlet(s), 3/8in female NPT outlet(s), Cv=0.61, vacuum minimum operating pressure, 120 VAC operating voltage, 18mm DIN style wiring plug. | Stock | 74
6222-6L001-AAC7B-A | Spartan solenoid valve, 2-way, 2-position, N.C., low lead brass body, FKM seal(s), 3/8in female NPT inlet(s), 3/8in female NPT outlet(s), Cv=0.61, vacuum minimum operating pressure, 120 VAC operating voltage, 18in 22 AWG pigtail. | Stock | 72
6222-6M001-AAC3C-A | Spartan solenoid valve, 2-way, 2-position, N.C., low lead brass body, FKM seal(s), 3/8in female NPT inlet(s), 3/8in female NPT outlet(s), Cv=0.72, vacuum minimum operating pressure, 24 VDC operating voltage, 18mm DIN style wiring plug. | Stock | 74
6222-6M001-AAC3B-A | Spartan solenoid valve, 2-way, 2-position, N.C., low lead brass body, FKM seal(s), 3/8in female NPT inlet(s), 3/8in female NPT outlet(s), Cv=0.72, vacuum minimum operating pressure, 24 VDC operating voltage, 18in 22 AWG pigtail. | Stock | 72
6222-6M001-AAC7C-A | Spartan solenoid valve, 2-way, 2-position, N.C., low lead brass body, FKM seal(s), 3/8in female NPT inlet(s), 3/8in female NPT outlet(s), Cv=0.72, vacuum minimum operating pressure, 120 VAC operating voltage, 18mm DIN style wiring plug. | Stock | 74
6222-6M001-AAC7B-A | Spartan solenoid valve, 2-way, 2-position, N.C., low lead brass body, FKM seal(s), 3/8in female NPT inlet(s), 3/8in female NPT outlet(s), Cv=0.72, vacuum minimum operating pressure, 120 VAC operating voltage, 18in 22 AWG pigtail. | Stock | 72
3516-6Q001-BAC3C-A | Spartan solenoid valve, 2-way, 2-position, N.C., low lead brass body, FKM seal(s), 3/8in female NPT inlet(s), 3/8in female NPT outlet(s), Cv=4.5, 10 psi minimum operating pressure, 24 VDC operating voltage, 18mm DIN style wiring plug. | Stock | 127
3516-6Q001-BAC7C-A | Spartan solenoid valve, 2-way, 2-position, N.C., low lead brass body, FKM seal(s), 3/8in female NPT inlet(s), 3/8in female NPT outlet(s), Cv=4.5, 10 psi minimum operating pressure, 120 VAC operating voltage, 18mm DIN style wiring plug. | Stock | 127
3516-6Q001-BAC3B-A | Spartan solenoid valve, 2-way, 2-position, N.C., low lead brass body, FKM seal(s), 3/8in female NPT inlet(s), 3/8in female NPT outlet(s), Cv=4.5, 10 psi minimum operating pressure, 24 VDC operating voltage, 18in 22 AWG pigtail. | Stock | 127
3516-6Q001-BAC7B-A | Spartan solenoid valve, 2-way, 2-position, N.C., low lead brass body, FKM seal(s), 3/8in female NPT inlet(s), 3/8in female NPT outlet(s), Cv=4.5, 10 psi minimum operating pressure, 120 VAC operating voltage, 18in 22 AWG pigtail. | Stock | 127
DVP-2DC3F-24D | NITRA solenoid valve, 2-way, 2-position, N.C., glass-filled nylon body, nitrile seal(s), 3/8in female NPT inlet(s), 3/8in female NPT outlet(s), Cv=0.315, 0 psi minimum operating pressure, 24 VDC operating voltage, 18mm DIN style wiring plug. | Stock | 53
DVP-2DC3F-24A | NITRA solenoid valve, 2-way, 2-position, N.C., glass-filled nylon body, nitrile seal(s), 3/8in female NPT inlet(s), 3/8in female NPT outlet(s), Cv=0.315, 0 psi minimum operating pressure, 24 VAC operating voltage, 18mm DIN style wiring plug. | Stock | 53
DVP-2DC3F-120A | NITRA solenoid valve, 2-way, 2-position, N.C., glass-filled nylon body, nitrile seal(s), 3/8in female NPT inlet(s), 3/8in female NPT outlet(s), Cv=0.315, 0 psi minimum operating pressure, 120 VAC operating voltage, 18mm DIN style wiring plug. | Stock | 53
DVD-2BC3A-24D | NITRA solenoid valve, 2-way, 2-position, N.C., glass-filled nylon body, nitrile seal(s), 3/8in female NPT inlet(s), 3/8in female NPT outlet(s), Cv=1.95, 7 psi minimum operating pressure, 24 VDC operating voltage, 11mm DIN style wiring plug. | Stock | 58
DVD-2BC3A-24A | NITRA solenoid valve, 2-way, 2-position, N.C., glass-filled nylon body, nitrile seal(s), 3/8in female NPT inlet(s), 3/8in female NPT outlet(s), Cv=1.95, 7 psi minimum operating pressure, 24 VAC operating voltage, 11mm DIN style wiring plug. | Stock | 58
DVD-2BC3A-120A | NITRA solenoid valve, 2-way, 2-position, N.C., glass-filled nylon body, nitrile seal(s), 3/8in female NPT inlet(s), 3/8in female NPT outlet(s), Cv=1.95, 7 psi minimum operating pressure, 120 VAC operating voltage, 11mm DIN style wiring plug. | Stock | 58
DVP-3DC3F-24D | NITRA solenoid valve, 3-way, 2-position, N.C., glass-filled nylon body, nitrile seal(s), 3/8in female NPT inlet(s), 3/8in female NPT outlet(s), Cv=0.315, 1 psi minimum operating pressure, 24 VDC operating voltage, 18mm DIN style wiring plug. | Stock | 53
DVP-3DC3F-24A | NITRA solenoid valve, 3-way, 2-position, N.C., glass-filled nylon body, nitrile seal(s), 3/8in female NPT inlet(s), 3/8in female NPT outlet(s), Cv=0.315, 1 psi minimum operating pressure, 24 VAC operating voltage, 18mm DIN style wiring plug. | Stock | 53
DVP-3DC3F-120A | NITRA solenoid valve, 3-way, 2-position, N.C., glass-filled nylon body, nitrile seal(s), 3/8in female NPT inlet(s), 3/8in female NPT outlet(s), Cv=0.315, 1 psi minimum operating pressure, 120 VAC operating voltage, 18mm DIN style wiring plug. | Stock | 53
NS211YF24CPCG4 | GC Valves potable water solenoid valve, 2-port (2-way), 2-position, N.C., Nylon 6 body, EPDM rubber seal(s), 3/8in female NPT inlet(s), 3/8in female NPT outlet(s), Cv=4.3, 24 VAC operating voltage, 8W, NSF/ANSI/CAN 61. | Stock | 127
NS211YH24CPCG4 | GC Valves potable water solenoid valve, 2-port (2-way), 2-position, N.C., Nylon 6 body, 3/8in female NPT inlet(s), 3/8in female NPT outlet(s), Cv=4.3, 24 VAC operating voltage, 8W, NSF/ANSI/CAN 61. | Stock | 127
NS211YH16CPCG4 | GC Valves potable water solenoid valve, 2-port (2-way), 2-position, N.C., Nylon 6 body, 3/8in female NPT inlet(s), 3/8in female NPT outlet(s), Cv=4.3, 24 VDC operating voltage, 10W, NSF/ANSI/CAN 61. | Stock | 139
NS201YF24CPCG4 | GC Valves potable water solenoid valve, 2-port (2-way), 2-position, N.C., Nylon 6 body, EPDM rubber seal(s), 3/8in female NPT inlet(s), 3/8in female NPT outlet(s), Cv=4.3, 24 VAC operating voltage, 10W, NSF/ANSI/CAN 61. | Stock | 172
NS201YH24CPCG4 | GC Valves potable water solenoid valve, 2-port (2-way), 2-position, N.C., Nylon 6 body, 3/8in female NPT inlet(s), 3/8in female NPT outlet(s), Cv=4.3, 24 VAC operating voltage, 10W, NSF/ANSI/CAN 61. | Stock | 172
NS201YH16CPCG4 | GC Valves potable water solenoid valve, 2-port (2-way), 2-position, N.C., Nylon 6 body, 3/8in female NPT inlet(s), 3/8in female NPT outlet(s), Cv=4.3, 24 VDC operating voltage, 10W, NSF/ANSI/CAN 61. | Stock | 172
NS711YH16C9CG1 | GC Valves potable water solenoid valve, 2-port (2-way), 2-position, N.C., lead-free brass body, EPDM rubber seal(s), 3/8in female NPT inlet(s), 3/8in female NPT outlet(s), Cv=4.3, 24 VDC operating voltage, 9W, NSF/ANSI 61. | Stock | 140
NS712YH16C9CG1 | GC Valves potable water solenoid valve, 2-port (2-way), 2-position, N.O., lead-free brass body, EPDM rubber seal(s), 3/8in female NPT inlet(s), 3/8in female NPT outlet(s), Cv=4.3, 24 VDC operating voltage, 9W, NSF/ANSI 61. | Stock | 195
NS711YH02C9CG1 | GC Valves potable water solenoid valve, 2-port (2-way), 2-position, N.C., lead-free brass body, EPDM rubber seal(s), 3/8in female NPT inlet(s), 3/8in female NPT outlet(s), Cv=4.3, 120 VAC operating voltage, 8W, NSF/ANSI 61. | Stock | 140
NS712YH02C9CG1 | GC Valves potable water solenoid valve, 2-port (2-way), 2-position, N.O., lead-free brass body, EPDM rubber seal(s), 3/8in female NPT inlet(s), 3/8in female NPT outlet(s), Cv=4.3, 120 VAC operating voltage, 8W, NSF/ANSI 61. | Stock | 195
6200-650-AAC7C-A | Spartan solenoid valve, 2-way, 2-position, N.C., glass-filled nylon body, FKM seal(s), 3/8in female NPT inlet(s), 3/8in female NPT outlet(s), Cv=0.31, vacuum minimum operating pressure, 120 VAC operating voltage, 18mm DIN style wiring plug. | Stock | 58
6200-650-AAC3C-A | Spartan solenoid valve, 2-way, 2-position, N.C., glass-filled nylon body, FKM seal(s), 3/8in female NPT inlet(s), 3/8in female NPT outlet(s), Cv=0.31, vacuum minimum operating pressure, 24 VDC operating voltage, 18mm DIN style wiring plug. | Stock | 58
6200-650-AAC7B-A | Spartan solenoid valve, 2-way, 2-position, N.C., glass-filled nylon body, FKM seal(s), 3/8in female NPT inlet(s), 3/8in female NPT outlet(s), Cv=0.31, vacuum minimum operating pressure, 120 VAC operating voltage, 18in 22 AWG pigtail. | Stock | 57
6200-650-AAC3B-A | Spartan solenoid valve, 2-way, 2-position, N.C., glass-filled nylon body, FKM seal(s), 3/8in female NPT inlet(s), 3/8in female NPT outlet(s), Cv=0.31, vacuum minimum operating pressure, 24 VDC operating voltage, 18in 22 AWG pigtail. | Stock | 57
6200-680-AAC7C-A | Spartan solenoid valve, 2-way, 2-position, N.C., glass-filled nylon body, FKM seal(s), 3/8in female NPT inlet(s), 3/8in female NPT outlet(s), Cv=0.72, vacuum minimum operating pressure, 120 VAC operating voltage, 18mm DIN style wiring plug. | Stock | 58
6200-680-AAC3C-A | Spartan solenoid valve, 2-way, 2-position, N.C., glass-filled nylon body, FKM seal(s), 3/8in female NPT inlet(s), 3/8in female NPT outlet(s), Cv=0.72, vacuum minimum operating pressure, 24 VDC operating voltage, 18mm DIN style wiring plug. | Stock | 58
6200-680-AAC7B-A | Spartan solenoid valve, 2-way, 2-position, N.C., glass-filled nylon body, FKM seal(s), 3/8in female NPT inlet(s), 3/8in female NPT outlet(s), Cv=0.72, vacuum minimum operating pressure, 120 VAC operating voltage, 18in 22 AWG pigtail. | Stock | 57
6200-680-AAC3B-A | Spartan solenoid valve, 2-way, 2-position, N.C., glass-filled nylon body, FKM seal(s), 3/8in female NPT inlet(s), 3/8in female NPT outlet(s), Cv=0.72, vacuum minimum operating pressure, 24 VDC operating voltage, 18in 22 AWG pigtail. | Stock | 57
3580-060-8227C-A | Spartan solenoid valve, 2-way, 2-position, N.C., glass-filled nylon body, FKM seal(s), 3/8in female NPT inlet(s), 3/8in female NPT outlet(s), Cv=1.95, 7 psi minimum operating pressure, 120 VAC operating voltage, 11mm DIN style wiring plug. | Stock | 74
3580-060-8223C-A | Spartan solenoid valve, 2-way, 2-position, N.C., glass-filled nylon body, FKM seal(s), 3/8in female NPT inlet(s), 3/8in female NPT outlet(s), Cv=1.95, 7 psi minimum operating pressure, 24 VDC operating voltage, 11mm DIN style wiring plug. | Stock | 74
3580-060-8227B-A | Spartan solenoid valve, 2-way, 2-position, N.C., glass-filled nylon body, FKM seal(s), 3/8in female NPT inlet(s), 3/8in female NPT outlet(s), Cv=1.95, 7 psi minimum operating pressure, 120 VAC operating voltage, 18in 22 AWG pigtail. | Stock | 74
3580-060-8223B-A | Spartan solenoid valve, 2-way, 2-position, N.C., glass-filled nylon body, FKM seal(s), 3/8in female NPT inlet(s), 3/8in female NPT outlet(s), Cv=1.95, 7 psi minimum operating pressure, 24 VDC operating voltage, 18in 22 AWG pigtail. | Stock | 74
NS211YF02C7DG4 | GC Valves potable water solenoid valve, 2-port (2-way), 2-position, N.C., 316 stainless steel body, EPDM rubber seal(s), 1/2in female NPT inlet(s), 1/2in female NPT outlet(s), Cv=4.3, 120/110 VAC operating voltage, 8W, NSF/ANSI/CAN 61. | Stock | 350
NS211YH02C7DG4 | GC Valves potable water solenoid valve, 2-port (2-way), 2-position, N.C., 316 stainless steel body, 1/2in female NPT inlet(s), 1/2in female NPT outlet(s), Cv=4.3, 120/110 VAC operating voltage, 8W, NSF/ANSI/CAN 61. | Stock | 350
NS211YH24C7DG4 | GC Valves potable water solenoid valve, 2-port (2-way), 2-position, N.C., 316 stainless steel body, 1/2in female NPT inlet(s), 1/2in female NPT outlet(s), Cv=4.3, 24 VAC operating voltage, 8W, NSF/ANSI/CAN 61. | Stock | 417
NS211YH16C7DG4 | GC Valves potable water solenoid valve, 2-port (2-way), 2-position, N.C., 316 stainless steel body, 1/2in female NPT inlet(s), 1/2in female NPT outlet(s), Cv=4.3, 24 VDC operating voltage, 10W, NSF/ANSI/CAN 61. | Stock | 349
NS201YF02C7DG4 | GC Valves potable water solenoid valve, 2-port (2-way), 2-position, N.C., 316 stainless steel body, EPDM rubber seal(s), 1/2in female NPT inlet(s), 1/2in female NPT outlet(s), Cv=4.3, 120/110 VAC operating voltage, 10W, NSF/ANSI/CAN 61. | Stock | 449
NS201YH02C7DG4 | GC Valves potable water solenoid valve, 2-port (2-way), 2-position, N.C., 316 stainless steel body, 1/2in female NPT inlet(s), 1/2in female NPT outlet(s), Cv=4.3, 120/110 VAC operating voltage, 10W, NSF/ANSI/CAN 61. | Stock | 449
NS201YF24C7DG4 | GC Valves potable water solenoid valve, 2-port (2-way), 2-position, N.C., 316 stainless steel body, EPDM rubber seal(s), 1/2in female NPT inlet(s), 1/2in female NPT outlet(s), Cv=4.3, 24 VAC operating voltage, 10W, NSF/ANSI/CAN 61. | Stock | 449
NS201YH24C7DG4 | GC Valves potable water solenoid valve, 2-port (2-way), 2-position, N.C., 316 stainless steel body, 1/2in female NPT inlet(s), 1/2in female NPT outlet(s), Cv=4.3, 24 VAC operating voltage, 10W, NSF/ANSI/CAN 61. | Stock | 449
NS201YF16C7DG4 | GC Valves potable water solenoid valve, 2-port (2-way), 2-position, N.C., 316 stainless steel body, EPDM rubber seal(s), 1/2in female NPT inlet(s), 1/2in female NPT outlet(s), Cv=4.3, 24 VDC operating voltage, 10W, NSF/ANSI/CAN 61. | Stock | 449
NS201YH16C7DG4 | GC Valves potable water solenoid valve, 2-port (2-way), 2-position, N.C., 316 stainless steel body, 1/2in female NPT inlet(s), 1/2in female NPT outlet(s), Cv=4.3, 24 VDC operating voltage, 10W, NSF/ANSI/CAN 61. | Stock | 449
NS711YH16C9DG1 | GC Valves potable water solenoid valve, 2-port (2-way), 2-position, N.C., lead-free brass body, EPDM rubber seal(s), 1/2in female NPT inlet(s), 1/2in female NPT outlet(s), Cv=4.3, 24 VDC operating voltage, 9W, NSF/ANSI 61. | Stock | 140
NS712YH16C9DG1 | GC Valves potable water solenoid valve, 2-port (2-way), 2-position, N.O., lead-free brass body, EPDM rubber seal(s), 1/2in female NPT inlet(s), 1/2in female NPT outlet(s), Cv=4.3, 24 VDC operating voltage, 9W, NSF/ANSI 61. | Stock | 195
NS711YH02C9DG1 | GC Valves potable water solenoid valve, 2-port (2-way), 2-position, N.C., lead-free brass body, EPDM rubber seal(s), 1/2in female NPT inlet(s), 1/2in female NPT outlet(s), Cv=4.3, 120 VAC operating voltage, 8W, NSF/ANSI 61. | Stock | 140
NS712YH02C9DG1 | GC Valves potable water solenoid valve, 2-port (2-way), 2-position, N.O., lead-free brass body, EPDM rubber seal(s), 1/2in female NPT inlet(s), 1/2in female NPT outlet(s), Cv=4.3, 120 VAC operating voltage, 8W, NSF/ANSI 61. | Stock | 195
S201YF02V5DG4 | GC Valves solenoid valve, 2-port (2-way), 2-position, N.C., brass body, Viton seal(s), 1/2in female NPT inlet(s), 1/2in female NPT outlet(s), Cv=4.3, 0 psi minimum operating pressure, 120 VAC operating voltage, 18mm DIN style wiring plug. | Stock | 205
S201YH02V5DG4 | GC Valves solenoid valve, 2-port (2-way), 2-position, N.C., brass body, Viton seal(s), 1/2in female NPT inlet(s), 1/2in female NPT outlet(s), Cv=4.3, 0 psi minimum operating pressure, 120 VAC operating voltage, 18mm DIN style wiring plug. | Stock | 205
S211YF02K4DG1 | GC Valves solenoid valve, 2-port (2-way), 2-position, N.C., brass body, Viton seal(s), 1/2in female NPT inlet(s), 1/2in female NPT outlet(s), Cv=3.3, 1 psi minimum operating pressure, 120 VAC operating voltage, 18mm DIN style wiring plug. | Stock | 172
S211YH02K4DG1 | GC Valves solenoid valve, 2-port (2-way), 2-position, N.C., brass body, Viton seal(s), 1/2in female NPT inlet(s), 1/2in female NPT outlet(s), Cv=3.3, 1 psi minimum operating pressure, 120 VAC operating voltage, 18mm DIN style wiring plug. | Stock | 172
S201YH02N5DG4 | GC Valves solenoid valve, 2-port (2-way), 2-position, N.C., brass body, nitrile seal(s), 1/2in female NPT inlet(s), 1/2in female NPT outlet(s), Cv=4.3, 0 psi minimum operating pressure, 120 VAC operating voltage, 18mm DIN style wiring plug. | Stock | 160
S211YH02N5DG4 | GC Valves solenoid valve, 2-port (2-way), 2-position, N.C., brass body, nitrile seal(s), 1/2in female NPT inlet(s), 1/2in female NPT outlet(s), Cv=4.3, 4 psi minimum operating pressure, 120 VAC operating voltage, 18mm DIN style wiring plug. | Stock | 137
S211YH02V5DG4 | GC Valves solenoid valve, 2-port (2-way), 2-position, N.C., brass body, Viton seal(s), 1/2in female NPT inlet(s), 1/2in female NPT outlet(s), Cv=4.3, 4 psi minimum operating pressure, 120 VAC operating voltage, 18mm DIN style wiring plug. | Stock | 152
S201YF16N5DG4 | GC Valves solenoid valve, 2-port (2-way), 2-position, N.C., brass body, nitrile seal(s), 1/2in female NPT inlet(s), 1/2in female NPT outlet(s), Cv=4.3, 0 psi minimum operating pressure, 24 VDC operating voltage, 18mm DIN style wiring plug. | Stock | 160
S201YH16N5DG4 | GC Valves solenoid valve, 2-port (2-way), 2-position, N.C., brass body, nitrile seal(s), 1/2in female NPT inlet(s), 1/2in female NPT outlet(s), Cv=4.3, 0 psi minimum operating pressure, 24 VDC operating voltage, 18mm DIN style wiring plug. | Stock | 160
S201YF16V5DG4 | GC Valves solenoid valve, 2-port (2-way), 2-position, N.C., brass body, Viton seal(s), 1/2in female NPT inlet(s), 1/2in female NPT outlet(s), Cv=4.3, 0 psi minimum operating pressure, 24 VDC operating voltage, 18mm DIN style wiring plug. | Stock | 205
S201YH16V5DG4 | GC Valves solenoid valve, 2-port (2-way), 2-position, N.C., brass body, Viton seal(s), 1/2in female NPT inlet(s), 1/2in female NPT outlet(s), Cv=4.3, 0 psi minimum operating pressure, 24 VDC operating voltage, 18mm DIN style wiring plug. | Stock | 205
S211YH16K4DG1 | GC Valves solenoid valve, 2-port (2-way), 2-position, N.C., brass body, Viton seal(s), 1/2in female NPT inlet(s), 1/2in female NPT outlet(s), Cv=3.3, 1 psi minimum operating pressure, 24 VDC operating voltage, 18mm DIN style wiring plug. | Stock | 172
S211YH16N5DG4 | GC Valves solenoid valve, 2-port (2-way), 2-position, N.C., brass body, nitrile seal(s), 1/2in female NPT inlet(s), 1/2in female NPT outlet(s), Cv=4.3, 4 psi minimum operating pressure, 24 VDC operating voltage, 18mm DIN style wiring plug. | Stock | 137
S211YH16V5DG4 | GC Valves solenoid valve, 2-port (2-way), 2-position, N.C., brass body, Viton seal(s), 1/2in female NPT inlet(s), 1/2in female NPT outlet(s), Cv=4.3, 4 psi minimum operating pressure, 24 VDC operating voltage, 18mm DIN style wiring plug. | Stock | 152
DVD-2AC4A-24D | NITRA solenoid valve, 2-way, 2-position, N.C., brass body, nitrile seal(s), 1/2in female NPT inlet(s), 1/2in female NPT outlet(s), Cv=2.45, 1 psi minimum operating pressure, 24 VDC operating voltage, 18mm DIN style wiring plug. | Stock | 93
DVD-2AC4A-24A | NITRA solenoid valve, 2-way, 2-position, N.C., brass body, nitrile seal(s), 1/2in female NPT inlet(s), 1/2in female NPT outlet(s), Cv=2.45, 1 psi minimum operating pressure, 24 VAC operating voltage, 18mm DIN style wiring plug. | Stock | 93
DVD-2AC4A-120A | NITRA solenoid valve, 2-way, 2-position, N.C., brass body, nitrile seal(s), 1/2in female NPT inlet(s), 1/2in female NPT outlet(s), Cv=2.45, 0 psi minimum operating pressure, 120 VAC operating voltage, 18mm DIN style wiring plug. | Stock | 93
3516-6Q001-BAD3C-A | Spartan solenoid valve, 2-way, 2-position, N.C., low lead brass body, FKM seal(s), 1/2in female NPT inlet(s), 1/2in female NPT outlet(s), Cv=4.5, 10 psi minimum operating pressure, 24 VDC operating voltage, 18mm DIN style wiring plug. | Stock | 127
3516-6Q001-BAD7C-A | Spartan solenoid valve, 2-way, 2-position, N.C., low lead brass body, FKM seal(s), 1/2in female NPT inlet(s), 1/2in female NPT outlet(s), Cv=4.5, 10 psi minimum operating pressure, 120 VAC operating voltage, 18mm DIN style wiring plug. | Stock | 127
3516-6Q001-BAD3B-A | Spartan solenoid valve, 2-way, 2-position, N.C., low lead brass body, FKM seal(s), 1/2in female NPT inlet(s), 1/2in female NPT outlet(s), Cv=4.5, 10 psi minimum operating pressure, 24 VDC operating voltage, 18in 22 AWG pigtail. | Stock | 127
3516-6Q001-BAD7B-A | Spartan solenoid valve, 2-way, 2-position, N.C., low lead brass body, FKM seal(s), 1/2in female NPT inlet(s), 1/2in female NPT outlet(s), Cv=4.5, 10 psi minimum operating pressure, 120 VAC operating voltage, 18in 22 AWG pigtail. | Stock | 127
DVD-2BC4A-24D | NITRA solenoid valve, 2-way, 2-position, N.C., glass-filled nylon body, nitrile seal(s), 1/2in female NPT inlet(s), 1/2in female NPT outlet(s), Cv=2.45, 7 psi minimum operating pressure, 24 VDC operating voltage, 11mm DIN style wiring plug. | Stock | 58
DVD-2BC4A-24A | NITRA solenoid valve, 2-way, 2-position, N.C., glass-filled nylon body, nitrile seal(s), 1/2in female NPT inlet(s), 1/2in female NPT outlet(s), Cv=2.45, 7 psi minimum operating pressure, 24 VAC operating voltage, 11mm DIN style wiring plug. | Stock | 58
DVD-2BC4A-120A | NITRA solenoid valve, 2-way, 2-position, N.C., glass-filled nylon body, nitrile seal(s), 1/2in female NPT inlet(s), 1/2in female NPT outlet(s), Cv=2.45, 7 psi minimum operating pressure, 120 VAC operating voltage, 11mm DIN style wiring plug. | Stock | 58
NS211YF02CPDG4 | GC Valves potable water solenoid valve, 2-port (2-way), 2-position, N.C., Nylon 6 body, EPDM rubber seal(s), 1/2in female NPT inlet(s), 1/2in female NPT outlet(s), Cv=4.3, 120/110 VAC operating voltage, 8W, NSF/ANSI/CAN 61. | Stock | 139
NS211YH02CPDG4 | GC Valves potable water solenoid valve, 2-port (2-way), 2-position, N.C., Nylon 6 body, 1/2in female NPT inlet(s), 1/2in female NPT outlet(s), Cv=4.3, 120/110 VAC operating voltage, 8W, NSF/ANSI/CAN 61. | Stock | 139
NS211YH24CPDG4 | GC Valves potable water solenoid valve, 2-port (2-way), 2-position, N.C., Nylon 6 body, 1/2in female NPT inlet(s), 1/2in female NPT outlet(s), Cv=4.3, 24 VAC operating voltage, 8W, NSF/ANSI/CAN 61. | Stock | 125
NS211YH16CPDG4 | GC Valves potable water solenoid valve, 2-port (2-way), 2-position, N.C., Nylon 6 body, 1/2in female NPT inlet(s), 1/2in female NPT outlet(s), Cv=4.3, 24 VDC operating voltage, 10W, NSF/ANSI/CAN 61. | Stock | 139
NS201YF02CPDG4 | GC Valves potable water solenoid valve, 2-port (2-way), 2-position, N.C., Nylon 6 body, EPDM rubber seal(s), 1/2in female NPT inlet(s), 1/2in female NPT outlet(s), Cv=4.3, 120/110 VAC operating voltage, 10W, NSF/ANSI/CAN 61. | Stock | 172
NS201YH02CPDG4 | GC Valves potable water solenoid valve, 2-port (2-way), 2-position, N.C., Nylon 6 body, 1/2in female NPT inlet(s), 1/2in female NPT outlet(s), Cv=4.3, 120/110 VAC operating voltage, 10W, NSF/ANSI/CAN 61. | Stock | 172
NS201YF24CPDG4 | GC Valves potable water solenoid valve, 2-port (2-way), 2-position, N.C., Nylon 6 body, EPDM rubber seal(s), 1/2in female NPT inlet(s), 1/2in female NPT outlet(s), Cv=4.3, 24 VAC operating voltage, 10W, NSF/ANSI/CAN 61. | Stock | 172
NS201YH24CPDG4 | GC Valves potable water solenoid valve, 2-port (2-way), 2-position, N.C., Nylon 6 body, 1/2in female NPT inlet(s), 1/2in female NPT outlet(s), Cv=4.3, 24 VAC operating voltage, 10W, NSF/ANSI/CAN 61. | Stock | 172
NS201YF16CPDG4 | GC Valves potable water solenoid valve, 2-port (2-way), 2-position, N.C., Nylon 6 body, EPDM rubber seal(s), 1/2in female NPT inlet(s), 1/2in female NPT outlet(s), Cv=4.3, 24 VDC operating voltage, 10W, NSF/ANSI/CAN 61. | Stock | 172
NS201YH16CPDG4 | GC Valves potable water solenoid valve, 2-port (2-way), 2-position, N.C., Nylon 6 body, 1/2in female NPT inlet(s), 1/2in female NPT outlet(s), Cv=4.3, 24 VDC operating voltage, 10W, NSF/ANSI/CAN 61. | Stock | 172
3580-060-8237C-A | Spartan solenoid valve, 2-way, 2-position, N.C., glass-filled nylon body, FKM seal(s), 1/2in female NPT inlet(s), 1/2in female NPT outlet(s), Cv=2.45, 7 psi minimum operating pressure, 120 VAC operating voltage, 11mm DIN style wiring plug. | Stock | 74
3580-060-8233C-A | Spartan solenoid valve, 2-way, 2-position, N.C., glass-filled nylon body, FKM seal(s), 1/2in female NPT inlet(s), 1/2in female NPT outlet(s), Cv=2.45, 7 psi minimum operating pressure, 24 VDC operating voltage, 11mm DIN style wiring plug. | Stock | 74
3580-060-8237B-A | Spartan solenoid valve, 2-way, 2-position, N.C., glass-filled nylon body, FKM seal(s), 1/2in female NPT inlet(s), 1/2in female NPT outlet(s), Cv=2.45, 7 psi minimum operating pressure, 120 VAC operating voltage, 18in 22 AWG pigtail. | Stock | 74
3580-060-8233B-A | Spartan solenoid valve, 2-way, 2-position, N.C., glass-filled nylon body, FKM seal(s), 1/2in female NPT inlet(s), 1/2in female NPT outlet(s), Cv=2.45, 7 psi minimum operating pressure, 24 VDC operating voltage, 18in 22 AWG pigtail. | Stock | 74
NS211YF02C7EG5 | GC Valves potable water solenoid valve, 2-port (2-way), 2-position, N.C., 316 stainless steel body, EPDM rubber seal(s), 3/4in female NPT inlet(s), 3/4in female NPT outlet(s), Cv=6.7, 120/110 VAC operating voltage, 8W, NSF/ANSI/CAN 61. | Stock | 358
NS211YH02C7EG5 | GC Valves potable water solenoid valve, 2-port (2-way), 2-position, N.C., 316 stainless steel body, 3/4in female NPT inlet(s), 3/4in female NPT outlet(s), Cv=6.7, 120/110 VAC operating voltage, 8W, NSF/ANSI/CAN 61. | Stock | 358
NS211YF24C7EG5 | GC Valves potable water solenoid valve, 2-port (2-way), 2-position, N.C., 316 stainless steel body, EPDM rubber seal(s), 3/4in female NPT inlet(s), 3/4in female NPT outlet(s), Cv=6.7, 24 VAC operating voltage, 8W, NSF/ANSI/CAN 61. | Stock | 430
NS211YH24C7EG5 | GC Valves potable water solenoid valve, 2-port (2-way), 2-position, N.C., 316 stainless steel body, 3/4in female NPT inlet(s), 3/4in female NPT outlet(s), Cv=6.7, 24 VAC operating voltage, 8W, NSF/ANSI/CAN 61. | Stock | 430
NS211YH16C7EG5 | GC Valves potable water solenoid valve, 2-port (2-way), 2-position, N.C., 316 stainless steel body, 3/4in female NPT inlet(s), 3/4in female NPT outlet(s), Cv=6.7, 24 VDC operating voltage, 10W, NSF/ANSI/CAN 61. | Stock | 358
NS201YF02C7EG5 | GC Valves potable water solenoid valve, 2-port (2-way), 2-position, N.C., 316 stainless steel body, EPDM rubber seal(s), 3/4in female NPT inlet(s), 3/4in female NPT outlet(s), Cv=6.7, 120/110 VAC operating voltage, 10W, NSF/ANSI/CAN 61. | Stock | 485
NS201YH02C7EG5 | GC Valves potable water solenoid valve, 2-port (2-way), 2-position, N.C., 316 stainless steel body, 3/4in female NPT inlet(s), 3/4in female NPT outlet(s), Cv=6.7, 120/110 VAC operating voltage, 10W, NSF/ANSI/CAN 61. | Stock | 485
NS201YF24C7EG5 | GC Valves potable water solenoid valve, 2-port (2-way), 2-position, N.C., 316 stainless steel body, EPDM rubber seal(s), 3/4in female NPT inlet(s), 3/4in female NPT outlet(s), Cv=6.7, 24 VAC operating voltage, 10W, NSF/ANSI/CAN 61. | Stock | 487
NS201YH24C7EG5 | GC Valves potable water solenoid valve, 2-port (2-way), 2-position, N.C., 316 stainless steel body, 3/4in female NPT inlet(s), 3/4in female NPT outlet(s), Cv=6.7, 24 VAC operating voltage, 10W, NSF/ANSI/CAN 61. | Stock | 487
NS201YH16C7EG5 | GC Valves potable water solenoid valve, 2-port (2-way), 2-position, N.C., 316 stainless steel body, 3/4in female NPT inlet(s), 3/4in female NPT outlet(s), Cv=6.7, 24 VDC operating voltage, 10W, NSF/ANSI/CAN 61. | Stock | 485
NS711YH16C9EG5 | GC Valves potable water solenoid valve, 2-port (2-way), 2-position, N.C., lead-free brass body, EPDM rubber seal(s), 3/4in female NPT inlet(s), 3/4in female NPT outlet(s), Cv=6.7, 24 VDC operating voltage, 9W, NSF/ANSI 61. | Stock | 150
NS712YH16C9EG5 | GC Valves potable water solenoid valve, 2-port (2-way), 2-position, N.O., lead-free brass body, EPDM rubber seal(s), 3/4in female NPT inlet(s), 3/4in female NPT outlet(s), Cv=6.7, 24 VDC operating voltage, 9W, NSF/ANSI 61. | Stock | 205
NS711YH02C9EG5 | GC Valves potable water solenoid valve, 2-port (2-way), 2-position, N.C., lead-free brass body, EPDM rubber seal(s), 3/4in female NPT inlet(s), 3/4in female NPT outlet(s), Cv=6.7, 120 VAC operating voltage, 8W, NSF/ANSI 61. | Stock | 150
NS712YH02C9EG5 | GC Valves potable water solenoid valve, 2-port (2-way), 2-position, N.O., lead-free brass body, EPDM rubber seal(s), 3/4in female NPT inlet(s), 3/4in female NPT outlet(s), Cv=6.7, 120 VAC operating voltage, 8W, NSF/ANSI 61. | Stock | 205
S201YH02V5EG5 | GC Valves solenoid valve, 2-port (2-way), 2-position, N.C., brass body, Viton seal(s), 3/4in female NPT inlet(s), 3/4in female NPT outlet(s), Cv=6.7, 0 psi minimum operating pressure, 120 VAC operating voltage, 18mm DIN style wiring plug. | Stock | 232
S211YH02K4EG5 | GC Valves solenoid valve, 2-port (2-way), 2-position, N.C., brass body, Viton seal(s), 3/4in female NPT inlet(s), 3/4in female NPT outlet(s), Cv=6.1, 1 psi minimum operating pressure, 120 VAC operating voltage, 18mm DIN style wiring plug. | Stock | 214
S201YF02N5EG5 | GC Valves solenoid valve, 2-port (2-way), 2-position, N.C., brass body, nitrile seal(s), 3/4in female NPT inlet(s), 3/4in female NPT outlet(s), Cv=6.7, 0 psi minimum operating pressure, 120 VAC operating voltage, 18mm DIN style wiring plug. | Stock | 177
S201YH02N5EG5 | GC Valves solenoid valve, 2-port (2-way), 2-position, N.C., brass body, nitrile seal(s), 3/4in female NPT inlet(s), 3/4in female NPT outlet(s), Cv=6.7, 0 psi minimum operating pressure, 120 VAC operating voltage, 18mm DIN style wiring plug. | Stock | 177
S211YH02N5EG5 | GC Valves solenoid valve, 2-port (2-way), 2-position, N.C., brass body, nitrile seal(s), 3/4in female NPT inlet(s), 3/4in female NPT outlet(s), Cv=6.7, 4 psi minimum operating pressure, 120 VAC operating voltage, 18mm DIN style wiring plug. | Stock | 146
S211YH02V5EG5 | GC Valves solenoid valve, 2-port (2-way), 2-position, N.C., brass body, Viton seal(s), 3/4in female NPT inlet(s), 3/4in female NPT outlet(s), Cv=6.7, 4 psi minimum operating pressure, 120 VAC operating voltage, 18mm DIN style wiring plug. | Stock | 162
S201YH16N5EG5 | GC Valves solenoid valve, 2-port (2-way), 2-position, N.C., brass body, nitrile seal(s), 3/4in female NPT inlet(s), 3/4in female NPT outlet(s), Cv=6.7, 0 psi minimum operating pressure, 24 VDC operating voltage, 18mm DIN style wiring plug. | Stock | 177
S201YF16V5EG5 | GC Valves solenoid valve, 2-port (2-way), 2-position, N.C., brass body, Viton seal(s), 3/4in female NPT inlet(s), 3/4in female NPT outlet(s), Cv=6.7, 0 psi minimum operating pressure, 24 VDC operating voltage, 18mm DIN style wiring plug. | Stock | 232
S201YH16V5EG5 | GC Valves solenoid valve, 2-port (2-way), 2-position, N.C., brass body, Viton seal(s), 3/4in female NPT inlet(s), 3/4in female NPT outlet(s), Cv=6.7, 0 psi minimum operating pressure, 24 VDC operating voltage, 18mm DIN style wiring plug. | Stock | 232
S211YH16K4EG5 | GC Valves solenoid valve, 2-port (2-way), 2-position, N.C., brass body, Viton seal(s), 3/4in female NPT inlet(s), 3/4in female NPT outlet(s), Cv=6.1, 1 psi minimum operating pressure, 24 VDC operating voltage, 18mm DIN style wiring plug. | Stock | 214
S211YF16N5EG5 | GC Valves solenoid valve, 2-port (2-way), 2-position, N.C., brass body, nitrile seal(s), 3/4in female NPT inlet(s), 3/4in female NPT outlet(s), Cv=6.7, 4 psi minimum operating pressure, 24 VDC operating voltage, 18mm DIN style wiring plug. | Stock | 146
S211YH16N5EG5 | GC Valves solenoid valve, 2-port (2-way), 2-position, N.C., brass body, nitrile seal(s), 3/4in female NPT inlet(s), 3/4in female NPT outlet(s), Cv=6.7, 4 psi minimum operating pressure, 24 VDC operating voltage, 18mm DIN style wiring plug. | Stock | 146
S211YF16V5EG5 | GC Valves solenoid valve, 2-port (2-way), 2-position, N.C., brass body, Viton seal(s), 3/4in female NPT inlet(s), 3/4in female NPT outlet(s), Cv=6.7, 4 psi minimum operating pressure, 24 VDC operating voltage, 18mm DIN style wiring plug. | Stock | 162
S211YH16V5EG5 | GC Valves solenoid valve, 2-port (2-way), 2-position, N.C., brass body, Viton seal(s), 3/4in female NPT inlet(s), 3/4in female NPT outlet(s), Cv=6.7, 4 psi minimum operating pressure, 24 VDC operating voltage, 18mm DIN style wiring plug. | Stock | 162
DVD-2BC5F-24D | NITRA solenoid valve, 2-way, 2-position, N.C., brass and composite body, nitrile seal(s), 3/4in female NPT inlet(s), 3/4in female NPT outlet(s), Cv=14, 10 psi minimum operating pressure, 24 VDC operating voltage, 18mm DIN style wiring plug. | Stock | 122
DVD-2BC5F-120A | NITRA solenoid valve, 2-way, 2-position, N.C., brass and composite body, nitrile seal(s), 3/4in female NPT inlet(s), 3/4in female NPT outlet(s), Cv=14, 10 psi minimum operating pressure, 120 VAC operating voltage, 18mm DIN style wiring plug. | Stock | 122
NS211YH02CPEG5 | GC Valves potable water solenoid valve, 2-port (2-way), 2-position, N.C., Nylon 6 body, 3/4in female NPT inlet(s), 3/4in female NPT outlet(s), Cv=6.7, 120/110 VAC operating voltage, 8W, NSF/ANSI/CAN 61. | Stock | 150
NS211YF24CPEG5 | GC Valves potable water solenoid valve, 2-port (2-way), 2-position, N.C., Nylon 6 body, EPDM rubber seal(s), 3/4in female NPT inlet(s), 3/4in female NPT outlet(s), Cv=6.7, 24 VAC operating voltage, 8W, NSF/ANSI/CAN 61. | Stock | 150
NS211YH24CPEG5 | GC Valves potable water solenoid valve, 2-port (2-way), 2-position, N.C., Nylon 6 body, 3/4in female NPT inlet(s), 3/4in female NPT outlet(s), Cv=6.7, 24 VAC operating voltage, 8W, NSF/ANSI/CAN 61. | Stock | 150
NS211YH16CPEG5 | GC Valves potable water solenoid valve, 2-port (2-way), 2-position, N.C., Nylon 6 body, 3/4in female NPT inlet(s), 3/4in female NPT outlet(s), Cv=6.7, 24 VDC operating voltage, 10W, NSF/ANSI/CAN 61. | Stock | 150
NS201YH02CPEG5 | GC Valves potable water solenoid valve, 2-port (2-way), 2-position, N.C., Nylon 6 body, 3/4in female NPT inlet(s), 3/4in female NPT outlet(s), Cv=6.7, 120/110 VAC operating voltage, 10W, NSF/ANSI/CAN 61. | Stock | 173
NS201YH24CPEG5 | GC Valves potable water solenoid valve, 2-port (2-way), 2-position, N.C., Nylon 6 body, 3/4in female NPT inlet(s), 3/4in female NPT outlet(s), Cv=6.7, 24 VAC operating voltage, 10W, NSF/ANSI/CAN 61. | Stock | 173
NS201YF16CPEG5 | GC Valves potable water solenoid valve, 2-port (2-way), 2-position, N.C., Nylon 6 body, EPDM rubber seal(s), 3/4in female NPT inlet(s), 3/4in female NPT outlet(s), Cv=6.7, 24 VDC operating voltage, 10W, NSF/ANSI/CAN 61. | Stock | 173
NS201YH16CPEG5 | GC Valves potable water solenoid valve, 2-port (2-way), 2-position, N.C., Nylon 6 body, 3/4in female NPT inlet(s), 3/4in female NPT outlet(s), Cv=6.7, 24 VDC operating voltage, 10W, NSF/ANSI/CAN 61. | Stock | 173
NS201YH02C7FG9 | GC Valves potable water solenoid valve, 2-port (2-way), 2-position, N.C., 316 stainless steel body, 1in female NPT inlet(s), 1in female NPT outlet(s), Cv=11, 120 VAC (60Hz)/110 VAC (50Hz) operating voltage, 10W, NSF/ANSI/CAN 61. | Stock | 609
NS201YH16C7FG9 | GC Valves potable water solenoid valve, 2-port (2-way), 2-position, N.C., 316 stainless steel body, 1in female NPT inlet(s), 1in female NPT outlet(s), Cv=11, 24 VDC operating voltage, 10W, NSF/ANSI/CAN 61. | Stock | 611
NS211YF02C7FG9 | GC Valves potable water solenoid valve, 2-port (2-way), 2-position, N.C., 316 stainless steel body, EPDM rubber seal(s), 1in female NPT inlet(s), 1in female NPT outlet(s), Cv=13, 120 VAC (60Hz)/110 VAC (50Hz) operating voltage, 8W, NSF/ANSI/CAN 61. | Stock | 549
NS211YH02C7FG9 | GC Valves potable water solenoid valve, 2-port (2-way), 2-position, N.C., 316 stainless steel body, 1in female NPT inlet(s), 1in female NPT outlet(s), Cv=13, 120 VAC (60Hz)/110 VAC (50Hz) operating voltage, 8W, NSF/ANSI/CAN 61. | Stock | 549
NS211YH16C7FG9 | GC Valves potable water solenoid valve, 2-port (2-way), 2-position, N.C., 316 stainless steel body, 1in female NPT inlet(s), 1in female NPT outlet(s), Cv=13, 24 VDC operating voltage, 10W, NSF/ANSI/CAN 61. | Stock | 549
NS711YH16C9FG9 | GC Valves potable water solenoid valve, 2-port (2-way), 2-position, N.C., lead-free brass body, EPDM rubber seal(s), 1in female NPT inlet(s), 1in female NPT outlet(s), Cv=13, 24 VDC operating voltage, 9W, NSF/ANSI 61. | Stock | 306
NS712YH16C9FG9 | GC Valves potable water solenoid valve, 2-port (2-way), 2-position, N.O., lead-free brass body, EPDM rubber seal(s), 1in female NPT inlet(s), 1in female NPT outlet(s), Cv=13, 24 VDC operating voltage, 9W, NSF/ANSI 61. | Stock | 361
NS711YH02C9FG9 | GC Valves potable water solenoid valve, 2-port (2-way), 2-position, N.C., lead-free brass body, EPDM rubber seal(s), 1in female NPT inlet(s), 1in female NPT outlet(s), Cv=13, 120 VAC operating voltage, 8W, NSF/ANSI 61. | Stock | 306
NS712YH02C9FG9 | GC Valves potable water solenoid valve, 2-port (2-way), 2-position, N.O., lead-free brass body, EPDM rubber seal(s), 1in female NPT inlet(s), 1in female NPT outlet(s), Cv=13, 120 VAC operating voltage, 8W, NSF/ANSI 61. | Stock | 361
S201YH02V5FG9 | GC Valves solenoid valve, 2-port (2-way), 2-position, N.C., brass body, Viton seal(s), 1in female NPT inlet(s), 1in female NPT outlet(s), Cv=11, 0 psi minimum operating pressure, 120 VAC operating voltage, 18mm DIN style wiring plug. | Stock | 372
S201YH02N5FG9 | GC Valves solenoid valve, 2-port (2-way), 2-position, N.C., brass body, nitrile seal(s), 1in female NPT inlet(s), 1in female NPT outlet(s), Cv=11, 0 psi minimum operating pressure, 120 VAC operating voltage, 18mm DIN style wiring plug. | Stock | 339
S211YF02N5FG9 | GC Valves solenoid valve, 2-port (2-way), 2-position, N.C., brass body, nitrile seal(s), 1in female NPT inlet(s), 1in female NPT outlet(s), Cv=13, 5 psi minimum operating pressure, 120 VAC operating voltage, 18mm DIN style wiring plug. | Stock | 299
S211YH02N5FG9 | GC Valves solenoid valve, 2-port (2-way), 2-position, N.C., brass body, nitrile seal(s), 1in female NPT inlet(s), 1in female NPT outlet(s), Cv=13, 5 psi minimum operating pressure, 120 VAC operating voltage, 18mm DIN style wiring plug. | Stock | 299
S211YH02V5FG9 | GC Valves solenoid valve, 2-port (2-way), 2-position, N.C., brass body, Viton seal(s), 1in female NPT inlet(s), 1in female NPT outlet(s), Cv=13, 5 psi minimum operating pressure, 120 VAC operating voltage, 18mm DIN style wiring plug. | Stock | 325
S201YH16N5FG9 | GC Valves solenoid valve, 2-port (2-way), 2-position, N.C., brass body, nitrile seal(s), 1in female NPT inlet(s), 1in female NPT outlet(s), Cv=11, 0 psi minimum operating pressure, 24 VDC operating voltage, 18mm DIN style wiring plug. | Stock | 339
S201YH16V5FG9 | GC Valves solenoid valve, 2-port (2-way), 2-position, N.C., brass body, Viton seal(s), 1in female NPT inlet(s), 1in female NPT outlet(s), Cv=11, 0 psi minimum operating pressure, 24 VDC operating voltage, 18mm DIN style wiring plug. | Stock | 372
S211YH16N5FG9 | GC Valves solenoid valve, 2-port (2-way), 2-position, N.C., brass body, nitrile seal(s), 1in female NPT inlet(s), 1in female NPT outlet(s), Cv=13, 5 psi minimum operating pressure, 24 VDC operating voltage, 18mm DIN style wiring plug. | Stock | 299
S211YH16V5FG9 | GC Valves solenoid valve, 2-port (2-way), 2-position, N.C., brass body, Viton seal(s), 1in female NPT inlet(s), 1in female NPT outlet(s), Cv=13, 5 psi minimum operating pressure, 24 VDC operating voltage, 18mm DIN style wiring plug. | Stock | 317
DVD-2BC6F-24D | NITRA solenoid valve, 2-way, 2-position, N.C., brass and composite body, nitrile seal(s), 1in female NPT inlet(s), 1in female NPT outlet(s), Cv=14, 10 psi minimum operating pressure, 24 VDC operating voltage, 18mm DIN style wiring plug. | Stock | 122
DVD-2BC6F-120A | NITRA solenoid valve, 2-way, 2-position, N.C., brass and composite body, nitrile seal(s), 1in female NPT inlet(s), 1in female NPT outlet(s), Cv=14, 10 psi minimum operating pressure, 120 VAC operating voltage, 18mm DIN style wiring plug. | Stock | 122
NS211YF16C7GJ2 | GC Valves potable water solenoid valve, 2-port (2-way), 2-position, N.C., 316 stainless steel body, EPDM rubber seal(s), 1-1/4in female NPT inlet(s), 1-1/4in female NPT outlet(s), Cv=13, 24 VDC operating voltage, 10W, NSF/ANSI/CAN 61. | Stock | 663
NS201YF16C7GJ2 | GC Valves potable water solenoid valve, 2-port (2-way), 2-position, N.C., 316 stainless steel body, EPDM rubber seal(s), 1-1/4in female NPT inlet(s), 1-1/4in female NPT outlet(s), Cv=18, 24 VDC operating voltage, 10W, NSF/ANSI/CAN 61. | Stock | 732
NS711YH16C9GJ2 | GC Valves potable water solenoid valve, 2-port (2-way), 2-position, N.C., lead-free brass body, EPDM rubber seal(s), 1-1/4in female NPT inlet(s), 1-1/4in female NPT outlet(s), Cv=22, 24 VDC operating voltage, 9W, NSF/ANSI 61. | Stock | 449
NS712YH16C9GJ2 | GC Valves potable water solenoid valve, 2-port (2-way), 2-position, N.O., lead-free brass body, EPDM rubber seal(s), 1-1/4in female NPT inlet(s), 1-1/4in female NPT outlet(s), Cv=22, 24 VDC operating voltage, 9W, NSF/ANSI 61. | Stock | 504
NS711YH02C9GJ2 | GC Valves potable water solenoid valve, 2-port (2-way), 2-position, N.C., lead-free brass body, EPDM rubber seal(s), 1-1/4in female NPT inlet(s), 1-1/4in female NPT outlet(s), Cv=22, 120 VAC operating voltage, 8W, NSF/ANSI 61. | Stock | 449
NS712YH02C9GJ2 | GC Valves potable water solenoid valve, 2-port (2-way), 2-position, N.O., lead-free brass body, EPDM rubber seal(s), 1-1/4in female NPT inlet(s), 1-1/4in female NPT outlet(s), Cv=22, 120 VAC operating voltage, 8W, NSF/ANSI 61. | Stock | 504
NS211YH02C7HJ2 | GC Valves potable water solenoid valve, 2-port (2-way), 2-position, N.C., 316 stainless steel body, 1-1/2in female NPT inlet(s), 1-1/2in female NPT outlet(s), Cv=13, 120 VAC (60Hz)/110 VAC (50Hz) operating voltage, 8W, NSF/ANSI/CAN 61. | Stock | 685
NS211YH16C7HJ2 | GC Valves potable water solenoid valve, 2-port (2-way), 2-position, N.C., 316 stainless steel body, 1-1/2in female NPT inlet(s), 1-1/2in female NPT outlet(s), Cv=13, 24 VDC operating voltage, 10W, NSF/ANSI/CAN 61. | Stock | 685
NS201YH02C7HJ2 | GC Valves potable water solenoid valve, 2-port (2-way), 2-position, N.C., 316 stainless steel body, 1-1/2in female NPT inlet(s), 1-1/2in female NPT outlet(s), Cv=18, 120 VAC (60Hz)/110 VAC (50Hz) operating voltage, 10W, NSF/ANSI/CAN 61. | Stock | 746
NS201YF16C7HJ2 | GC Valves potable water solenoid valve, 2-port (2-way), 2-position, N.C., 316 stainless steel body, EPDM rubber seal(s), 1-1/2in female NPT inlet(s), 1-1/2in female NPT outlet(s), Cv=18, 24 VDC operating voltage, 10W, NSF/ANSI/CAN 61. | Stock | 747
NS201YH16C7HJ2 | GC Valves potable water solenoid valve, 2-port (2-way), 2-position, N.C., 316 stainless steel body, 1-1/2in female NPT inlet(s), 1-1/2in female NPT outlet(s), Cv=18, 24 VDC operating voltage, 10W, NSF/ANSI/CAN 61. | Stock | 747
NS711YH16C9HJ5 | GC Valves potable water solenoid valve, 2-port (2-way), 2-position, N.C., lead-free brass body, EPDM rubber seal(s), 1-1/2in female NPT inlet(s), 1-1/2in female NPT outlet(s), Cv=30, 24 VDC operating voltage, 9W, NSF/ANSI 61. | Stock | 465
NS712YH16C9HJ5 | GC Valves potable water solenoid valve, 2-port (2-way), 2-position, N.O., lead-free brass body, EPDM rubber seal(s), 1-1/2in female NPT inlet(s), 1-1/2in female NPT outlet(s), Cv=30, 24 VDC operating voltage, 9W, NSF/ANSI 61. | Stock | 521
NS711YH02C9HJ5 | GC Valves potable water solenoid valve, 2-port (2-way), 2-position, N.C., lead-free brass body, EPDM rubber seal(s), 1-1/2in female NPT inlet(s), 1-1/2in female NPT outlet(s), Cv=30, 120 VAC operating voltage, 8W, NSF/ANSI 61. | Stock | 465
NS712YH02C9HJ5 | GC Valves potable water solenoid valve, 2-port (2-way), 2-position, N.O., lead-free brass body, EPDM rubber seal(s), 1-1/2in female NPT inlet(s), 1-1/2in female NPT outlet(s), Cv=30, 120 VAC operating voltage, 8W, NSF/ANSI 61. | Stock | 521
NS211YH16C7JJ2 | GC Valves potable water solenoid valve, 2-port (2-way), 2-position, N.C., 316 stainless steel body, 2in female NPT inlet(s), 2in female NPT outlet(s), Cv=13, 24 VDC operating voltage, 10W, NSF/ANSI/CAN 61. | Stock | 783
NS211YF02C7JJ2 | GC Valves potable water solenoid valve, 2-port (2-way), 2-position, N.C., 316 stainless steel body, EPDM rubber seal(s), 2in female NPT inlet(s), 2in female NPT outlet(s), Cv=28, 120 VAC (60Hz)/110 VAC (50Hz) operating voltage, 8W, NSF/ANSI/CAN 61. | Stock | 783
NS211YH02C7JJ2 | GC Valves potable water solenoid valve, 2-port (2-way), 2-position, N.C., 316 stainless steel body, 2in female NPT inlet(s), 2in female NPT outlet(s), Cv=28, 120 VAC (60Hz)/110 VAC (50Hz) operating voltage, 8W, NSF/ANSI/CAN 61. | Stock | 783
NS711YH16C9JJ7 | GC Valves potable water solenoid valve, 2-port (2-way), 2-position, N.C., lead-free brass body, EPDM rubber seal(s), 2in female NPT inlet(s), 2in female NPT outlet(s), Cv=48, 24 VDC operating voltage, 9W, NSF/ANSI 61. | Stock | 710
NS712YH16C9JJ7 | GC Valves potable water solenoid valve, 2-port (2-way), 2-position, N.O., lead-free brass body, EPDM rubber seal(s), 2in female NPT inlet(s), 2in female NPT outlet(s), Cv=48, 24 VDC operating voltage, 9W, NSF/ANSI 61. | Stock | 764
NS711YH02C9JJ7 | GC Valves potable water solenoid valve, 2-port (2-way), 2-position, N.C., lead-free brass body, EPDM rubber seal(s), 2in female NPT inlet(s), 2in female NPT outlet(s), Cv=48, 120 VAC operating voltage, 8W, NSF/ANSI 61. | Stock | 710
NS712YH02C9JJ7 | GC Valves potable water solenoid valve, 2-port (2-way), 2-position, N.O., lead-free brass body, EPDM rubber seal(s), 2in female NPT inlet(s), 2in female NPT outlet(s), Cv=48, 120 VAC operating voltage, 8W, NSF/ANSI 61. | Stock | 764
Stacking Manifold Process Valves
DVP-2CC1C-24D | NITRA solenoid stacking valve, 2-way, 2-position, N.C., glass-filled nylon body, nitrile seal(s), 1/8in female NPT inlet(s), 1/8in female NPT outlet(s), Cv=0.08, 0 psi minimum operating pressure, 24 VDC operating voltage, 11mm DIN style wiring plug. | Stock | 29.5
DVP-2CC1C-24A | NITRA solenoid stacking valve, 2-way, 2-position, N.C., glass-filled nylon body, nitrile seal(s), 1/8in female NPT inlet(s), 1/8in female NPT outlet(s), Cv=0.08, 0 psi minimum operating pressure, 24 VAC operating voltage, 11mm DIN style wiring plug. | Stock | 29.5
DVP-2CC1C-120A | NITRA solenoid stacking valve, 2-way, 2-position, N.C., glass-filled nylon body, nitrile seal(s), 1/8in female NPT inlet(s), 1/8in female NPT outlet(s), Cv=0.08, 0 psi minimum operating pressure, 120 VAC operating voltage, 11mm DIN style wiring plug. | Stock | 29.5
DVP-3CC1C-24D | NITRA solenoid stacking valve, 3-way, 2-position, N.C., glass-filled nylon body, nitrile seal(s), 1/8in female NPT inlet(s), 1/8in female NPT outlet(s), Cv=0.08, 1 psi minimum operating pressure, 24 VDC operating voltage, 11mm DIN style wiring plug. | Stock | 29.5
DVP-3CC1C-24A | NITRA solenoid stacking valve, 3-way, 2-position, N.C., glass-filled nylon body, nitrile seal(s), 1/8in female NPT inlet(s), 1/8in female NPT outlet(s), Cv=0.08, 1 psi minimum operating pressure, 24 VAC operating voltage, 11mm DIN style wiring plug. | Stock | 29.5
DVP-3CC1C-120A | NITRA solenoid stacking valve, 3-way, 2-position, N.C., glass-filled nylon body, nitrile seal(s), 1/8in female NPT inlet(s), 1/8in female NPT outlet(s), Cv=0.08, 1 psi minimum operating pressure, 120 VAC operating voltage, 11mm DIN style wiring plug. | Stock | 29.5
SC921YH02VDBA5 | CFA solenoid valve bank, (2) stations, 2-port (2-way), N.C., 1/4in female NPT inlet(s), 1/4in female NPT outlet(s), Cv=0.14, stainless steel body, 120 VAC, 6.5 VA, 11mm DIN style wiring plug. | Stock | 240
SC931YN02VDBA5 | CFA solenoid valve bank, (3) stations, 2-port (2-way), N.C., 1/4in female NPT inlet(s), 1/4in female NPT outlet(s), Cv=0.14, stainless steel body, 120 VAC, 6.5 VA, 11mm DIN style wiring plug. | Stock | 360
SC931YH02VDBA5 | CFA solenoid valve bank, (3) stations, 2-port (2-way), N.C., 1/4in female NPT inlet(s), 1/4in female NPT outlet(s), Cv=0.14, stainless steel body, 120 VAC, 6.5 VA, 11mm DIN style wiring plug. | Stock | 360
SC941YN02VDBA5 | CFA solenoid valve bank, (4) stations, 2-port (2-way), N.C., 1/4in female NPT inlet(s), 1/4in female NPT outlet(s), Cv=0.14, stainless steel body, 120 VAC, 6.5 VA, 11mm DIN style wiring plug. | Stock | 432
SC941YH02VDBA5 | CFA solenoid valve bank, (4) stations, 2-port (2-way), N.C., 1/4in female NPT inlet(s), 1/4in female NPT outlet(s), Cv=0.14, stainless steel body, 120 VAC, 6.5 VA, 11mm DIN style wiring plug. | Stock | 432
SC921YH02VDBA5F | CFA solenoid valve bank, (2) stations, 2-port (2-way), N.C., 1/4in female NPT inlet(s), 1/4in female NPT outlet(s), Cv=0.14, individual metering, stainless steel body, 120 VAC, 6.5 VA, 11mm DIN style wiring plug. | Stock | 272
SC931YN02VDBA5F | CFA solenoid valve bank, (3) stations, 2-port (2-way), N.C., 1/4in female NPT inlet(s), 1/4in female NPT outlet(s), Cv=0.14, individual metering, stainless steel body, 120 VAC, 6.5 VA, 11mm DIN style wiring plug. | Stock | 407
SC931YH02VDBA5F | CFA solenoid valve bank, (3) stations, 2-port (2-way), N.C., 1/4in female NPT inlet(s), 1/4in female NPT outlet(s), Cv=0.14, individual metering, stainless steel body, 120 VAC, 6.5 VA, 11mm DIN style wiring plug. | Stock | 407
SC941YH02VDBA5F | CFA solenoid valve bank, (4) stations, 2-port (2-way), N.C., 1/4in female NPT inlet(s), 1/4in female NPT outlet(s), Cv=0.14, individual metering, stainless steel body, 120 VAC, 6.5 VA, 11mm DIN style wiring plug. | Stock | 489
SC921YH16VDBA5 | CFA solenoid valve bank, (2) stations, 2-port (2-way), N.C., 1/4in female NPT inlet(s), 1/4in female NPT outlet(s), Cv=0.14, stainless steel body, 24 VDC, 4W, 11mm DIN style wiring plug. | Stock | 240
SC931YN16VDBA5 | CFA solenoid valve bank, (3) stations, 2-port (2-way), N.C., 1/4in female NPT inlet(s), 1/4in female NPT outlet(s), Cv=0.14, stainless steel body, 24 VDC, 4W, 11mm DIN style wiring plug. | Stock | 360
SC931YH16VDBA5 | CFA solenoid valve bank, (3) stations, 2-port (2-way), N.C., 1/4in female NPT inlet(s), 1/4in female NPT outlet(s), Cv=0.14, stainless steel body, 24 VDC, 4W, 11mm DIN style wiring plug. | Stock | 360
SC941YN16VDBA5 | CFA solenoid valve bank, (4) stations, 2-port (2-way), N.C., 1/4in female NPT inlet(s), 1/4in female NPT outlet(s), Cv=0.14, stainless steel body, 24 VDC, 4W, 11mm DIN style wiring plug. | Stock | 432
SC941YH16VDBA5 | CFA solenoid valve bank, (4) stations, 2-port (2-way), N.C., 1/4in female NPT inlet(s), 1/4in female NPT outlet(s), Cv=0.14, stainless steel body, 24 VDC, 4W, 11mm DIN style wiring plug. | Stock | 432
SC921YN16VDBA5F | CFA solenoid valve bank, (2) stations, 2-port (2-way), N.C., 1/4in female NPT inlet(s), 1/4in female NPT outlet(s), Cv=0.14, individual metering, stainless steel body, 24 VDC, 4W, 11mm DIN style wiring plug. | Stock | 272
SC921YH16VDBA5F | CFA solenoid valve bank, (2) stations, 2-port (2-way), N.C., 1/4in female NPT inlet(s), 1/4in female NPT outlet(s), Cv=0.14, individual metering, stainless steel body, 24 VDC, 4W, 11mm DIN style wiring plug. | Stock | 272
SC931YH16VDBA5F | CFA solenoid valve bank, (3) stations, 2-port (2-way), N.C., 1/4in female NPT inlet(s), 1/4in female NPT outlet(s), Cv=0.14, individual metering, stainless steel body, 24 VDC, 4W, 11mm DIN style wiring plug. | Stock | 407
SC941YH16VDBA5F | CFA solenoid valve bank, (4) stations, 2-port (2-way), N.C., 1/4in female NPT inlet(s), 1/4in female NPT outlet(s), Cv=0.14, individual metering, stainless steel body, 24 VDC, 4W, 11mm DIN style wiring plug. | Stock | 489
SC921YN24VDBA5 | CFA solenoid valve bank, (2) stations, 2-port (2-way), N.C., 1/4in female NPT inlet(s), 1/4in female NPT outlet(s), Cv=0.14, stainless steel body, 24 VAC, 6.5 VA, 11mm DIN style wiring plug. | Stock | 240
SC921YH24VDBA5 | CFA solenoid valve bank, (2) stations, 2-port (2-way), N.C., 1/4in female NPT inlet(s), 1/4in female NPT outlet(s), Cv=0.14, stainless steel body, 24 VAC, 6.5 VA, 11mm DIN style wiring plug. | Stock | 240
SC931YN24VDBA5 | CFA solenoid valve bank, (3) stations, 2-port (2-way), N.C., 1/4in female NPT inlet(s), 1/4in female NPT outlet(s), Cv=0.14, stainless steel body, 24 VAC, 6.5 VA, 11mm DIN style wiring plug. | Stock | 360
SC931YH24VDBA5 | CFA solenoid valve bank, (3) stations, 2-port (2-way), N.C., 1/4in female NPT inlet(s), 1/4in female NPT outlet(s), Cv=0.14, stainless steel body, 24 VAC, 6.5 VA, 11mm DIN style wiring plug. | Stock | 360
SC941YN24VDBA5 | CFA solenoid valve bank, (4) stations, 2-port (2-way), N.C., 1/4in female NPT inlet(s), 1/4in female NPT outlet(s), Cv=0.14, stainless steel body, 24 VAC, 6.5 VA, 11mm DIN style wiring plug. | Stock | 432
SC941YH24VDBA5 | CFA solenoid valve bank, (4) stations, 2-port (2-way), N.C., 1/4in female NPT inlet(s), 1/4in female NPT outlet(s), Cv=0.14, stainless steel body, 24 VAC, 6.5 VA, 11mm DIN style wiring plug. | Stock | 432
SC921YH24VDBA5F | CFA solenoid valve bank, (2) stations, 2-port (2-way), N.C., 1/4in female NPT inlet(s), 1/4in female NPT outlet(s), Cv=0.14, individual metering, stainless steel body, 24 VAC, 6.5 VA, 11mm DIN style wiring plug. | Stock | 272
SC931YH24VDBA5F | CFA solenoid valve bank, (3) stations, 2-port (2-way), N.C., 1/4in female NPT inlet(s), 1/4in female NPT outlet(s), Cv=0.14, individual metering, stainless steel body, 24 VAC, 6.5 VA, 11mm DIN style wiring plug. | Stock | 407
SC941YH24VDBA5F | CFA solenoid valve bank, (4) stations, 2-port (2-way), N.C., 1/4in female NPT inlet(s), 1/4in female NPT outlet(s), Cv=0.14, individual metering, stainless steel body, 24 VAC, 6.5 VA, 11mm DIN style wiring plug. | Stock | 489
SC921YN02VBBA5 | CFA solenoid valve bank, (2) stations, 2-port (2-way), N.C., 1/4in female NPT inlet(s), 1/4in female NPT outlet(s), Cv=0.14, brass body, 120 VAC, 6.5 VA, 11mm DIN style wiring plug. | Stock | 155
SC921YH02VBBA5 | CFA solenoid valve bank, (2) stations, 2-port (2-way), N.C., 1/4in female NPT inlet(s), 1/4in female NPT outlet(s), Cv=0.14, brass body, 120 VAC, 6.5 VA, 11mm DIN style wiring plug. | Stock | 155
SC931YN02VBBA5 | CFA solenoid valve bank, (3) stations, 2-port (2-way), N.C., 1/4in female NPT inlet(s), 1/4in female NPT outlet(s), Cv=0.14, brass body, 120 VAC, 6.5 VA, 11mm DIN style wiring plug. | Stock | 232
SC931YH02VBBA5 | CFA solenoid valve bank, (3) stations, 2-port (2-way), N.C., 1/4in female NPT inlet(s), 1/4in female NPT outlet(s), Cv=0.14, brass body, 120 VAC, 6.5 VA, 11mm DIN style wiring plug. | Stock | 232
SC941YN02VBBA5 | CFA solenoid valve bank, (4) stations, 2-port (2-way), N.C., 1/4in female NPT inlet(s), 1/4in female NPT outlet(s), Cv=0.14, brass body, 120 VAC, 6.5 VA, 11mm DIN style wiring plug. | Stock | 296
SC941YH02VBBA5 | CFA solenoid valve bank, (4) stations, 2-port (2-way), N.C., 1/4in female NPT inlet(s), 1/4in female NPT outlet(s), Cv=0.14, brass body, 120 VAC, 6.5 VA, 11mm DIN style wiring plug. | Stock | 296
SC921YN02VBBA5F | CFA solenoid valve bank, (2) stations, 2-port (2-way), N.C., 1/4in female NPT inlet(s), 1/4in female NPT outlet(s), Cv=0.14, individual metering, brass body, 120 VAC, 6.5 VA, 11mm DIN style wiring plug. | Stock | 187
SC921YH02VBBA5F | CFA solenoid valve bank, (2) stations, 2-port (2-way), N.C., 1/4in female NPT inlet(s), 1/4in female NPT outlet(s), Cv=0.14, individual metering, brass body, 120 VAC, 6.5 VA, 11mm DIN style wiring plug. | Stock | 187
SC931YN02VBBA5F | CFA solenoid valve bank, (3) stations, 2-port (2-way), N.C., 1/4in female NPT inlet(s), 1/4in female NPT outlet(s), Cv=0.14, individual metering, brass body, 120 VAC, 6.5 VA, 11mm DIN style wiring plug. | Stock | 280
SC931YH02VBBA5F | CFA solenoid valve bank, (3) stations, 2-port (2-way), N.C., 1/4in female NPT inlet(s), 1/4in female NPT outlet(s), Cv=0.14, individual metering, brass body, 120 VAC, 6.5 VA, 11mm DIN style wiring plug. | Stock | 280
SC941YN02VBBA5F | CFA solenoid valve bank, (4) stations, 2-port (2-way), N.C., 1/4in female NPT inlet(s), 1/4in female NPT outlet(s), Cv=0.14, individual metering, brass body, 120 VAC, 6.5 VA, 11mm DIN style wiring plug. | Stock | 357
SC941YH02VBBA5F | CFA solenoid valve bank, (4) stations, 2-port (2-way), N.C., 1/4in female NPT inlet(s), 1/4in female NPT outlet(s), Cv=0.14, individual metering, brass body, 120 VAC, 6.5 VA, 11mm DIN style wiring plug. | Stock | 357
SC921YH16VBBA5 | CFA solenoid valve bank, (2) stations, 2-port (2-way), N.C., 1/4in female NPT inlet(s), 1/4in female NPT outlet(s), Cv=0.14, brass body, 24 VDC, 4W, 11mm DIN style wiring plug. | Stock | 155
SC931YH16VBBA5 | CFA solenoid valve bank, (3) stations, 2-port (2-way), N.C., 1/4in female NPT inlet(s), 1/4in female NPT outlet(s), Cv=0.14, brass body, 24 VDC, 4W, 11mm DIN style wiring plug. | Stock | 232
SC941YH16VBBA5 | CFA solenoid valve bank, (4) stations, 2-port (2-way), N.C., 1/4in female NPT inlet(s), 1/4in female NPT outlet(s), Cv=0.14, brass body, 24 VDC, 4W, 11mm DIN style wiring plug. | Stock | 296
SC921YN16VBBA5F | CFA solenoid valve bank, (2) stations, 2-port (2-way), N.C., 1/4in female NPT inlet(s), 1/4in female NPT outlet(s), Cv=0.14, individual metering, brass body, 24 VDC, 4W, 11mm DIN style wiring plug. | Stock | 187
SC921YH16VBBA5F | CFA solenoid valve bank, (2) stations, 2-port (2-way), N.C., 1/4in female NPT inlet(s), 1/4in female NPT outlet(s), Cv=0.14, individual metering, brass body, 24 VDC, 4W, 11mm DIN style wiring plug. | Stock | 187
SC931YN16VBBA5F | CFA solenoid valve bank, (3) stations, 2-port (2-way), N.C., 1/4in female NPT inlet(s), 1/4in female NPT outlet(s), Cv=0.14, individual metering, brass body, 24 VDC, 4W, 11mm DIN style wiring plug. | Stock | 280
SC931YH16VBBA5F | CFA solenoid valve bank, (3) stations, 2-port (2-way), N.C., 1/4in female NPT inlet(s), 1/4in female NPT outlet(s), Cv=0.14, individual metering, brass body, 24 VDC, 4W, 11mm DIN style wiring plug. | Stock | 280
SC941YH16VBBA5F | CFA solenoid valve bank, (4) stations, 2-port (2-way), N.C., 1/4in female NPT inlet(s), 1/4in female NPT outlet(s), Cv=0.14, individual metering, brass body, 24 VDC, 4W, 11mm DIN style wiring plug. | Stock | 357
SC921YN24VBBA5 | CFA solenoid valve bank, (2) stations, 2-port (2-way), N.C., 1/4in female NPT inlet(s), 1/4in female NPT outlet(s), Cv=0.14, brass body, 24 VAC, 6.5 VA, 11mm DIN style wiring plug. | Stock | 155
SC921YH24VBBA5 | CFA solenoid valve bank, (2) stations, 2-port (2-way), N.C., 1/4in female NPT inlet(s), 1/4in female NPT outlet(s), Cv=0.14, brass body, 24 VAC, 6.5 VA, 11mm DIN style wiring plug. | Stock | 155
SC931YN24VBBA5 | CFA solenoid valve bank, (3) stations, 2-port (2-way), N.C., 1/4in female NPT inlet(s), 1/4in female NPT outlet(s), Cv=0.14, brass body, 24 VAC, 6.5 VA, 11mm DIN style wiring plug. | Stock | 232
SC931YH24VBBA5 | CFA solenoid valve bank, (3) stations, 2-port (2-way), N.C., 1/4in female NPT inlet(s), 1/4in female NPT outlet(s), Cv=0.14, brass body, 24 VAC, 6.5 VA, 11mm DIN style wiring plug. | Stock | 232
SC941YN24VBBA5 | CFA solenoid valve bank, (4) stations, 2-port (2-way), N.C., 1/4in female NPT inlet(s), 1/4in female NPT outlet(s), Cv=0.14, brass body, 24 VAC, 6.5 VA, 11mm DIN style wiring plug. | Stock | 296
SC941YH24VBBA5 | CFA solenoid valve bank, (4) stations, 2-port (2-way), N.C., 1/4in female NPT inlet(s), 1/4in female NPT outlet(s), Cv=0.14, brass body, 24 VAC, 6.5 VA, 11mm DIN style wiring plug. | Stock | 296
SC921YN24VBBA5F | CFA solenoid valve bank, (2) stations, 2-port (2-way), N.C., 1/4in female NPT inlet(s), 1/4in female NPT outlet(s), Cv=0.14, individual metering, brass body, 24 VAC, 6.5 VA, 11mm DIN style wiring plug. | Stock | 187
SC921YH24VBBA5F | CFA solenoid valve bank, (2) stations, 2-port (2-way), N.C., 1/4in female NPT inlet(s), 1/4in female NPT outlet(s), Cv=0.14, individual metering, brass body, 24 VAC, 6.5 VA, 11mm DIN style wiring plug. | Stock | 187
SC931YN24VBBA5F | CFA solenoid valve bank, (3) stations, 2-port (2-way), N.C., 1/4in female NPT inlet(s), 1/4in female NPT outlet(s), Cv=0.14, individual metering, brass body, 24 VAC, 6.5 VA, 11mm DIN style wiring plug. | Stock | 280
SC931YH24VBBA5F | CFA solenoid valve bank, (3) stations, 2-port (2-way), N.C., 1/4in female NPT inlet(s), 1/4in female NPT outlet(s), Cv=0.14, individual metering, brass body, 24 VAC, 6.5 VA, 11mm DIN style wiring plug. | Stock | 280
SC941YN24VBBA5F | CFA solenoid valve bank, (4) stations, 2-port (2-way), N.C., 1/4in female NPT inlet(s), 1/4in female NPT outlet(s), Cv=0.14, individual metering, brass body, 24 VAC, 6.5 VA, 11mm DIN style wiring plug. | Stock | 357
SC941YH24VBBA5F | CFA solenoid valve bank, (4) stations, 2-port (2-way), N.C., 1/4in female NPT inlet(s), 1/4in female NPT outlet(s), Cv=0.14, individual metering, brass body, 24 VAC, 6.5 VA, 11mm DIN style wiring plug. | Stock | 357
Media Separated Solenoid Process (Pipeline) Valves
DVM-2BC1B-24D | NITRA solenoid valve, 2-way, 2-position, N.C., glass-filled nylon body, nitrile seal(s), 1/8in female NPT inlet(s), 1/8in female NPT outlet(s), Cv=0.065, 0 psi minimum operating pressure, 24 VDC operating voltage, 11mm DIN style wiring plug. | Stock | 58
DVM-2BC1B-24A | NITRA solenoid valve, 2-way, 2-position, N.C., glass-filled nylon body, nitrile seal(s), 1/8in female NPT inlet(s), 1/8in female NPT outlet(s), Cv=0.065, 0 psi minimum operating pressure, 24 VAC operating voltage, 11mm DIN style wiring plug. | Stock | 58
DVM-2BC1B-120A | NITRA solenoid valve, 2-way, 2-position, N.C., glass-filled nylon body, nitrile seal(s), 1/8in female NPT inlet(s), 1/8in female NPT outlet(s), Cv=0.065, 0 psi minimum operating pressure, 120 VAC operating voltage, 11mm DIN style wiring plug. | Stock | 58
DVM-2BC2E-24D | NITRA solenoid valve, 2-way, 2-position, N.C., glass-filled nylon body, nitrile seal(s), 1/4in female NPT inlet(s), 1/4in female NPT outlet(s), Cv=0.24, -15in Hg minimum operating pressure, 24 VDC operating voltage, 18mm DIN style wiring plug. | Stock | 93
DVM-2BC2E-24A | NITRA solenoid valve, 2-way, 2-position, N.C., glass-filled nylon body, nitrile seal(s), 1/4in female NPT inlet(s), 1/4in female NPT outlet(s), Cv=0.24, -15in Hg minimum operating pressure, 24 VAC operating voltage, 18mm DIN style wiring plug. | Stock | 93
DVM-2BC2E-120A | NITRA solenoid valve, 2-way, 2-position, N.C., glass-filled nylon body, nitrile seal(s), 1/4in female NPT inlet(s), 1/4in female NPT outlet(s), Cv=0.24, -15in Hg minimum operating pressure, 120 VAC operating voltage, 18mm DIN style wiring plug. | Stock | 93
DVM-2BC3E-24D | NITRA solenoid valve, 2-way, 2-position, N.C., glass-filled nylon body, nitrile seal(s), 3/8in female NPT inlet(s), 3/8in female NPT outlet(s), Cv=0.24, -15in Hg minimum operating pressure, 24 VDC operating voltage, 18mm DIN style wiring plug. | Stock | 93
DVM-2BC3E-24A | NITRA solenoid valve, 2-way, 2-position, N.C., glass-filled nylon body, nitrile seal(s), 3/8in female NPT inlet(s), 3/8in female NPT outlet(s), Cv=0.24, -15in Hg minimum operating pressure, 24 VAC operating voltage, 18mm DIN style wiring plug. | Stock | 93
DVM-2BC3E-120A | NITRA solenoid valve, 2-way, 2-position, N.C., glass-filled nylon body, nitrile seal(s), 3/8in female NPT inlet(s), 3/8in female NPT outlet(s), Cv=0.24, -15in Hg minimum operating pressure, 120 VAC operating voltage, 18mm DIN style wiring plug. | Stock | 93
DVM-2BC2G-24D | NITRA solenoid valve, 2-way, 2-position, N.C., glass-filled nylon body, nitrile seal(s), 1/4in female NPT inlet(s), 1/4in female NPT outlet(s), Cv=0.52, -15in Hg minimum operating pressure, 24 VDC operating voltage, 18mm DIN style wiring plug. | Stock | 93
DVM-2BC2G-24A | NITRA solenoid valve, 2-way, 2-position, N.C., glass-filled nylon body, nitrile seal(s), 1/4in female NPT inlet(s), 1/4in female NPT outlet(s), Cv=0.52, -15in Hg minimum operating pressure, 24 VAC operating voltage, 18mm DIN style wiring plug. | Stock | 93
DVM-2BC2G-120A | NITRA solenoid valve, 2-way, 2-position, N.C., glass-filled nylon body, nitrile seal(s), 1/4in female NPT inlet(s), 1/4in female NPT outlet(s), Cv=0.52, -15in Hg minimum operating pressure, 120 VAC operating voltage, 18mm DIN style wiring plug. | Stock | 93
DVM-2BC3G-24D | NITRA solenoid valve, 2-way, 2-position, N.C., glass-filled nylon body, nitrile seal(s), 3/8in female NPT inlet(s), 3/8in female NPT outlet(s), Cv=0.52, -15in Hg minimum operating pressure, 24 VDC operating voltage, 18mm DIN style wiring plug. | Stock | 93
DVM-2BC3G-24A | NITRA solenoid valve, 2-way, 2-position, N.C., glass-filled nylon body, nitrile seal(s), 3/8in female NPT inlet(s), 3/8in female NPT outlet(s), Cv=0.52, -15in Hg minimum operating pressure, 24 VAC operating voltage, 18mm DIN style wiring plug. | Stock | 93
DVM-2BC3G-120A | NITRA solenoid valve, 2-way, 2-position, N.C., glass-filled nylon body, nitrile seal(s), 3/8in female NPT inlet(s), 3/8in female NPT outlet(s), Cv=0.52, -15in Hg minimum operating pressure, 120 VAC operating voltage, 18mm DIN style wiring plug. | Stock | 93
Accessories for Process Valves
HS4YH02 | GC Valves solenoid coil, replacement, 120 VAC, 10W, 18mm DIN style wiring plug. For use with S201, NS201, S301 and NS301 valves. | Stock | 51
HS4YN04 | GC Valves solenoid coil, 240 VAC, 10W, 18mm DIN style wiring plug. For use with S201, NS201, S301 and NS301 valves. | Stock | 51
HS4YH04 | GC Valves solenoid coil, 240 VAC, 10W, 18mm DIN style wiring plug. For use with S201, NS201, S301 and NS301 valves. | Stock | 51
HS4YH24 | GC Valves solenoid coil, 24 VAC, 10W, 18mm DIN style wiring plug. For use with S201, NS201, S301 and NS301 valves. | Stock | 51
HS4YN16 | GC Valves solenoid coil, replacement, 24 VDC, 10W, 18mm DIN style wiring plug. For use with S201, NS201, S211 DC, NS211 DC, S301 and NS301 valves. | Stock | 51
HS4YH16 | GC Valves solenoid coil, replacement, 24 VDC, 10W, 18mm DIN style wiring plug. For use with S201, NS201, S211 DC, NS211 DC, S301 and NS301 valves. | Stock | 51
HS4GH02A24 | GC Valves solenoid coil, 120 VAC, 10W, 24in 18 AWG pigtail. For use with S201, NS201, S301 and NS301 valves. | Stock | 51
HS4GN04A24 | GC Valves solenoid coil, 240 VAC, 10W, 24in 18 AWG pigtail. For use with S201, NS201, S301 and NS301 valves. | Stock | 51
HS4GH04A24 | GC Valves solenoid coil, 240 VAC, 10W, 24in 18 AWG pigtail. For use with S201, NS201, S301 and NS301 valves. | Stock | 51
HS4GN24A24 | GC Valves solenoid coil, 24 VAC, 10W, 24in 18 AWG pigtail. For use with S201, NS201, S301 and NS301 valves. | Stock | 51
HS4GH24A24 | GC Valves solenoid coil, 24 VAC, 10W, 24in 18 AWG pigtail. For use with S201, NS201, S301 and NS301 valves. | Stock | 51
HS4GH16A24 | GC Valves solenoid coil, 24 VDC, 10W, 24in 18 AWG pigtail. For use with S201, NS201, S211 DC, NS211 DC, S301 and NS301 valves. | Stock | 51
HS3YH02 | GC Valves solenoid coil, replacement, 120 VAC, 8W, 18mm DIN style wiring plug. For use with S211 and NS211 AC valves. | Stock | 42.5
HS3YN04 | GC Valves solenoid coil, 240 VAC, 8W, 18mm DIN style wiring plug. For use with S211 and NS211 AC valves. | Stock | 42.5
HS3YH04 | GC Valves solenoid coil, 240 VAC, 8W, 18mm DIN style wiring plug. For use with S211 and NS211 AC valves. | Stock | 42.5
HS3YH24 | GC Valves solenoid coil, 24 VAC, 8W, 18mm DIN style wiring plug. For use with S211 and NS211 AC valves. | Stock | 42.5
HS3YH16 | GC Valves solenoid coil, replacement, 24 VDC, 9W, 18mm DIN style wiring plug. For use with S211 series valves. | Stock | 38.5
HS3GH02A24 | GC Valves solenoid coil, 120 VAC, 8W, 24in 18 AWG pigtail. For use with S211 and NS211 AC valves. | Stock | 42.5
HS3GH04A24 | GC Valves solenoid coil, 240 VAC, 8W, 24in 18 AWG pigtail. For use with S211 and NS211 AC valves. | Stock | 42.5
HS3GN24A24 | GC Valves solenoid coil, 24 VAC, 8W, 24in 18 AWG pigtail. For use with S211 and NS211 AC valves. | Stock | 42.5
HS3GH24A24 | GC Valves solenoid coil, 24 VAC, 8W, 24in 18 AWG pigtail. For use with S211 and NS211 AC valves. | Stock | 42.5
HS3GH16A24 | GC Valves solenoid coil, 24 VDC, 9W, 24in 18 AWG pigtail. For use with S211 series valves. | Stock | 38.5
C944 | CFA solenoid coil, replacement, 120 VAC, 6.5 VA, 11mm DIN style wiring plug. For use with SC3 and SC9 series valves. | Stock | 28.5
C987 | CFA solenoid coil, replacement, 24 VAC, 6.5 VA, 11mm DIN style wiring plug. For use with SC3 and SC9 series valves. | Stock | 28.5
C999 | CFA solenoid coil, replacement, 12 VDC, 4W, 11mm DIN style wiring plug. For use with SC3 and SC9 series valves. | Stock | 28.5
C926 | CFA solenoid coil, replacement, 24 VDC, 4W, 11mm DIN style wiring plug. For use with SC3 and SC9 series valves. | Stock | 28.5
38310-01206-A | Spartan solenoid coil, 12 VDC, 6.5W, 18mm DIN style wiring plug. For use with 3516 series Spartan valves. | Stock | 18
38310-02406-A | Spartan solenoid coil, 24 VDC, 6.5W, 18mm DIN style wiring plug. For use with 3516 series Spartan valves. | Stock | 18
38310-02416-A | Spartan solenoid coil, 24 VAC, 8.5 VA, 18mm DIN style wiring plug. For use with 3516 series Spartan valves. | Stock | 18
38310-12016-A | Spartan solenoid coil, 120 VAC, 8.5 VA, 18mm DIN style wiring plug. For use with 3516 series Spartan valves. | Stock | 18
38310-22016-A | Spartan solenoid coil, 220 VAC, 8.5 VA, 18mm DIN style wiring plug. For use with 3516 series Spartan valves. | Stock | 18
38315-01206-A | Spartan solenoid coil, 12 VDC, 6.5W, 18in 22 AWG pigtail. For use with 3516 series Spartan valves. | Stock | 22
38315-02406-A | Spartan solenoid coil, 24 VDC, 6.5W, 18in 22 AWG pigtail. For use with 3516 series Spartan valves. | Stock | 22
38315-02416-A | Spartan solenoid coil, 24 VAC, 8.5 VA, 18in 22 AWG pigtail. For use with 3516 series Spartan valves. | Stock | 22
38315-12016-A | Spartan solenoid coil, 120 VAC, 8.5 VA, 18in 22 AWG pigtail. For use with 3516 series Spartan valves. | Stock | 22
38315-22016-A | Spartan solenoid coil, 220 VAC, 8.5 VA, 18in 22 AWG pigtail. For use with 3516 series Spartan valves. | Stock | 22
38220-01206-A | Spartan solenoid coil, 12 VDC, 6.5W, 11mm DIN style wiring plug. For use with 3580, 3525 and 3527 series Spartan valves. | Stock | 21
38220-02406-A | Spartan solenoid coil, 24 VDC, 6.5W, 11mm DIN style wiring plug. For use with 3580, 3525 and 3527 series Spartan valves. | Stock | 21
38220-02416-A | Spartan solenoid coil, 24 VAC, 8.5 VA, 11mm DIN style wiring plug. For use with 3580, 3525 and 3527 series Spartan valves. | Stock | 21
38220-12016-A | Spartan solenoid coil, 120 VAC, 8.5 VA, 11mm DIN style wiring plug. For use with 3580, 3525 and 3527 series Spartan valves. | Stock | 21
38220-22016-A | Spartan solenoid coil, 220 VAC, 8.5 VA, 11mm DIN style wiring plug. For use with 3580, 3525 and 3527 series Spartan valves. | Stock | 21
38225-01206-A | Spartan solenoid coil, 12 VDC, 6.5W, 18in 22 AWG pigtail. For use with 3580, 3525 and 3527 series Spartan valves. | Stock | 25
38225-02406-A | Spartan solenoid coil, 24 VDC, 6.5W, 18in 22 AWG pigtail. For use with 3580, 3525 and 3527 series Spartan valves. | Stock | 25
38225-02416-A | Spartan solenoid coil, 24 VAC, 8.5 VA, 18in 22 AWG pigtail. For use with 3580, 3525 and 3527 series Spartan valves. | Stock | 25
38225-12016-A | Spartan solenoid coil, 120 VAC, 8.5 VA, 18in 22 AWG pigtail. For use with 3580, 3525 and 3527 series Spartan valves. | Stock | 25
38225-22016-A | Spartan solenoid coil, 220 VAC, 8.5 VA, 18in 22 AWG pigtail. For use with 3580, 3525 and 3527 series Spartan valves. | Stock | 25
4A000-01201-A | Spartan solenoid coil, 12 VDC, 10W, 18mm DIN style wiring plug. For use with 6100, 6200 and 6222 series Spartan valves. | Stock | 29.5
4A000-02401-A | Spartan solenoid coil, 24 VDC, 10W, 18mm DIN style wiring plug. For use with 6100, 6200 and 6222 series Spartan valves. | Stock | 29.5
4A000-02411-A | Spartan solenoid coil, 24 VAC, 11.5 VA, 18mm DIN style wiring plug. For use with 6100, 6200 and 6222 series Spartan valves. | Stock | 29.5
4A000-12011-A | Spartan solenoid coil, 120 VAC, 11.5 VA, 18mm DIN style wiring plug. For use with 6100, 6200 and 6222 series Spartan valves. | Stock | 29.5
4A000-22011-A | Spartan solenoid coil, 220 VAC, 11.5 VA, 18mm DIN style wiring plug. For use with 6100, 6200 and 6222 series Spartan valves. | Stock | 29.5
4A001-01201-A | Spartan solenoid coil, 12 VDC, 10W, 18in 22 AWG pigtail. For use with 6100, 6200 and 6222 series Spartan valves. | Stock | 39
4A001-02401-A | Spartan solenoid coil, 24 VDC, 10W, 18mm DIN style wiring plug. For use with 6100, 6200 and 6222 series Spartan valves. | Stock | 39
4A001-02411-A | Spartan solenoid coil, 24 VAC, 11.5 VA, 18mm DIN style wiring plug. For use with 6100, 6200 and 6222 series Spartan valves. | Stock | 39
4A001-12011-A | Spartan solenoid coil, 120 VAC, 11.5 VA, 18mm DIN style wiring plug. For use with 6100, 6200 and 6222 series Spartan valves. | Stock | 39
4A001-22011-A | Spartan solenoid coil, 220 VAC, 11.5 VA, 18mm DIN style wiring plug. For use with 6100, 6200 and 6222 series Spartan valves. | Stock | 39
DVP-2BKT | NITRA mounting kit, for use with 2-station DVP-2C or DVP-3C series valves, includes (2) #8-32 x 2in screws, (2) #8 lock nuts and (1) Viton O-ring. | Stock | 5.75
DVP-3BKT | NITRA mounting kit, for use with 3-station DVP-2C or DVP-3C series valves, includes (2) #8-32 x 3in screws, (2) #8 lock nuts and (2) Viton O-rings. | Stock | 7.75
DVP-4BKT | NITRA mounting kit, for use with 4-station DVP-2C or DVP-3C series valves, includes (2) #8-32 x 4in screws, (2) #8 lock nuts and (3) Viton O-rings. | Stock | 9.5
DVP-5BKT | NITRA mounting kit, for use with 5-station DVP-2C or DVP-3C series valves, includes (2) #8-32 x 5in screws, (2) #8 lock nuts and (4) Viton O-rings. | Stock | 11.5
DVP-6BKT | NITRA mounting kit, for use with 6-station DVP-2C or DVP-3C series valves, includes (2) #8-32 x 6in screws, (2) #8 lock nuts and (5) Viton O-rings. | Stock | 14
DVD-1VSEAL | NITRA diaphragm, replacement, Viton. For use with DVD-2AC series NITRA pneumatic solenoid valves. (1) Viton diaphragm included. | Stock | 10.5
DVD-2VSEAL | NITRA diaphragm, replacement, Viton. For use with DVD-2BC2A, DVD-2BC3A and DVD-2BC4A series NITRA pneumatic solenoid valves. (1) Viton diaphragm included. | Stock | 10.5
DVD-3VSEAL | NITRA diaphragm, replacement, Viton. For use with DVD-2BC5F or DVD-2BC6F series NITRA pneumatic solenoid valves. (1) Viton diaphragm included. | Stock | 29
KS301AF02E7-NSF | GC Valves rebuild kit, for use with NS301 series valves ending BE7, includes plunger-seat disc-spring assembly, plunger tube, operator O-ring and body O-ring. | Stock | 46
KS301AH02E7-NSF | GC Valves rebuild kit, for use with NS301 series valves ending BE7, includes plunger-seat disc-spring assembly, plunger tube, operator O-ring and body O-ring. | Stock | 46
KS301AF02C3-NSF | GC Valves rebuild kit, for use with NS301 series valves ending BC9 and BD5, includes plunger-seat disc-spring assembly, plunger tube, operator O-ring and body O-ring. | Stock | 44
KS301AH02C3-NSF | GC Valves rebuild kit, for use with NS301 series valves ending BC9 and BD5, includes plunger-seat disc-spring assembly, plunger tube, operator O-ring and body O-ring. | Stock | 44
KS211AF02G4-NSF | GC Valves rebuild kit, for use with NS211 series AC valves ending CG4 and DG4, includes diaphragm assembly, plunger assembly, plunger tube, plunger spring, body O-ring and operator O-ring. | Stock | 86
KS211AH02G4-NSF | GC Valves rebuild kit, for use with NS211 series AC valves ending CG4 and DG4, includes diaphragm assembly, diaphragm spring, plunger assembly, plunger tube, plunger spring, body O-rings and operator O-ring. | Stock | 86
KS211AH02G5-NSF | GC Valves rebuild kit, for use with NS211 series AC valves ending EG5, includes diaphragm assembly, diaphragm spring, plunger assembly, plunger tube, plunger spring, body O-rings and operator O-ring. | Stock | 85
KS211AH02G9-NSF | GC Valves rebuild kit, for use with NS211 series AC valves ending G9, includes diaphragm assembly, diaphragm spring, plunger assembly, plunger tube, plunger spring, body O-rings and operator O-ring. | Stock | 96
KS211AH02J2-NSF | GC Valves rebuild kit, for use with NS211 series AC valves ending J2, includes diaphragm assembly, diaphragm spring, plunger assembly, plunger tube, plunger spring, body O-rings and operator O-ring. | Stock | 98
KS211AF15G4-NSF | GC Valves rebuild kit, for use with NS211 series DC valves ending CG4 and DG4, includes diaphragm assembly, plunger-seat disc-spring assembly, plunger tube, body O-ring and operator O-ring. | Stock | 84
KS211AH15G4-NSF | GC Valves rebuild kit, for use with NS211 series DC valves ending CG4 and DG4, includes diaphragm assembly, plunger-seat disc-spring assembly, plunger tube, body O-ring and operator O-ring. | Stock | 84
KS211AH15G5-NSF | GC Valves rebuild kit, for use with NS211 series DC valves ending EG5, includes diaphragm assembly, plunger-seat disc-spring assembly, plunger tube, body O-ring and operator O-ring. | Stock | 83
KS211AH15G9-NSF | GC Valves rebuild kit, for use with NS211 series DC valves ending G9, includes diaphragm assembly, diaphragm spring, plunger assembly, plunger tube, plunger spring, body O-rings and operator O-ring. | Stock | 93
KS211AH15J2-NSF | GC Valves rebuild kit, for use with NS211 series DC valves ending J2, includes diaphragm assembly, diaphragm spring, plunger assembly, plunger tube, plunger spring, body O-rings and operator O-ring. | Stock | 95
KS201AH02G4-NSF | GC Valves rebuild kit, for use with NS201 series AC valves ending CG4 and DG4, includes diaphragm assembly, plunger assembly, plunger tube, plunger spring, connecting spring, body O-ring and operator O-ring. | Stock | 94
KS201AH02G5-NSF | GC Valves rebuild kit, for use with NS201 series AC valves ending EG5, includes diaphragm assembly, plunger assembly, plunger tube, plunger spring, connecting spring, body O-ring and operator O-ring. | Stock | 94
KS201AF02G9-NSF | GC Valves rebuild kit, for use with NS201 series AC valves ending G9, includes diaphragm assembly, plunger assembly, plunger tube, plunger spring, plunger connecting spring, body O-rings and operator O-ring. | Stock | 154
KS201AH02G9-NSF | GC Valves rebuild kit, for use with NS201 series AC valves ending G9, includes diaphragm assembly, plunger assembly, plunger tube, plunger spring, plunger connecting spring, body O-rings and operator O-ring. | Stock | 154
KS201AF02J2-NSF | GC Valves rebuild kit, for use with NS201 series AC valves ending J2, includes diaphragm assembly, plunger assembly, plunger tube, plunger spring, plunger connecting spring, body O-rings and operator O-ring. | Stock | 155
KS201AH02J2-NSF | GC Valves rebuild kit, for use with NS201 series AC valves ending J2, includes diaphragm assembly, plunger assembly, plunger tube, plunger spring, plunger connecting spring, body O-rings and operator O-ring. | Stock | 155
KS201AH15G4-NSF | GC Valves rebuild kit, for use with NS201 series DC valves ending CG4 and DG4, includes diaphragm assembly, plunger assembly, plunger tube, plunger spring, connecting spring, body O-ring and operator O-ring. | Stock | 94
KS201AF15G5-NSF | GC Valves rebuild kit, for use with NS201 series DC valves ending EG5, includes diaphragm assembly, plunger assembly, plunger tube, plunger spring, connecting spring, body O-ring and operator O-ring. | Stock | 94
KS201AH15G5-NSF | GC Valves rebuild kit, for use with NS201 series DC valves ending EG5, includes diaphragm assembly, plunger assembly, plunger tube, plunger spring, connecting spring, body O-ring and operator O-ring. | Stock | 94
KS201AH15G9-NSF | GC Valves rebuild kit, for use with NS201 series DC valves ending G9, includes diaphragm assembly, plunger assembly, plunger tube, plunger spring, plunger connecting spring, body O-rings and operator O-ring. | Stock | 127
KS201AF15J2-NSF | GC Valves rebuild kit, for use with NS201 series DC valves ending J2, includes diaphragm assembly, plunger assembly, plunger tube, plunger spring, plunger connecting spring, body O-rings and operator O-ring. | Stock | 127
KS201AH15J2-NSF | GC Valves rebuild kit, for use with NS201 series DC valves ending J2, includes diaphragm assembly, plunger assembly, plunger tube, plunger spring, plunger connecting spring, body O-rings and operator O-ring. | Stock | 127
3516-0B-0001 | Spartan diaphragm, replacement, NBR. For use with 3516 series Spartan valves. | Stock | 25
3580-B1-0001 | Spartan diaphragm, replacement, NBR. For use with 3580 series Spartan valves. | Stock | 28.5
KS201N-G4 | GC Valves rebuild kit, for use with S201 series AC valves ending N5CG4 and N5DG4, includes diaphragm assembly, plunger assembly, plunger tube, plunger spring, connecting spring, body O-ring and operator O-ring. | Stock | 69
KS201N-G5 | GC Valves rebuild kit, for use with S201 series AC valves ending N5EG5, includes diaphragm assembly, plunger assembly, plunger tube, plunger spring, connecting spring, body O-ring and operator O-ring. | Stock | 69
KS201N-G9 | GC Valves rebuild kit, for use with S201 series AC valves ending N5FG9, includes diaphragm assembly, plunger assembly, plunger tube, plunger spring, connecting spring, body O-rings and operator O-ring. | Stock | 92
KS201V-G4 | GC Valves rebuild kit, for use with S201 series AC valves ending V5CG4 and V5DG4, includes diaphragm assembly, plunger assembly, plunger tube, plunger spring, connecting spring, body O-ring and operator O-ring. | Stock | 83
KS201V-G5 | GC Valves rebuild kit, for use with S201 series AC valves ending V5EG5, includes diaphragm assembly, plunger assembly, plunger tube, plunger spring, connecting spring, body O-ring and operator O-ring. | Stock | 83
KS201V-G9 | GC Valves rebuild kit, for use with S201 series AC valves ending V5FG9, includes diaphragm assembly, diaphragm spring, plunger assembly, plunger tube, plunger spring, connecting spring, body O-rings and operator O-ring. | Stock | 184
KS211K-G1 | GC Valves rebuild kit, for use with S211 series AC valves ending K4DG1, includes diaphragm assembly, diaphragm spring, plunger assembly, plunger tube, plunger spring, body O-rings and operator O-ring. | Stock | 76
KS211K-G5 | GC Valves rebuild kit, for use with S211 series AC valves ending K4EG5, includes diaphragm assembly, diaphragm spring, plunger assembly, plunger tube, plunger spring, body O-rings and operator O-ring. | Stock | 81
KS211N-G4 | GC Valves rebuild kit, for use with S211 series AC valves ending N5CG4 and N5DG4, includes diaphragm assembly, plunger assembly, plunger tube, plunger spring, body O-ring and operator O-ring. | Stock | 64
KS211N-G5 | GC Valves rebuild kit, for use with S211 series AC valves ending N5EG5, includes diaphragm assembly, plunger assembly, plunger tube, plunger spring, body O-ring and operator O-ring. | Stock | 64
KS211N-G9 | GC Valves rebuild kit, for use with S211 series AC valves ending N5FG9, includes diaphragm assembly, diaphragm spring, plunger assembly, plunger tube, plunger spring, body O-rings and operator O-ring. | Stock | 61
KS211V-G4 | GC Valves rebuild kit, for use with S211 series AC valves ending V5CG4 and V5DG4, includes diaphragm assembly, plunger assembly, plunger tube, plunger spring, body O-ring and operator O-ring. | Stock | 78
KS211V-G5 | GC Valves rebuild kit, for use with S211 series AC valves ending V5EG5, includes diaphragm assembly, plunger assembly, plunger tube, plunger spring, body O-ring and operator O-ring. | Stock | 78
KS211V-G9 | GC Valves rebuild kit, for use with S211 series AC valves ending V5FG9, includes diaphragm assembly, diaphragm spring, plunger assembly, plunger tube, plunger spring, body O-rings and operator O-ring. | Stock | 153
KS301V-C3 | GC Valves rebuild kit, for use with S301 series AC valves ending BD5, BD7 and BE1, includes plunger-seat disc-spring assembly, plunger tube, operator O-ring and body O-ring. | Stock | 39.5
KS201N-G4-DC | GC Valves rebuild kit, for use with S201 series DC valves ending N5CG4 and N5DG4, includes diaphragm assembly, plunger assembly, plunger tube, plunger spring, connecting spring, body O-ring and operator O-ring. | Stock | 69
KS201N-G5-DC | GC Valves rebuild kit, for use with S201 series DC valves ending N5EG5, includes diaphragm assembly, plunger assembly, plunger tube, plunger spring, connecting spring, body O-ring and operator O-ring. | Stock | 69
KS201N-G9-DC | GC Valves rebuild kit, for use with S201 series DC valves ending N5FG9, includes diaphragm assembly, plunger assembly, plunger tube, plunger spring, connecting spring, body O-rings and operator O-ring. | Stock | 92
KS201V-G4-DC | GC Valves rebuild kit, for use with S201 series DC valves ending V5CG4 and V5DG4, includes diaphragm assembly, plunger assembly, plunger tube, plunger spring, connecting spring, body O-ring and operator O-ring. | Stock | 83
KS201V-G5-DC | GC Valves rebuild kit, for use with S201 series DC valves ending V5EG5, includes diaphragm assembly, plunger assembly, plunger tube, plunger spring, connecting spring, body O-ring and operator O-ring. | Stock | 83
KS201V-G9-DC | GC Valves rebuild kit, for use with S201 series DC valves ending V5FG9, includes diaphragm assembly, plunger assembly, plunger tube, plunger spring, connecting spring, body O-rings and operator O-ring. | Stock | 184
KS211N-G4-DC | GC Valves rebuild kit, for use with S211 series DC valves ending N5CG4 and N5DG4, includes diaphragm assembly, plunger assembly, plunger tube, plunger spring, body O-ring and operator O-ring. | Stock | 64
KS211N-G5-DC | GC Valves rebuild kit, for use with S211 series DC valves ending N5EG5, includes diaphragm assembly, plunger assembly, plunger tube, plunger spring, body O-ring and operator O-ring. | Stock | 64
KS211V-G4-DC | GC Valves rebuild kit, for use with S211 series DC valves ending V5CG4 and V5DG4, includes diaphragm assembly, plunger assembly, plunger tube, plunger spring, body O-ring and operator O-ring. | Stock | 78
KS211V-G5-DC | GC Valves rebuild kit, for use with S211 series DC valves ending V5EG5, includes diaphragm assembly, plunger assembly, plunger tube, plunger spring, body O-ring and operator O-ring. | Stock | 78
KSC9102VBA5 | CFA rebuild kit, for use with SC911 series brass valves and valve banks, includes plunger tube assembly and plunger assembly. | Stock | 49
KSC3102VDA5 | CFA rebuild kit, for use with SC311 series valves, includes plunger tube assembly and plunger assembly. | Stock | 47
KSC9102VDA5 | CFA rebuild kit, for use with SC911 series SS valves and valve banks, includes plunger tube assembly and plunger assembly. | Stock | 56
KSC9202VDA5 | CFA rebuild kit, for use with SC912 series valves, includes plunger tube assembly, plunger, plunger tube head, set retainer and spring. | Stock | 61
KSC9302VDA3 | CFA rebuild kit, for use with SC913 series valves, includes plunger tube assembly and plunger assembly. | Stock | 61
KH401Z | GC Valves rebuild kit, for use with H401 series valves, includes plunger tube assembly, plunger assembly, plunger spring, plunger pin, piston pickup collar, piloted piston assembly, PTFE glide strip and operator cavity o-ring. | Stock | 75
S060.1016P | CFA solenoid coil nut, for use with CFA C9 coils. | Stock | 0.75
Manual Process Ball Valves
S39AX0M | RuB S39 manual micro ball valve, 2-port (2-way), 2-position, wedge handle, 1/8in female NPT inlet(s), 1/8in female NPT outlet(s), Cv=1.4. | Stock | 5.5
S39BX0M | RuB S39 manual micro ball valve, 2-port (2-way), 2-position, wedge handle, 1/4in female NPT inlet(s), 1/4in female NPT outlet(s), Cv=1.4. | Stock | 6.25
S39AZ0M | RuB S39 manual micro ball valve, 2-port (2-way), 2-position, wedge handle, 1/8in male NPT inlet(s), 1/8in female NPT outlet(s), Cv=1.4. | Stock | 5.5
S39BZ0M | RuB S39 manual micro ball valve, 2-port (2-way), 2-position, wedge handle, 1/4in male NPT inlet(s), 1/4in female NPT outlet(s), Cv=1.4. | Stock | 6.25
S34AX0 | RuB S34 manual mini ball valve, 2-port (2-way), 2-position, rotary lever, 1/8in female NPT inlet(s), 1/8in female NPT outlet(s), Cv=2. | Stock | 10
S34BX0 | RuB S34 manual mini ball valve, 2-port (2-way), 2-position, rotary lever, 1/4in female NPT inlet(s), 1/4in female NPT outlet(s), Cv=4.9. | Stock | 9.5
S34CX0 | RuB S34 manual mini ball valve, 2-port (2-way), 2-position, rotary lever, 3/8in female NPT inlet(s), 3/8in female NPT outlet(s), Cv=4.2. | Stock | 9.5
S34DX0 | RuB S34 manual mini ball valve, 2-port (2-way), 2-position, rotary lever, 1/2in female NPT inlet(s), 1/2in female NPT outlet(s), Cv=5.8. | Stock | 12
S34AZ0 | RuB S34 manual mini ball valve, 2-port (2-way), 2-position, rotary lever, 1/8in male NPT inlet(s), 1/8in female NPT outlet(s), Cv=2. | Stock | 10
S34BZ0 | RuB S34 manual mini ball valve, 2-port (2-way), 2-position, rotary lever, 1/4in male NPT inlet(s), 1/4in female NPT outlet(s), Cv=4.9. | Stock | 9.5
S34CZ0 | RuB S34 manual mini ball valve, 2-port (2-way), 2-position, rotary lever, 3/8in male NPT inlet(s), 3/8in female NPT outlet(s), Cv=4.2. | Stock | 9.5
S34DZ0 | RuB S34 manual mini ball valve, 2-port (2-way), 2-position, rotary lever, 1/2in male NPT inlet(s), 1/2in female NPT outlet(s), Cv=5.8. | Stock | 12
S34AX1 | RuB S34 manual mini ball valve, 2-port (2-way), 2-position, T-handle, 1/8in female NPT inlet(s), 1/8in female NPT outlet(s), Cv=2. | Stock | 10
S34BX1 | RuB S34 manual mini ball valve, 2-port (2-way), 2-position, T-handle, 1/4in female NPT inlet(s), 1/4in female NPT outlet(s), Cv=4.9. | Stock | 9.5
S34CX1 | RuB S34 manual mini ball valve, 2-port (2-way), 2-position, T-handle, 3/8in female NPT inlet(s), 3/8in female NPT outlet(s), Cv=4.2. | Stock | 9.5
S34DX1 | RuB S34 manual mini ball valve, 2-port (2-way), 2-position, T-handle, 1/2in female NPT inlet(s), 1/2in female NPT outlet(s), Cv=5.8. | Stock | 12
S34AZ1 | RuB S34 manual mini ball valve, 2-port (2-way), 2-position, T-handle, 1/8in male NPT inlet(s), 1/8in female NPT outlet(s), Cv=2. | Stock | 10
S34BZ1 | RuB S34 manual mini ball valve, 2-port (2-way), 2-position, T-handle, 1/4in male NPT inlet(s), 1/4in female NPT outlet(s), Cv=4.9. | Stock | 9.5
S34CZ1 | RuB S34 manual mini ball valve, 2-port (2-way), 2-position, T-handle, 3/8in male NPT inlet(s), 3/8in female NPT outlet(s), Cv=4.2. | Stock | 9.5
S34DZ1 | RuB S34 manual mini ball valve, 2-port (2-way), 2-position, T-handle, 1/2in male NPT inlet(s), 1/2in female NPT outlet(s), Cv=5.8. | Stock | 12
S35AX0 | RuB S35 manual mini ball valve, 2-port (2-way), 2-position, rotary lever, 1/8in female NPT inlet(s), 1/8in female NPT outlet(s), Cv=2. | Stock | 7.75
S35BX0 | RuB S35 manual mini ball valve, 2-port (2-way), 2-position, rotary lever, 1/4in female NPT inlet(s), 1/4in female NPT outlet(s), Cv=4.9. | Stock | 6.75
S35CX0 | RuB S35 manual mini ball valve, 2-port (2-way), 2-position, rotary lever, 3/8in female NPT inlet(s), 3/8in female NPT outlet(s), Cv=4.2. | Stock | 6.75
S35DX0 | RuB S35 manual mini ball valve, 2-port (2-way), 2-position, rotary lever, 1/2in female NPT inlet(s), 1/2in female NPT outlet(s), Cv=5.8. | Stock | 9.25
S35AZ0 | RuB S35 manual mini ball valve, 2-port (2-way), 2-position, rotary lever, 1/8in male NPT inlet(s), 1/8in female NPT outlet(s), Cv=2. | Stock | 7.75
S35BZ0 | RuB S35 manual mini ball valve, 2-port (2-way), 2-position, rotary lever, 1/4in male NPT inlet(s), 1/4in female NPT outlet(s), Cv=4.9. | Stock | 6.75
S35CZ0 | RuB S35 manual mini ball valve, 2-port (2-way), 2-position, rotary lever, 3/8in male NPT inlet(s), 3/8in female NPT outlet(s), Cv=4.2. | Stock | 6.75
S35DZ0 | RuB S35 manual mini ball valve, 2-port (2-way), 2-position, rotary lever, 1/2in male NPT inlet(s), 1/2in female NPT outlet(s), Cv=5.8. | Stock | 9.25
S95B41 | RuB S95 manual ball valve, 2-port (2-way), 2-position, rotary lever, 1/4in female NPT inlet(s), 1/4in female NPT outlet(s), Cv=4.5. | Stock | 10.5
S95C41 | RuB S95 manual ball valve, 2-port (2-way), 2-position, rotary lever, 3/8in female NPT inlet(s), 3/8in female NPT outlet(s), Cv=9.5. | Stock | 10.5
S95D41 | RuB S95 manual ball valve, 2-port (2-way), 2-position, rotary lever, 1/2in female NPT inlet(s), 1/2in female NPT outlet(s), Cv=32.3. | Stock | 12
S95E41 | RuB S95 manual ball valve, 2-port (2-way), 2-position, rotary lever, 3/4in female NPT inlet(s), 3/4in female NPT outlet(s), Cv=48.5. | Stock | 17
S95F41 | RuB S95 manual ball valve, 2-port (2-way), 2-position, rotary lever, 1in female NPT inlet(s), 1in female NPT outlet(s), Cv=80.9. | Stock | 27
S95G41 | RuB S95 manual ball valve, 2-port (2-way), 2-position, rotary lever, 1-1/4in female NPT inlet(s), 1-1/4in female NPT outlet(s), Cv=92.4. | Stock | 44
S95H41 | RuB S95 manual ball valve, 2-port (2-way), 2-position, rotary lever, 1-1/2in female NPT inlet(s), 1-1/2in female NPT outlet(s), Cv=144.4. | Stock | 54
S95I41 | RuB S95 manual ball valve, 2-port (2-way), 2-position, rotary lever, 2in female NPT inlet(s), 2in female NPT outlet(s), Cv=206.8. | Stock | 84
S95B45 | RuB S95 manual ball valve, 2-port (2-way), 2-position, lockable rotary lever, 1/4in female NPT inlet(s), 1/4in female NPT outlet(s), Cv=4.5. | Stock | 13.5
S95C45 | RuB S95 manual ball valve, 2-port (2-way), 2-position, lockable rotary lever, 3/8in female NPT inlet(s), 3/8in female NPT outlet(s), Cv=9.5. | Stock | 13.5
S95D45 | RuB S95 manual ball valve, 2-port (2-way), 2-position, lockable rotary lever, 1/2in female NPT inlet(s), 1/2in female NPT outlet(s), Cv=32.3. | Stock | 14.5
S95E45 | RuB S95 manual ball valve, 2-port (2-way), 2-position, lockable rotary lever, 3/4in female NPT inlet(s), 3/4in female NPT outlet(s), Cv=48.5. | Stock | 19.5
S95F45 | RuB S95 manual ball valve, 2-port (2-way), 2-position, lockable rotary lever, 1in female NPT inlet(s), 1in female NPT outlet(s), Cv=80.9. | Stock | 31
S95G45 | RuB S95 manual ball valve, 2-port (2-way), 2-position, lockable rotary lever, 1-1/4in female NPT inlet(s), 1-1/4in female NPT outlet(s), Cv=92.4. | Stock | 49
S95H45 | RuB S95 manual ball valve, 2-port (2-way), 2-position, lockable rotary lever, 1-1/2in female NPT inlet(s), 1-1/2in female NPT outlet(s), Cv=144.4. | Stock | 59
S95I45 | RuB S95 manual ball valve, 2-port (2-way), 2-position, lockable rotary lever, 2in female NPT inlet(s), 2in female NPT outlet(s), Cv=206.8. | Stock | 92
S92B41 | RuB S92 manual ball valve, 2-port (2-way), 2-position, rotary lever, 1/4in female NPT inlet(s), 1/4in female NPT outlet(s), Cv=4.5. | Stock | 11
S92C41 | RuB S92 manual ball valve, 2-port (2-way), 2-position, rotary lever, 3/8in female NPT inlet(s), 3/8in female NPT outlet(s), Cv=9.5. | Stock | 11
S92D41 | RuB S92 manual ball valve, 2-port (2-way), 2-position, rotary lever, 1/2in female NPT inlet(s), 1/2in female NPT outlet(s), Cv=32.3. | Stock | 12.5
S92E41 | RuB S92 manual ball valve, 2-port (2-way), 2-position, rotary lever, 3/4in female NPT inlet(s), 3/4in female NPT outlet(s), Cv=48.5. | Stock | 17
S92F41 | RuB S92 manual ball valve, 2-port (2-way), 2-position, rotary lever, 1in female NPT inlet(s), 1in female NPT outlet(s), Cv=80.9. | Stock | 28
S92G41 | RuB S92 manual ball valve, 2-port (2-way), 2-position, rotary lever, 1-1/4in female NPT inlet(s), 1-1/4in female NPT outlet(s), Cv=92.4. | Stock | 46
S92H41 | RuB S92 manual ball valve, 2-port (2-way), 2-position, rotary lever, 1-1/2in female NPT inlet(s), 1-1/2in female NPT outlet(s), Cv=144.4. | Stock | 56
S92I41 | RuB S92 manual ball valve, 2-port (2-way), 2-position, rotary lever, 2in female NPT inlet(s), 2in female NPT outlet(s), Cv=206.8. | Stock | 87
S95B41MR | RuB S95 manual ball valve, 2-port (2-way), 2-position, N.C., rotary lever, spring return, 1/4in female NPT inlet(s), 1/4in female NPT outlet(s), Cv=4.5. | Stock | 42
S95C41MR | RuB S95 manual ball valve, 2-port (2-way), 2-position, N.C., rotary lever, spring return, 3/8in female NPT inlet(s), 3/8in female NPT outlet(s), Cv=9.5. | Stock | 42
S95D41MR | RuB S95 manual ball valve, 2-port (2-way), 2-position, N.C., rotary lever, spring return, 1/2in female NPT inlet(s), 1/2in female NPT outlet(s), Cv=32.3. | Stock | 41
S95E41MR | RuB S95 manual ball valve, 2-port (2-way), 2-position, N.C., rotary lever, spring return, 3/4in female NPT inlet(s), 3/4in female NPT outlet(s), Cv=48.5. | Stock | 53
S95F41MR | RuB S95 manual ball valve, 2-port (2-way), 2-position, N.C., rotary lever, spring return, 1in female NPT inlet(s), 1in female NPT outlet(s), Cv=80.9. | Stock | 78
S95G41MR | RuB S95 manual ball valve, 2-port (2-way), 2-position, N.C., rotary lever, spring return, 1-1/4in female NPT inlet(s), 1-1/4in female NPT outlet(s), Cv=92.4. | Stock | 133
S95H41MR | RuB S95 manual ball valve, 2-port (2-way), 2-position, N.C., rotary lever, spring return, 1-1/2in female NPT inlet(s), 1-1/2in female NPT outlet(s), Cv=144.4. | Stock | 161
S95I41MR | RuB S95 manual ball valve, 2-port (2-way), 2-position, N.C., rotary lever, spring return, 2in female NPT inlet(s), 2in female NPT outlet(s), Cv=206.8. | Stock | 230
S93B41 | RuB S93 pneumatic manual ball valve, 3-port (3-way), 2-position, lockable rotary lever, 1/4in female NPT inlet(s), 1/4in female NPT outlet(s), #10-32 female threaded exhaust(s), Cv=4.5. | Stock | 21
S93C41 | RuB S93 pneumatic manual ball valve, 3-port (3-way), 2-position, lockable rotary lever, 3/8in female NPT inlet(s), 3/8in female NPT outlet(s), #10-32 female threaded exhaust(s), Cv=9.5. | Stock | 21
S93D41 | RuB S93 pneumatic manual ball valve, 3-port (3-way), 2-position, lockable rotary lever, 1/2in female NPT inlet(s), 1/2in female NPT outlet(s), #10-32 female threaded exhaust(s), Cv=32.3. | Stock | 22
S93E41 | RuB S93 pneumatic manual ball valve, 3-port (3-way), 2-position, lockable rotary lever, 3/4in female NPT inlet(s), 3/4in female NPT outlet(s), #10-32 female threaded exhaust(s), Cv=48.5. | Stock | 29
S93F41 | RuB S93 pneumatic manual ball valve, 3-port (3-way), 2-position, lockable rotary lever, 1in female NPT inlet(s), 1in female NPT outlet(s), #10-32 female threaded exhaust(s), Cv=80.9. | Stock | 45
S93G41 | RuB S93 pneumatic manual ball valve, 3-port (3-way), 2-position, lockable rotary lever, 1-1/4in female NPT inlet(s), 1-1/4in female NPT outlet(s), 1/4in female NPT exhaust(s), Cv=127.1. | Stock | 98
S93H41 | RuB S93 pneumatic manual ball valve, 3-port (3-way), 2-position, lockable rotary lever, 1-1/2in female NPT inlet(s), 1-1/2in female NPT outlet(s), 1/4in female NPT exhaust(s), Cv=214.9. | Stock | 126
S93I41 | RuB S93 pneumatic manual ball valve, 3-port (3-way), 2-position, lockable rotary lever, 2in female NPT inlet(s), 2in female NPT outlet(s), 1/4in female NPT exhaust(s), Cv=295.8. | Stock | 205
T292B41 | RuB T292 potable water manual ball valve, 2-port (2-way), 2-position, lead-free brass body, PTFE seal(s), 1/4in female NPT inlet(s), 1/4in female NPT outlet(s), Cv=4.5, NSF/ANSI 61 and NSF/ANSI 372. | Stock | 12.5
T292C41 | RuB T292 potable water manual ball valve, 2-port (2-way), 2-position, lead-free brass body, PTFE seal(s), 3/8in female NPT inlet(s), 3/8in female NPT outlet(s), Cv=9.5, NSF/ANSI 61 and NSF/ANSI 372. | Stock | 12.5
T292D41 | RuB T292 potable water manual ball valve, 2-port (2-way), 2-position, lead-free brass body, PTFE seal(s), 1/2in female NPT inlet(s), 1/2in female NPT outlet(s), Cv=32.3, NSF/ANSI 61 and NSF/ANSI 372. | Stock | 14
T292E41 | RuB T292 potable water manual ball valve, 2-port (2-way), 2-position, lead-free brass body, PTFE seal(s), 3/4in female NPT inlet(s), 3/4in female NPT outlet(s), Cv=48.5, NSF/ANSI 61 and NSF/ANSI 372. | Stock | 19
T292F41 | RuB T292 potable water manual ball valve, 2-port (2-way), 2-position, lead-free brass body, PTFE seal(s), 1in female NPT inlet(s), 1in female NPT outlet(s), Cv=80.9, NSF/ANSI 61 and NSF/ANSI 372. | Stock | 30
T292G41 | RuB T292 potable water manual ball valve, 2-port (2-way), 2-position, lead-free brass body, PTFE seal(s), 1-1/4in female NPT inlet(s), 1-1/4in female NPT outlet(s), Cv=127.1, NSF/ANSI 61 and NSF/ANSI 372. | Stock | 51
T292H41 | RuB T292 potable water manual ball valve, 2-port (2-way), 2-position, lead-free brass body, PTFE seal(s), 1-1/2in female NPT inlet(s), 1-1/2in female NPT outlet(s), Cv=144.4, NSF/ANSI 61 and NSF/ANSI 372. | Stock | 63
Accessories for Manual Process Ball Valves
PLFG11 | RuB standard handle, replacement, PVC dipped steel, yellow. For use with RuB 1/4 - 3/8in ball valves. | Stock | 2.75
PLFG13 | RuB standard handle, replacement, PVC dipped steel, yellow. For use with RuB 1/2in ball valves. | Stock | 2.75
PLFG16 | RuB standard handle, replacement, PVC dipped steel, yellow. For use with RuB 3/4 - 1in ball valves. | Stock | 3.75
PLFG19 | RuB standard handle, replacement, PVC dipped steel, yellow. For use with RuB 1-1/4 - 2in ball valves. | Stock | 5.75
PLTG13 | RuB stubby handle, PVC dipped steel, yellow. For use with RuB 1/4 - 1/2in ball valves. | Stock | 3.25
PLTG16 | RuB stubby handle, PVC dipped steel, yellow. For use with RuB 3/4 - 1in ball valves. | Stock | 4.5
PLTG19 | RuB stubby handle, PVC dipped steel, yellow. For use with RuB 1-1/4 - 2in ball valves. | Stock | 6
PFAG03 | RuB T-handle, aluminum, yellow. For use with RuB 1/4 - 1/2in ball valves. | Stock | 2.75
PFAG06 | RuB T-handle, aluminum, yellow. For use with RuB 3/4 - 1in ball valves. | Stock | 3.75
PFFG09 | RuB T-handle, PVC dipped steel, yellow. For use with RuB 1-1/4 - 2in ball valves. | Stock | 8
PBFA13 | RuB standard handle, replacement, PVC dipped steel, blue, lockable. For use with RuB 1/4 - 1/2in ball valves. | Stock | 6.5
PBFA16 | RuB standard handle, replacement, PVC dipped steel, blue, lockable. For use with RuB 3/4 - 1in ball valves. | Stock | 7.75
PBFA19 | RuB standard handle, replacement, PVC dipped steel, blue, lockable. For use with RuB 1-1/4 - 2in ball valves. | Stock | 8.75
Modular Valves
SP-1000-BR | CITO StackPort modular stacking distribution block, glass-filled nylon body, Cv=44.5. | Stock | 28
SS-1000-BR | CITO StackShort modular manual stacking valve, 2-way, 2-position, glass-filled nylon body, Cv=26.7. | Stock | 44
SS-1002-BR | CITO StackShort modular manual stacking valve, 2-way, 2-position, glass-filled nylon body, Cv=26.7. FT-200 temperature gauge included. | Stock | 55
SF-1000-BR-H | CITO StackFlow modular manual stacking valve, 2-way, 2-position, glass-filled nylon body, Cv=21.3. RA-3903 high-flow turbine included. | Stock | 102
SF-1002-BR-H | CITO StackFlow modular manual stacking valve, 2-way, 2-position, glass-filled nylon body, Cv=21.3. FT-200 temperature gauge and RA-3903 high-flow turbine included. | Stock | 115
SV-1024-30-H | CITO StackValve modular solenoid stacking valve, 2-way, 2-position, N.C., glass-filled nylon body, Cv=8.5, 24 VAC/VDC operating voltage, 7.2W, 18mm DIN style wiring plug. RA-3903 high-flow turbine and SF-9130 screen included. | Stock | 300
SV-1120-30-H | CITO StackValve modular solenoid stacking valve, 2-way, 2-position, N.C., glass-filled nylon body, Cv=8.5, 120 VAC operating voltage, 12 VA, 18mm DIN style wiring plug. RA-3903 high-flow turbine and SF-9130 screen included. | Stock | 300
Port Adapters for Modular Valves
EC-3401-K | CITO port adapter, 1/2in female NPT, brass. For use with CITO StackFlow valves body inlet. BK-9100 inlet mounting kit included. | Stock | 43
EC-3601-K | CITO port adapter, 3/4in female NPT, brass. For use with CITO StackFlow valves body inlet. BK-9100 inlet mounting kit included. | Stock | 43
EC-3801-K | CITO port adapter, 1in female NPT, brass. For use with CITO StackFlow valves body inlet. BK-9100 inlet mounting kit included. | Stock | 43
EC-3101-K | CITO port adapter, 1-1/4in female NPT, brass. For use with CITO StackFlow valves body inlet. BK-9100 inlet mounting kit included. | Stock | 43
EC-3121-K | CITO port adapter, 1-1/2in female NPT, brass. For use with CITO StackFlow valves body inlet. BK-9100 inlet mounting kit included. | Stock | 43
SF-5420-K | CITO blank end cap, glass-filled nylon. For use with CITO StackFlow valves body inlet. BK-9100 inlet mounting kit included. | Stock | 12
SF-9220-K | CITO temperature end cap, glass-filled nylon, 40-220 deg F. For use with CITO StackFlow valves body inlet. BK-9100 inlet mounting kit included. | Stock | 35
SF-9100-K | CITO pressure end cap, glass-filled nylon, 0-100 psi range. For use with CITO StackFlow valves body inlet. BK-9100 inlet mounting kit included. | Stock | 35
SF-9160-K | CITO pressure end cap, glass-filled nylon, 0-160 psi range. For use with CITO StackFlow valves body inlet. BK-9100 inlet mounting kit included. | Stock | 35
EC-2011 | CITO port adapter, (1) 1/8in female NPT, brass. For use with CITO StackFlow valves body outlet. | Stock | 30.5
EC-2014 | CITO port adapter, (4) 1/8in female NPT, brass. For use with CITO StackFlow valves body outlet. | Stock | 30.5
EC-2021 | CITO port adapter, (1) 1/4in female NPT, brass. For use with CITO StackFlow valves body outlet. | Stock | 30.5
EC-2024 | CITO port adapter, (4) 1/4in female NPT, brass. For use with CITO StackFlow valves body outlet. | Stock | 30.5
EC-2031 | CITO port adapter, (1) 3/8in female NPT, brass. For use with CITO StackFlow valves body outlet. | Stock | 30.5
EC-2034 | CITO port adapter, (4) 3/8in female NPT, brass. For use with CITO StackFlow valves body outlet. | Stock | 30.5
EC-2041 | CITO port adapter, (1) 1/2in female NPT, brass. For use with CITO StackFlow valves body outlet. | Stock | 30.5
EC-2042 | CITO port adapter, (2) 1/2in female NPT, brass. For use with CITO StackFlow valves body outlet. | Stock | 30.5
EC-2061 | CITO port adapter, (1) 3/4in female NPT, brass. For use with CITO StackFlow valves body outlet. | Stock | 30.5
EC-2081 | CITO port adapter, (1) 1in female NPT, brass. For use with CITO StackFlow valves body outlet. | Stock | 30.5
VC-2902 | CITO flow control valve cap, (1) 1/4in female NPT, brass. For use with CITO StackFlow valves body outlet. | Stock | 56
VC-2903 | CITO flow control valve cap, (1) 3/8in female NPT, brass. For use with CITO StackFlow valves body outlet. | Stock | 60
VC-2904 | CITO flow control valve cap, (1) 1/2in female NPT, brass. For use with CITO StackFlow valves body outlet. | Stock | 69
Accessories for Modular Valves
SF-9120 | CITO screen, replacement, 20 mesh, stainless steel. For use with CITO StackFlow valves. | Stock | 17.5
SF-9130 | CITO screen, replacement, 30 mesh, stainless steel. For use with CITO StackFlow valves. | Stock | 17.5
SF-9140 | CITO screen, replacement, 40 mesh, stainless steel. For use with CITO StackFlow valves. | Stock | 17.5
RTA-3903 | CITO high-flow turbine, replacement, 1-60 GPM. For use with CITO StackFlow valves. O-rings included. | Stock | 49.5
RTA-3191 | CITO low-flow turbine, replacement, 0.5-10 GPM. For use with CITO StackFlow valves. O-rings included. | Stock | 49.5
BK-9100 | CITO inlet mounting kit, for use with CITO StackFlow valves, includes (4) 1/4-20x1 SHCS, (4) 1/4-20 nuts and (1) O-ring. | Stock | 7.25
BK-9750 | CITO short outlet mounting kit, for use with CITO StackFlow valves, includes (4) 1/4-20x3/4 SHCS, (4) 1/4-20 nuts, (1) O-ring and (1) retainer. Retainer required for StackShort valves only. | Stock | 6.5
BK-9225 | CITO long outlet mounting kit, for use with CITO StackFlow valves, includes (4) 1/4-20x2-1/4 SHCS, (4) 1/4-20 nuts and (1) O-ring. | Stock | 8.75
FT-200 | CITO temperature gauge, replacement. For use with CITO StackFlow valves. | Stock | 18
TK-1200 | CITO trim kit, replacement. For use with CITO StackFlow valves. (2) blue and (2) red trim pieces in (3) different trim styles included. | Stock | 6.5
SF-5622 | CITO nut retainer, package of 4. For use with CITO StackFlow valves. | Stock | 8.75
Solenoid Valves
7010020400U | Metal Work pneumatic solenoid valve, 3-port (3-way), 2-position, N.O., single solenoid spring return, 1/8in female NPT inlet(s), 1/8in female NPT outlet(s), 1/8in female NPT exhaust(s), Cv=0.55. | Stock | 54
7020020400U | Metal Work pneumatic solenoid valve, 3-port (3-way), 2-position, N.O., single solenoid spring return, 1/4in female NPT inlet(s), 1/4in female NPT outlet(s), 1/4in female NPT exhaust(s), Cv=1.1. | Stock | 62
7040020400U | Metal Work pneumatic solenoid valve, 3-port (3-way), 2-position, N.O., single solenoid spring return, 3/8in female NPT inlet(s), 3/8in female NPT outlet(s), 3/8in female NPT exhaust(s), Cv=2.1. | Stock | 77
7030020400U | Metal Work pneumatic solenoid valve, 3-port (3-way), 2-position, N.O., single solenoid spring return, 1/2in female NPT inlet(s), 1/2in female NPT outlet(s), 1/2in female NPT exhaust(s), Cv=4.6. | Stock | 147
7010020200U | Metal Work pneumatic solenoid valve, 3-port (3-way), 2-position, N.C., single solenoid spring return, 1/8in female NPT inlet(s), 1/8in female NPT outlet(s), 1/8in female NPT exhaust(s), Cv=0.55. | Stock | 56
7020020200U | Metal Work pneumatic solenoid valve, 3-port (3-way), 2-position, N.C., single solenoid spring return, 1/4in female NPT inlet(s), 1/4in female NPT outlet(s), 1/4in female NPT exhaust(s), Cv=1.1. | Stock | 65
7040020200U | Metal Work pneumatic solenoid valve, 3-port (3-way), 2-position, N.C., single solenoid spring return, 3/8in female NPT inlet(s), 3/8in female NPT outlet(s), 3/8in female NPT exhaust(s), Cv=2.1. | Stock | 77
7030020200U | Metal Work pneumatic solenoid valve, 3-port (3-way), 2-position, N.C., single solenoid spring return, 1/2in female NPT inlet(s), 1/2in female NPT outlet(s), 1/2in female NPT exhaust(s), Cv=4.6. | Stock | 147
7010020500U | Metal Work pneumatic solenoid valve, 3-port (3-way), 2-position, N.C., single solenoid spring return, 1/8in female NPT inlet(s), 1/8in female NPT outlet(s), 1/8in female NPT exhaust(s), #10-32 female UNF pilot(s), Cv=0.55. | Stock | 56
7020020500U | Metal Work pneumatic solenoid valve, 3-port (3-way), 2-position, N.C., single solenoid spring return, 1/4in female NPT inlet(s), 1/4in female NPT outlet(s), 1/4in female NPT exhaust(s), 1/8in female NPT pilot(s), Cv=1.1. | Stock | 65
7040020500U | Metal Work pneumatic solenoid valve, 3-port (3-way), 2-position, N.C., single solenoid spring return, 3/8in female NPT inlet(s), 3/8in female NPT outlet(s), 3/8in female NPT exhaust(s), 1/8in female NPT pilot(s), Cv=2.1. | Stock | 77
7030020500U | Metal Work pneumatic solenoid valve, 3-port (3-way), 2-position, N.C., single solenoid spring return, 1/2in female NPT inlet(s), 1/2in female NPT outlet(s), 1/2in female NPT exhaust(s), 1/8in female NPT pilot(s), Cv=4.6. | Stock | 147
7010021100U | Metal Work pneumatic solenoid valve, 5-port (4-way), 2-position, single solenoid spring return, 1/8in female NPT inlet(s), 1/8in female NPT outlet(s), 1/8in female NPT exhaust(s), Cv=0.55. | Stock | 63
7020021100U | Metal Work pneumatic solenoid valve, 5-port (4-way), 2-position, single solenoid spring return, 1/4in female NPT inlet(s), 1/4in female NPT outlet(s), 1/4in female NPT exhaust(s), Cv=1.1. | Stock | 69
7040021100U | Metal Work pneumatic solenoid valve, 5-port (4-way), 2-position, single solenoid spring return, 3/8in female NPT inlet(s), 3/8in female NPT outlet(s), 3/8in female NPT exhaust(s), Cv=2.1. | Stock | 82
7030021100U | Metal Work pneumatic solenoid valve, 5-port (4-way), 2-position, single solenoid spring return, 1/2in female NPT inlet(s), 1/2in female NPT outlet(s), 1/2in female NPT exhaust(s), Cv=4.6. | Stock | 169
7010021200U | Metal Work pneumatic solenoid valve, 5-port (4-way), 2-position, double solenoid, 1/8in female NPT inlet(s), 1/8in female NPT outlet(s), 1/8in female NPT exhaust(s), Cv=0.55. | Stock | 84
7020021200U | Metal Work pneumatic solenoid valve, 5-port (4-way), 2-position, double solenoid, 1/4in female NPT inlet(s), 1/4in female NPT outlet(s), 1/4in female NPT exhaust(s), Cv=1.1. | Stock | 88
7040021200U | Metal Work pneumatic solenoid valve, 5-port (4-way), 2-position, double solenoid, 3/8in female NPT inlet(s), 3/8in female NPT outlet(s), 3/8in female NPT exhaust(s), Cv=2.1. | Stock | 106
7030021200U | Metal Work pneumatic solenoid valve, 5-port (4-way), 2-position, double solenoid, 1/2in female NPT inlet(s), 1/2in female NPT outlet(s), 1/2in female NPT exhaust(s), Cv=4.6. | Stock | 205
7010020100U | Metal Work pneumatic solenoid valve, 3-port (3-way), 2-position, double solenoid, 1/8in female NPT inlet(s), 1/8in female NPT outlet(s), 1/8in female NPT exhaust(s), Cv=0.55. | Stock | 85
7020020100U | Metal Work pneumatic solenoid valve, 3-port (3-way), 2-position, double solenoid, 1/4in female NPT inlet(s), 1/4in female NPT outlet(s), 1/4in female NPT exhaust(s), Cv=1.1. | Stock | 87
7040020100U | Metal Work pneumatic solenoid valve, 3-port (3-way), 2-position, double solenoid, 3/8in female NPT inlet(s), 3/8in female NPT outlet(s), 3/8in female NPT exhaust(s), Cv=2.1. | Stock | 100
7030020100U | Metal Work pneumatic solenoid valve, 3-port (3-way), 2-position, double solenoid, 1/2in female NPT inlet(s), 1/2in female NPT outlet(s), 1/2in female NPT exhaust(s), Cv=4.6. | Stock | 181
7010022100U | Metal Work pneumatic solenoid valve, 5-port (4-way), 3-position, center closed, double solenoid, 1/8in female NPT inlet(s), 1/8in female NPT outlet(s), 1/8in female NPT exhaust(s), Cv=0.55. | Stock | 96
7020022100U | Metal Work pneumatic solenoid valve, 5-port (4-way), 3-position, center closed, double solenoid, 1/4in female NPT inlet(s), 1/4in female NPT outlet(s), 1/4in female NPT exhaust(s), Cv=1.1. | Stock | 111
7040022100U | Metal Work pneumatic solenoid valve, 5-port (4-way), 3-position, center closed, double solenoid, 3/8in female NPT inlet(s), 3/8in female NPT outlet(s), 3/8in female NPT exhaust(s), Cv=2.1. | Stock | 132
7030022100U | Metal Work pneumatic solenoid valve, 5-port (4-way), 3-position, center closed, double solenoid, 1/2in female NPT inlet(s), 1/2in female NPT outlet(s), 1/2in female NPT exhaust(s), Cv=4.6. | Stock | 218
7010022200U | Metal Work pneumatic solenoid valve, 5-port (4-way), 3-position, center exhaust, double solenoid, 1/8in female NPT inlet(s), 1/8in female NPT outlet(s), 1/8in female NPT exhaust(s), Cv=0.55. | Stock | 96
7020022200U | Metal Work pneumatic solenoid valve, 5-port (4-way), 3-position, center exhaust, double solenoid, 1/4in female NPT inlet(s), 1/4in female NPT outlet(s), 1/4in female NPT exhaust(s), Cv=1.1. | Stock | 111
7040022200U | Metal Work pneumatic solenoid valve, 5-port (4-way), 3-position, center exhaust, double solenoid, 3/8in female NPT inlet(s), 3/8in female NPT outlet(s), 3/8in female NPT exhaust(s), Cv=2.1. | Stock | 132
7030022200U | Metal Work pneumatic solenoid valve, 5-port (4-way), 3-position, center exhaust, double solenoid, 1/2in female NPT inlet(s), 1/2in female NPT outlet(s), 1/2in female NPT exhaust(s), Cv=4.6. | Stock | 218
7010022300U | Metal Work pneumatic solenoid valve, 5-port (4-way), 3-position, center pressure, double solenoid, 1/8in female NPT inlet(s), 1/8in female NPT outlet(s), 1/8in female NPT exhaust(s), Cv=0.55. | Stock | 96
7020022300U | Metal Work pneumatic solenoid valve, 5-port (4-way), 3-position, center pressure, double solenoid, 1/4in female NPT inlet(s), 1/4in female NPT outlet(s), 1/4in female NPT exhaust(s), Cv=1.1. | Stock | 111
7040022300U | Metal Work pneumatic solenoid valve, 5-port (4-way), 3-position, center pressure, double solenoid, 3/8in female NPT inlet(s), 3/8in female NPT outlet(s), 3/8in female NPT exhaust(s), Cv=2.1. | Stock | 132
7030022300U | Metal Work pneumatic solenoid valve, 5-port (4-way), 3-position, center pressure, double solenoid, 1/2in female NPT inlet(s), 1/2in female NPT outlet(s), 1/2in female NPT exhaust(s), Cv=4.6. | Stock | 218
HVS-5211 | NITRA pneumatic solenoid valve, ISO 5599/1 size 1, 5-way, 2-position, single solenoid spring return, aluminum alloy body, locking manual override. | Stock | 96
HVS-5212 | NITRA pneumatic solenoid valve, ISO 5599/1 size 1, 5-way, 2-position, double solenoid, aluminum alloy body, locking manual override. | Stock | 125
HVS-53C12 | NITRA pneumatic solenoid valve, ISO 5599/1 size 1, 5-way, 3-position, center closed, double solenoid, aluminum alloy body, locking manual override. | Stock | 150
HVS-53E12 | NITRA pneumatic solenoid valve, ISO 5599/1 size 1, 5-way, 3-position, center exhaust, double solenoid, aluminum alloy body, locking manual override. | Stock | 150
HVS-53P12 | NITRA pneumatic solenoid valve, ISO 5599/1 size 1, 5-way, 3-position, center pressure, double solenoid, aluminum alloy body, locking manual override. | Stock | 150
HVS-5221 | NITRA pneumatic solenoid valve, ISO 5599/1 size 2, 5-way, 2-position, single solenoid spring return, aluminum alloy body, locking manual override. | Stock | 148
HVS-5222 | NITRA pneumatic solenoid valve, ISO 5599/1 size 2, 5-way, 2-position, double solenoid, aluminum alloy body, locking manual override. | Stock | 174
HVS-53C22 | NITRA pneumatic solenoid valve, ISO 5599/1 size 2, 5-way, 3-position, center closed, double solenoid, aluminum alloy body, locking manual override. | Stock | 183
HVS-53E22 | NITRA pneumatic solenoid valve, ISO 5599/1 size 2, 5-way, 3-position, center exhaust, double solenoid, aluminum alloy body, locking manual override. | Stock | 183
HVS-53P22 | NITRA pneumatic solenoid valve, ISO 5599/1 size 2, 5-way, 3-position, center pressure, double solenoid, aluminum alloy body, locking manual override. | Stock | 183
PAL-V2-32C | NITRA pneumatic solenoid valve, modular, 3-way, 2-position, (2) N.C., single solenoid spring return, reinforced technopolymer body, IP65, locking manual override, Cv=0.64, 12-24 VDC. | Stock | 50
PAL-V2-32A | NITRA pneumatic solenoid valve, modular, 3-way, 2-position, (2) N.O., single solenoid spring return, reinforced technopolymer body, IP65, locking manual override, Cv=0.64, 12-24 VDC. | Stock | 56
PAL-V2-32C32A | NITRA pneumatic solenoid valve, modular, 3-way, 2-position, (1) N.C. / (1) N.O., single solenoid spring return, reinforced technopolymer body, IP65, locking manual override, Cv=0.64, 12-24 VDC. | Stock | 56
PAL-V1-52 | NITRA pneumatic solenoid valve, modular, 5-way, 2-position, single solenoid spring return, reinforced technopolymer body, IP65, locking manual override, Cv=0.7, 12-24 VDC. | Stock | 37.5
PAL-V2-52 | NITRA pneumatic solenoid valve, modular, 5-way, 2-position, double solenoid, reinforced technopolymer body, IP65, locking manual override, Cv=0.7, 12-24 VDC. | Stock | 53
PAL-V2-53C | NITRA pneumatic solenoid valve, modular, 5-way, 3-position, center closed, double solenoid, reinforced technopolymer body, IP65, locking manual override, Cv=0.49, 12-24 VDC. | Stock | 56
PAL-V1-32C | NITRA pneumatic solenoid valve, modular, 3-way, 2-position, (1) high-flow N.C., single solenoid spring return, reinforced technopolymer body, IP65, locking manual override, Cv=1.28, 12-24 VDC. | Stock | 42
PAL-V1-32A | NITRA pneumatic solenoid valve, modular, 3-way, 2-position, (1) high-flow N.O., single solenoid spring return, reinforced technopolymer body, IP65, locking manual override, Cv=1.28, 12-24 VDC. | Stock | 42
PAL-V1-SR | NITRA pneumatic solenoid bank shut-off pressure relief valve, modular, 5-way, 2-position, single solenoid spring return, reinforced technopolymer body, IP65, locking manual override, Cv=1.07, 12-24 VDC. | Stock | 64
CMV-A1L-1A | NITRA pneumatic solenoid valve, double compact modular, 3-way, 2-position, (2) N.C., single solenoid spring return, reinforced technopolymer body, IP65, locking manual override, (2) 5/32in (4mm) push-to-connect outlet(s), Cv=0.2, 24 VDC. | Stock | 138
CMV-A2L-1A | NITRA pneumatic solenoid valve, double compact modular, 3-way, 2-position, (2) N.O., single solenoid spring return, reinforced technopolymer body, IP65, locking manual override, (2) 5/32in (4mm) push-to-connect outlet(s), Cv=0.2, 24 VDC. | Stock | 138
CMV-A3L-1A | NITRA pneumatic solenoid valve, double compact modular, 3-way, 2-position, (1) N.C. / (1) N.O., single solenoid spring return, reinforced technopolymer body, IP65, locking manual override, (2) 5/32in (4mm) push-to-connect outlet(s), Cv=0.2, 24 VDC. | Stock | 138
CMV-B1L-1A | NITRA pneumatic solenoid valve, compact modular, 5-way, 2-position, single solenoid spring return, reinforced technopolymer body, IP65, locking manual override, (2) 5/32in (4mm) push-to-connect outlet(s), Cv=0.2, 24 VDC. | Stock | 95
CMV-B2L-1A | NITRA pneumatic solenoid valve, compact modular, 5-way, 2-position, double solenoid, reinforced technopolymer body, IP65, locking manual override, (2) 5/32in (4mm) push-to-connect outlet(s), Cv=0.2, 24 VDC. | Stock | 120
CMV-B3L-1A | NITRA pneumatic solenoid valve, compact modular, 5-way, 3-position, center closed, double solenoid, reinforced technopolymer body, IP65, locking manual override, (2) 5/32in (4mm) push-to-connect outlet(s), Cv=0.2, 24 VDC. | Stock | 134
CMV-A1L-2A | NITRA pneumatic solenoid valve, double compact modular, 3-way, 2-position, (2) N.C., single solenoid spring return, reinforced technopolymer body, IP65, locking manual override, (2) 1/4in push-to-connect outlet(s), Cv=0.5, 24 VDC. | Stock | 140
CMV-A2L-2A | NITRA pneumatic solenoid valve, double compact modular, 3-way, 2-position, (2) N.O., single solenoid spring return, reinforced technopolymer body, IP65, locking manual override, (2) 1/4in push-to-connect outlet(s), Cv=0.5, 24 VDC. | Stock | 140
CMV-A3L-2A | NITRA pneumatic solenoid valve, double compact modular, 3-way, 2-position, (1) N.C. / (1) N.O., single solenoid spring return, reinforced technopolymer body, IP65, locking manual override, (2) 1/4in push-to-connect outlet(s), Cv=0.5, 24 VDC. | Stock | 140
CMV-B1L-2A | NITRA pneumatic solenoid valve, compact modular, 5-way, 2-position, single solenoid spring return, reinforced technopolymer body, IP65, locking manual override, (2) 1/4in push-to-connect outlet(s), Cv=0.5, 24 VDC. | Stock | 99
CMV-B2L-2A | NITRA pneumatic solenoid valve, compact modular, 5-way, 2-position, double solenoid, reinforced technopolymer body, IP65, locking manual override, (2) 1/4in push-to-connect outlet(s), Cv=0.5, 24 VDC. | Stock | 138
CMV-B3L-2A | NITRA pneumatic solenoid valve, compact modular, 5-way, 3-position, center closed, double solenoid, reinforced technopolymer body, IP65, locking manual override, (2) 1/4in push-to-connect outlet(s), Cv=0.3, 24 VDC. | Stock | 138
CMV-A1L-3A | NITRA pneumatic solenoid valve, double compact modular, 3-way, 2-position, (2) N.C., single solenoid spring return, reinforced technopolymer body, IP65, locking manual override, (2) 5/16in (8mm) push-to-connect outlet(s), Cv=0.65, 24 VDC. | Stock | 143
CMV-A2L-3A | NITRA pneumatic solenoid valve, double compact modular, 3-way, 2-position, (2) N.O., single solenoid spring return, reinforced technopolymer body, IP65, locking manual override, (2) 5/16in (8mm) push-to-connect outlet(s), Cv=0.65, 24 VDC. | Stock | 143
CMV-A3L-3A | NITRA pneumatic solenoid valve, double compact modular, 3-way, 2-position, (1) N.C. / (1) N.O., single solenoid spring return, reinforced technopolymer body, IP65, locking manual override, (2) 5/16in (8mm) push-to-connect outlet(s), Cv=0.65, 24 VDC. | Stock | 143
CMV-B1L-3A | NITRA pneumatic solenoid valve, compact modular, 5-way, 2-position, single solenoid spring return, reinforced technopolymer body, IP65, locking manual override, (2) 5/16in (8mm) push-to-connect outlet(s), Cv=0.65, 24 VDC. | Stock | 103
CMV-B2L-3A | NITRA pneumatic solenoid valve, compact modular, 5-way, 2-position, double solenoid, reinforced technopolymer body, IP65, locking manual override, (2) 5/16in (8mm) push-to-connect outlet(s), Cv=0.65, 24 VDC. | Stock | 142
CMV-B3L-3A | NITRA pneumatic solenoid valve, compact modular, 5-way, 3-position, center closed, double solenoid, reinforced technopolymer body, IP65, locking manual override, (2) 5/16in (8mm) push-to-connect outlet(s), Cv=0.3, 24 VDC. | Stock | 143
CMV-A1L-3B | NITRA pneumatic solenoid valve, double compact modular, 3-way, 2-position, (2) N.C., single solenoid spring return, reinforced technopolymer body, IP65, locking manual override, (2) 5/16in (8mm) push-to-connect outlet(s), Cv=1, 24 VDC. | Stock | 207
CMV-A2L-3B | NITRA pneumatic solenoid valve, double compact modular, 3-way, 2-position, (2) N.O., single solenoid spring return, reinforced technopolymer body, IP65, locking manual override, (2) 5/16in (8mm) push-to-connect outlet(s), Cv=1, 24 VDC. | Stock | 207
CMV-A3L-3B | NITRA pneumatic solenoid valve, double compact modular, 3-way, 2-position, (1) N.C. / (1) N.O., single solenoid spring return, reinforced technopolymer body, IP65, locking manual override, (2) 5/16in (8mm) push-to-connect outlet(s), Cv=1, 24 VDC. | Stock | 207
CMV-B1L-3B | NITRA pneumatic solenoid valve, compact modular, 5-way, 2-position, single solenoid spring return, reinforced technopolymer body, IP65, locking manual override, (2) 5/16in (8mm) push-to-connect outlet(s), Cv=1, 24 VDC. | Stock | 165
CMV-B2L-3B | NITRA pneumatic solenoid valve, compact modular, 5-way, 2-position, double solenoid, reinforced technopolymer body, IP65, locking manual override, (2) 5/16in (8mm) push-to-connect outlet(s), Cv=1, 24 VDC. | Stock | 193
CMV-B3L-3B | NITRA pneumatic solenoid valve, compact modular, 5-way, 3-position, center closed, double solenoid, reinforced technopolymer body, IP65, locking manual override, (2) 5/16in (8mm) push-to-connect outlet(s), Cv=0.5, 24 VDC. | Stock | 203
CMV-A1L-4A | NITRA pneumatic solenoid valve, double compact modular, 3-way, 2-position, (2) N.C., single solenoid spring return, reinforced technopolymer body, IP65, locking manual override, (2) 3/8in push-to-connect outlet(s), Cv=1.2, 24 VDC. | Stock | 202
CMV-A2L-4A | NITRA pneumatic solenoid valve, double compact modular, 3-way, 2-position, (2) N.O., single solenoid spring return, reinforced technopolymer body, IP65, locking manual override, (2) 3/8in push-to-connect outlet(s), Cv=1.2, 24 VDC. | Stock | 202
CMV-A3L-4A | NITRA pneumatic solenoid valve, double compact modular, 3-way, 2-position, (1) N.C. / (1) N.O., single solenoid spring return, reinforced technopolymer body, IP65, locking manual override, (2) 3/8in push-to-connect outlet(s), Cv=1.2, 24 VDC. | Stock | 202
CMV-B1L-4A | NITRA pneumatic solenoid valve, compact modular, 5-way, 2-position, single solenoid spring return, reinforced technopolymer body, IP65, locking manual override, (2) 3/8in push-to-connect outlet(s), Cv=1.2, 24 VDC. | Stock | 165
CMV-B2L-4A | NITRA pneumatic solenoid valve, compact modular, 5-way, 2-position, double solenoid, reinforced technopolymer body, IP65, locking manual override, (2) 3/8in push-to-connect outlet(s), Cv=1.2, 24 VDC. | Stock | 183
CMV-B3L-4A | NITRA pneumatic solenoid valve, compact modular, 5-way, 3-position, center closed, double solenoid, reinforced technopolymer body, IP65, locking manual override, (2) 3/8in push-to-connect outlet(s), Cv=0.5, 24 VDC. | Stock | 195
103022011324002 | Mindman pneumatic solenoid stacking valve, 2-port (2-way), 2-position, N.C., single solenoid spring return, (2) 1/8in female NPT inlet(s), 1/8in female NPT outlet(s), Cv=0.04, 24 VDC, 2W, 11mm DIN style wiring plug. | Stock | 28
103022011524002 | Mindman pneumatic solenoid stacking valve, 2-port (2-way), 2-position, N.C., single solenoid spring return, (2) 1/8in female NPT inlet(s), 1/8in female NPT outlet(s), Cv=0.04, 110 VAC, 4.4 VA, 11mm DIN style wiring plug. | Stock | 28
103022013324003 | Mindman pneumatic solenoid stacking valve, 3-port (3-way), 2-position, N.C., single solenoid spring return, (2) 1/8in female NPT inlet(s), 1/8in female NPT outlet(s), vent hole exhaust(s), Cv=0.04, 24 VDC, 2W, 11mm DIN style wiring plug. | Stock | 28
103022013524003 | Mindman pneumatic solenoid stacking valve, 3-port (3-way), 2-position, N.C., single solenoid spring return, (2) 1/8in female NPT inlet(s), 1/8in female NPT outlet(s), vent hole exhaust(s), Cv=0.04, 110 VAC, 4.4 VA, 11mm DIN style wiring plug. | Stock | 28
100815015321002 | Mindman pneumatic solenoid valve, 5-port (4-way), 2-position, single solenoid internal pilot return, M5 x 0.8 female inlet(s), (2) M5 x 0.8 female outlet(s), (2) M5 x 0.8 female exhaust(s), Cv=0.21, 24 VDC, 0.95W, 9.4mm DIN style wiring plug. | Stock | 28
100815015521002 | Mindman pneumatic solenoid valve, 5-port (4-way), 2-position, single solenoid internal pilot return, M5 x 0.8 female inlet(s), (2) M5 x 0.8 female outlet(s), (2) M5 x 0.8 female exhaust(s), Cv=0.21, 110 VAC, 1.12 VA, 9.4mm DIN style wiring plug. | Stock | 29
100815016321001 | Mindman pneumatic solenoid valve, 5-port (4-way), 2-position, double solenoid, M5 x 0.8 female inlet(s), (2) M5 x 0.8 female outlet(s), (2) M5 x 0.8 female exhaust(s), Cv=0.21, 24 VDC, 0.95W, 9.4mm DIN style wiring plug. | Stock | 48
100815016521001 | Mindman pneumatic solenoid valve, 5-port (4-way), 2-position, double solenoid, M5 x 0.8 female inlet(s), (2) M5 x 0.8 female outlet(s), (2) M5 x 0.8 female exhaust(s), Cv=0.21, 110 VAC, 1.12 VA, 9.4mm DIN style wiring plug. | Stock | 49
100818033324001 | Mindman pneumatic solenoid valve, 3-port (3-way), 2-position, N.C., single solenoid internal pilot return, 1/8in female NPT inlet(s), 1/8in female NPT outlet(s), 1/8in female NPT exhaust(s), Cv=0.83, 24 VDC, 0.95W, 9.4mm DIN style wiring plug. | Stock | 31
100818033524001 | Mindman pneumatic solenoid valve, 3-port (3-way), 2-position, N.C., single solenoid internal pilot return, 1/8in female NPT inlet(s), 1/8in female NPT outlet(s), 1/8in female NPT exhaust(s), Cv=0.83, 110 VAC, 1.12 VA, 9.4mm DIN style wiring plug. | Stock | 31
100818015324002 | Mindman pneumatic solenoid valve, 5-port (4-way), 2-position, single solenoid internal pilot return, 1/8in female NPT inlet(s), (2) 1/8in female NPT outlet(s), (2) 1/8in female NPT exhaust(s), Cv=0.67, 24 VDC, 0.95W, 9.4mm DIN style wiring plug. | Stock | 31
100818015524001 | Mindman pneumatic solenoid valve, 5-port (4-way), 2-position, single solenoid internal pilot return, 1/8in female NPT inlet(s), (2) 1/8in female NPT outlet(s), (2) 1/8in female NPT exhaust(s), Cv=0.67, 110 VAC, 1.12 VA, 9.4mm DIN style wiring plug. | Stock | 31
100818016324001 | Mindman pneumatic solenoid valve, 5-port (4-way), 2-position, double solenoid, 1/8in female NPT inlet(s), (2) 1/8in female NPT outlet(s), (2) 1/8in female NPT exhaust(s), Cv=0.67, 24 VDC, 0.95W, 9.4mm DIN style wiring plug. | Stock | 48
100818016524001 | Mindman pneumatic solenoid valve, 5-port (4-way), 2-position, double solenoid, 1/8in female NPT inlet(s), (2) 1/8in female NPT outlet(s), (2) 1/8in female NPT exhaust(s), Cv=0.67, 110 VAC, 1.12 VA, 9.4mm DIN style wiring plug. | Stock | 49
100818017324001 | Mindman pneumatic solenoid valve, 5-port (4-way), 3-position, center closed, double solenoid, 1/8in female NPT inlet(s), (2) 1/8in female NPT outlet(s), (2) 1/8in female NPT exhaust(s), Cv=0.5, 24 VDC, 0.95W, 9.4mm DIN style wiring plug. | Stock | 64
100818017524001 | Mindman pneumatic solenoid valve, 5-port (4-way), 3-position, center closed, double solenoid, 1/8in female NPT inlet(s), (2) 1/8in female NPT outlet(s), (2) 1/8in female NPT exhaust(s), Cv=0.5, 110 VAC, 1.12 VA, 9.4mm DIN style wiring plug. | Stock | 66
100818018324001 | Mindman pneumatic solenoid valve, 5-port (4-way), 3-position, center pressure, double solenoid, 1/8in female NPT inlet(s), (2) 1/8in female NPT outlet(s), (2) 1/8in female NPT exhaust(s), Cv=0.5, 24 VDC, 0.95W, 9.4mm DIN style wiring plug. | Stock | 64
100818019324001 | Mindman pneumatic solenoid valve, 5-port (4-way), 3-position, center exhaust, double solenoid, 1/8in female NPT inlet(s), (2) 1/8in female NPT outlet(s), (2) 1/8in female NPT exhaust(s), Cv=0.5, 24 VDC, 0.95W, 9.4mm DIN style wiring plug. | Stock | 64
100222033324004 | Mindman pneumatic solenoid valve, 3-port (3-way), 2-position, N.C., single solenoid spring return, 1/4in female NPT inlet(s), 1/4in female NPT outlet(s), 1/4in female NPT exhaust(s), Cv=1, 24 VDC, 2W, 11mm DIN style wiring plug. | Stock | 31
100222033524003 | Mindman pneumatic solenoid valve, 3-port (3-way), 2-position, N.C., single solenoid spring return, 1/4in female NPT inlet(s), 1/4in female NPT outlet(s), 1/4in female NPT exhaust(s), Cv=1, 110 VAC, 4.4 VA, 11mm DIN style wiring plug. | Stock | 31
100222015324006 | Mindman pneumatic solenoid valve, 5-port (4-way), 2-position, single solenoid spring return, 1/4in female NPT inlet(s), (2) 1/4in female NPT outlet(s), (2) 1/8in female NPT exhaust(s), Cv=1, 24 VDC, 2W, 11mm DIN style wiring plug. | Stock | 31
100222015524004 | Mindman pneumatic solenoid valve, 5-port (4-way), 2-position, single solenoid spring return, 1/4in female NPT inlet(s), (2) 1/4in female NPT outlet(s), (2) 1/8in female NPT exhaust(s), Cv=1, 110 VAC, 4.4 VA, 11mm DIN style wiring plug. | Stock | 31
100222016324002 | Mindman pneumatic solenoid valve, 5-port (4-way), 2-position, double solenoid, 1/4in female NPT inlet(s), (2) 1/4in female NPT outlet(s), (2) 1/8in female NPT exhaust(s), Cv=1, 24 VDC, 2W, 11mm DIN style wiring plug. | Stock | 49
100222016524003 | Mindman pneumatic solenoid valve, 5-port (4-way), 2-position, double solenoid, 1/4in female NPT inlet(s), (2) 1/4in female NPT outlet(s), (2) 1/8in female NPT exhaust(s), Cv=1, 110 VAC, 4.4 VA, 11mm DIN style wiring plug. | Stock | 49
100222017324001 | Mindman pneumatic solenoid valve, 5-port (4-way), 3-position, center closed, double solenoid, 1/4in female NPT inlet(s), (2) 1/4in female NPT outlet(s), (2) 1/8in female NPT exhaust(s), Cv=0.89, 24 VDC, 2W, 11mm DIN style wiring plug. | Stock | 82
100222018324001 | Mindman pneumatic solenoid valve, 5-port (4-way), 3-position, center pressure, double solenoid, 1/4in female NPT inlet(s), (2) 1/4in female NPT outlet(s), (2) 1/8in female NPT exhaust(s), Cv=0.89, 24 VDC, 2W, 11mm DIN style wiring plug. | Stock | 85
100222019324004 | Mindman pneumatic solenoid valve, 5-port (4-way), 3-position, center exhaust, double solenoid, 1/4in female NPT inlet(s), (2) 1/4in female NPT outlet(s), (2) 1/8in female NPT exhaust(s), Cv=0.89, 24 VDC, 2W, 11mm DIN style wiring plug. | Stock | 82
100222019524002 | Mindman pneumatic solenoid valve, 5-port (4-way), 3-position, center exhaust, double solenoid, 1/4in female NPT inlet(s), (2) 1/4in female NPT outlet(s), (2) 1/8in female NPT exhaust(s), Cv=0.89, 110 VAC, 4.4 VA, 11mm DIN style wiring plug. | Stock | 85
100230033324003 | Mindman pneumatic solenoid valve, 3-port (3-way), 2-position, N.C., single solenoid spring return, 3/8in female NPT inlet(s), 3/8in female NPT outlet(s), 3/8in female NPT exhaust(s), Cv=1.67, 24 VDC, 2W, 11mm DIN style wiring plug. | Stock | 44
100230033524003 | Mindman pneumatic solenoid valve, 3-port (3-way), 2-position, N.C., single solenoid spring return, 3/8in female NPT inlet(s), 3/8in female NPT outlet(s), 3/8in female NPT exhaust(s), Cv=1.67, 110 VAC, 4.4 VA, 11mm DIN style wiring plug. | Stock | 44
100230015324005 | Mindman pneumatic solenoid valve, 5-port (4-way), 2-position, single solenoid spring return, 3/8in female NPT inlet(s), (2) 3/8in female NPT outlet(s), (2) 3/8in female NPT exhaust(s), Cv=1.94, 24 VDC, 2W, 11mm DIN style wiring plug. | Stock | 43
100230015524004 | Mindman pneumatic solenoid valve, 5-port (4-way), 2-position, single solenoid spring return, 3/8in female NPT inlet(s), (2) 3/8in female NPT outlet(s), (2) 3/8in female NPT exhaust(s), Cv=1.94, 110 VAC, 4.4 VA, 11mm DIN style wiring plug. | Stock | 43
100230016324003 | Mindman pneumatic solenoid valve, 5-port (4-way), 2-position, double solenoid, 3/8in female NPT inlet(s), (2) 3/8in female NPT outlet(s), (2) 3/8in female NPT exhaust(s), Cv=1.94, 24 VDC, 2W, 11mm DIN style wiring plug. | Stock | 61
100230016524003 | Mindman pneumatic solenoid valve, 5-port (4-way), 2-position, double solenoid, 3/8in female NPT inlet(s), (2) 3/8in female NPT outlet(s), (2) 3/8in female NPT exhaust(s), Cv=1.94, 110 VAC, 4.4 VA, 11mm DIN style wiring plug. | Stock | 62
100230017324003 | Mindman pneumatic solenoid valve, 5-port (4-way), 3-position, center closed, double solenoid, 3/8in female NPT inlet(s), (2) 3/8in female NPT outlet(s), (2) 3/8in female NPT exhaust(s), Cv=1.39, 24 VDC, 2W, 11mm DIN style wiring plug. | Stock | 109
100230017524005 | Mindman pneumatic solenoid valve, 5-port (4-way), 3-position, center closed, double solenoid, 3/8in female NPT inlet(s), (2) 3/8in female NPT outlet(s), (2) 3/8in female NPT exhaust(s), Cv=1.39, 110 VAC, 4.4 VA, 11mm DIN style wiring plug. | Stock | 109
100230018324002 | Mindman pneumatic solenoid valve, 5-port (4-way), 3-position, center pressure, double solenoid, 3/8in female NPT inlet(s), (2) 3/8in female NPT outlet(s), (2) 3/8in female NPT exhaust(s), Cv=1.39, 24 VDC, 2W, 11mm DIN style wiring plug. | Stock | 109
100230018524001 | Mindman pneumatic solenoid valve, 5-port (4-way), 3-position, center pressure, double solenoid, 3/8in female NPT inlet(s), (2) 3/8in female NPT outlet(s), (2) 3/8in female NPT exhaust(s), Cv=1.39, 110 VAC, 4.4 VA, 11mm DIN style wiring plug. | Stock | 109
100230019324003 | Mindman pneumatic solenoid valve, 5-port (4-way), 3-position, center exhaust, double solenoid, 3/8in female NPT inlet(s), (2) 3/8in female NPT outlet(s), (2) 3/8in female NPT exhaust(s), Cv=1.39, 24 VDC, 2W, 11mm DIN style wiring plug. | Stock | 109
100230019524002 | Mindman pneumatic solenoid valve, 5-port (4-way), 3-position, center exhaust, double solenoid, 3/8in female NPT inlet(s), (2) 3/8in female NPT outlet(s), (2) 3/8in female NPT exhaust(s), Cv=1.39, 110 VAC, 4.4 VA, 11mm DIN style wiring plug. | Stock | 109
100246033324004 | Mindman pneumatic solenoid valve, 3-port (3-way), 2-position, N.C., single solenoid spring return, 1/2in female NPT inlet(s), 1/2in female NPT outlet(s), 1/2in female NPT exhaust(s), Cv=3.33, 24 VDC, 2W, 11mm DIN style wiring plug. | Stock | 57
100246033524003 | Mindman pneumatic solenoid valve, 3-port (3-way), 2-position, N.C., single solenoid spring return, 1/2in female NPT inlet(s), 1/2in female NPT outlet(s), 1/2in female NPT exhaust(s), Cv=3.33, 110 VAC, 4.4 VA, 11mm DIN style wiring plug. | Stock | 60
100246015324005 | Mindman pneumatic solenoid valve, 5-port (4-way), 2-position, single solenoid spring return, 1/2in female NPT inlet(s), (2) 1/2in female NPT outlet(s), (2) 1/2in female NPT exhaust(s), Cv=2.78, 24 VDC, 2W, 11mm DIN style wiring plug. | Stock | 57
100246015524004 | Mindman pneumatic solenoid valve, 5-port (4-way), 2-position, single solenoid spring return, 1/2in female NPT inlet(s), (2) 1/2in female NPT outlet(s), (2) 1/2in female NPT exhaust(s), Cv=2.78, 110 VAC, 4.4 VA, 11mm DIN style wiring plug. | Stock | 57
100246016324004 | Mindman pneumatic solenoid valve, 5-port (4-way), 2-position, double solenoid, 1/2in female NPT inlet(s), (2) 1/2in female NPT outlet(s), (2) 1/2in female NPT exhaust(s), Cv=2.78, 24 VDC, 2W, 11mm DIN style wiring plug. | Stock | 84
100246016524003 | Mindman pneumatic solenoid valve, 5-port (4-way), 2-position, double solenoid, 1/2in female NPT inlet(s), (2) 1/2in female NPT outlet(s), (2) 1/2in female NPT exhaust(s), Cv=2.78, 110 VAC, 4.4 VA, 11mm DIN style wiring plug. | Stock | 84
100246017324004 | Mindman pneumatic solenoid valve, 5-port (4-way), 3-position, center closed, double solenoid, 1/2in female NPT inlet(s), (2) 1/2in female NPT outlet(s), (2) 1/2in female NPT exhaust(s), Cv=1.67, 24 VDC, 2W, 11mm DIN style wiring plug. | Stock | 111
100246017524002 | Mindman pneumatic solenoid valve, 5-port (4-way), 3-position, center closed, double solenoid, 1/2in female NPT inlet(s), (2) 1/2in female NPT outlet(s), (2) 1/2in female NPT exhaust(s), Cv=1.67, 110 VAC, 4.4 VA, 11mm DIN style wiring plug. | Stock | 111
100246018324001 | Mindman pneumatic solenoid valve, 5-port (4-way), 3-position, center pressure, double solenoid, 1/2in female NPT inlet(s), (2) 1/2in female NPT outlet(s), (2) 1/2in female NPT exhaust(s), Cv=1.67, 24 VDC, 2W, 11mm DIN style wiring plug. | Stock | 115
100246018524002 | Mindman pneumatic solenoid valve, 5-port (4-way), 3-position, center pressure, double solenoid, 1/2in female NPT inlet(s), (2) 1/2in female NPT outlet(s), (2) 1/2in female NPT exhaust(s), Cv=1.67, 110 VAC, 4.4 VA, 11mm DIN style wiring plug. | Stock | 115
100246019324002 | Mindman pneumatic solenoid valve, 5-port (4-way), 3-position, center exhaust, double solenoid, 1/2in female NPT inlet(s), (2) 1/2in female NPT outlet(s), (2) 1/2in female NPT exhaust(s), Cv=1.67, 24 VDC, 2W, 11mm DIN style wiring plug. | Stock | 115
AVP-31C1-24D | NITRA pneumatic solenoid stacking valve, 3-port (3-way), 2-position, N.C., single solenoid spring return, (2) 1/8in female NPT inlet(s), (1) 1/8in female NPT outlet(s), (1) vent hole exhaust(s), Cv=0.05, 24 VDC, 3.0W, 11mm DIN style wiring plug. | Stock | 34.5
AVP-31C1-120A | NITRA pneumatic solenoid stacking valve, 3-port (3-way), 2-position, N.C., single solenoid spring return, (2) 1/8in female NPT inlet(s), (1) 1/8in female NPT outlet(s), (1) vent hole exhaust(s), Cv=0.05, 120 VAC, 4.5 VA, 11mm DIN style wiring plug. | Stock | 34.5
AVS-3111-24D | NITRA pneumatic solenoid valve, 3-port (3-way), 2-position, N.C., single solenoid spring return, (1) 1/8in female NPT inlet(s), (1) 1/8in female NPT outlet(s), (1) 1/8in female NPT exhaust(s), Cv=0.67, 24 VDC, 2.5W, 9.4mm DIN style wiring plug. | Stock | 37.5
AVS-3211-24D | NITRA pneumatic solenoid valve, 3-port (3-way), 2-position, N.C., single solenoid spring return, (1) 1/8in female NPT inlet(s), (1) 1/8in female NPT outlet(s), (1) 1/8in female NPT exhaust(s), Cv=0.78, 24 VDC, 3.0W, 11mm DIN style wiring plug. | Stock | 39
AVS-3212-24D | NITRA pneumatic solenoid valve, 3-port (3-way), 2-position, N.C., single solenoid spring return, (1) 1/4in female NPT inlet(s), (1) 1/4in female NPT outlet(s), (1) 1/4in female NPT exhaust(s), Cv=0.89, 24 VDC, 3.0W, 11mm DIN style wiring plug. | Stock | 39
AVS-3312-24D | NITRA pneumatic solenoid valve, 3-port (3-way), 2-position, N.C., single solenoid spring return, (1) 1/4in female NPT inlet(s), (1) 1/4in female NPT outlet(s), (1) 1/4in female NPT exhaust(s), Cv=1.39, 24 VDC, 3.0W, 11mm DIN style wiring plug. | Stock | 55
AVS-3313-24D | NITRA pneumatic solenoid valve, 3-port (3-way), 2-position, N.C., single solenoid spring return, (1) 3/8in female NPT inlet(s), (1) 3/8in female NPT outlet(s), (1) 3/8in female NPT exhaust(s), Cv=1.67, 24 VDC, 3.0W, 11mm DIN style wiring plug. | Stock | 55
AVS-3221-24D | NITRA pneumatic solenoid valve, 3-port (3-way), 2-position, double solenoid, (1) 1/8in female NPT inlet(s), (1) 1/8in female NPT outlet(s), (1) 1/8in female NPT exhaust(s), Cv=0.78, 24 VDC, 3.0W, 11mm DIN style wiring plug. | Stock | 64
AVS-3222-24D | NITRA pneumatic solenoid valve, 3-port (3-way), 2-position, double solenoid, (1) 1/4in female NPT inlet(s), (1) 1/4in female NPT outlet(s), (1) 1/4in female NPT exhaust(s), Cv=0.89, 24 VDC, 3.0W, 11mm DIN style wiring plug. | Stock | 64
AVS-3322-24D | NITRA pneumatic solenoid valve, 3-port (3-way), 2-position, double solenoid, (1) 1/4in female NPT inlet(s), (1) 1/4in female NPT outlet(s), (1) 1/4in female NPT exhaust(s), Cv=1.39, 24 VDC, 3.0W, 11mm DIN style wiring plug. | Stock | 84
AVS-3323-24D | NITRA pneumatic solenoid valve, 3-port (3-way), 2-position, double solenoid, (1) 3/8in female NPT inlet(s), (1) 3/8in female NPT outlet(s), (1) 3/8in female NPT exhaust(s), Cv=1.67, 24 VDC, 3.0W, 11mm DIN style wiring plug. | Stock | 89
AVS-3211-120A | NITRA pneumatic solenoid valve, 3-port (3-way), 2-position, N.C., single solenoid spring return, (1) 1/8in female NPT inlet(s), (1) 1/8in female NPT outlet(s), (1) 1/8in female NPT exhaust(s), Cv=0.78, 120 VAC, 4.5 VA, 11mm DIN style wiring plug. | Stock | 38.5
AVS-3212-120A | NITRA pneumatic solenoid valve, 3-port (3-way), 2-position, N.C., single solenoid spring return, (1) 1/4in female NPT inlet(s), (1) 1/4in female NPT outlet(s), (1) 1/4in female NPT exhaust(s), Cv=0.89, 120 VAC, 4.5 VA, 11mm DIN style wiring plug. | Stock | 38.5
AVS-3312-120A | NITRA pneumatic solenoid valve, 3-port (3-way), 2-position, N.C., single solenoid spring return, (1) 1/4in female NPT inlet(s), (1) 1/4in female NPT outlet(s), (1) 1/4in female NPT exhaust(s), Cv=1.39, 120 VAC, 4.5 VA, 11mm DIN style wiring plug. | Stock | 55
AVS-3313-120A | NITRA pneumatic solenoid valve, 3-port (3-way), 2-position, N.C., single solenoid spring return, (1) 3/8in female NPT inlet(s), (1) 3/8in female NPT outlet(s), (1) 3/8in female NPT exhaust(s), Cv=1.67, 120 VAC, 4.5 VA, 11mm DIN style wiring plug. | Stock | 55
AVS-3222-120A | NITRA pneumatic solenoid valve, 3-port (3-way), 2-position, double solenoid, (1) 1/4in female NPT inlet(s), (1) 1/4in female NPT outlet(s), (1) 1/4in female NPT exhaust(s), Cv=0.89, 120 VAC, 4.5 VA, 11mm DIN style wiring plug. | Stock | 62
AVS-5111-24D | NITRA pneumatic solenoid valve, 5-port (4-way), 2-position, single solenoid spring return, (1) 1/8in female NPT inlet(s), (2) 1/8in female NPT outlet(s), (2) 1/8in female NPT exhaust(s), Cv=0.67, 24 VDC, 2.5W, 9.4mm DIN style wiring plug. | Stock | 37.5
AVS-5211-24D | NITRA pneumatic solenoid valve, 5-port (4-way), 2-position, single solenoid spring return, (1) 1/8in female NPT inlet(s), (2) 1/8in female NPT outlet(s), (2) 1/8in female NPT exhaust(s), Cv=0.78, 24 VDC, 3.0W, 11mm DIN style wiring plug. | Stock | 38.5
AVS-5212-24D | NITRA pneumatic solenoid valve, 5-port (4-way), 2-position, single solenoid spring return, (1) 1/4in female NPT inlet(s), (2) 1/4in female NPT outlet(s), (2) 1/8in female NPT exhaust(s), Cv=0.89, 24 VDC, 3.0W, 11mm DIN style wiring plug. | Stock | 38
AVS-5312-24D | NITRA pneumatic solenoid valve, 5-port (4-way), 2-position, single solenoid spring return, (1) 1/4in female NPT inlet(s), (2) 1/4in female NPT outlet(s), (2) 1/4in female NPT exhaust(s), Cv=1.4, 24 VDC, 3.0W, 11mm DIN style wiring plug. | Stock | 53
AVS-5313-24D | NITRA pneumatic solenoid valve, 5-port (4-way), 2-position, single solenoid spring return, (1) 3/8in female NPT inlet(s), (2) 3/8in female NPT outlet(s), (2) 1/4in female NPT exhaust(s), Cv=1.68, 24 VDC, 3.0W, 11mm DIN style wiring plug. | Stock | 53
AVS-5414-24D | NITRA pneumatic solenoid valve, 5-port (4-way), 2-position, single solenoid spring return, (1) 1/2in female NPT inlet(s), (2) 1/2in female NPT outlet(s), (2) 1/2in female NPT exhaust(s), Cv=2.79, 24 VDC, 3.0W, 11mm DIN style wiring plug. | Stock | 71
AVS-5121-24D | NITRA pneumatic solenoid valve, 5-port (4-way), 2-position, double solenoid, (1) 1/8in female NPT inlet(s), (2) 1/8in female NPT outlet(s), (2) 1/8in female NPT exhaust(s), Cv=0.67, 24 VDC, 2.5W, 9.4mm DIN style wiring plug. | Stock | 61
AVS-5221-24D | NITRA pneumatic solenoid valve, 5-port (4-way), 2-position, double solenoid, (1) 1/8in female NPT inlet(s), (2) 1/8in female NPT outlet(s), (2) 1/8in female NPT exhaust(s), Cv=0.78, 24 VDC, 3.0W, 11mm DIN style wiring plug. | Stock | 62
AVS-5222-24D | NITRA pneumatic solenoid valve, 5-port (4-way), 2-position, double solenoid, (1) 1/4in female NPT inlet(s), (2) 1/4in female NPT outlet(s), (2) 1/8in female NPT exhaust(s), Cv=0.89, 24 VDC, 3.0W, 11mm DIN style wiring plug. | Stock | 62
AVS-5322-24D | NITRA pneumatic solenoid valve, 5-port (4-way), 2-position, double solenoid, (1) 1/4in female NPT inlet(s), (2) 1/4in female NPT outlet(s), (2) 1/4in female NPT exhaust(s), Cv=1.4, 24 VDC, 3.0W, 11mm DIN style wiring plug. | Stock | 76
AVS-5323-24D | NITRA pneumatic solenoid valve, 5-port (4-way), 2-position, double solenoid, (1) 3/8in female NPT inlet(s), (2) 3/8in female NPT outlet(s), (2) 1/4in female NPT exhaust(s), Cv=1.68, 24 VDC, 3.0W, 11mm DIN style wiring plug. | Stock | 76
AVS-5424-24D | NITRA pneumatic solenoid valve, 5-port (4-way), 2-position, double solenoid, (1) 1/2in female NPT inlet(s), (2) 1/2in female NPT outlet(s), (2) 1/2in female NPT exhaust(s), Cv=2.79, 24 VDC, 3.0W, 11mm DIN style wiring plug. | Stock | 107
AVS-5111-120A | NITRA pneumatic solenoid valve, 5-port (4-way), 2-position, single solenoid spring return, (1) 1/8in female NPT inlet(s), (2) 1/8in female NPT outlet(s), (2) 1/8in female NPT exhaust(s), Cv=0.67, 120 VAC, 3.5 VA, 9.4mm DIN style wiring plug. | Stock | 37.5
AVS-5211-120A | NITRA pneumatic solenoid valve, 5-port (4-way), 2-position, single solenoid spring return, (1) 1/8in female NPT inlet(s), (2) 1/8in female NPT outlet(s), (2) 1/8in female NPT exhaust(s), Cv=0.78, 120 VAC, 4.5 VA, 11mm DIN style wiring plug. | Stock | 39
AVS-5212-120A | NITRA pneumatic solenoid valve, 5-port (4-way), 2-position, single solenoid spring return, (1) 1/4in female NPT inlet(s), (2) 1/4in female NPT outlet(s), (2) 1/8in female NPT exhaust(s), Cv=0.89, 120 VAC, 4.5 VA, 11mm DIN style wiring plug. | Stock | 39
AVS-5312-120A | NITRA pneumatic solenoid valve, 5-port (4-way), 2-position, single solenoid spring return, (1) 1/4in female NPT inlet(s), (2) 1/4in female NPT outlet(s), (2) 1/4in female NPT exhaust(s), Cv=1.4, 120 VAC, 4.5 VA, 11mm DIN style wiring plug. | Stock | 53
AVS-5313-120A | NITRA pneumatic solenoid valve, 5-port (4-way), 2-position, single solenoid spring return, (1) 3/8in female NPT inlet(s), (2) 3/8in female NPT outlet(s), (2) 1/4in female NPT exhaust(s), Cv=1.68, 120 VAC, 4.5 VA, 11mm DIN style wiring plug. | Stock | 53
AVS-5414-120A | NITRA pneumatic solenoid valve, 5-port (4-way), 2-position, single solenoid spring return, (1) 1/2in female NPT inlet(s), (2) 1/2in female NPT outlet(s), (2) 1/2in female NPT exhaust(s), Cv=2.79, 120 VAC, 4.5 VA, 11mm DIN style wiring plug. | Stock | 83
AVS-5221-120A | NITRA pneumatic solenoid valve, 5-port (4-way), 2-position, double solenoid, (1) 1/8in female NPT inlet(s), (2) 1/8in female NPT outlet(s), (2) 1/8in female NPT exhaust(s), Cv=0.78, 120 VAC, 4.5 VA, 11mm DIN style wiring plug. | Stock | 64
AVS-5222-120A | NITRA pneumatic solenoid valve, 5-port (4-way), 2-position, double solenoid, (1) 1/4in female NPT inlet(s), (2) 1/4in female NPT outlet(s), (2) 1/8in female NPT exhaust(s), Cv=0.89, 120 VAC, 4.5 VA, 11mm DIN style wiring plug. | Stock | 64
AVS-5323-120A | NITRA pneumatic solenoid valve, 5-port (4-way), 2-position, double solenoid, (1) 3/8in female NPT inlet(s), (2) 3/8in female NPT outlet(s), (2) 1/4in female NPT exhaust(s), Cv=1.68, 120 VAC, 4.5 VA, 11mm DIN style wiring plug. | Stock | 78
AVS-513C1-24D | NITRA pneumatic solenoid valve, 5-port (4-way), 3-position, center closed, double solenoid, (1) 1/8in female NPT inlet(s), (2) 1/8in female NPT outlet(s), (2) 1/8in female NPT exhaust(s), Cv=0.5, 24 VDC, 2.5W, 9.4mm DIN style wiring plug. | Stock | 86
AVS-523C1-24D | NITRA pneumatic solenoid valve, 5-port (4-way), 3-position, center closed, double solenoid, (1) 1/8in female NPT inlet(s), (2) 1/8in female NPT outlet(s), (2) 1/8in female NPT exhaust(s), Cv=0.67, 24 VDC, 3.0W, 11mm DIN style wiring plug. | Stock | 103
AVS-523C2-24D | NITRA pneumatic solenoid valve, 5-port (4-way), 3-position, center closed, double solenoid, (1) 1/4in female NPT inlet(s), (2) 1/4in female NPT outlet(s), (2) 1/8in female NPT exhaust(s), Cv=0.67, 24 VDC, 3.0W, 11mm DIN style wiring plug. | Stock | 103
AVS-533C2-24D | NITRA pneumatic solenoid valve, 5-port (4-way), 3-position, center closed, double solenoid, (1) 1/4in female NPT inlet(s), (2) 1/4in female NPT outlet(s), (2) 1/4in female NPT exhaust(s), Cv=1, 24 VDC, 3.0W, 11mm DIN style wiring plug. | Stock | 146
AVS-533C3-24D | NITRA pneumatic solenoid valve, 5-port (4-way), 3-position, center closed, double solenoid, (1) 3/8in female NPT inlet(s), (2) 3/8in female NPT outlet(s), (2) 1/4in female NPT exhaust(s), Cv=1, 24 VDC, 3.0W, 11mm DIN style wiring plug. | Stock | 146
AVS-543C4-24D | NITRA pneumatic solenoid valve, 5-port (4-way), 3-position, center closed, double solenoid, (1) 1/2in female NPT inlet(s), (2) 1/2in female NPT outlet(s), (2) 1/2in female NPT exhaust(s), Cv=1.68, 24 VDC, 3.0W, 11mm DIN style wiring plug. | Stock | 149
AVS-513E1-24D | NITRA pneumatic solenoid valve, 5-port (4-way), 3-position, center exhaust, double solenoid, (1) 1/8in female NPT inlet(s), (2) 1/8in female NPT outlet(s), (2) 1/8in female NPT exhaust(s), Cv=0.5, 24 VDC, 2.5W, 9.4mm DIN style wiring plug. | Stock | 86
AVS-523E1-24D | NITRA pneumatic solenoid valve, 5-port (4-way), 3-position, center exhaust, double solenoid, (1) 1/8in female NPT inlet(s), (2) 1/8in female NPT outlet(s), (2) 1/8in female NPT exhaust(s), Cv=0.67, 24 VDC, 3.0W, 11mm DIN style wiring plug. | Stock | 103
AVS-523E2-24D | NITRA pneumatic solenoid valve, 5-port (4-way), 3-position, center exhaust, double solenoid, (1) 1/4in female NPT inlet(s), (2) 1/4in female NPT outlet(s), (2) 1/8in female NPT exhaust(s), Cv=0.67, 24 VDC, 3.0W, 11mm DIN style wiring plug. | Stock | 103
AVS-533E2-24D | NITRA pneumatic solenoid valve, 5-port (4-way), 3-position, center exhaust, double solenoid, (1) 1/4in female NPT inlet(s), (2) 1/4in female NPT outlet(s), (2) 1/4in female NPT exhaust(s), Cv=1, 24 VDC, 3.0W, 11mm DIN style wiring plug. | Stock | 146
AVS-533E3-24D | NITRA pneumatic solenoid valve, 5-port (4-way), 3-position, center exhaust, double solenoid, (1) 3/8in female NPT inlet(s), (2) 3/8in female NPT outlet(s), (2) 1/4in female NPT exhaust(s), Cv=1, 24 VDC, 3.0W, 11mm DIN style wiring plug. | Stock | 146
AVS-543E4-24D | NITRA pneumatic solenoid valve, 5-port (4-way), 3-position, center exhaust, double solenoid, (1) 1/2in female NPT inlet(s), (2) 1/2in female NPT outlet(s), (2) 1/2in female NPT exhaust(s), Cv=1.68, 24 VDC, 3.0W, 11mm DIN style wiring plug. | Stock | 149
AVS-513C1-120A | NITRA pneumatic solenoid valve, 5-port (4-way), 3-position, center closed, double solenoid, (1) 1/8in female NPT inlet(s), (2) 1/8in female NPT outlet(s), (2) 1/8in female NPT exhaust(s), Cv=0.5, 120 VAC, 3.5 VA, 9.4mm DIN style wiring plug. | Stock | 86
AVS-523C1-120A | NITRA pneumatic solenoid valve, 5-port (4-way), 3-position, center closed, double solenoid, (1) 1/8in female NPT inlet(s), (2) 1/8in female NPT outlet(s), (2) 1/8in female NPT exhaust(s), Cv=0.67, 120 VAC, 4.5 VA, 11mm DIN style wiring plug. | Stock | 108
AVS-523C2-120A | NITRA pneumatic solenoid valve, 5-port (4-way), 3-position, center closed, double solenoid, (1) 1/4in female NPT inlet(s), (2) 1/4in female NPT outlet(s), (2) 1/8in female NPT exhaust(s), Cv=0.67, 120 VAC, 4.5 VA, 11mm DIN style wiring plug. | Stock | 103
AVS-533C2-120A | NITRA pneumatic solenoid valve, 5-port (4-way), 3-position, center closed, double solenoid, (1) 1/4in female NPT inlet(s), (2) 1/4in female NPT outlet(s), (2) 1/4in female NPT exhaust(s), Cv=1, 120 VAC, 4.5 VA, 11mm DIN style wiring plug. | Stock | 146
AVS-533C3-120A | NITRA pneumatic solenoid valve, 5-port (4-way), 3-position, center closed, double solenoid, (1) 3/8in female NPT inlet(s), (2) 3/8in female NPT outlet(s), (2) 1/4in female NPT exhaust(s), Cv=1, 120 VAC, 4.5 VA, 11mm DIN style wiring plug. | Stock | 146
AVS-543C4-120A | NITRA pneumatic solenoid valve, 5-port (4-way), 3-position, center closed, double solenoid, (1) 1/2in female NPT inlet(s), (2) 1/2in female NPT outlet(s), (2) 1/2in female NPT exhaust(s), Cv=1.68, 120 VAC, 4.5 VA, 11mm DIN style wiring plug. | Stock | 149
AVS-523E1-120A | NITRA pneumatic solenoid valve, 5-port (4-way), 3-position, center exhaust, double solenoid, (1) 1/8in female NPT inlet(s), (2) 1/8in female NPT outlet(s), (2) 1/8in female NPT exhaust(s), Cv=0.67, 120 VAC, 4.5 VA, 11mm DIN style wiring plug. | Stock | 103
AVS-523E2-120A | NITRA pneumatic solenoid valve, 5-port (4-way), 3-position, center exhaust, double solenoid, (1) 1/4in female NPT inlet(s), (2) 1/4in female NPT outlet(s), (2) 1/8in female NPT exhaust(s), Cv=0.67, 120 VAC, 4.5 VA, 11mm DIN style wiring plug. | Stock | 103
AVS-533E2-120A | NITRA pneumatic solenoid valve, 5-port (4-way), 3-position, center exhaust, double solenoid, (1) 1/4in female NPT inlet(s), (2) 1/4in female NPT outlet(s), (2) 1/4in female NPT exhaust(s), Cv=1, 120 VAC, 4.5 VA, 11mm DIN style wiring plug. | Stock | 146
AVS-533E3-120A | NITRA pneumatic solenoid valve, 5-port (4-way), 3-position, center exhaust, double solenoid, (1) 3/8in female NPT inlet(s), (2) 3/8in female NPT outlet(s), (2) 1/4in female NPT exhaust(s), Cv=1, 120 VAC, 4.5 VA, 11mm DIN style wiring plug. | Stock | 146
AVS-543E4-120A | NITRA pneumatic solenoid valve, 5-port (4-way), 3-position, center exhaust, double solenoid, (1) 1/2in female NPT inlet(s), (2) 1/2in female NPT outlet(s), (2) 1/2in female NPT exhaust(s), Cv=1.68, 120 VAC, 4.5 VA, 11mm DIN style wiring plug. | Stock | 149
103310053340009 | Mindman pneumatic solenoid valve, 3-way, 2-position, N.C., single solenoid spring return, 10mm wide body, Cv=0.02, 24 VDC, 1.2W, JAM RMH side plug. | Stock | 32
103310053350003 | Mindman pneumatic solenoid valve, 3-way, 2-position, N.C., single solenoid spring return, 10mm wide body, Cv=0.02, 24 VDC, 1.2W, JAM RMH top plug. | Stock | 32
103310053240004 | Mindman pneumatic solenoid valve, 3-way, 2-position, N.C., single solenoid spring return, 10mm wide body, Cv=0.02, 12 VDC, 1.2W, JAM RMH side plug. | Stock | 33
103310053250001 | Mindman pneumatic solenoid valve, 3-way, 2-position, N.C., single solenoid spring return, 10mm wide body, Cv=0.02, 12 VDC, 1.2W, JAM RMH top plug. | Stock | 33
GVP-211C-12D | NITRA pneumatic solenoid valve, 2-way, 2-position, N.C., single solenoid spring return, 10mm wide body, Cv=0.013, 12 VDC, miniature pin plug. | Stock | 44.5
GVP-211C-24D | NITRA pneumatic solenoid valve, 2-way, 2-position, N.C., single solenoid spring return, 10mm wide body, Cv=0.013, 24 VDC, miniature pin plug. | Stock | 45.5
GVP-311C-12D | NITRA pneumatic solenoid valve, 3-way, 2-position, N.C., single solenoid spring return, 10mm wide body, Cv=0.013, 12 VDC, miniature pin plug. | Stock | 45.5
GVP-311C-24D | NITRA pneumatic solenoid valve, 3-way, 2-position, N.C., single solenoid spring return, 10mm wide body, Cv=0.013, 24 VDC, miniature pin plug. | Stock | 44.5
GVP-311CL-24D | NITRA pneumatic solenoid valve, 3-way, 2-position, N.C., single latching solenoid spring return, 10mm wide body, Cv=0.013, 24 VDC, miniature pin plug. | Stock | 68
GVP-221C-12D | NITRA pneumatic solenoid valve, 2-way, 2-position, N.C., single solenoid spring return, 15mm wide body, Cv=0.047, 12 VDC, 2.3W, 300mm 24 AWG pigtail. | Stock | 39
GVP-321C-12D | NITRA pneumatic solenoid valve, 3-way, 2-position, N.C., single solenoid spring return, 15mm wide body, Cv=0.047, 12 VDC, 2.3W, 300mm 24 AWG pigtail. | Stock | 39
GVP-321C-24D | NITRA pneumatic solenoid valve, 3-way, 2-position, N.C., single solenoid spring return, 15mm wide body, Cv=0.047, 24 VDC, 2.3W, 300mm 24 AWG pigtail. | Stock | 39
GVP-321CL-12D | NITRA pneumatic solenoid valve, 3-way, 2-position, N.C., single latching solenoid spring return, 15mm wide body, Cv=0.047, 12 VDC, 4W, 300mm 24 AWG pigtail. | Stock | 67
50020851098714 | Bucher hydraulic solenoid valve, D03, 4-port (4-way), 3-position, center tandem, double solenoid, cast iron body, momentary manual override, Cv=13.2, 120 VAC, 27W, 18mm DIN style wiring plug. | Stock | 293
51020850058414 | Bucher hydraulic solenoid valve, D03, 4-port (4-way), 3-position, center closed, double solenoid, cast iron body, momentary manual override, Cv=26.4, 120 VAC, 27W, 18mm DIN style wiring plug. | Stock | 293
50020851106114 | Bucher hydraulic solenoid valve, D03, 4-port (4-way), 3-position, center open, double solenoid, cast iron body, momentary manual override, Cv=13.2, 120 VAC, 27W, 18mm DIN style wiring plug. | Stock | 293
51020851106214 | Bucher hydraulic solenoid valve, D03, 4-port (4-way), 3-position, center float, double solenoid, cast iron body, momentary manual override, Cv=21.1, 120 VAC, 27W, 18mm DIN style wiring plug. | Stock | 293
50020851101114 | Bucher hydraulic solenoid valve, D03, 4-port (4-way), 3-position, center tandem, double solenoid, cast iron body, momentary manual override, Cv=13.2, 24 VDC, 26W, 18mm DIN style wiring plug. | Stock | 293
50020852089314 | Bucher hydraulic solenoid valve, D03, 4-port (4-way), 3-position, center closed, double solenoid, cast iron body, momentary manual override, Cv=26.4, 24 VDC, 26W, 18mm DIN style wiring plug. | Stock | 293
51020852389414 | Bucher hydraulic solenoid valve, D03, 4-port (4-way), 3-position, center open, double solenoid, cast iron body, momentary manual override, Cv=13.2, 24 VDC, 26W, 18mm DIN style wiring plug. | Stock | 293
50020851938214 | Bucher hydraulic solenoid valve, D03, 4-port (4-way), 3-position, center float, double solenoid, cast iron body, momentary manual override, Cv=21.1, 24 VDC, 26W, 18mm DIN style wiring plug. | Stock | 293
51020851274 | Bucher hydraulic solenoid valve, D05, 4-port (4-way), 3-position, center tandem, double solenoid, cast iron body, momentary manual override, Cv=26.4, 120 VAC, 34W, 18mm DIN style wiring plug. | Stock | 463
51020851273 | Bucher hydraulic solenoid valve, D05, 4-port (4-way), 3-position, center open, double solenoid, cast iron body, momentary manual override, Cv=42.2, 120 VAC, 34W, 18mm DIN style wiring plug. | Stock | 463
51020851272 | Bucher hydraulic solenoid valve, D05, 4-port (4-way), 3-position, center tandem, double solenoid, cast iron body, momentary manual override, Cv=26.4, 24 VDC, 36W, 18mm DIN style wiring plug. | Stock | 463
51020851271 | Bucher hydraulic solenoid valve, D05, 4-port (4-way), 3-position, center open, double solenoid, cast iron body, momentary manual override, Cv=42.2, 24 VDC, 36W, 18mm DIN style wiring plug. | Stock | 463
Manifolds and Bases for Directional Control Solenoid Valves
0221000200U | Metal Work air compact valve manifold, aluminum, white, 145 psi (10 bar) maximum operating pressure, (2) stations, 1/4in female NPT inlet(s). For use with 1/8in NPT Series 70 valves. | Stock | 13.5
0221000300U | Metal Work air compact valve manifold, aluminum, white, 145 psi (10 bar) maximum operating pressure, (3) stations, 1/4in female NPT inlet(s). For use with 1/8in NPT Series 70 valves. | Stock | 14.5
0221000400U | Metal Work air compact valve manifold, aluminum, white, 145 psi (10 bar) maximum operating pressure, (4) stations, 1/4in female NPT inlet(s). For use with 1/8in NPT Series 70 valves. | Stock | 18
0221000500U | Metal Work air compact valve manifold, aluminum, white, 145 psi (10 bar) maximum operating pressure, (5) stations, 1/4in female NPT inlet(s). For use with 1/8in NPT Series 70 valves. | Stock | 28
0221000600U | Metal Work air compact valve manifold, aluminum, white, 145 psi (10 bar) maximum operating pressure, (6) stations, 1/4in female NPT inlet(s). For use with 1/8in NPT Series 70 valves. | Stock | 35.5
0221000700U | Metal Work air compact valve manifold, aluminum, white, 145 psi (10 bar) maximum operating pressure, (7) stations, 1/4in female NPT inlet(s). For use with 1/8in NPT Series 70 valves. | Stock | 43.5
0222000200U | Metal Work air compact valve manifold, aluminum, white, 145 psi (10 bar) maximum operating pressure, (2) stations, 3/8in female NPT inlet(s). For use with 1/4in NPT Series 70 valves. | Stock | 14.5
0222000300U | Metal Work air compact valve manifold, aluminum, white, 145 psi (10 bar) maximum operating pressure, (3) stations, 3/8in female NPT inlet(s). For use with 1/4in NPT Series 70 valves. | Stock | 20
0222000400U | Metal Work air compact valve manifold, aluminum, white, 145 psi (10 bar) maximum operating pressure, (4) stations, 3/8in female NPT inlet(s). For use with 1/4in NPT Series 70 valves. | Stock | 24
0222000500U | Metal Work air compact valve manifold, aluminum, white, 145 psi (10 bar) maximum operating pressure, (5) stations, 3/8in female NPT inlet(s). For use with 1/4in NPT Series 70 valves. | Stock | 30
0222000600U | Metal Work air compact valve manifold, aluminum, white, 145 psi (10 bar) maximum operating pressure, (6) stations, 3/8in female NPT inlet(s). For use with 1/4in NPT Series 70 valves. | Stock | 36.5
0222000700U | Metal Work air compact valve manifold, aluminum, white, 145 psi (10 bar) maximum operating pressure, (7) stations, 3/8in female NPT inlet(s). For use with 1/4in NPT Series 70 valves. | Stock | 35.5
0223000201U | Metal Work air valve manifold, aluminum, silver, 145 psi (10 bar) maximum operating pressure, (2) stations, 1/4in female NPT inlet(s), 1/4in female NPT exhaust(s). For use with 1/8in NPT Series 70 valves. | Stock | 43.5
0223000301U | Metal Work air valve manifold, aluminum, silver, 145 psi (10 bar) maximum operating pressure, (3) stations, 1/4in female NPT inlet(s), 1/4in female NPT exhaust(s). For use with 1/8in NPT Series 70 valves. | Stock | 53
0223000401U | Metal Work air valve manifold, aluminum, silver, 145 psi (10 bar) maximum operating pressure, (4) stations, 1/4in female NPT inlet(s), 1/4in female NPT exhaust(s). For use with 1/8in NPT Series 70 valves. | Stock | 63
0223000501U | Metal Work air valve manifold, aluminum, silver, 145 psi (10 bar) maximum operating pressure, (5) stations, 1/4in female NPT inlet(s), 1/4in female NPT exhaust(s). For use with 1/8in NPT Series 70 valves. | Stock | 72
0223000601U | Metal Work air valve manifold, aluminum, silver, 145 psi (10 bar) maximum operating pressure, (6) stations, 1/4in female NPT inlet(s), 1/4in female NPT exhaust(s). For use with 1/8in NPT Series 70 valves. | Stock | 86
0223000701U | Metal Work air valve manifold, aluminum, silver, 145 psi (10 bar) maximum operating pressure, (7) stations, 1/4in female NPT inlet(s), 1/4in female NPT exhaust(s). For use with 1/8in NPT Series 70 valves. | Stock | 95
0223000801U | Metal Work air valve manifold, aluminum, silver, 145 psi (10 bar) maximum operating pressure, (8) stations, 1/4in female NPT inlet(s), 1/4in female NPT exhaust(s). For use with 1/8in NPT Series 70 valves. | Stock | 108
0223000901U | Metal Work air valve manifold, aluminum, silver, 145 psi (10 bar) maximum operating pressure, (9) stations, 1/4in female NPT inlet(s), 1/4in female NPT exhaust(s). For use with 1/8in NPT Series 70 valves. | Stock | 116
0223001001U | Metal Work air valve manifold, aluminum, silver, 145 psi (10 bar) maximum operating pressure, (10) stations, 1/4in female NPT inlet(s), 1/4in female NPT exhaust(s). For use with 1/8in NPT Series 70 valves. | Stock | 146
0224000201U | Metal Work air valve manifold, aluminum, silver, 145 psi (10 bar) maximum operating pressure, (2) stations, 3/8in female NPT inlet(s), 3/8in female NPT exhaust(s). For use with 1/4in NPT Series 70 valves. | Stock | 48.5
0224000301U | Metal Work air valve manifold, aluminum, silver, 145 psi (10 bar) maximum operating pressure, (3) stations, 3/8in female NPT inlet(s), 3/8in female NPT exhaust(s). For use with 1/4in NPT Series 70 valves. | Stock | 59
0224000401U | Metal Work air valve manifold, aluminum, silver, 145 psi (10 bar) maximum operating pressure, (4) stations, 3/8in female NPT inlet(s), 3/8in female NPT exhaust(s). For use with 1/4in NPT Series 70 valves. | Stock | 71
0224000501U | Metal Work air valve manifold, aluminum, silver, 145 psi (10 bar) maximum operating pressure, (5) stations, 3/8in female NPT inlet(s), 3/8in female NPT exhaust(s). For use with 1/4in NPT Series 70 valves. | Stock | 85
0224000601U | Metal Work air valve manifold, aluminum, silver, 145 psi (10 bar) maximum operating pressure, (6) stations, 3/8in female NPT inlet(s), 3/8in female NPT exhaust(s). For use with 1/4in NPT Series 70 valves. | Stock | 96
0224000701U | Metal Work air valve manifold, aluminum, silver, 145 psi (10 bar) maximum operating pressure, (7) stations, 3/8in female NPT inlet(s), 3/8in female NPT exhaust(s). For use with 1/4in NPT Series 70 valves. | Stock | 111
0224000801U | Metal Work air valve manifold, aluminum, silver, 145 psi (10 bar) maximum operating pressure, (8) stations, 3/8in female NPT inlet(s), 3/8in female NPT exhaust(s). For use with 1/4in NPT Series 70 valves. | Stock | 130
0224000901U | Metal Work air valve manifold, aluminum, silver, 145 psi (10 bar) maximum operating pressure, (9) stations, 3/8in female NPT inlet(s), 3/8in female NPT exhaust(s). For use with 1/4in NPT Series 70 valves. | Stock | 158
0224001001U | Metal Work air valve manifold, aluminum, silver, 145 psi (10 bar) maximum operating pressure, (10) stations, 3/8in female NPT inlet(s), 3/8in female NPT exhaust(s). For use with 1/4in NPT Series 70 valves. | Stock | 197
HSB-1SG | NITRA air stand-alone base, aluminum alloy, 145 psi (10 bar) maximum operating pressure, G1/4 female BSPP inlet(s), G1/4 female BSPP outlet(s), G1/4 female BSPP exhaust(s), side orientation. For use with ISO 5599/1 size 1 solenoid valves. | Stock | 16
HSB-1SN | NITRA air stand-alone base, aluminum alloy, 145 psi (10 bar) maximum operating pressure, 1/4in female NPT inlet(s), 1/4in female NPT outlet(s), 1/4in female NPT exhaust(s), side orientation. For use with ISO 5599/1 size 1 solenoid valves. | Stock | 16
HSB-1BG | NITRA air stand-alone base, aluminum alloy, 145 psi (10 bar) maximum operating pressure, G1/4 female BSPP inlet(s), G1/4 female BSPP outlet(s), G1/4 female BSPP exhaust(s), bottom orientation. For use with ISO 5599/1 size 1 solenoid valves. | Stock | 15.5
HSB-1BN | NITRA air stand-alone base, aluminum alloy, 145 psi (10 bar) maximum operating pressure, 1/4in female NPT inlet(s), 1/4in female NPT outlet(s), 1/4in female NPT exhaust(s), bottom orientation. For use with ISO 5599/1 size 1 solenoid valves. | Stock | 15.5
HSB-2SG | NITRA air stand-alone base, aluminum alloy, 145 psi (10 bar) maximum operating pressure, G3/8 female BSPP inlet(s), G3/8 female BSPP outlet(s), G3/8 female BSPP exhaust(s), side orientation. For use with ISO 5599/1 size 2 solenoid valves. | Stock | 26
HSB-2SN | NITRA air stand-alone base, aluminum alloy, 145 psi (10 bar) maximum operating pressure, 3/8in female NPT inlet(s), 3/8in female NPT outlet(s), 3/8in female NPT exhaust(s), side orientation. For use with ISO 5599/1 size 2 solenoid valves. | Stock | 26
HSB-2BG | NITRA air stand-alone base, aluminum alloy, 145 psi (10 bar) maximum operating pressure, G3/8 female BSPP inlet(s), G3/8 female BSPP outlet(s), G3/8 female BSPP exhaust(s), bottom orientation. For use with ISO 5599/1 size 2 solenoid valves. | Stock | 22
HSB-2BN | NITRA air stand-alone base, aluminum alloy, 145 psi (10 bar) maximum operating pressure, 3/8in female NPT inlet(s), 3/8in female NPT outlet(s), 3/8in female NPT exhaust(s), bottom orientation. For use with ISO 5599/1 size 2 solenoid valves. | Stock | 22
HM-1G | NITRA air manifold inlet, aluminum alloy, 145 psi (10 bar) maximum operating pressure, G3/8 female BSPP inlet(s), G3/8 female BSPP exhaust(s). For use with ISO 5599/1 size 1 manifolds. | Stock | 12.5
HM-1N | NITRA air manifold inlet, aluminum alloy, 145 psi (10 bar) maximum operating pressure, 3/8in female NPT inlet(s), 3/8in female NPT exhaust(s). For use with ISO 5599/1 size 1 manifolds. | Stock | 12.5
HM-1SG | NITRA air manifold base, aluminum alloy, 145 psi (10 bar) maximum operating pressure, G1/4 female BSPP outlet(s), side orientation. For use with ISO 5599/1 size 1 solenoid valves. | Stock | 29
HM-1SN | NITRA air manifold base, aluminum alloy, 145 psi (10 bar) maximum operating pressure, 1/4in female NPT outlet(s), side orientation. For use with ISO 5599/1 size 1 solenoid valves. | Stock | 29
HM-1BG | NITRA air manifold base, aluminum alloy, 145 psi (10 bar) maximum operating pressure, G1/4 female BSPP outlet(s), bottom orientation. For use with ISO 5599/1 size 1 solenoid valves. | Stock | 29
HM-1BN | NITRA air manifold base, aluminum alloy, 145 psi (10 bar) maximum operating pressure, 1/4in female NPT outlet(s), bottom orientation. For use with ISO 5599/1 size 1 solenoid valves. | Stock | 29
HM-2G | NITRA air manifold inlet, aluminum alloy, 145 psi (10 bar) maximum operating pressure, G1/2 female BSPP inlet(s), G1/2 female BSPP exhaust(s). For use with ISO 5599/1 size 2 manifolds. | Stock | 15.5
HM-2N | NITRA air manifold base, aluminum alloy, 145 psi (10 bar) maximum operating pressure, 1/2in female NPT inlet(s), 1/2in female NPT exhaust(s). For use with ISO 5599/1 size 2 manifolds. | Stock | 15.5
HM-2SG | NITRA air manifold base, aluminum alloy, 145 psi (10 bar) maximum operating pressure, G3/8 female BSPP outlet(s), side orientation. For use with ISO 5599/1 size 2 solenoid valves. | Stock | 35.5
HM-2SN | NITRA air manifold base, aluminum alloy, 145 psi (10 bar) maximum operating pressure, 3/8in female NPT outlet(s), side orientation. For use with ISO 5599/1 size 2 solenoid valves. | Stock | 35.5
HM-2BG | NITRA air manifold base, aluminum alloy, 145 psi (10 bar) maximum operating pressure, G3/8 female BSPP outlet(s), bottom orientation. For use with ISO 5599/1 size 2 solenoid valves. | Stock | 35.5
HM-2BN | NITRA air manifold base, aluminum alloy, 145 psi (10 bar) maximum operating pressure, 3/8in female NPT outlet(s), bottom orientation. For use with ISO 5599/1 size 2 solenoid valves. | Stock | 35.5
PAL-SPC | NITRA closed end spacer, IP65. For use with PAL series assemblies without pneumatics. | Stock | 34
PAL-P12 | NITRA pneumatic compressed air module, left supply/exhaust, Cv=3.76, 1/2in push-to-connect inlet(s), silenced exhaust(s), 5/32in (4mm) push-to-connect pilot(s), IP65. For use with PAL series. | Stock | 34
PAL-C2 | NITRA closed end plate, IP65. For use with PAL series single fieldbus assemblies. | Stock | 72
PAL-C3 | NITRA closed end plate, IP65. For use with PAL series fieldbus assemblies and expansion. Requires PAL series expansion cable or PAL-ACC18 M8 terminator. Used for local expansion. | Stock | 101
PAL-C4 | NITRA closed end plate, IP65. For use with PAL series wired assemblies. | Stock | 37.5
PAL-CB4414 | NITRA pneumatic stand-alone valve base, fiberglass-reinforced thermoplastic, (4) solenoid(s), (4) stations, (1) 1/4in female NPT inlet(s), (8) 1/4in push-to-connect outlet(s), (2) 1/4in female NPT exhaust(s), IP65. For use with PAL series. | Stock | 130
PAL-CB4814 | NITRA pneumatic stand-alone valve base, fiberglass-reinforced thermoplastic, (8) solenoid(s), (4) stations, (1) 1/4in female NPT inlet(s), (8) 1/4in push-to-connect outlet(s), (2) 1/4in female NPT exhaust(s), IP65. For use with PAL series. | Stock | 148
PAL-B3314 | NITRA pneumatic modular valve base, fiberglass-reinforced thermoplastic, (3) solenoid(s), (3) stations, (6) 1/4in push-to-connect outlet(s), IP65. For use with PAL series. | Stock | 92
PAL-B3614 | NITRA pneumatic modular valve base, fiberglass-reinforced thermoplastic, (6) solenoid(s), (3) stations, (6) 1/4in push-to-connect outlet(s), IP65. For use with PAL series. | Stock | 97
PAL-B4414 | NITRA pneumatic modular valve base, fiberglass-reinforced thermoplastic, (4) solenoid(s), (4) stations, (8) 1/4in push-to-connect outlet(s), IP65. For use with PAL series. | Stock | 111
PAL-B4814 | NITRA pneumatic modular valve base, fiberglass-reinforced thermoplastic, (8) solenoid(s), (4) stations, (8) 1/4in push-to-connect outlet(s), IP65. For use with PAL series. | Stock | 120
PAL-M12 | NITRA pneumatic air module, intermediate through, Cv=3.76, 1/2in push-to-connect inlet(s), 5/32in (4mm) push-to-connect pilot(s), IP65. For use with PAL series. Without additional power connection. | Stock | 74
PAL-M12P | NITRA pneumatic air module, intermediate through, Cv=3.76, 1/2in push-to-connect inlet(s), 5/32in (4mm) push-to-connect pilot(s), IP65. For use with PAL series. Requires power cable. With additional power connection. | Stock | 127
CMV-C4X | NITRA pneumatic modular plate, right blind end, anodized aluminum body, IP65. | Stock | 29.5
CMV-D1X-3X | NITRA pneumatic modular plate, intermediate through, Cv=0.65, 5/16in (8mm) push-to-connect inlet(s), 5/16in (8mm) PTC tubing exhaust(s), reinforced technopolymer body, IP65. | Stock | 69
CMV-D2X-3X | NITRA pneumatic modular plate, intermediate blind, Cv=0.65, (2) 5/16in (8mm) push-to-connect inlet(s), reinforced technopolymer body, IP65. | Stock | 67
CMV-D3X-3X | NITRA pneumatic modular plate, intermediate exhaust, Cv=0.65, 5/16in (8mm) PTC tubing exhaust(s), reinforced technopolymer body, IP65. | Stock | 62
100015093024001 | Mindman air valve manifold, aluminum, clear, 145 psi maximum operating pressure, (2) stations, (2) 1/8in female NPT inlet(s), (4) 1/8in female NPT exhaust(s). For use with MVSC1-150 and MVAA-150 series solenoid directional control valves. | Stock | 11
100015093044001 | Mindman air valve manifold, aluminum, clear, 145 psi maximum operating pressure, (4) stations, (2) 1/8in female NPT inlet(s), (4) 1/8in female NPT exhaust(s). For use with MVSC1-150 and MVAA-150 series solenoid directional control valves. | Stock | 17
100015093064001 | Mindman air valve manifold, aluminum, clear, 145 psi maximum operating pressure, (6) stations, (2) 1/8in female NPT inlet(s), (4) 1/8in female NPT exhaust(s). For use with MVSC1-150 and MVAA-150 series solenoid directional control valves. | Stock | 23
100015093084001 | Mindman air valve manifold, aluminum, clear, 145 psi maximum operating pressure, (8) stations, (2) 1/8in female NPT inlet(s), (4) 1/8in female NPT exhaust(s). For use with MVSC1-150 and MVAA-150 series solenoid directional control valves. | Stock | 29
100218091024001 | Mindman air valve manifold, aluminum, clear, 145 psi maximum operating pressure, (2) stations, (2) 1/4in female NPT inlet(s), (2) 1/4in female NPT exhaust(s). For use with MVSC1-180 and MVAA-180 series solenoid directional control valves. | Stock | 19
100218091044002 | Mindman air valve manifold, aluminum, clear, 145 psi maximum operating pressure, (4) stations, (2) 1/4in female NPT inlet(s), (2) 1/4in female NPT exhaust(s). For use with MVSC1-180 and MVAA-180 series solenoid directional control valves. | Stock | 27
100218091064001 | Mindman air valve manifold, aluminum, clear, 145 psi maximum operating pressure, (6) stations, (2) 1/4in female NPT inlet(s), (2) 1/4in female NPT exhaust(s). For use with MVSC1-180 and MVAA-180 series solenoid directional control valves. | Stock | 32
100218091084001 | Mindman air valve manifold, aluminum, clear, 145 psi maximum operating pressure, (8) stations, (2) 1/4in female NPT inlet(s), (2) 1/4in female NPT exhaust(s). For use with MVSC1-180 and MVAA-180 series solenoid directional control valves. | Stock | 42
100018093024002 | Mindman air valve manifold, aluminum, clear, 145 psi maximum operating pressure, (2) stations, (2) 1/4in female NPT inlet(s), (4) 1/4in female NPT exhaust(s). For use with MVSC1-180 and MVAA-180 series solenoid directional control valves. | Stock | 9.5
100018093044002 | Mindman air valve manifold, aluminum, clear, 145 psi maximum operating pressure, (4) stations, (2) 1/4in female NPT inlet(s), (4) 1/4in female NPT exhaust(s). For use with MVSC1-180 and MVAA-180 series solenoid directional control valves. | Stock | 17
100018093064002 | Mindman air valve manifold, aluminum, clear, 145 psi maximum operating pressure, (6) stations, (2) 1/4in female NPT inlet(s), (4) 1/4in female NPT exhaust(s). For use with MVSC1-180 and MVAA-180 series solenoid directional control valves. | Stock | 24.5
100018093084002 | Mindman air valve manifold, aluminum, clear, 145 psi maximum operating pressure, (8) stations, (2) 1/4in female NPT inlet(s), (4) 1/4in female NPT exhaust(s). For use with MVSC1-180 and MVAA-180 series solenoid directional control valves. | Stock | 34
100222091024002 | Mindman air valve manifold, aluminum, clear, 145 psi maximum operating pressure, (2) stations, (2) 1/4in female NPT inlet(s), (2) 1/4in female NPT exhaust(s). For use with MVSC-220 and MVAA-220 series solenoid directional control valves. | Stock | 17.5
100222091044002 | Mindman air valve manifold, aluminum, clear, 145 psi maximum operating pressure, (4) stations, (2) 1/4in female NPT inlet(s), (2) 1/4in female NPT exhaust(s). For use with MVSC-220 and MVAA-220 series solenoid directional control valves. | Stock | 30.5
100222091064001 | Mindman air valve manifold, aluminum, clear, 145 psi maximum operating pressure, (6) stations, (2) 1/4in female NPT inlet(s), (2) 1/4in female NPT exhaust(s). For use with MVSC-220 and MVAA-220 series solenoid directional control valves. | Stock | 43
100222091084002 | Mindman air valve manifold, aluminum, clear, 145 psi maximum operating pressure, (8) stations, (2) 1/4in female NPT inlet(s), (2) 1/4in female NPT exhaust(s). For use with MVSC-220 and MVAA-220 series solenoid directional control valves. | Stock | 56
100222093024002 | Mindman air valve manifold, aluminum, clear, 145 psi maximum operating pressure, (2) stations, (2) 1/4in female NPT inlet(s), (4) 1/4in female NPT exhaust(s). For use with MVSC-220 and MVAA-220 series solenoid directional control valves. | Stock | 12.5
100222093044002 | Mindman air valve manifold, aluminum, clear, 145 psi maximum operating pressure, (4) stations, (2) 1/4in female NPT inlet(s), (4) 1/4in female NPT exhaust(s). For use with MVSC-220 and MVAA-220 series solenoid directional control valves. | Stock | 23
100222093064002 | Mindman air valve manifold, aluminum, clear, 145 psi maximum operating pressure, (6) stations, (2) 1/4in female NPT inlet(s), (4) 1/4in female NPT exhaust(s). For use with MVSC-220 and MVAA-220 series solenoid directional control valves. | Stock | 36
100222093084002 | Mindman air valve manifold, aluminum, clear, 145 psi maximum operating pressure, (8) stations, (2) 1/4in female NPT inlet(s), (4) 1/4in female NPT exhaust(s). For use with MVSC-220 and MVAA-220 series solenoid directional control valves. | Stock | 48
100230091024001 | Mindman air valve manifold, aluminum, clear, 145 psi maximum operating pressure, (2) stations, (2) 3/8in female NPT inlet(s), (2) 3/8in female NPT exhaust(s). For use with MVSC-300 and MVAA-300 series solenoid directional control valves. | Stock | 19
100230091044001 | Mindman air valve manifold, aluminum, clear, 145 psi maximum operating pressure, (4) stations, (2) 3/8in female NPT inlet(s), (2) 3/8in female NPT exhaust(s). For use with MVSC-300 and MVAA-300 series solenoid directional control valves. | Stock | 35
100230091064001 | Mindman air valve manifold, aluminum, clear, 145 psi maximum operating pressure, (6) stations, (2) 3/8in female NPT inlet(s), (2) 3/8in female NPT exhaust(s). For use with MVSC-300 and MVAA-300 series solenoid directional control valves. | Stock | 52
100230091084001 | Mindman air valve manifold, aluminum, clear, 145 psi maximum operating pressure, (8) stations, (2) 3/8in female NPT inlet(s), (2) 3/8in female NPT exhaust(s). For use with MVSC-300 and MVAA-300 series solenoid directional control valves. | Stock | 66
100030093024002 | Mindman air valve manifold, aluminum, clear, 145 psi maximum operating pressure, (2) stations, (2) 3/8in female NPT inlet(s), (4) 3/8in female NPT exhaust(s). For use with MVSC-300 and MVAA-300 series solenoid directional control valves. | Stock | 17
100030093044001 | Mindman air valve manifold, aluminum, clear, 145 psi maximum operating pressure, (4) stations, (2) 3/8in female NPT inlet(s), (4) 3/8in female NPT exhaust(s). For use with MVSC-300 and MVAA-300 series solenoid directional control valves. | Stock | 34
100030093064002 | Mindman air valve manifold, aluminum, clear, 145 psi maximum operating pressure, (6) stations, (2) 3/8in female NPT inlet(s), (4) 3/8in female NPT exhaust(s). For use with MVSC-300 and MVAA-300 series solenoid directional control valves. | Stock | 51
100030093084001 | Mindman air valve manifold, aluminum, clear, 145 psi maximum operating pressure, (8) stations, (2) 3/8in female NPT inlet(s), (4) 3/8in female NPT exhaust(s). For use with MVSC-300 and MVAA-300 series solenoid directional control valves. | Stock | 68
100246091024002 | Mindman air valve manifold, aluminum, clear, 145 psi maximum operating pressure, (2) stations, (2) 1/2in female NPT inlet(s), (2) 1/2in female NPT exhaust(s). For use with MVSC-460 and MVAA-460 series solenoid directional control valves. | Stock | 27
100246091044002 | Mindman air valve manifold, aluminum, clear, 145 psi maximum operating pressure, (4) stations, (2) 1/2in female NPT inlet(s), (2) 1/2in female NPT exhaust(s). For use with MVSC-460 and MVAA-460 series solenoid directional control valves. | Stock | 49
100246091064001 | Mindman air valve manifold, aluminum, clear, 145 psi maximum operating pressure, (6) stations, (2) 1/2in female NPT inlet(s), (2) 1/2in female NPT exhaust(s). For use with MVSC-460 and MVAA-460 series solenoid directional control valves. | Stock | 71
100246091084001 | Mindman air valve manifold, aluminum, clear, 145 psi maximum operating pressure, (8) stations, (2) 1/2in female NPT inlet(s), (2) 1/2in female NPT exhaust(s). For use with MVSC-460 and MVAA-460 series solenoid directional control valves. | Stock | 92
100246093024002 | Mindman air valve manifold, aluminum, clear, 145 psi maximum operating pressure, (2) stations, (2) 1/2in female NPT inlet(s), (4) 1/2in female NPT exhaust(s). For use with MVSC-460 and MVAA-460 series solenoid directional control valves. | Stock | 24
100246093044002 | Mindman air valve manifold, aluminum, clear, 145 psi maximum operating pressure, (4) stations, (2) 1/2in female NPT inlet(s), (4) 1/2in female NPT exhaust(s). For use with MVSC-460 and MVAA-460 series solenoid directional control valves. | Stock | 36
100246093064001 | Mindman air valve manifold, aluminum, clear, 145 psi maximum operating pressure, (6) stations, (2) 1/2in female NPT inlet(s), (4) 1/2in female NPT exhaust(s). For use with MVSC-460 and MVAA-460 series solenoid directional control valves. | Stock | 52
100246093084001 | Mindman air valve manifold, aluminum, clear, 145 psi maximum operating pressure, (8) stations, (2) 1/2in female NPT inlet(s), (4) 1/2in female NPT exhaust(s). For use with MVSC-460 and MVAA-460 series solenoid directional control valves. | Stock | 66
100430093024001 | Mindman air valve manifold, aluminum, clear, 174 psi maximum operating pressure, (2) stations, (2) 3/8in female NPT inlet(s), (4) 3/8in female NPT exhaust(s). For use with MVHB-300 series manual directional control valves. | Stock | 18
100430093044001 | Mindman air valve manifold, aluminum, clear, 174 psi maximum operating pressure, (4) stations, (2) 3/8in female NPT inlet(s), (4) 3/8in female NPT exhaust(s). For use with MVHB-300 series manual directional control valves. | Stock | 29
100450093024001 | Mindman air valve manifold, aluminum, clear, 174 psi maximum operating pressure, (2) stations, (2) 1/2in female NPT inlet(s), (4) 1/2in female NPT exhaust(s). For use with MVHB-500 series manual directional control valves. | Stock | 27
100450093044001 | Mindman air valve manifold, aluminum, clear, 174 psi maximum operating pressure, (4) stations, (2) 1/2in female NPT inlet(s), (4) 1/2in female NPT exhaust(s). For use with MVHB-500 series manual directional control valves. | Stock | 44
AM-312 | NITRA pneumatic valve manifold, aluminum, off-white, (2) stations, (2) 1/4in female NPT inlet(s), (2) 1/4in female NPT exhaust(s). For use with AVS-31 series directional control valves. | Stock | 27
AM-314 | NITRA pneumatic valve manifold, aluminum, off-white, (4) stations, (2) 1/4in female NPT inlet(s), (2) 1/4in female NPT exhaust(s). For use with AVS-31 series directional control valves. | Stock | 39
AM-316 | NITRA pneumatic valve manifold, aluminum, off-white, (6) stations, (2) 1/4in female NPT inlet(s), (2) 1/4in female NPT exhaust(s). For use with AVS-31 series directional control valves. | Stock | 47
AM-318 | NITRA pneumatic valve manifold, aluminum, off-white, (8) stations, (2) 1/4in female NPT inlet(s), (2) 1/4in female NPT exhaust(s). For use with AVS-31 series directional control valves. | Stock | 61
AM-322 | NITRA pneumatic valve manifold, aluminum, off-white, (2) stations, (2) 1/4in female NPT inlet(s), (2) 1/4in female NPT exhaust(s). For use with AVS-32 series directional control valves. | Stock | 25
AM-324 | NITRA pneumatic valve manifold, aluminum, off-white, (4) stations, (2) 1/4in female NPT inlet(s), (2) 1/4in female NPT exhaust(s). For use with AVS-32 series directional control valves. | Stock | 44
AM-326 | NITRA pneumatic valve manifold, aluminum, off-white, (6) stations, (2) 1/4in female NPT inlet(s), (2) 1/4in female NPT exhaust(s). For use with AVS-32 series directional control valves. | Stock | 62
AM-328 | NITRA pneumatic valve manifold, aluminum, off-white, (8) stations, (2) 1/4in female NPT inlet(s), (2) 1/4in female NPT exhaust(s). For use with AVS-32 series directional control valves. | Stock | 81
AM-332 | NITRA pneumatic valve manifold, aluminum, off-white, (2) stations, (2) 3/8in female NPT inlet(s), (2) 3/8in female NPT exhaust(s). For use with AVS-33 series directional control valves. | Stock | 28
AM-334 | NITRA pneumatic valve manifold, aluminum, off-white, (4) stations, (2) 3/8in female NPT inlet(s), (2) 3/8in female NPT exhaust(s). For use with AVS-33 series directional control valves. | Stock | 50
AM-336 | NITRA pneumatic valve manifold, aluminum, off-white, (6) stations, (2) 3/8in female NPT inlet(s), (2) 3/8in female NPT exhaust(s). For use with AVS-33 series directional control valves. | Stock | 90
AM-338 | NITRA pneumatic valve manifold, aluminum, off-white, (8) stations, (2) 3/8in female NPT inlet(s), (2) 3/8in female NPT exhaust(s). For use with AVS-33 series directional control valves. | Stock | 95
AM-516 | NITRA pneumatic valve manifold, aluminum, off-white, (6) stations, (2) 1/4in female NPT inlet(s), (4) 1/4in female NPT exhaust(s). For use with AVS-51 series directional control valves. | Stock | 34.5
AM-518 | NITRA pneumatic valve manifold, aluminum, off-white, (8) stations, (2) 1/4in female NPT inlet(s), (4) 1/4in female NPT exhaust(s). For use with AVS-51 series directional control valves. | Stock | 48.5
AM-522 | NITRA pneumatic valve manifold, aluminum, white, (2) stations, (2) 1/4in female NPT inlet(s), (4) 1/4in female NPT exhaust(s). For use with AVS-52 series directional control valves. | Stock | 18.5
AM-524 | NITRA pneumatic valve manifold, aluminum, off-white, (4) stations, (2) 1/4in female NPT inlet(s), (4) 1/4in female NPT exhaust(s). For use with AVS-52 series directional control valves. | Stock | 35
AM-526 | NITRA pneumatic valve manifold, aluminum, off-white, (6) stations, (2) 1/4in female NPT inlet(s), (4) 1/4in female NPT exhaust(s). For use with AVS-52 series directional control valves. | Stock | 51
AM-528 | NITRA pneumatic valve manifold, aluminum, off-white, (8) stations, (2) 1/4in female NPT inlet(s), (4) 1/4in female NPT exhaust(s). For use with AVS-52 series directional control valves. | Stock | 68
AM-532 | NITRA pneumatic valve manifold, aluminum, off-white, (2) stations, (2) 3/8in female NPT inlet(s), (4) 3/8in female NPT exhaust(s). For use with AVS-53 series directional control valves. | Stock | 24
AM-534 | NITRA pneumatic valve manifold, aluminum, off-white, (4) stations, (2) 3/8in female NPT inlet(s), (4) 3/8in female NPT exhaust(s). For use with AVS-53 series directional control valves. | Stock | 48
AM-536 | NITRA pneumatic valve manifold, aluminum, off-white, (6) stations, (2) 3/8in female NPT inlet(s), (4) 3/8in female NPT exhaust(s). For use with AVS-53 series directional control valves. | Stock | 71
AM-538 | NITRA pneumatic valve manifold, aluminum, off-white, (8) stations, (2) 3/8in female NPT inlet(s), (4) 3/8in female NPT exhaust(s). For use with AVS-53 series directional control valves. | Stock | 96
AM-542 | NITRA pneumatic valve manifold, aluminum, off-white, (2) stations, (2) 1/2in female NPT inlet(s), (4) 1/2in female NPT exhaust(s). For use with AVS-54 series directional control valves. | Stock | 32
AM-544 | NITRA pneumatic valve manifold, aluminum, off-white, (4) stations, (2) 1/2in female NPT inlet(s), (4) 1/2in female NPT exhaust(s). For use with AVS-54 series directional control valves. | Stock | 65
AM-546 | NITRA pneumatic valve manifold, aluminum, off-white, (6) stations, (2) 1/2in female NPT inlet(s), (4) 1/2in female NPT exhaust(s). For use with AVS-54 series directional control valves. | Stock | 100
AM-548 | NITRA pneumatic valve manifold, aluminum, off-white, (8) stations, (2) 1/2in female NPT inlet(s), (4) 1/2in female NPT exhaust(s). For use with AVS-54 series directional control valves. | Stock | 119
103310081010001 | Mindman air valve base, aluminum, clear, 145 psi maximum operating pressure, (1) station, M5 x 0.8 female ISO inlet(s), M5 x 0.8 female ISO outlet(s), M5 x 0.8 female ISO exhaust(s). For use with MVDY series miniature solenoid valves. | Stock | 8.5
103310092021002 | Mindman air valve manifold, aluminum, clear, 145 psi maximum operating pressure, (2) stations, (2) M5 x 0.8 female ISO inlet(s), (2) M5 x 0.8 female ISO outlet(s), (2) M5 x 0.8 female ISO exhaust(s). For use with MVDY series miniature solenoid valves. | Stock | 20.5
103310092041005 | Mindman air valve manifold, aluminum, clear, 145 psi maximum operating pressure, (4) stations, (2) M5 x 0.8 female ISO inlet(s), (4) M5 x 0.8 female ISO outlet(s), (2) M5 x 0.8 female ISO exhaust(s). For use with MVDY series miniature solenoid valves. | Stock | 31
103310092061002 | Mindman air valve manifold, aluminum, clear, 145 psi maximum operating pressure, (6) stations, (2) M5 x 0.8 female ISO inlet(s), (6) M5 x 0.8 female ISO outlet(s), (2) M5 x 0.8 female ISO exhaust(s). For use with MVDY series miniature solenoid valves. | Stock | 41
103310092081002 | Mindman air valve manifold, aluminum, clear, 145 psi maximum operating pressure, (8) stations, (2) M5 x 0.8 female ISO inlet(s), (8) M5 x 0.8 female ISO outlet(s), (2) M5 x 0.8 female ISO exhaust(s). For use with MVDY series miniature solenoid valves. | Stock | 51
GM-311 | NITRA pneumatic valve manifold, anodized aluminum, white, rectangular, (1) station, #10-32 female UNF inlet(s), #10-32 female UNF outlet(s), #10-32 female threaded exhaust(s). For use with GVP-21 and GVP-31 series solenoid valves. | Stock | 26.5
GM-312 | NITRA pneumatic valve manifold, anodized aluminum, white, rectangular, (2) stations, #10-32 female UNF inlet(s), #10-32 female UNF outlet(s), #10-32 female threaded exhaust(s). For use with GVP-21 and GVP-31 series solenoid valves. | Stock | 36
GM-314 | NITRA pneumatic valve manifold, anodized aluminum, white, rectangular, (4) stations, #10-32 female UNF inlet(s), #10-32 female UNF outlet(s), #10-32 female threaded exhaust(s). For use with GVP-21 and GVP-31 series solenoid valves. | Stock | 41
GM-316 | NITRA pneumatic valve manifold, anodized aluminum, white, rectangular, (6) stations, #10-32 female UNF inlet(s), #10-32 female UNF outlet(s), #10-32 female threaded exhaust(s). For use with GVP-21 and GVP-31 series solenoid valves. | Stock | 48.5
GM-321-18N | NITRA pneumatic valve manifold, anodized aluminum, black, rectangular, (1) station, 1/8in female NPT inlet(s), 1/8in female NPT outlet(s), vent hole exhaust(s). For use with GVP-22 and GVP-32 series solenoid valves. | Stock | 32
GM-321 | NITRA pneumatic valve manifold, anodized aluminum, white, rectangular, (1) station, #10-32 female UNF inlet(s), #10-32 female UNF outlet(s), #10-32 female threaded exhaust(s). For use with GVP-22 and GVP-32 series solenoid valves. | Stock | 26.5
GM-322 | NITRA pneumatic valve manifold, anodized aluminum, white, rectangular, (2) stations, 1/8in female NPT inlet(s), #10-32 female UNF outlet(s), 1/8in female NPT exhaust(s). For use with GVP-22 and GVP-32 series solenoid valves. | Stock | 33.5
GM-324 | NITRA pneumatic valve manifold, anodized aluminum, white, rectangular, (4) stations, 1/8in female NPT inlet(s), #10-32 female threaded outlet(s), 1/8in female NPT exhaust(s). For use with GVP-22 and GVP-32 series solenoid valves. | Stock | 46
Control Interfaces for Directional Control Solenoid Valve Systems
PAL-EIP | NITRA bus coupler, 12-24 VDC, (2) Ethernet 10/100Base-T (M12) port(s), EtherNet/IP, 10/100 Mbps, (128) solenoid(s) per system, IP65. For use with PAL series. Requires 4-pin M8 power cable. | Stock | 514
PAL-EAD | NITRA local expansion coupler, 12-24 VDC, (1) 4-pin M8 quick-disconnect port(s), number of solenoid(s) inclusive of main system, IP65. For use with PAL series. Requires 4-pin M8 power cable. | Stock | 254
PAL-E25 | NITRA electrical connection module, 12-24 VDC, (21) solenoid(s), IP65. For use with PAL series. Requires PAL series 25-pin male D-sub control cable. | Stock | 116
PAL-E44 | NITRA electrical connection module, 12-24 VDC, (38) solenoid(s), IP65. For use with PAL series. Requires PAL series 44-pin male D-sub control cable. | Stock | 122
CMV-E1X-4X | NITRA pneumatic EtherNet/IP protocol modular plate, left supply/exhaust end, Cv=12.4, 3/8in push-to-connect inlet(s), 3/8in female NPT exhaust(s), anodized aluminum body, IP65. | Stock | 740
CMV-E2X-4X | NITRA pneumatic EtherNet/IP protocol modular plate, left supply/exhaust end, Cv=12.4, (2) 3/8in push-to-connect inlet(s), 3/8in female NPT exhaust(s), 5/32in (4mm) push-to-connect pilot(s), anodized aluminum body, IP65. | Stock | 750
CMV-C1X-4X | NITRA pneumatic modular plate, left supply/exhaust end, Cv=12.4, 3/8in push-to-connect inlet(s), 3/8in female NPT exhaust(s), anodized aluminum body, IP65. | Stock | 77
CMV-C2X-4X | NITRA pneumatic modular plate, left supply/exhaust end, Cv=12.4, (2) 3/8in push-to-connect inlet(s), 3/8in female NPT exhaust(s), 5/32in (4mm) push-to-connect pilot(s), anodized aluminum body, IP65. | Stock | 80
CMV-C2X-5X | NITRA pneumatic modular plate, left supply/exhaust end, Cv=16.6, (2) 1/2in push-to-connect inlet(s), 3/8in female NPT exhaust(s), 5/32in (4mm) push-to-connect pilot(s), anodized aluminum body, IP65. | Stock | 97
CMV-C3X-5X | NITRA pneumatic modular plate, right supply/exhaust end, Cv=16.6, (2) 1/2in push-to-connect inlet(s), 3/8in female NPT exhaust(s), anodized aluminum body, IP65. | Stock | 77
AVPS1-4D | NITRA control distribution block, DC, 4 stations, 15-pin D-sub wiring connector. For use with AVS-31 and AVS-51 series valves. | Stock | 127
AVPS1-6D | NITRA control distribution block, DC, 6 stations, 15-pin D-sub wiring connector. For use with AVS-31 and AVS-51 series valves. | Stock | 191
AVPS1-8D | NITRA control distribution block, DC, 8 stations, 15-pin D-sub wiring connector. For use with AVS-31 and AVS-51 series valves. | Stock | 297
AVPS2-4D | NITRA control distribution block, DC, 4 stations, 15-pin D-sub wiring connector. For use with AVS-32 and AVS-52 series valves. | Stock | 150
AVPS2-6D | NITRA control distribution block, DC, 6 stations, 15-pin D-sub wiring connector. For use with AVS-32 and AVS-52 series valves. | Stock | 223
AVPS2-8D | NITRA control distribution block, DC, 8 stations, 15-pin D-sub wiring connector. For use with AVS-32 and AVS-52 series valves. | Stock | 297
AVPS3-4D | NITRA control distribution block, DC, 4 stations, 15-pin D-sub wiring connector. For use with AVS-33 and AVS-53 series valves. | Stock | 150
AVPS3-6D | NITRA control distribution block, DC, 6 stations, 15-pin D-sub wiring connector. For use with AVS-33 and AVS-53 series valves. | Stock | 223
AVPS3-8D | NITRA control distribution block, DC, 8 stations, 15-pin D-sub wiring connector. For use with AVS-33 and AVS-53 series valves. | Stock | 297
I/O Modules for Directional Control Solenoid Valve Systems
PAL-S01 | NITRA discrete input module, 8-point, 12-24 VDC, PNP/NPN, 1 common(s), 8 point(s) per common, IP65. For use with PAL series. Mounting hardware included. Requires PAL-EIP bus coupler. | Stock | 309
PAL-S02 | NITRA discrete output module, 8-point, 12-24 VDC, PNP/NPN, 1 common(s), 8 point(s) per common, 1A/point, 4A/common, short circuit and overload protection, IP65. Mounting hardware included. Requires PAL-EIP bus coupler. | Stock | 312
PAL-S03 | NITRA discrete output module, 6-point, 12-24 VDC, PNP/NPN, 1 common(s), 6 point(s) per common, 1A/point, 4A/common, short circuit and overload protection, IP65. Mounting hardware included. Requires PAL-EIP bus coupler and power cable. | Stock | 321
PAL-S04 | NITRA analog input module, 4-channel, current/voltage, 15-bit, IP65. Requires PAL-EIP bus coupler. | Stock | 351
PAL-S05 | NITRA analog output module, 4-channel, current/voltage, 15-bit, IP65. Requires PAL-EIP bus coupler. | Stock | 452
PAL-S06 | NITRA discrete input module, 16-point, 12-24 VDC, PNP/NPN, 1 common(s), 16 point(s) per common, IP40. For use with PAL series. Mounting hardware included. Requires PAL-EIP bus coupler. | Stock | 351
PAL-S07 | NITRA discrete output module, 16-point, 12-24 VDC, PNP/NPN, 1 common(s), 16 point(s) per common, 0.5A/point, 3A/common, short circuit and overload protection, IP40. Mounting hardware included. Requires PAL-EIP bus coupler. | Stock | 475
PAL-S08 | NITRA temperature input module, RTD/thermocouple, 4-channel, 15-bit resolution, IP65. Mounting hardware included. Requires PAL-EIP bus coupler. | Stock | 581
Accessories for Directional Control Solenoid Valves
0221000190U | Metal Work bracket, 120mm. For use with Series 70 1/8in compact manifolds. | Stock | 17
0221000191U | Metal Work bracket, 60mm. For use with Series 70 1/8in compact manifolds. | Stock | 13
0221000192U | Metal Work bracket, 30mm. For use with Series 70 1/8in compact manifolds. | Stock | 12.5
0222000190U | Metal Work bracket, 120mm. For use with Series 70 1/4in compact manifolds. | Stock | 14
0222000191U | Metal Work bracket, 60mm. For use with Series 70 1/4in compact manifolds. | Stock | 16
0222000192U | Metal Work bracket, 30mm. For use with Series 70 1/4in compact manifolds. | Stock | 13
0226004001 | Metal Work manifold port plug, for use with Series 70 1/8in manifolds. | Stock | 1
0226004500 | Metal Work blanking plate, for use with Series 70 1/8in manifolds. Mounting hardware included. | Stock | 2.75
0226004600 | Metal Work DIN rail adapter, for use with Series 70 1/8in manifolds. | Stock | 2.75
0226005001 | Metal Work manifold port plug, for use with Series 70 1/4in manifolds. | Stock | 1
0226005500 | Metal Work blanking plate, for use with Series 70 1/4in manifolds. Mounting hardware included. | Stock | 3
0226005600 | Metal Work DIN rail adapter, for use with Series 70 1/4in manifolds. | Stock | 3.25
0226004701 | Metal Work gasket kit, for use with Series 70 1/8in manifolds, includes (3) o-rings and (3) screws. | Stock | 1.75
0226005701 | Metal Work gasket kit, for use with Series 70 1/4in manifolds, includes (3) o-rings and (3) screws. | Stock | 1.75
HM-1B | NITRA blind end, aluminum alloy. For use with ISO 5599/1 size 1 manifolds. | Stock | 6.5
HM-2B | NITRA blind end, aluminum alloy. For use with ISO 5599/1 size 2 manifolds. | Stock | 10
HM-1BP | NITRA blanking plate, aluminum alloy. For use with ISO 5599/1 size 1 manifolds. Assembly screws and seal included. | Stock | 6.5
HM-2BP | NITRA blanking plate, aluminum alloy. For use with ISO 5599/1 size 2 manifolds. Assembly screws and seal included. | Stock | 8.25
HVC-12D | NITRA solenoid coil, 12 VDC, 2W. For use with HVS series solenoid valves. | Stock | 12
HVC-24D | NITRA solenoid coil, 24 VDC, 2W. For use with HVS series solenoid valves. | Stock | 12
HVC-24A | NITRA solenoid coil, 24 VAC, 3.5 VA. For use with HVS series solenoid valves. | Stock | 12
HVC-110A | NITRA solenoid coil, 110 VAC, 3.5 VA. For use with HVS series solenoid valves. | Stock | 12
HVC-220A | NITRA solenoid coil, 220 VAC, 3.5 VA. For use with HVS series solenoid valves. | Stock | 12
HS-NUT | NITRA solenoid coil nut, replacement. For use with HVS series solenoid valves. | Stock | 4.75
HVS-1SEAL | NITRA seal kit, replacement. For use with ISO 5599/1 size 1 solenoid valves. Includes o-rings, lip seals and valve bottom gasket. | Stock | 4.25
HVS-2SEAL | NITRA seal kit, replacement. For use with ISO 5599/1 size 2 solenoid valves. Includes o-rings, lip seals and valve bottom gasket. | Stock | 6.5
HM-1A | NITRA manifold attaching kit, aluminum alloy. For use with ISO 5599/1 size 1 solenoid valves. Includes (2) assembly clamps and (3) o-rings. | Stock | 3.25
HM-2A | NITRA manifold attaching kit, aluminum alloy. For use with ISO 5599/1 size 2 solenoid valves. Includes (2) assembly clamps and (3) o-rings. | Stock | 3.75
PAL-V0-PLUG | NITRA blanking plug, fiberglass reinforced plastic. For use with PAL series valve bases. | Stock | 7.5
PAL-Y38 | NITRA pneumatic push-to-connect fitting, Y, reinforced technopolymer body, (2) 5/16in (8mm) plug-in to 3/8in push-to-connect. | Stock | 4.75
PAL-PC12 | NITRA pneumatic push-to-connect cartridge, replacement, 1/2in tubing. Package of 2. For use with PAL-P12 compressed air supply module. | Stock | 7.5
PAL-PC04M | NITRA pneumatic push-to-connect cartridge, 5/32in (4mm) tubing. Package of 10. For use with PAL series valve bases. | Stock | 24.5
PAL-PC06M | NITRA pneumatic push-to-connect cartridge, 6mm tubing. Package of 10. For use with PAL series valve bases. | Stock | 24.5
PAL-PC08M | NITRA pneumatic push-to-connect cartridge, 5/16in (8mm) tubing. Package of 10. For use with PAL series valve bases. | Stock | 24.5
PAL-PC14 | NITRA pneumatic push-to-connect cartridge, replacement, 1/4in tubing. Package of 10. For use with PAL series valve bases. | Stock | 24.5
PAL-ACC01 | NITRA base mount, panel. Package of 2. For use with PAL series. Mounting screws included. | Stock | 13
PAL-ACC02 | NITRA M8 protective cap, for use with PAL series. | Stock | 2.25
PAL-ACC03 | NITRA M12 protective cap, for use with PAL series. | Stock | 1
PAL-ACC04 | NITRA control cable, 25-pin D-sub right-angle female to pigtail, IP65, 3.2ft/1m cable length. For use with PAL-E25 electrical connection module. | Stock | 42.5
PAL-ACC05 | NITRA control cable, 25-pin D-sub right-angle female to pigtail, IP65, 8.2ft/2.5m cable length. For use with PAL-E25 electrical connection module. | Stock | 58
PAL-ACC06 | NITRA control cable, 25-pin D-sub right-angle female to pigtail, IP65, 16.4ft/5m cable length. For use with PAL-E25 electrical connection module. | Stock | 75
PAL-ACC07 | NITRA control cable, 44-pin D-sub right-angle female to pigtail, IP65, 3.2ft/1m cable length. For use with PAL-E44 electrical connection module. | Stock | 56
PAL-ACC08 | NITRA control cable, 44-pin D-sub right-angle female to pigtail, IP65, 8.2ft/2.5m cable length. For use with PAL-E44 electrical connection module. | Stock | 78
PAL-ACC09 | NITRA control cable, 44-pin D-sub right-angle female to pigtail, IP65, 16.4ft/5m cable length. For use with PAL-E44 electrical connection module. | Stock | 101
PAL-ACC10 | NITRA expansion cable, 4-pin M8 axial male to 4-pin M8 axial male, IP65, 3.2ft/1m cable length. For use with PAL series bus expansion coupler. | Stock | 26
PAL-ACC11 | NITRA expansion cable, 4-pin M8 axial male to 4-pin M8 axial male, IP65, 16.4ft/5m cable length. For use with PAL series bus expansion coupler. | Stock | 38.5
PAL-ACC12 | NITRA expansion cable, 4-pin M8 axial male to 4-pin M8 axial male, IP65, 32.8ft/10m cable length. For use with PAL series bus expansion coupler. | Stock | 56
PAL-ACC13 | NITRA pneumatic exhaust silencer, replacement. For use with PAL-P12 compressed air supply module. | Stock | 5
PAL-ACC14 | NITRA gasket, replacement. Package of 10. For use with PAL series base interface between valve bases. | Stock | 9.25
PAL-ACC15 | NITRA gasket, replacement. Package of 10. For use with PAL-P12 or PAL-SPC lower/upper body. | Stock | 10.5
PAL-ACC16 | NITRA gasket, replacement. Package of 10. For use with PAL series base and valve. | Stock | 13
PAL-ACC17 | NITRA base screw, replacement. Package of 10. For use with PAL series. | Stock | 5.75
PAL-ACC18 | NITRA M8 terminator, for use with PAL-C3 end plate. | Stock | 20
PAL-ACC19 | NITRA control cable, 9-pin D-sub axial female to pigtail, IP65, 3.2ft/1m cable length. For use with PAL series stand-alone valve base. | Stock | 23
PAL-ACC20 | NITRA control cable, 9-pin D-sub axial female to pigtail, IP65, 8.2ft/2.5m cable length. For use with PAL series stand-alone valve base. | Stock | 24.5
PAL-ACC21 | NITRA control cable, 9-pin D-sub axial female to pigtail, IP65, 16.4ft/5m cable length. For use with PAL series stand-alone valve base. | Stock | 28
CMV-ACC01 | NITRA solenoid valve cable, 25-pin female D-sub to pigtail, 45-degree cable entry, 28 AWG, IP65, 3.2ft/1m cable length. For use with CMV series solenoid valves. | Stock | 46
CMV-ACC02 | NITRA solenoid valve cable, 25-pin female D-sub to pigtail, 45-degree cable entry, 28 AWG, IP65, 8.2ft/2.5m cable length. For use with CMV series solenoid valves. | Stock | 60
CMV-ACC03 | NITRA solenoid valve cable, 25-pin female D-sub to pigtail, 45-degree cable entry, 28 AWG, IP65, 16.4ft/5m cable length. For use with CMV series solenoid valves. | Stock | 85
CMV-ACC11 | NITRA connector, 25-pin female D-sub, 45-degree cable entry, 22-18 AWG, accepts cable diameter size 0.19-0.39in, IP65. For use with CMV series solenoid valves. | Stock | 25
CMV-ACC12 | NITRA blank marking tag, replacement. Package of 10. For use with CMV cable connectors. | Stock | 3
CMV-ACC04 | NITRA 35mm DIN rail mounting bracket, for use with CMV series solenoid valves. Mounting screws included. | Stock | 10
CMV-ACC06 | NITRA release tool, tube diameters 1/8in through 3/8in. For use with push-to-connect fittings. | Stock | 3.25
CMV-ACC07 | NITRA release tool, tube diameters 5/32in through 1/2in. For use with push-to-connect fittings. | Stock | 1.75
CMV-ACC08 | NITRA screws, replacement, M4-0.7x5 cone point screw and M4-0.7x34 cone point screw. For use with CMV series solenoid valves. | Stock | 4.5
CMV-ACC09 | NITRA gasket, replacement. Package of 5. For use with CMV series solenoid valves. | Stock | 7
CMV-ACC10 | NITRA molded O-ring, replacement. Package of 5. For use with CMV series solenoid valves. | Stock | 5.5
203022000000025 | Mindman mounting kit, plated steel. For use with MVDC series solenoid directional control valves. Includes (2) long stacking screws, (2) short stacking screws, (2) nuts and (1) nitrile O-ring. | Stock | 5.75
203022000000031 | Mindman individual mounting bracket, plated steel. For use with MVDC series solenoid directional control valves. Bracket and fasteners included. | Stock | 2
100015093000001 | Mindman blanking plate, plated steel. For use with MVSC1-150 series manifolds. Mounting screws included. | Stock | 2
100018091000002 | Mindman blanking plate, plated steel. For use with MVSC1-180-3 series manifolds. Mounting screws included. | Stock | 2
100018093000004 | Mindman blanking plate, plated steel. For use with MVSC1-180-5 series manifolds. Mounting screws included. | Stock | 2
100222091000003 | Mindman blanking plate, plated steel. For use with MVSC-220-3 series manifolds. Mounting screws included. | Stock | 2
100222093000007 | Mindman blanking plate, plated steel. For use with MVSC-220-5 series manifolds. Mounting screws included. | Stock | 2
100230091000003 | Mindman blanking plate, plated steel. For use with MVSC-300-3 series manifolds. Mounting screws included. | Stock | 2
100030093000005 | Mindman blanking plate, plated steel. For use with MVSC-300-5 series manifolds. Mounting screws included. | Stock | 2
100246091000002 | Mindman blanking plate, plated steel. For use with MVSC-460-3 series manifolds. Mounting screws included. | Stock | 2
100246093000004 | Mindman blanking plate, plated steel. For use with MVSC-460-5 and MVSE-500-5 series manifolds. Mounting screws included. | Stock | 2
100430093000001 | Mindman blanking plate, plated steel. For use with MVSE-300-5 series manifolds. Mounting screws included. | Stock | 3
200222000200001 | Mindman solenoid coil, 12 VDC, 2.5W, 11mm DIN style wiring plug. For use with MVDC and MVSC series solenoid valves. | Stock | 9.5
200222000300001 | Mindman solenoid coil, replacement, 24 VDC, 2W, 11mm DIN style wiring plug. For use with MVDC and MVSC series solenoid valves. | Stock | 9.5
200222000400001 | Mindman solenoid coil, 24 VAC, 5.4 VA, 11mm DIN style wiring plug. For use with MVDC and MVSC series solenoid valves. | Stock | 9.5
200222000500001 | Mindman solenoid coil, replacement, 110 VAC, 4.4 VA, 11mm DIN style wiring plug. For use with MVDC and MVSC series solenoid valves. | Stock | 9.5
MVSC150-SK | Mindman seal kit, replacement. For use with MVSC1-150 series manifolds. Includes (4) gaskets and (8) screws. | Stock | 6.25
MVSC180-3-SK | Mindman seal kit, replacement. For use with MVSC1-180-3 series manifolds. Includes (4) gaskets and (8) screws. | Stock | 7.75
MVSC180-5-SK | Mindman seal kit, replacement. For use with MVSC1-180-5 series manifolds. Includes (4) gaskets and (8) screws. | Stock | 6.25
MVSC220-3-SK | Mindman seal kit, replacement. For use with MVSC-220-3 series manifolds. Includes (4) gaskets and (8) screws. | Stock | 7.75
MVSC220-5-SK | Mindman seal kit, replacement. For use with MVSC-220-5 series manifolds. Includes (4) gaskets and (8) screws. | Stock | 6.25
MVSC300-3-SK | Mindman seal kit, replacement. For use with MVSC-300-3 series manifolds. Includes (4) gaskets and (8) screws. | Stock | 7.75
MVSC300-5-SK | Mindman seal kit, replacement. For use with MVSC-300-5 series manifolds. Includes (4) gaskets and (8) screws. | Stock | 7.75
MVSC460-3-SK | Mindman seal kit, replacement. For use with MVSC-460-3 series manifolds. Includes (4) gaskets and (8) screws. | Stock | 12.5
MVSC460-5-SK | Mindman seal kit, replacement. For use with MVSC-460-5 series manifolds. Includes (4) gaskets and (8) screws. | Stock | 9.5
MVSE300-5-SK | Mindman seal kit, replacement. For use with MVSE-300-5 series manifolds. Includes (12) O-rings, (8) lock washers and (8) screws. | Stock | 6.5
MVSE500-5-SK | Mindman seal kit, replacement. For use with MVHB-500-5 series manifolds. Includes (4) gaskets and (8) screws. | Stock | 9.5
AM-31BP | NITRA blanking plate, plated steel. For use with AM-31 series manifolds. | Stock | 5.25
AM-31GS | NITRA manifold mounting set, for use with AM-31 series manifolds. | Stock | 5.5
AM-32BP | NITRA blanking plate, plated steel. For use with AM-32 series manifolds. | Stock | 5.25
AM-32GS | NITRA manifold mounting set, for use with AM-32 series manifolds. | Stock | 6.5
AM-33BP | NITRA blanking plate, plated steel. For use with AM-33 series manifolds. | Stock | 6
AM-33GS | NITRA manifold mounting set, for use with AM-33 series manifolds. | Stock | 6.5
AM-51BP | NITRA blanking plate, plated steel. For use with AM-51 series manifolds. | Stock | 6.75
AM-51GS | NITRA manifold mounting set, for use with AM-51 series manifolds. | Stock | 5.5
AM-52BP | NITRA blanking plate, plated steel. For use with AM-52 series manifolds. | Stock | 7.75
AM-52GS | NITRA manifold mounting set, for use with AM-52 series manifolds. | Stock | 6.5
AM-53BP | NITRA blanking plate, plated steel. For use with AM-53 series manifolds. | Stock | 7.75
AM-53GS | NITRA manifold mounting set, for use with AM-53 series manifolds. | Stock | 6.5
AM-54BP | NITRA blanking plate, plated steel. For use with AM-54 series manifolds. | Stock | 7.75
AM-54GS | NITRA manifold mounting set, for use with AM-54 series manifolds. | Stock | 6.75
AVP-31BKT | NITRA individual mounting bracket, plated steel. For use with AVP-31 directional control valves. | Stock | 2.25
AVP-31KIT | NITRA mounting kit, for use with AVP-31 directional control valves, includes (2) long stacking screws, (2) short stacking screws, (2) nuts and (1) nitrile O-ring. (1) kit is required for each additional AVP-31 valve added to the stack. | Stock | 3.25
AVPS1-BP | NITRA blanking plug, for use with AVPS1-x control distribution blocks. | Stock | 21.5
AVPS2-BP | NITRA blanking plug, for use with AVPS2-x, AVPS3-x and AVPS4-x control distribution blocks. | Stock | 21.5
AVC1-12D | NITRA solenoid coil, 12 VDC, 2.5W. For use with AVS-31 and AVS-51 series valves. | Stock | 13
AVC1-24D | NITRA solenoid coil, 24 VDC, 2.5W. For use with AVS-31 and AVS-51 series valves. | Stock | 13
AVC1-24A | NITRA solenoid coil, 24 VAC, 4 VA. For use with AVS-31 and AVS-51 series valves. | Stock | 13
AVC1-120A | NITRA solenoid coil, 120 VAC, 3.5 VA. For use with AVS-31 and AVS-51 series valves. | Stock | 13
AVC2-12D | NITRA solenoid coil, 12 VDC, 3W. For use with AVP-31, AVS-32, AVS-33, AVS-52, AVS-53, AVS-54 series valves and ASD series soft starters. | Stock | 13.5
AVC2-24D | NITRA solenoid coil, 24 VDC, 3W. For use with AVP-31, AVS-32, AVS-33, AVS-52, AVS-53, AVS-54 series valves and ASD series soft starters. | Stock | 13.5
AVC2-24A | NITRA solenoid coil, 24 VAC, 5 VA. For use with AVP-31, AVS-32, AVS-33, AVS-52, AVS-53, AVS-54 series valves and ASD series soft starters. | Stock | 13
AVC2-120A | NITRA solenoid coil, 120 VAC, 4.5 VA. For use with AVP-31, AVS-32, AVS-33, AVS-52, AVS-53, AVS-54 series valves and ASD series soft starters. | Stock | 13
103310091000001 | Mindman blanking plate, plated steel. For use with MVDY-100 series manifolds. Mounting screws included. | Stock | 4
203300000000011 | Mindman solenoid valve cable, JAM RMH male to pigtail, straight cable entry, 24 VDC, 24 AWG, 9.8ft/3m cable length. For use with MVDY-100 series miniature solenoid valves. | Stock | 3.5
GM-31BP | NITRA blanking plate, nylon. For use with GM-31 series manifolds. Gasket and mounting screws included. | Stock | 6.25
GM-32BP | NITRA blanking plate, nylon. For use with GM-32 series manifolds. Gasket and mounting screws included. | Stock | 6
GSC-300 | NITRA solenoid valve cable, miniature pin plug to pigtail, 11.8in/300mm cable length. For use with GVP series solenoid valves. | Stock | 6
GSC-500 | NITRA solenoid valve cable, miniature pin plug to pigtail, 19.6in/500mm cable length. For use with GVP series solenoid valves. | Stock | 6.5
Pilot Valves
7010010400U | Metal Work pilot valve, 3-port (3-way), 2-position, N.O., single air pilot spring return, 1/8in female NPT inlet(s), 1/8in female NPT outlet(s), 1/8in female NPT exhaust(s), 1/8in female NPT pilot(s), Cv=0.55. | Stock | 33
7020010400U | Metal Work pilot valve, 3-port (3-way), 2-position, N.O., single air pilot spring return, 1/4in female NPT inlet(s), 1/4in female NPT outlet(s), 1/4in female NPT exhaust(s), 1/8in female NPT pilot(s), Cv=1.1. | Stock | 42
7040010400U | Metal Work pilot valve, 3-port (3-way), 2-position, N.O., single air pilot spring return, 3/8in female NPT inlet(s), 3/8in female NPT outlet(s), 3/8in female NPT exhaust(s), 1/8in female NPT pilot(s), Cv=2.1. | Stock | 57
7030010400U | Metal Work pilot valve, 3-port (3-way), 2-position, N.O., single air pilot spring return, 1/2in female NPT inlet(s), 1/2in female NPT outlet(s), 1/2in female NPT exhaust(s), 1/8in female NPT pilot(s), Cv=4.6. | Stock | 102
7010010200U | Metal Work pilot valve, 3-port (3-way), 2-position, N.C., single air pilot spring return, 1/8in female NPT inlet(s), 1/8in female NPT outlet(s), 1/8in female NPT exhaust(s), 1/8in female NPT pilot(s), Cv=0.55. | Stock | 33
7020010200U | Metal Work pilot valve, 3-port (3-way), 2-position, N.C., single air pilot spring return, 1/4in female NPT inlet(s), 1/4in female NPT outlet(s), 1/4in female NPT exhaust(s), 1/8in female NPT pilot(s), Cv=1.1. | Stock | 42
7040010200U | Metal Work pilot valve, 3-port (3-way), 2-position, N.C., single air pilot spring return, 3/8in female NPT inlet(s), 3/8in female NPT outlet(s), 3/8in female NPT exhaust(s), 1/8in female NPT pilot(s), Cv=2.1. | Stock | 57
7030010200U | Metal Work pilot valve, 3-port (3-way), 2-position, N.C., single air pilot spring return, 1/2in female NPT inlet(s), 1/2in female NPT outlet(s), 1/2in female NPT exhaust(s), 1/8in female NPT pilot(s), Cv=4.6. | Stock | 102
7010011100U | Metal Work pilot valve, 5-port (4-way), 2-position, single air pilot spring return, 1/8in female NPT inlet(s), 1/8in female NPT outlet(s), 1/8in female NPT exhaust(s), 1/8in female NPT pilot(s), Cv=0.55. | Stock | 39
7020011100U | Metal Work pilot valve, 5-port (4-way), 2-position, single air pilot spring return, 1/4in female NPT inlet(s), 1/4in female NPT outlet(s), 1/4in female NPT exhaust(s), 1/8in female NPT pilot(s), Cv=1.1. | Stock | 48
7040011100U | Metal Work pilot valve, 5-port (4-way), 2-position, single air pilot spring return, 3/8in female NPT inlet(s), 3/8in female NPT outlet(s), 3/8in female NPT exhaust(s), 1/8in female NPT pilot(s), Cv=2.1. | Stock | 66
7030011100U | Metal Work pilot valve, 5-port (4-way), 2-position, single air pilot spring return, 1/2in female NPT inlet(s), 1/2in female NPT outlet(s), 1/2in female NPT exhaust(s), 1/8in female NPT pilot(s), Cv=4.6. | Stock | 148
7010011200U | Metal Work pilot valve, 5-port (4-way), 2-position, double air pilot, 1/8in female NPT inlet(s), 1/8in female NPT outlet(s), 1/8in female NPT exhaust(s), 1/8in female NPT pilot(s), Cv=0.55. | Stock | 42
7020011200U | Metal Work pilot valve, 5-port (4-way), 2-position, double air pilot, 1/4in female NPT inlet(s), 1/4in female NPT outlet(s), 1/4in female NPT exhaust(s), 1/8in female NPT pilot(s), Cv=1.1. | Stock | 53
7040011200U | Metal Work pilot valve, 5-port (4-way), 2-position, double air pilot, 3/8in female NPT inlet(s), 3/8in female NPT outlet(s), 3/8in female NPT exhaust(s), 1/8in female NPT pilot(s), Cv=2.1. | Stock | 72
7030011200U | Metal Work pilot valve, 5-port (4-way), 2-position, double air pilot, 1/2in female NPT inlet(s), 1/2in female NPT outlet(s), 1/2in female NPT exhaust(s), 1/8in female NPT pilot(s), Cv=4.6. | Stock | 162
7010012100U | Metal Work pilot valve, 5-port (4-way), 3-position, center closed, double air pilot, 1/8in female NPT inlet(s), 1/8in female NPT outlet(s), 1/8in female NPT exhaust(s), 1/8in female NPT pilot(s), Cv=0.55. | Stock | 44
7020012100U | Metal Work pilot valve, 5-port (4-way), 3-position, center closed, double air pilot, 1/4in female NPT inlet(s), 1/4in female NPT outlet(s), 1/4in female NPT exhaust(s), 1/8in female NPT pilot(s), Cv=1.1. | Stock | 55
7040012100U | Metal Work pilot valve, 5-port (4-way), 3-position, center closed, double air pilot, 3/8in female NPT inlet(s), 3/8in female NPT outlet(s), 3/8in female NPT exhaust(s), 1/8in female NPT pilot(s), Cv=2.1. | Stock | 75
7030012100U | Metal Work pilot valve, 5-port (4-way), 3-position, center closed, double air pilot, 1/2in female NPT inlet(s), 1/2in female NPT outlet(s), 1/2in female NPT exhaust(s), 1/8in female NPT pilot(s), Cv=4.6. | Stock | 172
7010012200U | Metal Work pilot valve, 5-port (4-way), 3-position, center exhaust, double air pilot, 1/8in female NPT inlet(s), 1/8in female NPT outlet(s), 1/8in female NPT exhaust(s), 1/8in female NPT pilot(s), Cv=0.55. | Stock | 44
7020012200U | Metal Work pilot valve, 5-port (4-way), 3-position, center exhaust, double air pilot, 1/4in female NPT inlet(s), 1/4in female NPT outlet(s), 1/4in female NPT exhaust(s), 1/8in female NPT pilot(s), Cv=1.1. | Stock | 55
7010012300U | Metal Work pilot valve, 5-port (4-way), 3-position, center pressure, double air pilot, 1/8in female NPT inlet(s), 1/8in female NPT outlet(s), 1/8in female NPT exhaust(s), 1/8in female NPT pilot(s), Cv=0.55. | Stock | 44
7020012300U | Metal Work pilot valve, 5-port (4-way), 3-position, center pressure, double air pilot, 1/4in female NPT inlet(s), 1/4in female NPT outlet(s), 1/4in female NPT exhaust(s), 1/8in female NPT pilot(s), Cv=1.1. | Stock | 55
104015015021004 | Mindman pilot valve, 5-port (4-way), 2-position, single air pilot internal pilot return, M5 x 0.8 female ISO inlet(s), (2) M5 x 0.8 female ISO outlet(s), M5 x 0.8 female ISO exhaust(s), M5 x 0.8 female ISO pilot(s), Cv=0.21. | Stock | 24
104015016021003 | Mindman pilot valve, 5-port (4-way), 2-position, double air pilot, M5 x 0.8 female ISO inlet(s), (2) M5 x 0.8 female ISO outlet(s), M5 x 0.8 female ISO exhaust(s), (2) M5 x 0.8 female ISO pilot(s), Cv=0.21. | Stock | 25
104018033034006 | Mindman pilot valve, 3-port (3-way), 2-position, N.C., single air pilot internal pilot return, 1/8in female NPT inlet(s), 1/8in female NPT outlet(s), 1/8in female NPT exhaust(s), 1/8in female NPT pilot(s), Cv=0.67. | Stock | 26
104018044034004 | Mindman pilot valve, 3-port (3-way), 2-position, double air pilot, 1/8in female NPT inlet(s), 1/8in female NPT outlet(s), 1/8in female NPT exhaust(s), (2) 1/8in female NPT pilot(s), Cv=0.67. | Stock | 28
104018015034005 | Mindman pilot valve, 5-port (4-way), 2-position, single air pilot internal pilot return, 1/8in female NPT inlet(s), (2) 1/8in female NPT outlet(s), (2) 1/8in female NPT exhaust(s), 1/8in female NPT pilot(s), Cv=0.67. | Stock | 25
104018016034004 | Mindman pilot valve, 5-port (4-way), 2-position, double air pilot, 1/8in female NPT inlet(s), (2) 1/8in female NPT outlet(s), (2) 1/8in female NPT exhaust(s), (2) 1/8in female NPT pilot(s), Cv=0.67. | Stock | 28
104022015044005 | Mindman pilot valve, 5-port (4-way), 2-position, single air pilot spring return, 1/4in female NPT inlet(s), (2) 1/4in female NPT outlet(s), (2) 1/8in female NPT exhaust(s), 1/8in female NPT pilot(s), Cv=1. | Stock | 27
104022016044004 | Mindman pilot valve, 5-port (4-way), 2-position, double air pilot, 1/4in female NPT inlet(s), (2) 1/4in female NPT outlet(s), (2) 1/8in female NPT exhaust(s), (2) 1/8in female NPT pilot(s), Cv=1. | Stock | 29
104022017044004 | Mindman pilot valve, 5-port (4-way), 3-position, center closed, double air pilot, 1/4in female NPT inlet(s), (2) 1/4in female NPT outlet(s), (2) 1/8in female NPT exhaust(s), (2) 1/8in female NPT pilot(s), Cv=1. | Stock | 52
104030015054005 | Mindman pilot valve, 5-port (4-way), 2-position, single air pilot spring return, 3/8in female NPT inlet(s), (2) 3/8in female NPT outlet(s), (2) 3/8in female NPT exhaust(s), 1/8in female NPT pilot(s), Cv=1.94. | Stock | 31
104030016054004 | Mindman pilot valve, 5-port (4-way), 2-position, double air pilot, 3/8in female NPT inlet(s), (2) 3/8in female NPT outlet(s), (2) 3/8in female NPT exhaust(s), (2) 1/8in female NPT pilot(s), Cv=1.94. | Stock | 37
104030017054004 | Mindman pilot valve, 5-port (4-way), 3-position, center closed, double air pilot, 3/8in female NPT inlet(s), (2) 3/8in female NPT outlet(s), (2) 3/8in female NPT exhaust(s), (2) 1/8in female NPT pilot(s), Cv=1.94. | Stock | 57
104046015064005 | Mindman pilot valve, 5-port (4-way), 2-position, single air pilot spring return, 1/2in female NPT inlet(s), (2) 1/2in female NPT outlet(s), (2) 1/2in female NPT exhaust(s), 1/8in female NPT pilot(s), Cv=2.78. | Stock | 39
104046016064004 | Mindman pilot valve, 5-port (4-way), 2-position, double air pilot, 1/2in female NPT inlet(s), (2) 1/2in female NPT outlet(s), (2) 1/2in female NPT exhaust(s), (2) 1/8in female NPT pilot(s), Cv=2.78. | Stock | 45
104046017064004 | Mindman pilot valve, 5-port (4-way), 3-position, center closed, double air pilot, 1/2in female NPT inlet(s), (2) 1/2in female NPT outlet(s), (2) 1/2in female NPT exhaust(s), (2) 1/8in female NPT pilot(s), Cv=2.78. | Stock | 71
AVS-5251 | NITRA pilot valve, 5-port (4-way), 2-position, double air pilot, (1) 1/8in female NPT inlet(s), (2) 1/8in female NPT outlet(s), (2) 1/8in female NPT exhaust(s), (2) 1/8in female NPT pilot(s), Cv=0.78. | Stock | 40.5
AVS-526C1 | NITRA pilot valve, 5-port (4-way), 3-position, center closed, double air pilot, (1) 1/8in female NPT inlet(s), (2) 1/8in female NPT outlet(s), (2) 1/8in female NPT exhaust(s), (2) 1/8in female NPT pilot(s), Cv=0.67. | Stock | 65
AVS-5242 | NITRA pilot valve, 5-port (4-way), 2-position, single air pilot spring return, (1) 1/4in female NPT inlet(s), (2) 1/4in female NPT outlet(s), (2) 1/8in female NPT exhaust(s), (1) 1/8in female NPT pilot(s), Cv=0.89. | Stock | 32.5
AVS-526C2 | NITRA pilot valve, 5-port (4-way), 3-position, center closed, double air pilot, (1) 1/4in female NPT inlet(s), (2) 1/4in female NPT outlet(s), (2) 1/8in female NPT exhaust(s), (2) 1/8in female NPT pilot(s), Cv=0.67. | Stock | 66
AVS-5343 | NITRA pilot valve, 5-port (4-way), 2-position, single air pilot spring return, (1) 3/8in female NPT inlet(s), (2) 3/8in female NPT outlet(s), (2) 1/4in female NPT exhaust(s), (1) 1/8in female NPT pilot(s), Cv=1.67. | Stock | 46.5
AVS-5353 | NITRA pilot valve, 5-port (4-way), 2-position, double air pilot, (1) 3/8in female NPT inlet(s), (2) 3/8in female NPT outlet(s), (2) 1/4in female NPT exhaust(s), (2) 1/8in female NPT pilot(s), Cv=1.67. | Stock | 56
AVS-536C3 | NITRA pilot valve, 5-port (4-way), 3-position, center closed, double air pilot spring return, (1) 3/8in female NPT inlet(s), (2) 3/8in female NPT outlet(s), (2) 1/4in female NPT exhaust(s), (2) 1/8in female NPT pilot(s), Cv=1. | Stock | 71
AVS-5444 | NITRA pilot valve, 5-port (4-way), 2-position, single air pilot spring return, (1) 1/2in female NPT inlet(s), (2) 1/2in female NPT outlet(s), (2) 1/2in female NPT exhaust(s), (1) 1/8in female NPT pilot(s), Cv=2.79. | Stock | 50
AVS-5454 | NITRA pilot valve, 5-port (4-way), 2-position, double air pilot, (1) 1/2in female NPT inlet(s), (2) 1/2in female NPT outlet(s), (2) 1/2in female NPT exhaust(s), (2) 1/8in female NPT pilot(s), Cv=2.79. | Stock | 71
AVS-546C4 | NITRA pilot valve, 5-port (4-way), 3-position, center closed, double air pilot, (1) 1/2in female NPT inlet(s), (2) 1/2in female NPT outlet(s), (2) 1/2in female NPT exhaust(s), (2) 1/8in female NPT pilot(s), Cv=1.68. | Stock | 81
Pneumatic Pushbutton Valves and Operators
EVP-AA-PL | NITRA pneumatic manual valve, 2-port (3-way), 2-position, N.O., metal plunger, spring return, axial ports, (1) 5/32in (4mm) push-to-connect inlet(s), (1) 5/32in (4mm) push-to-connect outlet(s), (1) vent hole exhaust(s), Cv=0.13. | Stock | 26.5
EVP-AS-PL | NITRA pneumatic manual valve, 2-port (3-way), 2-position, N.O., metal plunger, spring return, side ports, (1) 5/32in (4mm) push-to-connect inlet(s), (1) 5/32in (4mm) push-to-connect outlet(s), (1) vent hole exhaust(s), Cv=0.13. | Stock | 24
EVP-CA-PL | NITRA pneumatic manual valve, 2-port (3-way), 2-position, N.C., metal plunger, spring return, axial ports, (1) 5/32in (4mm) push-to-connect inlet(s), (1) 5/32in (4mm) push-to-connect outlet(s), (1) vent hole exhaust(s), Cv=0.13. | Stock | 24
EVP-CS-PL | NITRA pneumatic manual valve, 2-port (3-way), 2-position, N.C., metal plunger, spring return, side ports, (1) 5/32in (4mm) push-to-connect inlet(s), (1) 5/32in (4mm) push-to-connect outlet(s), (1) vent hole exhaust(s), Cv=0.13. | Stock | 21.5
7010001800U | Metal Work Series 70 pneumatic mechanically operated directional control valve, 3-port (3-way), 2-position, N.C., pneumatic switch, spring return, 1/8in female NPT inlet(s), 1/8in female NPT outlet(s), 1/8in female NPT exhaust(s), Cv=0.55. | Stock | 47
7010001900U | Metal Work Series 70 pneumatic mechanically operated directional control valve, 5-port (4-way), 2-position, pneumatic switch, spring return, 1/8in female NPT inlet(s), 1/8in female NPT outlet(s), 1/8in female NPT exhaust(s), Cv=0.55. | Stock | 52
ECP3100 | NITRA pneumatic pushbutton, IP65, 22mm, momentary, operator only, plastic base, plastic bezel, black, Operator: black, flush, 30mm, round, plastic. | Stock | 3
ECP3101 | NITRA pneumatic pushbutton, IP65, 22mm, momentary, operator only, plastic base, plastic bezel, black, Operator: red, flush, 30mm, round, plastic. | Stock | 3
ECP3102 | NITRA pneumatic pushbutton, IP65, 22mm, momentary, operator only, plastic base, plastic bezel, black, Operator: green, flush, 30mm, round, plastic. | Stock | 3
ECP3103 | NITRA pneumatic pushbutton, IP65, 22mm, momentary, operator only, plastic base, plastic bezel, black, Operator: yellow, flush, 30mm, round, plastic. | Stock | 3
ECP3104 | NITRA pneumatic pushbutton, IP65, 22mm, momentary, operator only, plastic base, plastic bezel, black, Operator: blue, flush, 30mm, round, plastic. | Stock | 3
ECP3105 | NITRA pneumatic pushbutton, IP65, 22mm, momentary, operator only, plastic base, plastic bezel, black, Operator: white, flush, 30mm, round, plastic. | Stock | 3
ECP3106 | NITRA pneumatic pushbutton, IP65, 22mm, momentary, operator only, plastic base, plastic bezel, black, Operator: red, flush, 30mm, round, plastic, operator text "(O)". | Stock | 3.25
ECP3107 | NITRA pneumatic pushbutton, IP65, 22mm, momentary, operator only, plastic base, plastic bezel, black, Operator: green, flush, 30mm, round, plastic, operator text "(I)". | Stock | 3.25
ECP3110 | NITRA pneumatic pushbutton, IP65, 22mm, momentary, operator only, plastic base, plastic bezel, black, Operator: black, extended, 30mm, round, plastic. | Stock | 3
ECP3111 | NITRA pneumatic pushbutton, IP65, 22mm, momentary, operator only, plastic base, plastic bezel, black, Operator: red, extended, 30mm, round, plastic. | Stock | 3
ECP3112 | NITRA pneumatic pushbutton, IP65, 22mm, momentary, operator only, plastic base, plastic bezel, black, Operator: green, extended, 30mm, round, plastic. | Stock | 3
ECP3113 | NITRA pneumatic pushbutton, IP65, 22mm, momentary, operator only, plastic base, plastic bezel, black, Operator: yellow, extended, 30mm, round, plastic. | Stock | 3
ECP3114 | NITRA pneumatic pushbutton, IP65, 22mm, momentary, operator only, plastic base, plastic bezel, black, Operator: blue, extended, 30mm, round, plastic. | Stock | 3
ECP3115 | NITRA pneumatic pushbutton, IP65, 22mm, momentary, operator only, plastic base, plastic bezel, black, Operator: white, extended, 30mm, round, plastic. | Stock | 3
ECP3131 | NITRA pneumatic emergency stop pushbutton, IP65, 22mm, twist-to-release, operator only, plastic base, plastic bezel, black, Operator: red, mushroom, 40mm, round, plastic. | Stock | 8.25
ECP3132 | NITRA pneumatic pushbutton, IP65, 22mm, twist-to-release, operator only, plastic base, plastic bezel, black, Operator: black, mushroom, 60mm, round, plastic. | Stock | 10.5
ECP3133 | NITRA pneumatic pushbutton, IP65, 22mm, momentary, operator only, plastic base, plastic bezel, black, Operator: black, mushroom, 60mm, round, plastic. | Stock | 11.5
ECP3134 | NITRA pneumatic pushbutton, IP65, 22mm, momentary, operator only, plastic base, plastic bezel, black, Operator: black, mushroom, 40mm, round, plastic. | Stock | 6.25
ECP3135 | NITRA pneumatic pushbutton, IP65, 22mm, momentary, operator only, plastic base, plastic bezel, black, Operator: red, mushroom, 40mm, round, plastic. | Stock | 6.25
ECP3136 | NITRA pneumatic emergency stop pushbutton, IP65, 22mm, twist-to-release, operator only, plastic base, plastic bezel, black, Operator: red, mushroom, 60mm, round, plastic. | Stock | 10
ECP3137 | NITRA pneumatic pushbutton, IP65, 22mm, momentary, operator only, plastic base, plastic bezel, black, Operator: red, mushroom, 60mm, round, plastic. | Stock | 8.75
ECP3138 | NITRA pneumatic pushbutton, IP65, 22mm, twist-to-release, operator only, plastic base, plastic bezel, black, Operator: yellow, mushroom, 60mm, round, plastic. | Stock | 10.5
ECP3139 | NITRA pneumatic pushbutton, IP65, 22mm, momentary, operator only, plastic base, plastic bezel, black, Operator: yellow, mushroom, 40mm, round, plastic. | Stock | 6.25
ECP3141 | NITRA pneumatic pushbutton, IP65, 22mm, key operated release, operator only, plastic base, plastic bezel, black, Operator: red, mushroom, 40mm, round, plastic. | Stock | 12.5
ECP3150 | NITRA pneumatic pushbutton, IP65, 22mm, momentary, operator only, plastic base, plastic bezel, black, Operator: red/green, double headed, 49mm, rectangular, plastic. | Stock | 5.5
ECP3152 | NITRA pneumatic pushbutton, IP65, 22mm, momentary, operator only, plastic base, plastic bezel, black, Operator: red/green, double headed, 49mm, rectangular, plastic, operator text "(I) and (O)". | Stock | 6.25
ECP3300 | NITRA pneumatic selector switch, IP65, 22mm, 2-position, maintained, operator only, plastic base, plastic bezel, Operator: black, knob, 30mm, round, plastic. | Stock | 5.25
ECP3310 | NITRA pneumatic selector switch, IP65, 22mm, 2-position, spring return from right, operator only, plastic base, plastic bezel, Operator: black, knob, 30mm, round, plastic. | Stock | 6.5
ECP3320 | NITRA pneumatic selector switch, IP65, 22mm, 3-position, maintained, operator only, plastic base, plastic bezel, Operator: black, knob, 30mm, round, plastic. | Stock | 5.25
ECP3330 | NITRA pneumatic selector switch, IP65, 22mm, 3-position, spring return to center from right or left, operator only, plastic base, plastic bezel, Operator: black, knob, 30mm, round, plastic. | Stock | 6.25
ECP3350 | NITRA pneumatic selector switch, IP65, 22mm, 2-position, maintained, operator only, plastic base, plastic bezel, Operator: black, lever, 30mm, round, plastic. | Stock | 6.5
ECP3360 | NITRA pneumatic selector switch, IP65, 22mm, 2-position, spring return from right, operator only, plastic base, plastic bezel, Operator: black, lever, 30mm, round, plastic. | Stock | 6.75
ECP3370 | NITRA pneumatic selector switch, IP65, 22mm, 3-position, maintained, operator only, plastic base, plastic bezel, Operator: black, lever, 30mm, round, plastic. | Stock | 6.5
ECP3380 | NITRA pneumatic selector switch, IP65, 22mm, 3-position, spring return to center from right or left, operator only, plastic base, plastic bezel, Operator: black, lever, 30mm, round, plastic. | Stock | 6.75
ECP3420 | NITRA pneumatic selector switch, IP65, 22mm, 2-position, maintained, key removable in all positions, operator only, plastic base, plastic bezel, Operator: black, key, 30mm, round, plastic. | Stock | 12.5
ECP3430 | NITRA pneumatic selector switch, IP65, 22mm, 2-position, spring return from right, key removable left position, operator only, plastic base, plastic bezel, Operator: black, key, 30mm, round, plastic. | Stock | 12.5
ECP3470 | NITRA pneumatic selector switch, IP65, 22mm, 3-position, maintained, key removable in all positions, operator only, plastic base, plastic bezel, Operator: black, key, 30mm, round, plastic. | Stock | 11.5
ECP3029-02 | NITRA valve adapter block, replacement, plastic. For use with ECP series pneumatic pushbuttons. | Stock | 1
Mechanically Operated Manual Valves
7001000100U | Metal Work Series 70 pneumatic mechanically operated directional control valve, 3-port (3-way), 2-position, N.C., metal plunger, spring return, 1/8in female NPT inlet(s), 1/8in female NPT outlet(s), 1/8in female NPT exhaust(s), Cv=0.55. | Stock | 26
7001000110U | Metal Work Series 70 pneumatic mechanically operated directional control valve, 5-port (4-way), 2-position, metal plunger, spring return, 1/8in female NPT inlet(s), 1/8in female NPT outlet(s), 1/8in female NPT exhaust(s), Cv=0.55. | Stock | 28.5
7001000500U | Metal Work Series 70 pneumatic mechanically operated directional control valve, 3-port (3-way), 2-position, N.C., roller lever, spring return, 1/8in female NPT inlet(s), 1/8in female NPT outlet(s), 1/8in female NPT exhaust(s), Cv=0.55. | Stock | 36
7001000510U | Metal Work Series 70 pneumatic mechanically operated directional control valve, 5-port (4-way), 2-position, roller lever, spring return, 1/8in female NPT inlet(s), 1/8in female NPT outlet(s), 1/8in female NPT exhaust(s), Cv=0.55. | Stock | 39
7001000600U | Metal Work Series 70 pneumatic mechanically operated directional control valve, 3-port (3-way), 2-position, N.C., unidirectional roller lever, spring return, 1/8in female NPT inlet(s), 1/8in female NPT outlet(s), 1/8in female NPT exhaust(s), Cv=0.55. | Stock | 36.5
7001000610U | Metal Work Series 70 pneumatic mechanically operated directional control valve, 5-port (4-way), 2-position, unidirectional roller lever, spring return, 1/8in female NPT inlet(s), 1/8in female NPT outlet(s), 1/8in female NPT exhaust(s), Cv=0.55. | Stock | 39
7001000200U | Metal Work Series 70 pneumatic mechanically operated directional control valve, 3-port (3-way), 2-position, N.C., pilot-assisted plunger, spring return, 1/8in female NPT inlet(s), 1/8in female NPT outlet(s), 1/8in female NPT exhaust(s), Cv=0.55. | Stock | 46.5
7001000210U | Metal Work Series 70 pneumatic mechanically operated directional control valve, 5-port (4-way), 2-position, pilot-assisted plunger, spring return, 1/8in female NPT inlet(s), 1/8in female NPT outlet(s), 1/8in female NPT exhaust(s), Cv=0.55. | Stock | 50
7001000400U | Metal Work Series 70 pneumatic mechanically operated directional control valve, 3-port (3-way), 2-position, N.C., pilot-assisted roller lever, spring return, 1/8in female NPT inlet(s), 1/8in female NPT outlet(s), 1/8in female NPT exhaust(s), Cv=0.55. | Stock | 48
7001000410U | Metal Work Series 70 pneumatic mechanically operated directional control valve, 5-port (4-way), 2-position, pilot-assisted roller lever, spring return, 1/8in female NPT inlet(s), 1/8in female NPT outlet(s), 1/8in female NPT exhaust(s), Cv=0.55. | Stock | 53
7001000700U | Metal Work Series 70 pneumatic mechanically operated directional control valve, 3-port (3-way), 2-position, N.C., pilot-assisted whisker, spring return, 1/8in female NPT inlet(s), 1/8in female NPT outlet(s), 1/8in female NPT exhaust(s), Cv=0.55. | Stock | 63
7001000710U | Metal Work Series 70 pneumatic mechanically operated directional control valve, 5-port (4-way), 2-position, pilot-assisted whisker, spring return, 1/8in female NPT inlet(s), 1/8in female NPT outlet(s), 1/8in female NPT exhaust(s), Cv=0.55. | Stock | 66
7001000900U | Metal Work Series 70 pneumatic mechanically operated directional control valve, 3-port (3-way), 2-position, N.C., pilot-assisted adjustable roller lever, spring return, 1/8in female NPT inlet(s), 1/8in female NPT outlet(s), 1/8in female NPT exhaust(s), Cv=0.55. | Stock | 64
7001000910U | Metal Work Series 70 pneumatic mechanically operated directional control valve, 5-port (4-way), 2-position, pilot-assisted adjustable roller lever, spring return, 1/8in female NPT inlet(s), 1/8in female NPT outlet(s), 1/8in female NPT exhaust(s), Cv=0.55. | Stock | 67
EVP-CA-PL-PNL | NITRA pneumatic manual valve, 2-port (3-way), 2-position, N.C., metal plunger, spring return, axial ports, (1) 5/32in (4mm) push-to-connect inlet(s), (1) 5/32in (4mm) push-to-connect outlet(s), (1) vent hole exhaust(s), Cv=0.13, through panel mount. | Stock | 26
EVP-CS-PL-PNL | NITRA pneumatic manual valve, 2-port (3-way), 2-position, N.C., metal plunger, spring return, side ports, (1) 5/32in (4mm) push-to-connect inlet(s), (1) 5/32in (4mm) push-to-connect outlet(s), (1) vent hole exhaust(s), Cv=0.13, through panel mount. | Stock | 23.5
EVP-AA-R | NITRA pneumatic manual valve, 2-port (3-way), 2-position, N.O., roller lever, spring return, axial ports, (1) 5/32in (4mm) push-to-connect inlet(s), (1) 5/32in (4mm) push-to-connect outlet(s), (1) vent hole exhaust(s), Cv=0.13. | Stock | 28
EVP-AS-R | NITRA pneumatic manual valve, 2-port (3-way), 2-position, N.O., roller lever, spring return, side ports, (1) 5/32in (4mm) push-to-connect inlet(s), (1) 5/32in (4mm) push-to-connect outlet(s), (1) vent hole exhaust(s), Cv=0.13. | Stock | 28.5
EVP-CA-R | NITRA pneumatic manual valve, 2-port (3-way), 2-position, N.C., roller lever, spring return, axial ports, (1) 5/32in (4mm) push-to-connect inlet(s), (1) 5/32in (4mm) push-to-connect outlet(s), (1) vent hole exhaust(s), Cv=0.13. | Stock | 28
EVP-CS-R | NITRA pneumatic manual valve, 2-port (3-way), 2-position, N.C., roller lever, spring return, side ports, (1) 5/32in (4mm) push-to-connect inlet(s), (1) 5/32in (4mm) push-to-connect outlet(s), (1) vent hole exhaust(s), Cv=0.13. | Stock | 26
EVP-CA-T | NITRA pneumatic manual valve, 2-port (3-way), 2-position, N.C., unidirectional roller lever, spring return, axial ports, (1) 5/32in (4mm) push-to-connect inlet(s), (1) 5/32in (4mm) push-to-connect outlet(s), (1) vent hole exhaust(s), Cv=0.13. | Stock | 29.5
EVP-CS-T | NITRA pneumatic manual valve, 2-port (3-way), 2-position, N.C., unidirectional roller lever, spring return, side ports, (1) 5/32in (4mm) push-to-connect inlet(s), (1) 5/32in (4mm) push-to-connect outlet(s), (1) vent hole exhaust(s), Cv=0.13. | Stock | 27.5
Miniature Manual Valves
106002001021004 | Mindman pneumatic manual valve, 2-port (2-way), 2-position, toggle style actuator, detented, R1/8 male BSPT inlet(s), M5 x 0.8 female ISO outlet(s), Cv=0.1, through panel mount. | Stock | 28
106002101021007 | Mindman pneumatic manual valve, 2-port (2-way), 2-position, N.C., pushbutton, spring return, R1/8 male BSPT inlet(s), M5 x 0.8 female ISO outlet(s), Cv=0.1, through panel mount. | Stock | 27
106003003021013 | Mindman pneumatic manual valve, 2-port (3-way), 2-position, toggle style actuator, detented, R1/8 male BSPT inlet(s), M5 x 0.8 female ISO outlet(s), vent hole exhaust(s), Cv=0.1, through panel mount. | Stock | 28
106003103021013 | Mindman pneumatic manual valve, 2-port (3-way), 2-position, N.C., pushbutton, spring return, R1/8 male BSPT inlet(s), M5 x 0.8 female ISO outlet(s), vent hole exhaust(s), Cv=0.1, through panel mount. | Stock | 27
106004005021007 | Mindman pneumatic manual valve, 5-port (4-way), 2-position, toggle style actuator, detented, M5 x 0.8 female ISO inlet(s), (2) M5 x 0.8 female ISO outlet(s), vent hole exhaust(s), Cv=0.11, through panel mount. | Stock | 28
106004105021008 | Mindman pneumatic manual valve, 5-port (4-way), 2-position, pushbutton, spring return, M5 x 0.8 female ISO inlet(s), (2) M5 x 0.8 female ISO outlet(s), vent hole exhaust(s), Cv=0.11, through panel mount. | Stock | 26
106004205021001 | Mindman pneumatic manual valve, 5-port (4-way), 2-position, double pushbutton, M5 x 0.8 female ISO inlet(s), (2) M5 x 0.8 female ISO outlet(s), vent hole exhaust(s), Cv=0.11, through panel mount. | Stock | 28
106031003034001 | Mindman pneumatic manual valve, 3-port (3-way), 2-position, toggle style actuator, detented, 1/8in female NPT inlet(s), 1/8in female NPT outlet(s), 1/8in female NPT exhaust(s), Cv=0.25, through panel mount. | Stock | 36
106031103034001 | Mindman pneumatic manual valve, 3-port (3-way), 2-position, N.O./N.C., pushbutton, spring return, 1/8in female NPT inlet(s), 1/8in female NPT outlet(s), 1/8in female NPT exhaust(s), Cv=0.25, through panel mount. | Stock | 34
106041005034001 | Mindman pneumatic manual valve, 5-port (4-way), 2-position, toggle style actuator, detented, 1/8in female NPT inlet(s), (2) 1/8in female NPT outlet(s), (2) M5 x 0.8 female ISO exhaust(s), Cv=0.31, through panel mount. | Stock | 41
106041105034002 | Mindman pneumatic manual valve, 5-port (4-way), 2-position, pushbutton, spring return, 1/8in female NPT inlet(s), (2) 1/8in female NPT outlet(s), (2) M5 x 0.8 female ISO exhaust(s), Cv=0.31, through panel mount. | Stock | 41
106041205034001 | Mindman pneumatic manual valve, 5-port (4-way), 2-position, double pushbutton, 1/8in female NPT inlet(s), (2) 1/8in female NPT outlet(s), (2) M5 x 0.8 female ISO exhaust(s), Cv=0.31, through panel mount. | Stock | 48
GVP-3C2P-PB | NITRA pneumatic manual valve, 3-port (3-way), 2-position, N.C., pushbutton, spring return, 90-degree ports, 1/4in push-to-connect inlet(s), 1/4in push-to-connect outlet(s), (1) vent hole exhaust(s), Cv=0.29, through panel mount. | Stock | 39.5
GVP-3C1M2P-PB | NITRA pneumatic manual valve, 3-port (3-way), 2-position, N.C., pushbutton, spring return, 90-degree ports, 1/8in male NPT inlet(s), 1/4in push-to-connect outlet(s), (1) vent hole exhaust(s), Cv=0.29, through panel mount. | Stock | 38
GVP-3C1F-PB | NITRA pneumatic manual valve, 3-port (3-way), 2-position, N.C., pushbutton, spring return, 90-degree ports, 1/8in female NPT inlet(s), 1/8in female NPT outlet(s), (1) vent hole exhaust(s), Cv=0.29, through panel mount. | Stock | 34
GVP-3C2P-TD | NITRA pneumatic manual valve, 3-port (3-way), 2-position, N.C., toggle style actuator, detented, 90-degree ports, 1/4in push-to-connect inlet(s), 1/4in push-to-connect outlet(s), (1) vent hole exhaust(s), Cv=0.23, through panel mount. | Stock | 41
GVP-3C1M2P-TD | NITRA pneumatic manual valve, 3-port (3-way), 2-position, N.C., toggle style actuator, detented, 90-degree ports, 1/8in male NPT inlet(s), 1/4in push-to-connect outlet(s), (1) vent hole exhaust(s), Cv=0.23, through panel mount. | Stock | 42
GVP-3C1F-TD | NITRA pneumatic manual valve, 3-port (3-way), 2-position, N.C., toggle style actuator, detented, 90-degree ports, 1/8in female NPT inlet(s), 1/8in female NPT outlet(s), (1) vent hole exhaust(s), Cv=0.23, through panel mount. | Stock | 40
GVS-3C0F-TD-SS | NITRA pneumatic manual valve, 3-port (3-way), 2-position, N.C., toggle style actuator, detented, 90-degree ports, #10-32 female UNF inlet(s), #10-32 female UNF outlet(s), #10-32 female threaded exhaust(s), Cv=0.27, through panel mount. | Stock | 45
GVS-3C0F-PB-SS | NITRA pneumatic manual valve, 3-port (3-way), 2-position, N.C., pushbutton, spring return, 90-degree ports, #10-32 female UNF inlet(s), #10-32 female UNF outlet(s), #10-32 female threaded exhaust(s), Cv=0.27, through panel mount. | Stock | 43.5
GVS-520F-PB | NITRA pneumatic manual valve, 5-port (4-way), 2-position, pushbutton, spring return, #10-32 female UNF inlet(s), #10-32 female UNF outlet(s), #10-32 female threaded exhaust(s), Cv=0.23, through panel mount. | Stock | 34
GVS-520F-TD | NITRA pneumatic manual valve, 5-port (4-way), 2-position, toggle style actuator, detented, #10-32 female UNF inlet(s), #10-32 female UNF outlet(s), #10-32 female threaded exhaust(s), Cv=0.23, through panel mount. | Stock | 36
GVS-521F-PB | NITRA pneumatic manual valve, 5-port (4-way), 2-position, pushbutton, spring return, 1/8in female NPT inlet(s), 1/8in female NPT outlet(s), 1/8in female NPT exhaust(s), Cv=0.37, through panel mount. | Stock | 39.5
GVS-521F-TD | NITRA pneumatic manual valve, 5-port (4-way), 2-position, toggle style actuator, detented, 1/8in female NPT inlet(s), 1/8in female NPT outlet(s), 1/8in female NPT exhaust(s), Cv=0.37, through panel mount. | Stock | 41
General Purpose Foot and Manual Valves
7010000100U | Metal Work Series 70 pneumatic manual valve, 3-port (3-way), 2-position, N.C., 90 deg hand lever, spring return, 1/8in female NPT inlet(s), 1/8in female NPT outlet(s), 1/8in female NPT exhaust(s), Cv=0.55. | Stock | 41
7020000100U | Metal Work Series 70 pneumatic manual valve, 3-port (3-way), 2-position, N.C., 90 deg hand lever, spring return, 1/4in female NPT inlet(s), 1/4in female NPT outlet(s), 1/4in female NPT exhaust(s), Cv=1.1. | Stock | 69
7030000100U | Metal Work Series 70 pneumatic manual valve, 3-port (3-way), 2-position, N.C., 90 deg hand lever, spring return, 1/2in female NPT inlet(s), 1/2in female NPT outlet(s), 1/2in female NPT exhaust(s), Cv=4.6. | Stock | 147
7010000200U | Metal Work Series 70 pneumatic manual valve, 3-port (3-way), 2-position, 90 deg hand lever, detented, 1/8in female NPT inlet(s), 1/8in female NPT outlet(s), 1/8in female NPT exhaust(s), Cv=0.55. | Stock | 41
7020000200U | Metal Work Series 70 pneumatic manual valve, 3-port (3-way), 2-position, 90 deg hand lever, detented, 1/4in female NPT inlet(s), 1/4in female NPT outlet(s), 1/4in female NPT exhaust(s), Cv=1.1. | Stock | 69
7030000200U | Metal Work Series 70 pneumatic manual valve, 3-port (3-way), 2-position, 90 deg hand lever, detented, 1/2in female NPT inlet(s), 1/2in female NPT outlet(s), 1/2in female NPT exhaust(s), Cv=4.6. | Stock | 147
7010000300U | Metal Work Series 70 pneumatic manual valve, 5-port (4-way), 2-position, 90 deg hand lever, spring return, 1/8in female NPT inlet(s), 1/8in female NPT outlet(s), 1/8in female NPT exhaust(s), Cv=0.55. | Stock | 45
7020000300U | Metal Work Series 70 pneumatic manual valve, 5-port (4-way), 2-position, 90 deg hand lever, spring return, 1/4in female NPT inlet(s), 1/4in female NPT outlet(s), 1/4in female NPT exhaust(s), Cv=1.1. | Stock | 75
7030000300U | Metal Work Series 70 pneumatic manual valve, 5-port (4-way), 2-position, 90 deg hand lever, spring return, 1/2in female NPT inlet(s), 1/2in female NPT outlet(s), 1/2in female NPT exhaust(s), Cv=4.6. | Stock | 166
7010000400U | Metal Work Series 70 pneumatic manual valve, 5-port (4-way), 2-position, 90 deg hand lever, detented, 1/8in female NPT inlet(s), 1/8in female NPT outlet(s), 1/8in female NPT exhaust(s), Cv=0.55. | Stock | 45
7020000400U | Metal Work Series 70 pneumatic manual valve, 5-port (4-way), 2-position, 90 deg hand lever, detented, 1/4in female NPT inlet(s), 1/4in female NPT outlet(s), 1/4in female NPT exhaust(s), Cv=1.1. | Stock | 75
7030000400U | Metal Work Series 70 pneumatic manual valve, 5-port (4-way), 2-position, 90 deg hand lever, detented, 1/2in female NPT inlet(s), 1/2in female NPT outlet(s), 1/2in female NPT exhaust(s), Cv=4.6. | Stock | 166
7010001000U | Metal Work Series 70 pneumatic manual valve, 5-port (4-way), 3-position, center closed, 90 deg hand lever, spring return, 1/8in female NPT inlet(s), 1/8in female NPT outlet(s), 1/8in female NPT exhaust(s), Cv=0.55. | Stock | 48
7020001000U | Metal Work Series 70 pneumatic manual valve, 5-port (4-way), 3-position, center closed, 90 deg hand lever, spring return, 1/4in female NPT inlet(s), 1/4in female NPT outlet(s), 1/4in female NPT exhaust(s), Cv=1.1. | Stock | 78
7030001000U | Metal Work Series 70 pneumatic manual valve, 5-port (4-way), 3-position, center closed, 90 deg hand lever, spring return, 1/2in female NPT inlet(s), 1/2in female NPT outlet(s), 1/2in female NPT exhaust(s), Cv=4.6. | Stock | 179
7010000900U | Metal Work Series 70 pneumatic manual valve, 5-port (4-way), 3-position, center exhaust, 90 deg hand lever, spring return, 1/8in female NPT inlet(s), 1/8in female NPT outlet(s), 1/8in female NPT exhaust(s), Cv=0.55. | Stock | 48
7020000900U | Metal Work Series 70 pneumatic manual valve, 5-port (4-way), 3-position, center exhaust, 90 deg hand lever, spring return, 1/4in female NPT inlet(s), 1/4in female NPT outlet(s), 1/4in female NPT exhaust(s), Cv=1.1. | Stock | 78
7030000900U | Metal Work Series 70 pneumatic manual valve, 5-port (4-way), 3-position, center exhaust, 90 deg hand lever, spring return, 1/2in female NPT inlet(s), 1/2in female NPT outlet(s), 1/2in female NPT exhaust(s), Cv=4.6. | Stock | 179
7010001100U | Metal Work Series 70 pneumatic manual valve, 5-port (4-way), 3-position, center pressure, 90 deg hand lever, spring return, 1/8in female NPT inlet(s), 1/8in female NPT outlet(s), 1/8in female NPT exhaust(s), Cv=0.55. | Stock | 48
7020001100U | Metal Work Series 70 pneumatic manual valve, 5-port (4-way), 3-position, center pressure, 90 deg hand lever, spring return, 1/4in female NPT inlet(s), 1/4in female NPT outlet(s), 1/4in female NPT exhaust(s), Cv=1.1. | Stock | 78
7030001100U | Metal Work Series 70 pneumatic manual valve, 5-port (4-way), 3-position, center pressure, 90 deg hand lever, spring return, 1/2in female NPT inlet(s), 1/2in female NPT outlet(s), 1/2in female NPT exhaust(s), Cv=4.6. | Stock | 179
7010000500U | Metal Work Series 70 pneumatic manual valve, 5-port (4-way), 3-position, center closed, 90 deg hand lever, detented, 1/8in female NPT inlet(s), 1/8in female NPT outlet(s), 1/8in female NPT exhaust(s), Cv=0.55. | Stock | 48
7020000500U | Metal Work Series 70 pneumatic manual valve, 5-port (4-way), 3-position, center closed, 90 deg hand lever, detented, 1/4in female NPT inlet(s), 1/4in female NPT outlet(s), 1/4in female NPT exhaust(s), Cv=1.1. | Stock | 78
7030000500U | Metal Work Series 70 pneumatic manual valve, 5-port (4-way), 3-position, center closed, 90 deg hand lever, detented, 1/2in female NPT inlet(s), 1/2in female NPT outlet(s), 1/2in female NPT exhaust(s), Cv=4.6. | Stock | 179
7010000600U | Metal Work Series 70 pneumatic manual valve, 5-port (4-way), 3-position, center exhaust, 90 deg hand lever, detented, 1/8in female NPT inlet(s), 1/8in female NPT outlet(s), 1/8in female NPT exhaust(s), Cv=0.55. | Stock | 48
7020000600U | Metal Work Series 70 pneumatic manual valve, 5-port (4-way), 3-position, center exhaust, 90 deg hand lever, detented, 1/4in female NPT inlet(s), 1/4in female NPT outlet(s), 1/4in female NPT exhaust(s), Cv=1.1. | Stock | 78
7030000600U | Metal Work Series 70 pneumatic manual valve, 5-port (4-way), 3-position, center exhaust, 90 deg hand lever, detented, 1/2in female NPT inlet(s), 1/2in female NPT outlet(s), 1/2in female NPT exhaust(s), Cv=4.6. | Stock | 179
7010000700U | Metal Work Series 70 pneumatic manual valve, 5-port (4-way), 3-position, center pressure, 90 deg hand lever, detented, 1/8in female NPT inlet(s), 1/8in female NPT outlet(s), 1/8in female NPT exhaust(s), Cv=0.55. | Stock | 48
7020000700U | Metal Work Series 70 pneumatic manual valve, 5-port (4-way), 3-position, center pressure, 90 deg hand lever, detented, 1/4in female NPT inlet(s), 1/4in female NPT outlet(s), 1/4in female NPT exhaust(s), Cv=1.1. | Stock | 78
7030000700U | Metal Work Series 70 pneumatic manual valve, 5-port (4-way), 3-position, center pressure, 90 deg hand lever, detented, 1/2in female NPT inlet(s), 1/2in female NPT outlet(s), 1/2in female NPT exhaust(s), Cv=4.6. | Stock | 179
7010001400U | Metal Work Series 70 pneumatic manual valve, 3-port (3-way), 2-position, axial hand lever, detented, 1/8in female NPT inlet(s), 1/8in female NPT outlet(s), 1/8in female NPT exhaust(s), Cv=0.55. | Stock | 34
7020001400U | Metal Work Series 70 pneumatic manual valve, 3-port (3-way), 2-position, axial hand lever, detented, 1/4in female NPT inlet(s), 1/4in female NPT outlet(s), 1/4in female NPT exhaust(s), Cv=1.1. | Stock | 41.5
7010001700U | Metal Work Series 70 pneumatic manual valve, 5-port (4-way), 2-position, axial hand lever, detented, 1/8in female NPT inlet(s), 1/8in female NPT outlet(s), 1/8in female NPT exhaust(s), Cv=0.55. | Stock | 37.5
7020001700U | Metal Work Series 70 pneumatic manual valve, 5-port (4-way), 2-position, axial hand lever, detented, 1/4in female NPT inlet(s), 1/4in female NPT outlet(s), 1/4in female NPT exhaust(s), Cv=1.1. | Stock | 47.5
7010001300U | Metal Work Series 70 pneumatic manual valve, 3-port (3-way), 2-position, push-pull knob, detented, 1/8in female NPT inlet(s), 1/8in female NPT outlet(s), 1/8in female NPT exhaust(s), Cv=0.55. | Stock | 31.5
7010001200U | Metal Work Series 70 pneumatic manual valve, 3-port (3-way), 2-position, N.C., push-pull knob, spring return, 1/8in female NPT inlet(s), 1/8in female NPT outlet(s), 1/8in female NPT exhaust(s), Cv=0.55. | Stock | 28.5
7010001600U | Metal Work Series 70 pneumatic manual valve, 5-port (4-way), 2-position, push-pull knob, detented, 1/8in female NPT inlet(s), 1/8in female NPT outlet(s), 1/8in female NPT exhaust(s), Cv=0.55. | Stock | 36
7010001500U | Metal Work Series 70 pneumatic manual valve, 5-port (4-way), 2-position, push-pull knob, spring return, 1/8in female NPT inlet(s), 1/8in female NPT outlet(s), 1/8in female NPT exhaust(s), Cv=0.55. | Stock | 32.5
107023003044001 | Mindman manual valve, non-locking foot pedal, single, 3-port (3-way), 2-position, N.C., spring return, 1/4in female NPT inlet(s), 1/4in female NPT outlet(s), 1/4in female NPT exhaust(s), Cv=0.44. | Stock | 36.5
107023003444001 | Mindman manual valve, locking foot pedal, single, 3-port (3-way), 2-position, N.C., spring return, 1/4in female NPT inlet(s), 1/4in female NPT outlet(s), 1/4in female NPT exhaust(s), Cv=0.44. | Stock | 40
107023003044101 | Mindman manual valve, non-locking foot pedal, single, 3-port (3-way), 2-position, N.C., spring return, 1/4in female NPT inlet(s), 1/4in female NPT outlet(s), 1/4in female NPT exhaust(s), Cv=0.44, steel foot guard(s), yellow. | Stock | 54
107023003444101 | Mindman manual valve, locking foot pedal, single, 3-port (3-way), 2-position, N.C., spring return, 1/4in female NPT inlet(s), 1/4in female NPT outlet(s), 1/4in female NPT exhaust(s), Cv=0.44, steel foot guard(s), yellow. | Stock | 59
107024000044001 | Mindman manual valve, non-locking foot pedal, single, 4-port (4-way), 2-position, spring return, 1/4in female NPT inlet(s), (2) 1/4in female NPT outlet(s), 1/4in female NPT exhaust(s), Cv=0.44. | Stock | 46
107024000444002 | Mindman manual valve, locking foot pedal, single, 4-port (4-way), 2-position, spring return, 1/4in female NPT inlet(s), (2) 1/4in female NPT outlet(s), 1/4in female NPT exhaust(s), Cv=0.44. | Stock | 50
107024000444003 | Mindman manual valve, non-locking foot pedal, single, 4-port (4-way), 2-position, spring return, 1/4in female NPT inlet(s), (2) 1/4in female NPT outlet(s), 1/4in female NPT exhaust(s), Cv=0.44, steel foot guard(s), yellow. | Stock | 62
107024000444004 | Mindman manual valve, locking foot pedal, single, 4-port (4-way), 2-position, spring return, 1/4in female NPT inlet(s), (2) 1/4in female NPT outlet(s), 1/4in female NPT exhaust(s), Cv=0.44, steel foot guard(s), yellow. | Stock | 68
CVS-5272-FP | NITRA manual valve, non-locking foot pedal, single, 5-port (4-way), 2-position, spring return, 1/4in female NPT inlet(s), 1/4in female NPT outlet(s), Cv=0.8, plastic foot guard(s), yellow. | Stock | 53
CVS-527D2-FP | NITRA manual valve, locking foot pedal, single, 5-port (4-way), 2-position, detented, 1/4in female NPT inlet(s), 1/4in female NPT outlet(s), Cv=0.8, plastic foot guard(s), yellow. | Stock | 59
106122015044005 | Mindman pneumatic manual valve, 5-port (4-way), 2-position, 90 deg hand lever, detented, 1/4in female NPT inlet(s), (2) 1/4in female NPT outlet(s), (2) 1/8in female NPT exhaust(s), Cv=1. | Stock | 39
106122015144004 | Mindman pneumatic manual valve, 5-port (4-way), 2-position, 90 deg hand lever, spring return, 1/4in female NPT inlet(s), (2) 1/4in female NPT outlet(s), (2) 1/8in female NPT exhaust(s), Cv=1. | Stock | 42
106122017044003 | Mindman pneumatic manual valve, 5-port (4-way), 3-position, center closed, 90 deg hand lever, detented, 1/4in female NPT inlet(s), (2) 1/4in female NPT outlet(s), (2) 1/8in female NPT exhaust(s), Cv=0.89. | Stock | 42
106122017144004 | Mindman pneumatic manual valve, 5-port (4-way), 3-position, center closed, 90 deg hand lever, spring return to center from right or left, 1/4in female NPT inlet(s), (2) 1/4in female NPT outlet(s), (2) 1/8in female NPT exhaust(s), Cv=0.89. | Stock | 51
106122019044002 | Mindman pneumatic manual valve, 5-port (4-way), 3-position, center exhaust, 90 deg hand lever, detented, 1/4in female NPT inlet(s), (2) 1/4in female NPT outlet(s), (2) 1/8in female NPT exhaust(s), Cv=0.89. | Stock | 42
106122019144003 | Mindman pneumatic manual valve, 5-port (4-way), 3-position, center exhaust, 90 deg hand lever, spring return to center from right or left, 1/4in female NPT inlet(s), (2) 1/4in female NPT outlet(s), (2) 1/8in female NPT exhaust(s), Cv=0.89. | Stock | 51
106130015054002 | Mindman pneumatic manual valve, 5-port (4-way), 2-position, 90 deg hand lever, detented, 3/8in female NPT inlet(s), (2) 3/8in female NPT outlet(s), (2) 3/8in female NPT exhaust(s), Cv=1.89. | Stock | 55
106130015154002 | Mindman pneumatic manual valve, 5-port (4-way), 2-position, 90 deg hand lever, spring return, 3/8in female NPT inlet(s), (2) 3/8in female NPT outlet(s), (2) 3/8in female NPT exhaust(s), Cv=1.89. | Stock | 55
106130017054002 | Mindman pneumatic manual valve, 5-port (4-way), 3-position, center closed, 90 deg hand lever, detented, 3/8in female NPT inlet(s), (2) 3/8in female NPT outlet(s), (2) 3/8in female NPT exhaust(s), Cv=1.89. | Stock | 61
106130017154002 | Mindman pneumatic manual valve, 5-port (4-way), 3-position, center closed, 90 deg hand lever, spring return to center from right or left, 3/8in female NPT inlet(s), (2) 3/8in female NPT outlet(s), (2) 3/8in female NPT exhaust(s), Cv=1.89. | Stock | 66
106130019054001 | Mindman pneumatic manual valve, 5-port (4-way), 3-position, center exhaust, 90 deg hand lever, detented, 3/8in female NPT inlet(s), (2) 3/8in female NPT outlet(s), (2) 3/8in female NPT exhaust(s), Cv=1.89. | Stock | 61
106130019154003 | Mindman pneumatic manual valve, 5-port (4-way), 3-position, center exhaust, 90 deg hand lever, spring return to center from right or left, 3/8in female NPT inlet(s), (2) 3/8in female NPT outlet(s), (2) 3/8in female NPT exhaust(s), Cv=1.89. | Stock | 66
106130015254001 | Mindman pneumatic manual valve, 5-port (4-way), 2-position, vertical hand lever, detented, 3/8in female NPT inlet(s), (2) 3/8in female NPT outlet(s), (2) 3/8in female NPT exhaust(s), Cv=1.89, optional manifold mount. | Stock | 55
106130015454001 | Mindman pneumatic manual valve, 5-port (4-way), 2-position, vertical hand lever, spring return, 3/8in female NPT inlet(s), (2) 3/8in female NPT outlet(s), (2) 3/8in female NPT exhaust(s), Cv=1.89, optional manifold mount. | Stock | 55
106130017054003 | Mindman pneumatic manual valve, 5-port (4-way), 3-position, center closed, vertical hand lever, detented, 3/8in female NPT inlet(s), (2) 3/8in female NPT outlet(s), (2) 3/8in female NPT exhaust(s), Cv=1.89, optional manifold mount. | Stock | 61
106130017154003 | Mindman pneumatic manual valve, 5-port (4-way), 3-position, center closed, vertical hand lever, spring return to center from right or left, 3/8in female NPT inlet(s), (2) 3/8in female NPT outlet(s), (2) 3/8in female NPT exhaust(s), Cv=1.89. | Stock | 66
106130019154004 | Mindman pneumatic manual valve, 5-port (4-way), 3-position, center exhaust, vertical hand lever, detented, 3/8in female NPT inlet(s), (2) 3/8in female NPT outlet(s), (2) 3/8in female NPT exhaust(s), Cv=1.89, optional manifold mount. | Stock | 61
106130019154005 | Mindman pneumatic manual valve, 5-port (4-way), 3-position, center exhaust, vertical hand lever, spring return to center from right or left, 3/8in female NPT inlet(s), (2) 3/8in female NPT outlet(s), (2) 3/8in female NPT exhaust(s), Cv=1.89. | Stock | 66
106150015064003 | Mindman pneumatic manual valve, 5-port (4-way), 2-position, 90 deg hand lever, detented, 1/2in female NPT inlet(s), (2) 1/2in female NPT outlet(s), (2) 1/2in female NPT exhaust(s), Cv=2.28. | Stock | 63
106150015164002 | Mindman pneumatic manual valve, 5-port (4-way), 2-position, 90 deg hand lever, spring return, 1/2in female NPT inlet(s), (2) 1/2in female NPT outlet(s), (2) 1/2in female NPT exhaust(s), Cv=2.28. | Stock | 63
106150017064002 | Mindman pneumatic manual valve, 5-port (4-way), 3-position, center closed, 90 deg hand lever, detented, 1/2in female NPT inlet(s), (2) 1/2in female NPT outlet(s), (2) 1/2in female NPT exhaust(s), Cv=2.28. | Stock | 68
106150017164008 | Mindman pneumatic manual valve, 5-port (4-way), 3-position, center closed, 90 deg hand lever, spring return to center from right or left, 1/2in female NPT inlet(s), (2) 1/2in female NPT outlet(s), (2) 1/2in female NPT exhaust(s), Cv=2.28. | Stock | 69
106150019064001 | Mindman pneumatic manual valve, 5-port (4-way), 3-position, center exhaust, 90 deg hand lever, detented, 1/2in female NPT inlet(s), (2) 1/2in female NPT outlet(s), (2) 1/2in female NPT exhaust(s), Cv=2.28. | Stock | 68
106150019164002 | Mindman pneumatic manual valve, 5-port (4-way), 3-position, center exhaust, 90 deg hand lever, spring return to center from right or left, 1/2in female NPT inlet(s), (2) 1/2in female NPT outlet(s), (2) 1/2in female NPT exhaust(s), Cv=2.28. | Stock | 69
106150015064004 | Mindman pneumatic manual valve, 5-port (4-way), 2-position, vertical hand lever, detented, 1/2in female NPT inlet(s), (2) 1/2in female NPT outlet(s), (2) 1/2in female NPT exhaust(s), Cv=2.28, optional manifold mount. | Stock | 63
106150015164003 | Mindman pneumatic manual valve, 5-port (4-way), 2-position, vertical hand lever, spring return, 1/2in female NPT inlet(s), (2) 1/2in female NPT outlet(s), (2) 1/2in female NPT exhaust(s), Cv=2.28, optional manifold mount. | Stock | 63
106150017164009 | Mindman pneumatic manual valve, 5-port (4-way), 3-position, center closed, vertical hand lever, detented, 1/2in female NPT inlet(s), (2) 1/2in female NPT outlet(s), (2) 1/2in female NPT exhaust(s), Cv=2.28, optional manifold mount. | Stock | 68
106150017164010 | Mindman pneumatic manual valve, 5-port (4-way), 3-position, center closed, vertical hand lever, spring return to center from right or left, 1/2in female NPT inlet(s), (2) 1/2in female NPT outlet(s), (2) 1/2in female NPT exhaust(s), Cv=2.28. | Stock | 69
106150019064002 | Mindman pneumatic manual valve, 5-port (4-way), 3-position, center exhaust, vertical hand lever, detented, 1/2in female NPT inlet(s), (2) 1/2in female NPT outlet(s), (2) 1/2in female NPT exhaust(s), Cv=2.28, optional manifold mount. | Stock | 68
106150019164003 | Mindman pneumatic manual valve, 5-port (4-way), 3-position, center exhaust, vertical hand lever, spring return to center from right or left, 1/2in female NPT inlet(s), (2) 1/2in female NPT outlet(s), (2) 1/2in female NPT exhaust(s), Cv=2.28. | Stock | 69
106322000034002 | Mindman pneumatic manual valve, 3-port (3-way), 2-position, N.C., push-pull knob, detented, 1/4in female NPT inlet(s), 1/4in female NPT outlet(s), 1/4in female NPT exhaust(s), Cv=1, panel or surface mount. | Stock | 33
106322000034003 | Mindman pneumatic manual valve, 3-port (3-way), 2-position, N.C., push-pull knob, spring return, 1/4in female NPT inlet(s), 1/4in female NPT outlet(s), 1/4in female NPT exhaust(s), Cv=1, panel or surface mount. | Stock | 33
106322000044002 | Mindman pneumatic manual valve, 5-port (4-way), 2-position, push-pull knob, detented, 1/4in female NPT inlet(s), (2) 1/4in female NPT outlet(s), (2) 1/8in female NPT exhaust(s), Cv=1, panel or surface mount. | Stock | 33
106322000044003 | Mindman pneumatic manual valve, 5-port (4-way), 2-position, push-pull knob, spring return, 1/4in female NPT inlet(s), (2) 1/4in female NPT outlet(s), (2) 1/8in female NPT exhaust(s), Cv=1, panel or surface mount. | Stock | 33
106220200034002 | Mindman pneumatic manual valve, 4-port (4-way), 2-position, rotary lever, detented, 1/8in female NPT inlet(s), (2) 1/8in female NPT outlet(s), 1/8in female NPT exhaust(s), Cv=0.39, panel or surface mount. | Stock | 33
106220000034004 | Mindman pneumatic manual valve, 4-port (4-way), 3-position, center closed, rotary lever, detented, 1/8in female NPT inlet(s), (2) 1/8in female NPT outlet(s), 1/8in female NPT exhaust(s), Cv=0.39, panel or surface mount. | Stock | 33
106220100034003 | Mindman pneumatic manual valve, 4-port (4-way), 3-position, center exhaust, rotary lever, detented, 1/8in female NPT inlet(s), (2) 1/8in female NPT outlet(s), 1/8in female NPT exhaust(s), Cv=0.39, panel or surface mount. | Stock | 33
106220200044006 | Mindman pneumatic manual valve, 4-port (4-way), 2-position, rotary lever, detented, 1/4in female NPT inlet(s), (2) 1/4in female NPT outlet(s), 1/4in female NPT exhaust(s), Cv=0.39, panel or surface mount. | Stock | 33
106220000044006 | Mindman pneumatic manual valve, 4-port (4-way), 3-position, center closed, rotary lever, detented, 1/4in female NPT inlet(s), (2) 1/4in female NPT outlet(s), 1/4in female NPT exhaust(s), Cv=0.39, panel or surface mount. | Stock | 33
106220100044005 | Mindman pneumatic manual valve, 4-port (4-way), 3-position, center exhaust, rotary lever, detented, 1/4in female NPT inlet(s), (2) 1/4in female NPT outlet(s), 1/4in female NPT exhaust(s), Cv=0.39, panel or surface mount. | Stock | 33
106230200054005 | Mindman pneumatic manual valve, 4-port (4-way), 2-position, rotary lever, detented, 3/8in female NPT inlet(s), (2) 3/8in female NPT outlet(s), 3/8in female NPT exhaust(s), Cv=1.61, panel or surface mount. | Stock | 40
106230000054006 | Mindman pneumatic manual valve, 4-port (4-way), 3-position, center closed, rotary lever, detented, 3/8in female NPT inlet(s), (2) 3/8in female NPT outlet(s), 3/8in female NPT exhaust(s), Cv=1.61, panel or surface mount. | Stock | 40
106230200064002 | Mindman pneumatic manual valve, 4-port (4-way), 2-position, rotary lever, detented, 1/2in female NPT inlet(s), (2) 1/2in female NPT outlet(s), 1/2in female NPT exhaust(s), Cv=1.83, panel or surface mount. | Stock | 40
106230000064005 | Mindman pneumatic manual valve, 4-port (4-way), 3-position, center closed, rotary lever, detented, 1/2in female NPT inlet(s), (2) 1/2in female NPT outlet(s), 1/2in female NPT exhaust(s), Cv=1.83, panel or surface mount. | Stock | 40
106240200074002 | Mindman pneumatic manual valve, 4-port (4-way), 2-position, rotary lever, detented, 3/4in female NPT inlet(s), (2) 3/4in female NPT outlet(s), 3/4in female NPT exhaust(s), Cv=3.94, panel or surface mount. | Stock | 52
106240000074005 | Mindman pneumatic manual valve, 4-port (4-way), 3-position, center closed, rotary lever, detented, 3/4in female NPT inlet(s), (2) 3/4in female NPT outlet(s), 3/4in female NPT exhaust(s), Cv=3.94, panel or surface mount. | Stock | 52
AVS-5271-HL | NITRA pneumatic manual valve, 5-port (4-way), 2-position, 90 deg hand lever, spring return, 1/8in female NPT inlet(s), 1/8in female NPT outlet(s), 1/8in female NPT exhaust(s), Cv=0.78, panel or surface mount. | Stock | 56
AVS-527D1-HL | NITRA pneumatic manual valve, 5-port (4-way), 2-position, 90 deg hand lever, detented, 1/8in female NPT inlet(s), 1/8in female NPT outlet(s), Cv=0.78, panel or surface mount. | Stock | 33
AVS-528C1-HL | NITRA pneumatic manual valve, 5-port (4-way), 3-position, center closed, 90 deg hand lever, spring return, 1/8in female NPT inlet(s), 1/8in female NPT outlet(s), 1/8in female NPT exhaust(s), Cv=0.67, panel or surface mount. | Stock | 73
AVS-528DC1-HL | NITRA pneumatic manual valve, 5-port (4-way), 3-position, center closed, 90 deg hand lever, detented, 1/8in female NPT inlet(s), 1/8in female NPT outlet(s), 1/8in female NPT exhaust(s), Cv=0.67, panel or surface mount. | Stock | 56
AVS-528E1-HL | NITRA pneumatic manual valve, 5-port (4-way), 3-position, center exhaust, 90 deg hand lever, spring return, 1/8in female NPT inlet(s), 1/8in female NPT outlet(s), 1/8in female NPT exhaust(s), Cv=0.67, panel or surface mount. | Stock | 73
AVS-528DE1-HL | NITRA pneumatic manual valve, 5-port (4-way), 3-position, center exhaust, 90 deg hand lever, detented, 1/8in female NPT inlet(s), 1/8in female NPT outlet(s), 1/8in female NPT exhaust(s), Cv=0.67, panel or surface mount. | Stock | 58
AVS-5372-HL | NITRA pneumatic manual valve, 5-port (4-way), 2-position, 90 deg hand lever, spring return, 1/4in female NPT inlet(s), 1/4in female NPT outlet(s), 1/4in female NPT exhaust(s), Cv=1.39, panel or surface mount. | Stock | 72
AVS-537D2-HL | NITRA pneumatic manual valve, 5-port (4-way), 2-position, 90 deg hand lever, detented, 1/4in female NPT inlet(s), 1/4in female NPT outlet(s), Cv=1.39, panel or surface mount. | Stock | 48
AVS-538C1-HL | NITRA pneumatic manual valve, 5-port (4-way), 3-position, center closed, 90 deg hand lever, spring return, 1/4in female NPT inlet(s), 1/4in female NPT outlet(s), 1/4in female NPT exhaust(s), Cv=1, panel or surface mount. | Stock | 70
AVS-538DC1-HL | NITRA pneumatic manual valve, 5-port (4-way), 3-position, center closed, 90 deg hand lever, detented, 1/4in female NPT inlet(s), 1/4in female NPT outlet(s), 1/4in female NPT exhaust(s), Cv=1, panel or surface mount. | Stock | 75
AVS-538E1-HL | NITRA pneumatic manual valve, 5-port (4-way), 3-position, center exhaust, 90 deg hand lever, spring return, 1/4in female NPT inlet(s), 1/4in female NPT outlet(s), 1/4in female NPT exhaust(s), Cv=1, panel or surface mount. | Stock | 83
AVS-538DE1-HL | NITRA pneumatic manual valve, 5-port (4-way), 3-position, center exhaust, 90 deg hand lever, detented, 1/4in female NPT inlet(s), 1/4in female NPT outlet(s), 1/4in female NPT exhaust(s), Cv=1, panel or surface mount. | Stock | 78
CVR-437D2-HL | NITRA pneumatic manual valve, 4-port (4-way), 2-position, 4in handle, detented, 1/4in female NPT inlet(s), 1/4in female NPT outlet(s), Cv=0.89, through panel mount. | Stock | 33.5
CVR-438D2-HL | NITRA pneumatic manual valve, 4-port (4-way), 3-position, center closed, 4in handle, detented, 1/4in female NPT inlet(s), 1/4in female NPT outlet(s), Cv=0.89, through panel mount. | Stock | 33.5
CVR-447D4-HL | NITRA pneumatic manual valve, 4-port (4-way), 2-position, 4in handle, detented, 1/2in female NPT inlet(s), 1/2in female NPT outlet(s), Cv=5.29, through panel mount. | Stock | 41
CVR-448D4-HL | NITRA pneumatic manual valve, 4-port (4-way), 3-position, center closed, 4.4in handle, detented, 1/2in female NPT inlet(s), 1/2in female NPT outlet(s), Cv=5.29, through panel mount. | Stock | 41
AVS-527D1-PP | NITRA pneumatic manual valve, 5-port (4-way), 2-position, push-pull knob, detented, 1/8in female NPT inlet(s), 1/8in female NPT outlet(s), Cv=0.78, optional manifold mount. | Stock | 31
Manual Slide Pneumatic Shut-off Valves
106600000044001 | Mindman pneumatic shut-off valve, 2-port (3-way), 2-position, hand slide, 1/4in female NPT inlet(s), 1/4in male NPT outlet(s), vent hole exhaust(s), Cv=1.69. | Stock | 11
106600000054001 | Mindman pneumatic shut-off valve, 2-port (3-way), 2-position, hand slide, 3/8in female NPT inlet(s), 3/8in male NPT outlet(s), vent hole exhaust(s), Cv=1.79. | Stock | 12.5
106600000064001 | Mindman pneumatic shut-off valve, 2-port (3-way), 2-position, hand slide, 1/2in female NPT inlet(s), 1/2in male NPT outlet(s), vent hole exhaust(s), Cv=3.53. | Stock | 20
106600000074001 | Mindman pneumatic shut-off valve, 2-port (3-way), 2-position, hand slide, 3/4in female NPT inlet(s), 3/4in male NPT outlet(s), vent hole exhaust(s), Cv=4.74. | Stock | 28.5
Flow Indicators
MF-0404-N | CITO MiniFlow flow indicator, 0.1-6.5 GPM, 1/4in NPT thread, anodized aluminum. | Stock | 124
MF-0606-N | CITO MiniFlow flow indicator, 0.1-7 GPM, 3/8in NPT thread, anodized aluminum. | Stock | 124
RFH-0808 | CITO RotoFlow flow indicator, 1-22 GPM, 1/2in NPT thread, glass-filled nylon. | Stock | 184
RFH-1212 | CITO RotoFlow flow indicator, 1-40 GPM, 3/4in NPT thread, glass-filled nylon. | Stock | 184
RFH-1616 | CITO RotoFlow flow indicator, 1-60 GPM, 1in NPT thread, glass-filled nylon. | Stock | 184
RFID Coded Non-Contact Safety Switches
BMF-U-414101 | IDEM safety switch set, non-contact uniquely coded RFID, (2) N.C. safety output(s), (1) N.O. monitoring output(s), 316 stainless steel housing, 18mm diameter x 75mm body, pigtail, 16.4ft/5m cable length. | Stock | 332
BMF-U-414102 | IDEM safety switch set, non-contact uniquely coded RFID, (2) N.C. safety output(s), (1) N.O. monitoring output(s), 316 stainless steel housing, 18mm diameter x 75mm body, pigtail, 32.8ft/10m cable length. | Stock | 353
BMF-U-414103 | IDEM safety switch set, non-contact uniquely coded RFID, (2) N.C. safety output(s), (1) N.O. monitoring output(s), 316 stainless steel housing, 18mm diameter x 75mm body, 8-pin M12 quick-disconnect, 9.8in/250mm cable length. | Stock | 362
BMF-M-414001 | IDEM safety switch set, non-contact master coded RFID, (2) N.C. safety output(s), (1) N.O. monitoring output(s), 316 stainless steel housing, 18mm diameter x 75mm body, pigtail, 16.4ft/5m cable length. | Stock | 332
BMF-M-414002 | IDEM safety switch set, non-contact master coded RFID, (2) N.C. safety output(s), (1) N.O. monitoring output(s), 316 stainless steel housing, 18mm diameter x 75mm body, pigtail, 32.8ft/10m cable length. | Stock | 353
BMF-M-414003 | IDEM safety switch set, non-contact master coded RFID, (2) N.C. safety output(s), (1) N.O. monitoring output(s), 316 stainless steel housing, 18mm diameter x 75mm body, 8-pin M12 quick-disconnect, 9.8in/250mm cable length. | Stock | 362
BMF-414200 | IDEM safety switch actuator, replacement, non-contact master coded RFID, 316 stainless steel housing, 33 x 33mm. | Stock | 81
BPF-U-413101 | IDEM safety switch set, non-contact uniquely coded RFID, (2) N.C. safety output(s), (1) N.O. monitoring output(s), polyester housing, 18mm diameter x 75mm body, pigtail, 16.4ft/5m cable length. | Stock | 165
BPF-U-413102 | IDEM safety switch set, non-contact uniquely coded RFID, (2) N.C. safety output(s), (1) N.O. monitoring output(s), polyester housing, 18mm diameter x 75mm body, pigtail, 32.8ft/10m cable length. | Stock | 182
BPF-U-413103 | IDEM safety switch set, non-contact uniquely coded RFID, (2) N.C. safety output(s), (1) N.O. monitoring output(s), polyester housing, 18mm diameter x 75mm body, 8-pin M12 quick-disconnect, 9.8in/250mm cable length. | Stock | 189
BPF-M-413001 | IDEM safety switch set, non-contact master coded RFID, (2) N.C. safety output(s), (1) N.O. monitoring output(s), polyester housing, 18mm diameter x 75mm body, pigtail, 16.4ft/5m cable length. | Stock | 165
BPF-M-413002 | IDEM safety switch set, non-contact master coded RFID, (2) N.C. safety output(s), (1) N.O. monitoring output(s), polyester housing, 18mm diameter x 75mm body, pigtail, 32.8ft/10m cable length. | Stock | 182
BPF-M-413003 | IDEM safety switch set, non-contact master coded RFID, (2) N.C. safety output(s), (1) N.O. monitoring output(s), polyester housing, 18mm diameter x 75mm body, 8-pin M12 quick-disconnect, 9.8in/250mm cable length. | Stock | 189
BPF-413200 | IDEM safety switch actuator, replacement, non-contact master coded RFID, plastic housing, 33 x 33mm. | Stock | 45.5
LMF-U-406002 | IDEM safety switch set, non-contact uniquely coded RFID, (2) N.C. safety output(s), (1) N.O. monitoring output(s), 316 stainless steel housing, 25 x 88mm, pigtail, 16.4ft/5m cable length. | Stock | 296
LMF-U-406003 | IDEM safety switch set, non-contact uniquely coded RFID, (2) N.C. safety output(s), (1) N.O. monitoring output(s), 316 stainless steel housing, 25 x 88mm, pigtail, 32.8ft/10m cable length. | Stock | 315
LMF-U-406004 | IDEM safety switch set, non-contact uniquely coded RFID, (2) N.C. safety output(s), (1) N.O. monitoring output(s), 316 stainless steel housing, 25 x 88mm, 8-pin M12 quick-disconnect, 9.8in/250mm cable length. | Stock | 323
LMF-M-406102 | IDEM safety switch set, non-contact master coded RFID, (2) N.C. safety output(s), (1) N.O. monitoring output(s), 316 stainless steel housing, 25 x 88mm, pigtail, 16.4ft/5m cable length. | Stock | 296
LMF-M-406103 | IDEM safety switch set, non-contact master coded RFID, (2) N.C. safety output(s), (1) N.O. monitoring output(s), 316 stainless steel housing, 25 x 88mm, pigtail, 32.8ft/10m cable length. | Stock | 315
LMF-M-406104 | IDEM safety switch set, non-contact master coded RFID, (2) N.C. safety output(s), (1) N.O. monitoring output(s), 316 stainless steel housing, 25 x 88mm, 8-pin M12 quick-disconnect, 9.8in/250mm cable length. | Stock | 323
LMF-406201 | IDEM safety switch actuator, replacement, non-contact master coded RFID, 316 stainless steel housing, 25 x 88mm. | Stock | 72
LPF-U-404001 | IDEM safety switch set, non-contact uniquely coded RFID, (2) N.C. safety output(s), (1) N.O. monitoring output(s), plastic housing, 88 x 25mm, pigtail, 6.5ft/2m cable length. | Stock | 156
LPF-U-404002 | IDEM safety switch set, non-contact uniquely coded RFID, (2) N.C. safety output(s), (1) N.O. monitoring output(s), plastic housing, 88 x 25mm, pigtail, 16.4ft/5m cable length. | Stock | 177
LPF-U-404003 | IDEM safety switch set, non-contact uniquely coded RFID, (2) N.C. safety output(s), (1) N.O. monitoring output(s), plastic housing, 88 x 25mm, pigtail, 32.8ft/10m cable length. | Stock | 195
LPF-U-404004 | IDEM safety switch set, non-contact uniquely coded RFID, (2) N.C. safety output(s), (1) N.O. monitoring output(s), plastic housing, 88 x 25mm, 8-pin M12 quick-disconnect, 9.8in/250mm cable length. | Stock | 202
LPF-M-404101 | IDEM safety switch set, non-contact master coded RFID, (2) N.C. safety output(s), (1) N.O. monitoring output(s), plastic housing, 88 x 25mm, pigtail, 6.5ft/2m cable length. | Stock | 156
LPF-M-404102 | IDEM safety switch set, non-contact master coded RFID, (2) N.C. safety output(s), (1) N.O. monitoring output(s), plastic housing, 88 x 25mm, pigtail, 16.4ft/5m cable length. | Stock | 177
LPF-M-404103 | IDEM safety switch set, non-contact master coded RFID, (2) N.C. safety output(s), (1) N.O. monitoring output(s), plastic housing, 88 x 25mm, pigtail, 32.8ft/10m cable length. | Stock | 195
LPF-M-404104 | IDEM safety switch set, non-contact master coded RFID, (2) N.C. safety output(s), (1) N.O. monitoring output(s), plastic housing, 88 x 25mm, 8-pin M12 quick-disconnect, 9.8in/250mm cable length. | Stock | 202
LPF-M-404201 | IDEM safety switch actuator, replacement, non-contact master coded RFID, plastic housing, 88 x 25mm. | Stock | 42.5
SPF-U-405001 | IDEM safety switch set, non-contact uniquely coded RFID, (2) N.C. safety output(s), (1) N.O. monitoring output(s), plastic housing, 50 x 25mm, pigtail, 6.5ft/2m cable length. | Stock | 152
SPF-U-405002 | IDEM safety switch set, non-contact uniquely coded RFID, (2) N.C. safety output(s), (1) N.O. monitoring output(s), plastic housing, 50 x 25mm, pigtail, 16.4ft/5m cable length. | Stock | 174
SPF-U-405003 | IDEM safety switch set, non-contact uniquely coded RFID, (2) N.C. safety output(s), (1) N.O. monitoring output(s), plastic housing, 50 x 25mm, pigtail, 32.8ft/10m cable length. | Stock | 191
SPF-U-405004 | IDEM safety switch set, non-contact uniquely coded RFID, (2) N.C. safety output(s), (1) N.O. monitoring output(s), plastic housing, 50 x 25mm, 8-pin M12 quick-disconnect, 9.8in/250mm cable length. | Stock | 199
SPF-M-405101 | IDEM safety switch set, non-contact master coded RFID, (2) N.C. safety output(s), (1) N.O. monitoring output(s), plastic housing, 50 x 25mm, pigtail, 6.5ft/2m cable length. | Stock | 152
SPF-M-405102 | IDEM safety switch set, non-contact master coded RFID, (2) N.C. safety output(s), (1) N.O. monitoring output(s), plastic housing, 50 x 25mm, pigtail, 16.4ft/5m cable length. | Stock | 174
SPF-M-405103 | IDEM safety switch set, non-contact master coded RFID, (2) N.C. safety output(s), (1) N.O. monitoring output(s), plastic housing, 50 x 25mm, pigtail, 32.8ft/10m cable length. | Stock | 191
SPF-M-405104 | IDEM safety switch set, non-contact master coded RFID, (2) N.C. safety output(s), (1) N.O. monitoring output(s), plastic housing, 50 x 25mm, 8-pin M12 quick-disconnect, 9.8in/250mm cable length. | Stock | 199
SPF-M-405201 | IDEM safety switch actuator, replacement, non-contact master coded RFID, plastic housing, 50 x 25mm. | Stock | 40.5
Coded Magnetic Non-Contact Safety Switches
CMC-138005 | IDEM safety switch set, non-contact coded magnetic, (2) N.C. safety output(s), (1) N.O. monitoring output(s), 316 stainless steel housing, 83 x 20mm, pigtail, 6.5ft/2m cable length. | Stock | 224
CMC-138006 | IDEM safety switch set, non-contact coded magnetic, (2) N.C. safety output(s), (1) N.O. monitoring output(s), 316 stainless steel housing, 83 x 20mm, pigtail, 16.4ft/5m cable length. | Stock | 236
CMC-138008 | IDEM safety switch set, non-contact coded magnetic, (2) N.C. safety output(s), (1) N.O. monitoring output(s), 316 stainless steel housing, 83 x 20mm, 8-pin M12 quick-disconnect, 9.8in/250mm cable length. | Stock | 263
CMC-F-135006 | IDEM safety switch set, non-contact coded magnetic, rear mount, (2) N.C. safety output(s), (1) N.O. monitoring output(s), 316 stainless steel housing, 83 x 20mm, pigtail, 16.4ft/5m cable length. | Stock | 236
CPC-115005 | IDEM safety switch set, non-contact coded magnetic, (2) N.C. safety output(s), (1) N.O. monitoring output(s), plastic housing, 83 x 20mm, pigtail, 6.5ft/2m cable length. | Stock | 126
CPC-115006 | IDEM safety switch set, non-contact coded magnetic, (2) N.C. safety output(s), (1) N.O. monitoring output(s), plastic housing, 83 x 20mm, pigtail, 16.4ft/5m cable length. | Stock | 136
CPC-115007 | IDEM safety switch set, non-contact coded magnetic, (2) N.C. safety output(s), (1) N.O. monitoring output(s), plastic housing, 83 x 20mm, pigtail, 32.8ft/10m cable length. | Stock | 154
CPC-115008 | IDEM safety switch set, non-contact coded magnetic, (2) N.C. safety output(s), (1) N.O. monitoring output(s), plastic housing, 83 x 20mm, 8-pin M12 quick-disconnect, 9.8in/250mm cable length. | Stock | 161
LMC-133005 | IDEM safety switch set, non-contact coded magnetic, (2) N.C. safety output(s), (1) N.O. monitoring output(s), 316 stainless steel housing, 88 x 25mm, pigtail, 6.5ft/2m cable length. | Stock | 208
LMC-133006 | IDEM safety switch set, non-contact coded magnetic, (2) N.C. safety output(s), (1) N.O. monitoring output(s), 316 stainless steel housing, 88 x 25mm, pigtail, 16.4ft/5m cable length. | Stock | 220
LMC-133007 | IDEM safety switch set, non-contact coded magnetic, (2) N.C. safety output(s), (1) N.O. monitoring output(s), 316 stainless steel housing, 88 x 25mm, pigtail, 32.8ft/10m cable length. | Stock | 239
LMC-133008 | IDEM safety switch set, non-contact coded magnetic, (2) N.C. safety output(s), (1) N.O. monitoring output(s), 316 stainless steel housing, 88 x 25mm, 8-pin M12 quick-disconnect, 9.8in/250mm cable length. | Stock | 247
LPC-110005 | IDEM safety switch set, non-contact coded magnetic, (2) N.C. safety output(s), (1) N.O. monitoring output(s), plastic housing, 88 x 25mm, pigtail, 6.5ft/2m cable length. | Stock | 117
LPC-110006 | IDEM safety switch set, non-contact coded magnetic, (2) N.C. safety output(s), (1) N.O. monitoring output(s), plastic housing, 88 x 25mm, pigtail, 16.4ft/5m cable length. | Stock | 127
LPC-110007 | IDEM safety switch set, non-contact coded magnetic, (2) N.C. safety output(s), (1) N.O. monitoring output(s), plastic housing, 88 x 25mm, pigtail, 32.8ft/10m cable length. | Stock | 145
LPC-110008 | IDEM safety switch set, non-contact coded magnetic, (2) N.C. safety output(s), (1) N.O. monitoring output(s), plastic housing, 88 x 25mm, 8-pin M12 quick-disconnect, 9.8in/250mm cable length. | Stock | 152
MMC-H-131105 | IDEM safety switch set, non-contact coded magnetic, right exit mount, (2) N.C. safety output(s), (1) N.O. monitoring output(s), 316 stainless steel housing, 36 x 26mm, pigtail, 6.5ft/2m cable length. | Stock | 208
MMC-H-131106 | IDEM safety switch set, non-contact coded magnetic, right exit mount, (2) N.C. safety output(s), (1) N.O. monitoring output(s), 316 stainless steel housing, 36 x 26mm, pigtail, 16.4ft/5m cable length. | Stock | 220
MMC-H-131107 | IDEM safety switch set, non-contact coded magnetic, right exit mount, (2) N.C. safety output(s), (1) N.O. monitoring output(s), 316 stainless steel housing, 36 x 26mm, pigtail, 32.8ft/10m cable length. | Stock | 239
MMC-H-131108 | IDEM safety switch set, non-contact coded magnetic, right exit mount, (2) N.C. safety output(s), (1) N.O. monitoring output(s), 316 stainless steel housing, 36 x 26mm, 8-pin M12 quick-disconnect, 9.8in/250mm cable length. | Stock | 247
MMC-H-131117 | IDEM safety switch set, non-contact coded magnetic, left exit mount, (2) N.C. safety output(s), (1) N.O. monitoring output(s), 316 stainless steel housing, 36 x 26mm, pigtail, 6.5ft/2m cable length. | Stock | 208
MMC-H-131118 | IDEM safety switch set, non-contact coded magnetic, left exit mount, (2) N.C. safety output(s), (1) N.O. monitoring output(s), 316 stainless steel housing, 36 x 26mm, pigtail, 16.4ft/5m cable length. | Stock | 220
MMC-H-131119 | IDEM safety switch set, non-contact coded magnetic, left exit mount, (2) N.C. safety output(s), (1) N.O. monitoring output(s), 316 stainless steel housing, 36 x 26mm, pigtail, 32.8ft/10m cable length. | Stock | 239
MMC-H-131120 | IDEM safety switch set, non-contact coded magnetic, left exit mount, (2) N.C. safety output(s), (1) N.O. monitoring output(s), 316 stainless steel housing, 36 x 26mm, 8-pin M12 quick-disconnect, 9.8in/250mm cable length. | Stock | 247
MPC-114105 | IDEM safety switch set, non-contact coded magnetic, right exit mount, (2) N.C. safety output(s), (1) N.O. monitoring output(s), plastic housing, 36 x 26mm, pigtail, 6.5ft/2m cable length. | Stock | 114
MPC-114106 | IDEM safety switch set, non-contact coded magnetic, right exit mount, (2) N.C. safety output(s), (1) N.O. monitoring output(s), plastic housing, 36 x 26mm, pigtail, 16.4ft/5m cable length. | Stock | 125
MPC-114107 | IDEM safety switch set, non-contact coded magnetic, right exit mount, (2) N.C. safety output(s), (1) N.O. monitoring output(s), plastic housing, 36 x 26mm, pigtail, 32.8ft/10m cable length. | Stock | 143
MPC-114108 | IDEM safety switch set, non-contact coded magnetic, right exit mount, (2) N.C. safety output(s), (1) N.O. monitoring output(s), plastic housing, 36 x 26mm, 8-pin M12 quick-disconnect, 9.8in/250mm cable length. | Stock | 150
MPC-114113 | IDEM safety switch set, non-contact coded magnetic, left exit mount, (2) N.C. safety output(s), (1) N.O. monitoring output(s), plastic housing, 36 x 26mm, pigtail, 6.5ft/2m cable length. | Stock | 114
MPC-114114 | IDEM safety switch set, non-contact coded magnetic, left exit mount, (2) N.C. safety output(s), (1) N.O. monitoring output(s), plastic housing, 36 x 26mm, pigtail, 16.4ft/5m cable length. | Stock | 125
MPC-114115 | IDEM safety switch set, non-contact coded magnetic, left exit mount, (2) N.C. safety output(s), (1) N.O. monitoring output(s), plastic housing, 36 x 26mm, pigtail, 32.8ft/10m cable length. | Stock | 143
MPC-114116 | IDEM safety switch set, non-contact coded magnetic, left exit mount, (2) N.C. safety output(s), (1) N.O. monitoring output(s), plastic housing, 36 x 26mm, 8-pin M12 quick-disconnect, 9.8in/250mm cable length. | Stock | 150
SMC-139005 | IDEM safety switch set, non-contact coded magnetic, (2) N.C. safety output(s), (1) N.O. monitoring output(s), 316 stainless steel housing, 50 x 25mm, pigtail, 6.5ft/2m cable length. | Stock | 208
SMC-139006 | IDEM safety switch set, non-contact coded magnetic, (2) N.C. safety output(s), (1) N.O. monitoring output(s), 316 stainless steel housing, 50 x 25mm, pigtail, 16.4ft/5m cable length. | Stock | 220
SMC-139007 | IDEM safety switch set, non-contact coded magnetic, (2) N.C. safety output(s), (1) N.O. monitoring output(s), 316 stainless steel housing, 50 x 25mm, pigtail, 32.8ft/10m cable length. | Stock | 239
SMC-139008 | IDEM safety switch set, non-contact coded magnetic, (2) N.C. safety output(s), (1) N.O. monitoring output(s), 316 stainless steel housing, 50 x 25mm, 8-pin M12 quick-disconnect, 9.8in/250mm cable length. | Stock | 247
SMC-F-137006 | IDEM safety switch set, non-contact coded magnetic, rear mount, (2) N.C. safety output(s), (1) N.O. monitoring output(s), 316 stainless steel housing, 50 x 25mm, pigtail, 16.4ft/5m cable length. | Stock | 220
SPC-111005 | IDEM safety switch set, non-contact coded magnetic, (2) N.C. safety output(s), (1) N.O. monitoring output(s), plastic housing, 50 x 25mm, pigtail, 6.5ft/2m cable length. | Stock | 113
SPC-111006 | IDEM safety switch set, non-contact coded magnetic, (2) N.C. safety output(s), (1) N.O. monitoring output(s), plastic housing, 50 x 25mm, pigtail, 16.4ft/5m cable length. | Stock | 124
SPC-111007 | IDEM safety switch set, non-contact coded magnetic, (2) N.C. safety output(s), (1) N.O. monitoring output(s), plastic housing, 50 x 25mm, pigtail, 32.8ft/10m cable length. | Stock | 141
SPC-111008 | IDEM safety switch set, non-contact coded magnetic, (2) N.C. safety output(s), (1) N.O. monitoring output(s), plastic housing, 50 x 25mm, 8-pin M12 quick-disconnect, 9.8in/250mm cable length. | Stock | 149
WPC-112017 | IDEM safety switch set, non-contact coded magnetic, (2) N.C. safety output(s), (1) N.O. monitoring output(s), plastic housing, 75 x 29mm, pigtail, 6.5ft/2m cable length. | Stock | 126
WPC-112018 | IDEM safety switch set, non-contact coded magnetic, (2) N.C. safety output(s), (1) N.O. monitoring output(s), plastic housing, 75 x 29mm, pigtail, 16.4ft/5m cable length. | Stock | 136
WPC-112020 | IDEM safety switch set, non-contact coded magnetic, (2) N.C. safety output(s), (1) N.O. monitoring output(s), plastic housing, 75 x 29mm, 8-pin M12 quick-disconnect, 9.8in/250mm cable length. | Stock | 161
Magnetic Non-Contact Safety Switches
BMR-416014 | IDEM safety switch set, non-contact magnetic, (2) N.C. safety output(s), (1) N.O. monitoring output(s), 316 stainless steel housing, 18mm diameter x 75mm body, pigtail, 16.4ft/5m cable length. | Stock | 188
BMR-416015 | IDEM safety switch set, non-contact magnetic, (2) N.C. safety output(s), (1) N.O. monitoring output(s), 316 stainless steel housing, 18mm diameter x 75mm body, pigtail, 32.8ft/10m cable length. | Stock | 206
BMR-416016 | IDEM safety switch set, non-contact magnetic, (2) N.C. safety output(s), (1) N.O. monitoring output(s), 316 stainless steel housing, 18mm diameter x 75mm body, 8-pin M12 quick-disconnect, 9.8in/250mm cable length. | Stock | 214
BPR-415014 | IDEM safety switch set, non-contact magnetic, (2) N.C. safety output(s), (1) N.O. monitoring output(s), polyester housing, 18mm diameter x 75mm body, pigtail, 16.4ft/5m cable length. | Stock | 110
BPR-415015 | IDEM safety switch set, non-contact magnetic, (2) N.C. safety output(s), (1) N.O. monitoring output(s), polyester housing, 18mm diameter x 75mm body, pigtail, 32.8ft/10m cable length. | Stock | 127
BPR-415016 | IDEM safety switch set, non-contact magnetic, (2) N.C. safety output(s), (1) N.O. monitoring output(s), polyester housing, 18mm diameter x 75mm body, 8-pin M12 quick-disconnect, 9.8in/250mm cable length. | Stock | 135
CMR-138030 | IDEM safety switch set, non-contact magnetic, (1) N.C. safety output(s), (1) N.O. monitoring output(s), 316 stainless steel housing, 83 x 20mm, pigtail, 16.4ft/5m cable length. | Stock | 225
CMR-138031 | IDEM safety switch set, non-contact magnetic, (1) N.C. safety output(s), (1) N.O. monitoring output(s), 316 stainless steel housing, 83 x 20mm, pigtail, 32.8ft/10m cable length. | Stock | 244
CMR-138024 | IDEM safety switch set, non-contact magnetic, (2) N.C. safety output(s), (1) N.O. monitoring output(s), 316 stainless steel housing, 83 x 20mm, 8-pin M12 quick-disconnect, 9.8in/250mm cable length. | Stock | 279
CMR-F-135030 | IDEM safety switch set, non-contact magnetic, rear mount, (1) N.C. safety output(s), (1) N.O. monitoring output(s), 316 stainless steel housing, 83 x 20mm, pigtail, 16.4ft/5m cable length. | Stock | 225
CPR-113013 | IDEM safety switch set, non-contact magnetic, (1) N.C. safety output(s), (1) N.O. monitoring output(s), plastic housing, 83 x 20mm, pigtail, 6.5ft/2m cable length. | Stock | 140
CPR-113014 | IDEM safety switch set, non-contact magnetic, (1) N.C. safety output(s), (1) N.O. monitoring output(s), plastic housing, 83 x 20mm, pigtail, 16.4ft/5m cable length. | Stock | 150
CPR-113015 | IDEM safety switch set, non-contact magnetic, (1) N.C. safety output(s), (1) N.O. monitoring output(s), plastic housing, 83 x 20mm, pigtail, 32.8ft/10m cable length. | Stock | 168
CPR-113008 | IDEM safety switch set, non-contact magnetic, (2) N.C. safety output(s), (1) N.O. monitoring output(s), plastic housing, 83 x 20mm, 8-pin M12 quick-disconnect, 9.8in/250mm cable length. | Stock | 200
LMR-133013 | IDEM safety switch set, non-contact magnetic, (2) N.C. safety output(s), (1) N.O. monitoring output(s), 316 stainless steel housing, 88 x 25mm, pigtail, 6.5ft/2m cable length. | Stock | 240
LMR-133014 | IDEM safety switch set, non-contact magnetic, (2) N.C. safety output(s), (1) N.O. monitoring output(s), 316 stainless steel housing, 88 x 25mm, pigtail, 16.4ft/5m cable length. | Stock | 251
LMR-133015 | IDEM safety switch set, non-contact magnetic, (2) N.C. safety output(s), (1) N.O. monitoring output(s), 316 stainless steel housing, 88 x 25mm, pigtail, 32.8ft/10m cable length. | Stock | 271
LMR-133016 | IDEM safety switch set, non-contact magnetic, (2) N.C. safety output(s), (1) N.O. monitoring output(s), 316 stainless steel housing, 88 x 25mm, 8-pin M12 quick-disconnect, 9.8in/250mm cable length. | Stock | 279
LPR-110013 | IDEM safety switch set, non-contact magnetic, (2) N.C. safety output(s), (1) N.O. monitoring output(s), plastic housing, 88 x 25mm, pigtail, 6.5ft/2m cable length. | Stock | 141
LPR-110014 | IDEM safety switch set, non-contact magnetic, (2) N.C. safety output(s), (1) N.O. monitoring output(s), plastic housing, 88 x 25mm, pigtail, 16.4ft/5m cable length. | Stock | 151
LPR-110015 | IDEM safety switch set, non-contact magnetic, (2) N.C. safety output(s), (1) N.O. monitoring output(s), plastic housing, 88 x 25mm, pigtail, 32.8ft/10m cable length. | Stock | 169
MMR-H-131005 | IDEM safety switch set, non-contact magnetic, right exit mount, (2) N.C. safety output(s), (1) N.O. monitoring output(s), 316 stainless steel housing, 36 x 26mm, pigtail, 6.5ft/2m cable length. | Stock | 199
MMR-H-131006 | IDEM safety switch set, non-contact magnetic, right exit mount, (2) N.C. safety output(s), (1) N.O. monitoring output(s), 316 stainless steel housing, 36 x 26mm, pigtail, 16.4ft/5m cable length. | Stock | 211
MMR-H-131007 | IDEM safety switch set, non-contact magnetic, right exit mount, (2) N.C. safety output(s), (1) N.O. monitoring output(s), 316 stainless steel housing, 36 x 26mm, pigtail, 32.8ft/10m cable length. | Stock | 230
MMR-H-131008 | IDEM safety switch set, non-contact magnetic, right exit mount, (2) N.C. safety output(s), (1) N.O. monitoring output(s), 316 stainless steel housing, 36 x 26mm, 8-pin M12 quick-disconnect, 9.8in/250mm cable length. | Stock | 238
MMR-H-131013 | IDEM safety switch set, non-contact magnetic, left exit mount, (2) N.C. safety output(s), (1) N.O. monitoring output(s), 316 stainless steel housing, 36 x 26mm, pigtail, 6.5ft/2m cable length. | Stock | 199
MMR-H-131014 | IDEM safety switch set, non-contact magnetic, left exit mount, (2) N.C. safety output(s), (1) N.O. monitoring output(s), 316 stainless steel housing, 36 x 26mm, pigtail, 16.4ft/5m cable length. | Stock | 211
MMR-H-131015 | IDEM safety switch set, non-contact magnetic, left exit mount, (2) N.C. safety output(s), (1) N.O. monitoring output(s), 316 stainless steel housing, 36 x 26mm, pigtail, 32.8ft/10m cable length. | Stock | 230
MMR-H-131016 | IDEM safety switch set, non-contact magnetic, left exit mount, (2) N.C. safety output(s), (1) N.O. monitoring output(s), 316 stainless steel housing, 36 x 26mm, 8-pin M12 quick-disconnect, 9.8in/250mm cable length. | Stock | 238
MPR-114005 | IDEM safety switch set, non-contact magnetic, right exit mount, (2) N.C. safety output(s), (1) N.O. monitoring output(s), plastic housing, 36 x 26mm, pigtail, 6.5ft/2m cable length. | Stock | 100
MPR-114006 | IDEM safety switch set, non-contact magnetic, right exit mount, (2) N.C. safety output(s), (1) N.O. monitoring output(s), plastic housing, 36 x 26mm, pigtail, 16.4ft/5m cable length. | Stock | 110
MPR-114007 | IDEM safety switch set, non-contact magnetic, right exit mount, (2) N.C. safety output(s), (1) N.O. monitoring output(s), plastic housing, 36 x 26mm, pigtail, 32.8ft/10m cable length. | Stock | 128
MPR-114008 | IDEM safety switch set, non-contact magnetic, right exit mount, (2) N.C. safety output(s), (1) N.O. monitoring output(s), plastic housing, 36 x 26mm, 8-pin M12 quick-disconnect, 9.8in/250mm cable length. | Stock | 135
MPR-114013 | IDEM safety switch set, non-contact magnetic, left exit mount, (2) N.C. safety output(s), (1) N.O. monitoring output(s), plastic housing, 36 x 26mm, pigtail, 6.5ft/2m cable length. | Stock | 100
MPR-114014 | IDEM safety switch set, non-contact magnetic, left exit mount, (2) N.C. safety output(s), (1) N.O. monitoring output(s), plastic housing, 36 x 26mm, pigtail, 16.4ft/5m cable length. | Stock | 110
MPR-114015 | IDEM safety switch set, non-contact magnetic, left exit mount, (2) N.C. safety output(s), (1) N.O. monitoring output(s), plastic housing, 36 x 26mm, pigtail, 32.8ft/10m cable length. | Stock | 128
MPR-114016 | IDEM safety switch set, non-contact magnetic, left exit mount, (2) N.C. safety output(s), (1) N.O. monitoring output(s), plastic housing, 36 x 26mm, 8-pin M12 quick-disconnect, 9.8in/250mm cable length. | Stock | 135
SMR-139013 | IDEM safety switch set, non-contact magnetic, (2) N.C. safety output(s), (1) N.O. monitoring output(s), 316 stainless steel housing, 50 x 25mm, pigtail, 6.5ft/2m cable length. | Stock | 211
SMR-139014 | IDEM safety switch set, non-contact magnetic, (2) N.C. safety output(s), (1) N.O. monitoring output(s), 316 stainless steel housing, 50 x 25mm, pigtail, 16.4ft/5m cable length. | Stock | 222
SMR-139015 | IDEM safety switch set, non-contact magnetic, (2) N.C. safety output(s), (1) N.O. monitoring output(s), 316 stainless steel housing, 50 x 25mm, pigtail, 32.8ft/10m cable length. | Stock | 241
SMR-139016 | IDEM safety switch set, non-contact magnetic, (2) N.C. safety output(s), (1) N.O. monitoring output(s), 316 stainless steel housing, 50 x 25mm, 8-pin M12 quick-disconnect, 9.8in/250mm cable length. | Stock | 249
SMR-F-137014 | IDEM safety switch set, non-contact magnetic, rear mount, (2) N.C. safety output(s), (1) N.O. monitoring output(s), 316 stainless steel housing, 50 x 25mm, pigtail, 16.4ft/5m cable length. | Stock | 222
SPR-111013 | IDEM safety switch set, non-contact magnetic, (2) N.C. safety output(s), (1) N.O. monitoring output(s), plastic housing, 50 x 25mm, pigtail, 6.5ft/2m cable length. | Stock | 139
SPR-111014 | IDEM safety switch set, non-contact magnetic, (2) N.C. safety output(s), (1) N.O. monitoring output(s), plastic housing, 50 x 25mm, pigtail, 16.4ft/5m cable length. | Stock | 150
SPR-111015 | IDEM safety switch set, non-contact magnetic, (2) N.C. safety output(s), (1) N.O. monitoring output(s), plastic housing, 50 x 25mm, pigtail, 32.8ft/10m cable length. | Stock | 167
SPR-111016 | IDEM safety switch set, non-contact magnetic, (2) N.C. safety output(s), (1) N.O. monitoring output(s), plastic housing, 50 x 25mm, 8-pin M12 quick-disconnect, 9.8in/250mm cable length. | Stock | 175
WMR-136008 | IDEM safety switch set, non-contact magnetic, (2) N.C. safety output(s), (1) N.O. monitoring output(s), 316 stainless steel housing, 75 x 29mm, 8-pin M12 quick-disconnect, 9.8in/250mm cable length. | Stock | 294
WPR-112005 | IDEM safety switch set, non-contact magnetic, (2) N.C. safety output(s), (1) N.O. monitoring output(s), plastic housing, 75 x 29mm, pigtail, 6.5ft/2m cable length. | Stock | 176
WPR-112006 | IDEM safety switch set, non-contact magnetic, (2) N.C. safety output(s), (1) N.O. monitoring output(s), plastic housing, 75 x 29mm, pigtail, 16.4ft/5m cable length. | Stock | 187
WPR-112008 | IDEM safety switch set, non-contact magnetic, (2) N.C. safety output(s), (1) N.O. monitoring output(s), plastic housing, 75 x 29mm, 8-pin M12 quick-disconnect, 9.8in/250mm cable length. | Stock | 212
Standalone Non-Contact Safety Switches
MSA-130002 | IDEM standalone safety switch set, non-contact coded magnetic, manual or automatic restart, (2) N.C. safety output(s), (1) status monitoring output(s), 316 stainless steel housing, 38mm x 95mm body, pigtail, 16.4ft/5m cable length. | Stock | 376
MSA-130003 | IDEM standalone safety switch set, non-contact coded magnetic, manual or automatic restart, (2) N.C. safety output(s), (1) status monitoring output(s), 316 stainless steel housing, 38mm x 95mm body, pigtail, 32.8ft/10m cable length. | Stock | 395
MSA-130004 | IDEM standalone safety switch set, non-contact coded magnetic, automatic restart, (2) N.C. safety output(s), 316 stainless steel housing, 38mm x 95mm body, 8-pin M12 quick-disconnect, 9.8in/250mm cable length. | Stock | 403
MSA-130005 | IDEM standalone safety switch set, non-contact coded magnetic, manual restart, (2) N.C. safety output(s), 316 stainless steel housing, 38mm x 95mm body, 8-pin M12 quick-disconnect, 9.8in/250mm cable length. | Stock | 403
MSA-D-130102 | IDEM standalone safety switch set, dual non-contact coded magnetic, manual or automatic restart, (2) N.C. safety output(s), (1) status monitoring output(s), 316 stainless steel housing, 38mm x 95mm body, pigtail, 16.4ft/5m cable length. | Stock | 423
MSA-D-130103 | IDEM standalone safety switch set, dual non-contact coded magnetic, manual or automatic restart, (2) N.C. safety output(s), (1) status monitoring output(s), 316 stainless steel housing, 38mm x 95mm body, pigtail, 32.8ft/10m cable length. | Stock | 443
MSA-D-130104 | IDEM standalone safety switch set, dual non-contact coded magnetic, automatic restart, (2) N.C. safety output(s), 316 stainless steel housing, 38mm x 95mm body, 8-pin M12 quick-disconnect, 9.8in/250mm cable length. | Stock | 451
MSA-D-130105 | IDEM standalone safety switch set, dual non-contact coded magnetic, manual restart, (2) N.C. safety output(s), 316 stainless steel housing, 38mm x 95mm body, 8-pin M12 quick-disconnect, 9.8in/250mm cable length. | Stock | 451
MSA-130200 | IDEM safety switch actuator, replacement, non-contact coded magnetic, 316 stainless steel housing, 21mm x 95mm. | Stock | 73
PSA-117002 | IDEM standalone safety switch set, non-contact coded magnetic, manual or automatic restart, (2) N.C. safety output(s), (1) status monitoring output(s), polyester housing, 38mm x 95mm body, pigtail, 16.4ft/5m cable length. | Stock | 286
PSA-117003 | IDEM standalone safety switch set, non-contact coded magnetic, manual or automatic restart, (2) N.C. safety output(s), (1) status monitoring output(s), polyester housing, 38mm x 95mm body, pigtail, 32.8ft/10m cable length. | Stock | 303
PSA-117004 | IDEM standalone safety switch set, non-contact coded magnetic, automatic restart, (2) N.C. safety output(s), polyester housing, 38mm x 95mm body, 8-pin M12 quick-disconnect, 9.8in/250mm cable length. | Stock | 311
PSA-117005 | IDEM standalone safety switch set, non-contact coded magnetic, manual restart, (2) N.C. safety output(s), polyester housing, 38mm x 95mm body, 8-pin M12 quick-disconnect, 9.8in/250mm cable length. | Stock | 311
PSA-D-117102 | IDEM standalone safety switch set, dual non-contact coded magnetic, manual or automatic restart, (2) N.C. safety output(s), (1) status monitoring output(s), polyester housing, 38mm x 95mm body, pigtail, 16.4ft/5m cable length. | Stock | 330
PSA-D-117103 | IDEM standalone safety switch set, dual non-contact coded magnetic, manual or automatic restart, (2) N.C. safety output(s), (1) status monitoring output(s), polyester housing, 38mm x 95mm body, pigtail, 32.8ft/10m cable length. | Stock | 347
PSA-D-117104 | IDEM standalone safety switch set, dual non-contact coded magnetic, automatic restart, (2) N.C. safety output(s), polyester housing, 38mm x 95mm body, 8-pin M12 quick-disconnect, 9.8in/250mm cable length. | Stock | 355
PSA-D-117105 | IDEM standalone safety switch set, dual non-contact coded magnetic, manual restart, (2) N.C. safety output(s), polyester housing, 38mm x 95mm body, 8-pin M12 quick-disconnect, 9.8in/250mm cable length. | Stock | 355
PSA-117200 | IDEM safety switch actuator, replacement, non-contact coded magnetic, polyester housing, 21mm x 95mm. | Stock | 47
Accessories for Non-Contact Safety Switches
140210 | IDEM junction block, 8 ports, 8-pin M12 sockets, 24 VDC LED indicator(s), cable clamp for field-wired connection. For use with IDEM coded and RFID switches only. | Stock | 202
140207 | IDEM shorting plug, 8-pole. For use with IDEM coded and RFID connection blocks. | Stock | 35
140213 | IDEM junction block, 8 ports, 8-pin M12 sockets, 24 VDC LED indicator(s), cable clamp for field-wired connection. For use with IDEM magnetic switches only. | Stock | 202
140209 | IDEM shorting plug, 8-pole. For use with IDEM magnetic connection blocks. | Stock | 35
140201 | IDEM connection cable, M12 axial female to M12 axial male, 8-pole, PVC jacket, black, 6.5ft/2m cable length. | Stock | 47
140202 | IDEM connection cable, M12 axial female to M12 axial male, 8-pole, PVC jacket, black, 16.4ft/5m cable length. | Stock | 59
140203 | IDEM connection cable, M12 axial female to M12 axial male, 8-pole, PVC jacket, black, 32.8ft/10m cable length. | Stock | 70
140101 | IDEM connection cable, 8-pin female axial M12 quick-disconnect to pigtail, 16.4ft/5m cable length. | Stock | 67
140102 | IDEM connection cable, 8-pin female axial M12 quick-disconnect to pigtail, 32.8ft/10m cable length. | Stock | 101
110300-2 | IDEM mounting spacer, polyester. Package of 2. For use with IDEM L-series non-contact switches. | Stock | 16
111300-2 | IDEM mounting spacer, polyester. Package of 2. For use with IDEM S-series non-contact switches. | Stock | 14
112300-2 | IDEM mounting spacer, polyester. Package of 2. For use with IDEM W-series non-contact switches. | Stock | 17.5
113300-2 | IDEM mounting spacer, polyester. Package of 2. For use with IDEM C-series non-contact switches. | Stock | 16
114300-2 | IDEM mounting spacer, polyester. Package of 2. For use with IDEM M-series non-contact switches. | Stock | 13
Uniquely Coded Magnetic Locking RFID Safety Switches
MGL-2SS-U-460001 | IDEM safety switch set, non-contact uniquely coded RFID, magnetic, 24 VDC to lock, 600N holding force, (2) N.C. safety output(s), 316 stainless steel housing, 64 x 96 x 37mm, pigtail, 16.4ft/5m cable length. | Stock | 632
MGL-2SS-U-460003 | IDEM safety switch set, non-contact uniquely coded RFID, magnetic, 24 VDC to lock, 600N holding force, (4) N.O., (2) N.C. safety output(s), 316 stainless steel housing, 64 x 96 x 37mm, (1) 8-pin M12 quick-disconnect, 9.8in/250mm cable length. | Stock | 659
MGL-1SS-U-462001 | IDEM safety switch set, non-contact uniquely coded RFID, magnetic, 24 VDC to lock, 1200N holding force, (2) N.C. safety output(s), 316 stainless steel housing, 80 x 115 x 43mm, pigtail, 16.4ft/5m cable length. | Stock | 754
MGL-1SS-U-462003 | IDEM safety switch set, non-contact uniquely coded RFID, magnetic, 24 VDC to lock, 1200N holding force, (2) N.C. safety output(s), 316 stainless steel housing, 80 x 115 x 43mm, (1) 8-pin M12 quick-disconnect, 9.8in/250mm cable length. | Stock | 781
MGL-2M-U-465001 | IDEM safety switch set, non-contact uniquely coded RFID, magnetic, 24 VDC to lock, 1000N holding force, (2) N.C. safety output(s), die-cast aluminum housing, 64 x 96 x 37mm, pigtail, 16.4ft/5m cable length. | Stock | 466
MGL-2M-U-465003 | IDEM safety switch set, non-contact uniquely coded RFID, magnetic, 24 VDC to lock, 1000N holding force, (2) N.C. safety output(s), die-cast aluminum housing, 64 x 96 x 37mm, (1) 8-pin M12 quick-disconnect, 9.8in/250mm cable length. | Stock | 491
MGL-1M-U-464001 | IDEM safety switch set, non-contact uniquely coded RFID, magnetic, 24 VDC to lock, 1500N holding force, (2) N.C. safety output(s), die-cast aluminum housing, 80 x 115 x 43mm, pigtail, 16.4ft/5m cable length. | Stock | 568
MGL-1M-U-464003 | IDEM safety switch set, non-contact uniquely coded RFID, magnetic, 24 VDC to lock, 1500N holding force, (2) N.C. safety output(s), die-cast aluminum housing, 80 x 115 x 43mm, (1) 8-pin M12 quick-disconnect, 9.8in/250mm cable length. | Stock | 593
MGL-2P-U-461001 | IDEM safety switch set, non-contact uniquely coded RFID, magnetic, 24 VDC to lock, 1000N holding force, (2) N.C. safety output(s), plastic housing, 64 x 96 x 37mm, pigtail, 16.4ft/5m cable length. | Stock | 436
MGL-2P-U-461003 | IDEM safety switch set, non-contact uniquely coded RFID, magnetic, 24 VDC to lock, 1000N holding force, (2) N.C. safety output(s), plastic housing, 64 x 96 x 37mm, (1) 8-pin M12 quick-disconnect, 9.8in/250mm cable length. | Stock | 461
MGL-1P-U-463001 | IDEM safety switch set, non-contact uniquely coded RFID, magnetic, 24 VDC to lock, 1500N holding force, (2) N.C. safety output(s), plastic housing, 80 x 115 x 43mm, pigtail, 16.4ft/5m cable length. | Stock | 539
MGL-1P-U-463003 | IDEM safety switch set, non-contact uniquely coded RFID, magnetic, 24 VDC to lock, 1500N holding force, (2) N.C. safety output(s), plastic housing, 80 x 115 x 43mm, (1) 8-pin M12 quick-disconnect, 9.8in/250mm cable length. | Stock | 564
Master Coded Magnetic Locking RFID Safety Switches
MGL-2SS-M-460004 | IDEM safety switch set, non-contact master coded RFID, magnetic, 24 VDC to lock, 600N holding force, (2) N.C. safety output(s), 316 stainless steel housing, 64 x 96 x 37mm, pigtail, 16.4ft/5m cable length. | Stock | 632
MGL-2SS-M-460006 | IDEM safety switch set, non-contact master coded RFID, magnetic, 24 VDC to lock, 600N holding force, (2) N.C. safety output(s), 316 stainless steel housing, 64 x 96 x 37mm, (1) 8-pin M12 quick-disconnect, 9.8in/250mm cable length. | Stock | 659
MGL-1SS-M-462004 | IDEM safety switch set, non-contact master coded RFID, magnetic, 24 VDC to lock, 1200N holding force, (2) N.C. safety output(s), 316 stainless steel housing, 80 x 115 x 43mm, pigtail, 16.4ft/5m cable length. | Stock | 754
MGL-1SS-M-462006 | IDEM safety switch set, non-contact master coded RFID, magnetic, 24 VDC to lock, 1200N holding force, (2) N.C. safety output(s), 316 stainless steel housing, 80 x 115 x 43mm, (1) 8-pin M12 quick-disconnect, 9.8in/250mm cable length. | Stock | 781
MGL-2M-M-465004 | IDEM safety switch set, non-contact master coded RFID, magnetic, 24 VDC to lock, 1000N holding force, (2) N.C. safety output(s), die-cast aluminum housing, 64 x 96 x 37mm, pigtail, 16.4ft/5m cable length. | Stock | 466
MGL-2M-M-465006 | IDEM safety switch set, non-contact master coded RFID, magnetic, 24 VDC to lock, 1000N holding force, (2) N.C. safety output(s), die-cast aluminum housing, 64 x 96 x 37mm, (1) 8-pin M12 quick-disconnect, 9.8in/250mm cable length. | Stock | 491
MGL-1M-M-464004 | IDEM safety switch set, non-contact master coded RFID, magnetic, 24 VDC to lock, 1500N holding force, (2) N.C. safety output(s), die-cast aluminum housing, 80 x 115 x 43mm, pigtail, 16.4ft/5m cable length. | Stock | 568
MGL-1M-M-464006 | IDEM safety switch set, non-contact master coded RFID, magnetic, 24 VDC to lock, 1500N holding force, (2) N.C. safety output(s), die-cast aluminum housing, 80 x 115 x 43mm, (1) 8-pin M12 quick-disconnect, 9.8in/250mm cable length. | Stock | 593
MGL-2P-M-461004 | IDEM safety switch set, non-contact master coded RFID, magnetic, 24 VDC to lock, 1000N holding force, (2) N.C. safety output(s), plastic housing, 64 x 96 x 37mm, pigtail, 16.4ft/5m cable length. | Stock | 436
MGL-2P-M-461006 | IDEM safety switch set, non-contact master coded RFID, magnetic, 24 VDC to lock, 1000N holding force, (2) N.C. safety output(s), plastic housing, 64 x 96 x 37mm, (1) 8-pin M12 quick-disconnect, 9.8in/250mm cable length. | Stock | 461
MGL-1P-M-463004 | IDEM safety switch set, non-contact master coded RFID, magnetic, 24 VDC to lock, 1500N holding force, (2) N.C. safety output(s), plastic housing, 80 x 115 x 43mm, pigtail, 16.4ft/5m cable length. | Stock | 539
MGL-1P-M-463006 | IDEM safety switch set, non-contact master coded RFID, magnetic, 24 VDC to lock, 1500N holding force, (2) N.C. safety output(s), plastic housing, 80 x 115 x 43mm, (1) 8-pin M12 quick-disconnect, 9.8in/250mm cable length. | Stock | 564
RS1-P8-S-B | SSP Safety System Products safety switch, non-contact master coded RFID, magnetic, 24 VDC to lock, 600N holding force, (1) pair OSSD safety output(s), plastic and aluminum housing, 45 x 128.6 x 33.5mm, (1) 8-pin M12 quick-disconnect, 7.8in/200mm cable length. | Stock | 410
RL1-P8-S-B | SSP Safety System Products safety switch, non-contact master coded RFID, magnetic, 24 VDC to lock, 1200N holding force, (1) pair OSSD safety output(s), plastic and aluminum housing, 34.4 x 239.6 x 31.1mm, (1) 8-pin M12 quick-disconnect, 7.8in/200mm cable length. | Stock | 461
Reteachable Magnetic Locking RFID Safety Switches
RS1-P8-W-B | SSP Safety System Products safety switch, non-contact reteachable coded RFID, magnetic, 24 VDC to lock, 600N holding force, (1) pair OSSD safety output(s), plastic and aluminum housing, 45 x 128.6 x 33.5mm, (1) 8-pin M12 quick-disconnect, 7.8in/200mm cable length. | Stock | 410
RL1-P8-W-B | SSP Safety System Products safety switch, non-contact reteachable coded RFID, magnetic, 24 VDC to lock, 1200N holding force, (1) pair OSSD safety output(s), plastic and aluminum housing, 34.4 x 239.6 x 31.1mm, (1) 8-pin M12 quick-disconnect, 7.8in/200mm cable length. | Stock | 461
Actuators for Magnetic Locking RFID Safety Switches
RS-A1 | SSP Safety System Products HOLDX safety switch actuator with permanent magnet, non-contact coded RFID, plastic and aluminum housing, 45 x 108.6 x 18.5mm. | Stock | 47
RS-A2 | SSP Safety System Products HOLDX safety switch actuator, non-contact coded RFID, plastic and aluminum housing, 45 x 108.6 x 18.5mm. | Stock | 46
RL-A1 | SSP Safety System Products HOLDX safety switch actuator with permanent magnet, non-contact coded RFID, plastic and aluminum housing, 34 x 190 x 20.1mm. | Stock | 87
RL-A2 | SSP Safety System Products HOLDX safety switch actuator, non-contact coded RFID, plastic and aluminum housing, 34 x 190 x 20.1mm. | Stock | 84
MGL-2SS-M-460102 | IDEM safety switch actuator, replacement, non-contact master coded RFID, 600N holding force, 316 stainless steel housing, 64 x 88 x 30mm. | Stock | 115
MGL-1SS-M-462102 | IDEM safety switch actuator, replacement, non-contact master coded RFID, 1200N holding force, 316 stainless steel housing, 76 x 105 x 32mm. | Stock | 141
MGL-2M-M-465102 | IDEM safety switch actuator, replacement, non-contact master coded RFID, 1000N holding force, die-cast aluminum housing, 64 x 88 x 30mm. | Stock | 97
MGL-1M-M-464102 | IDEM safety switch actuator, replacement, non-contact master coded RFID, 1500N holding force, die-cast aluminum housing, 76 x 105 x 32mm. | Stock | 117
MGL-2P-M-461102 | IDEM safety switch actuator, replacement, non-contact master coded RFID, 1000N holding force, plastic housing, 64 x 88 x 30mm. | Stock | 82
MGL-1P-M-463102 | IDEM safety switch actuator, replacement, non-contact master coded RFID, 1500N holding force, plastic housing, 76 x 105 x 32mm. | Stock | 94
Accessories for Magnetic Locking RFID Safety Switches
RL-Z-MF1 | SSP Safety System Products HOLDX series mounting bracket, hinged door with handle mount. For use with HOLDX RL safety switches. Mounting hardware included. | Stock | 82
RL-Z-MF2 | SSP Safety System Products HOLDX series mounting bracket, hinged door without handle mount. For use with HOLDX RL safety switches. Mounting hardware included. | Stock | 40
RL-Z-MS1 | SSP Safety System Products HOLDX series mounting bracket, sliding door mount. For use with HOLDX RL safety switches. Mounting hardware included. | Stock | 45.5
RS-Z-MF1 | SSP Safety System Products HOLDX series mounting bracket, hinged door with handle mount. For use with HOLDX RS safety switches. Mounting hardware included. | Stock | 77
RS-Z-MF2 | SSP Safety System Products HOLDX series mounting bracket, hinged door without handle mount. For use with HOLDX RS safety switches. Mounting hardware included. | Stock | 35
RS-Z-MS1 | SSP Safety System Products HOLDX series mounting bracket, sliding door mount. For use with HOLDX RS safety switches. Mounting hardware included. | Stock | 50
Solenoid Locking RFID Tongue Interlock Safety Switches
AFEPMKR1FR3-024E | Comepi safety switch, tongue (key) interlock uniquely coded RFID, solenoid, 24 VDC to lock, 0-degree fixed head, 1200N holding force, (2) N.C. safety output(s), (1) N.C. monitoring output(s), thermoplastic body, 8-pin M12 quick-disconnect. | Stock | 442
AFEPMKR2FR3-024E | Comepi safety switch, tongue (key) interlock uniquely coded RFID, solenoid, 24 VDC to lock, 90-degree fixed head, 1200N holding force, (2) N.C. safety output(s), (1) N.C. monitoring output(s), thermoplastic body, 8-pin M12 quick-disconnect. | Stock | 442
AFEPMKR3FR3-024E | Comepi safety switch, tongue (key) interlock uniquely coded RFID, solenoid, 24 VDC to lock, 180-degree fixed head, 1200N holding force, (2) N.C. safety output(s), (1) N.C. monitoring output(s), thermoplastic body, 8-pin M12 quick-disconnect. | Stock | 442
AFEPMKR4FR3-024E | Comepi safety switch, tongue (key) interlock uniquely coded RFID, solenoid, 24 VDC to lock, 270-degree fixed head, 1200N holding force, (2) N.C. safety output(s), (1) N.C. monitoring output(s), thermoplastic body, 8-pin M12 quick-disconnect. | Stock | 442
Solenoid Locking Tongue Interlock Safety Switches
KLP-201002 | IDEM safety switch, tongue (key) interlock, solenoid, 24 VAC/VDC to unlock, 90-degree adjustable head, 1800N holding force, (2) N.C. safety output(s), (1) N.O. monitoring output(s), plastic body, (1) 1/2in NPT cable entry. | Stock | 258
KLP-201005 | IDEM safety switch, tongue (key) interlock, solenoid, 110 VAC to unlock, 90-degree adjustable head, 1800N holding force, (2) N.C. safety output(s), (1) N.O. monitoring output(s), plastic body, (1) 1/2in NPT cable entry. | Stock | 264
KLM-202002 | IDEM safety switch, tongue (key) interlock, solenoid, 24 VAC/VDC to unlock, 90-degree adjustable head, 2000N holding force, (4) N.C. safety output(s), (1) N.O. monitoring output(s), die-cast aluminum body, (3) 1/2in NPT cable entries. | Stock | 287
KLM-202005 | IDEM safety switch, tongue (key) interlock, solenoid, 110 VAC to unlock, 90-degree adjustable head, 2000N holding force, (4) N.C. safety output(s), (1) N.O. monitoring output(s), die-cast aluminum body, (3) 1/2in NPT cable entries. | Stock | 292
KL1-P-221002 | IDEM safety switch, tongue (key) interlock, solenoid, 24 VAC/VDC to unlock, 180-degree adjustable head, 1400N holding force, (2) N.C. safety output(s), (2) N.O. monitoring output(s), plastic body, (1) 1/2in NPT cable entry. | Stock | 252
KL1-P-221005 | IDEM safety switch, tongue (key) interlock, solenoid, 110 VAC to unlock, 180-degree adjustable head, 1400N holding force, (2) N.C. safety output(s), (2) N.O. monitoring output(s), plastic body, (1) 1/2in NPT cable entry. | Stock | 258
KL1-P-221302 | IDEM safety switch, tongue (key) interlock, solenoid, 24 VAC/VDC to unlock, 180-degree adjustable head, 1400N holding force, (2) N.C. safety output(s), (1) N.O. monitoring output(s), plastic body, (1) 1/2in NPT cable entry. | Stock | 252
KL1-P-221305 | IDEM safety switch, tongue (key) interlock, solenoid, 110 VAC to unlock, 180-degree adjustable head, 1400N holding force, (2) N.C. safety output(s), (1) N.O. monitoring output(s), plastic body, (1) 1/2in NPT cable entry. | Stock | 258
KL1-SS-220002 | IDEM safety switch, tongue (key) interlock, solenoid, 24 VAC/VDC to unlock, 180-degree adjustable head, 1600N holding force, (2) N.C. safety output(s), (2) N.O. monitoring output(s), 316 stainless steel body, (1) 1/2in NPT cable entry. | Stock | 580
KL1-SS-220005 | IDEM safety switch, tongue (key) interlock, solenoid, 110 VAC to unlock, 180-degree adjustable head, 1600N holding force, (2) N.C. safety output(s), (2) N.O. monitoring output(s), 316 stainless steel body, (1) 1/2in NPT cable entry. | Stock | 588
KL1-SS-220302 | IDEM safety switch, tongue (key) interlock, solenoid, 24 VAC/VDC to unlock, 180-degree adjustable head, 1600N holding force, (2) N.C. safety output(s), (1) N.O. monitoring output(s), 316 stainless steel body, (1) 1/2in NPT cable entry. | Stock | 580
KL3-SS-205002 | IDEM safety switch, tongue (key) interlock, solenoid, 24 VAC/VDC to unlock, 90-degree adjustable head, 2000N holding force, (4) N.C. safety output(s), (1) N.O. monitoring output(s), 316 stainless steel body, (3) 1/2in NPT cable entries. | Stock | 793
KL3-SS-205005 | IDEM safety switch, tongue (key) interlock, solenoid, 110 VAC to unlock, 90-degree adjustable head, 2000N holding force, (4) N.C. safety output(s), (1) N.O. monitoring output(s), 316 stainless steel body, (3) 1/2in NPT cable entries. | Stock | 803
KLTM-450002 | IDEM safety switch, tongue (key) interlock, solenoid, 24 VAC/VDC to unlock, 180-degree adjustable head, 2000N holding force, (4) N.C. safety output(s), (1) N.O. monitoring output(s), die-cast aluminum body, (3) 1/2in NPT cable entries. | Stock | 281
KLTM-450005 | IDEM safety switch, tongue (key) interlock, solenoid, 110 VAC to unlock, 180-degree adjustable head, 2000N holding force, (4) N.C. safety output(s), (1) N.O. monitoring output(s), die-cast aluminum body, (3) 1/2in NPT cable entries. | Stock | 286
KLT-SS-451002 | IDEM safety switch, tongue (key) interlock, solenoid, 24 VAC/VDC to unlock, 180-degree adjustable head, 2000N holding force, (4) N.C. safety output(s), (1) N.O. monitoring output(s), 316 stainless steel body, (3) 1/2in NPT cable entries. | Stock | 659
FEP5KP1FA8-024M | Comepi safety switch, tongue (key) interlock, solenoid, 24 VAC/VDC to unlock, 90-degree adjustable head, 1200N holding force, (4) N.C. safety output(s), thermoplastic body, (3) M20 x 1.5mm cable entries. | Stock | 209
FEP5KP1FA8-120M | Comepi safety switch, tongue (key) interlock, solenoid, 120 VAC to unlock, 90-degree adjustable head, 1200N holding force, (4) N.C. safety output(s), thermoplastic body, (3) M20 x 1.5mm cable entries. | Stock | 213
Tongue Interlock Safety Switches
INCH-1-222001 | IDEM safety switch, tongue (key) interlock, slow action, (2) N.C. safety output(s), plastic body, 316 stainless steel head, (1) M16 cable entry. | Stock | 44
INCH-1-222002 | IDEM safety switch, tongue (key) interlock, slow action, (2) N.C. safety output(s), plastic body, 316 stainless steel head, (1) 4-pin M12 quick-disconnect. | Stock | 77
INCH-1-222003 | IDEM safety switch, tongue (key) interlock, slow action break before make, (1) N.C. safety output(s), plastic body, 316 stainless steel head, (1) M16 cable entry. | Stock | 44
INCH-1-222004 | IDEM safety switch, tongue (key) interlock, slow action break before make, (1) N.C. safety output(s), plastic body, 316 stainless steel head, (1) 4-pin M12 quick-disconnect. | Stock | 77
INCH-3-223001 | IDEM safety switch, tongue (key) interlock, slow action break before make, (2) N.C. safety output(s), plastic body, 316 stainless steel head, (3) M16 cable entry. | Stock | 48
INCH-3-223002 | IDEM safety switch, tongue (key) interlock, slow action break before make, (2) N.C. safety output(s), plastic body, 316 stainless steel head, (1) 8-pin M12 quick-disconnect. | Stock | 81
MK1-SS-224001 | IDEM safety switch, tongue (key) interlock, slow action break before make, (2) N.C. safety output(s), 316 stainless steel body, 316 stainless steel head, (1) M20 cable entry. | Stock | 145
MK1-SS-224002 | IDEM safety switch, tongue (key) interlock, slow action break before make, (2) N.C. safety output(s), 316 stainless steel body, 316 stainless steel head, (1) 1/2in NPT cable entry. | Stock | 145
MK1-SS-224003 | IDEM safety switch, tongue (key) interlock, slow action break before make, (2) N.C. safety output(s), 316 stainless steel body, 316 stainless steel head, (1) 8-pin M12 quick-disconnect. | Stock | 181
IDIS-190051 | IDEM safety switch, tongue (key) interlock, 90-degree adjustable head, (2) N.C. safety output(s), (1) N.O. monitoring output(s), 31 x 97 x 30mm, plastic body, plastic head. | Stock | 38.5
IDIS-190055 | IDEM safety switch, tongue (key) interlock, 90-degree adjustable head, (3) N.C. safety output(s), 31 x 97 x 30mm, plastic body, plastic head. | Stock | 38.5
IDIS-190059 | IDEM safety switch, tongue (key) interlock, 90-degree adjustable head, (1) N.C. safety output(s), (1) N.O. monitoring output(s), 31 x 97 x 30mm, plastic body, plastic head. | Stock | 38.5
KM-203002 | IDEM safety switch, tongue (key) interlock, 90-degree adjustable head, (2) N.C. safety output(s), (1) N.O. monitoring output(s), 40 x 118 x 41mm, die-cast aluminum body, die-cast aluminum head. | Stock | 94
KM-203008 | IDEM safety switch, tongue (key) interlock, 90-degree adjustable head, (3) N.C. safety output(s), (1) N.O. monitoring output(s), 40 x 118 x 41mm, die-cast aluminum body, die-cast aluminum head. | Stock | 112
KM-203011 | IDEM safety switch, tongue (key) interlock, 90-degree adjustable head, (2) N.C. safety output(s), (2) N.O. monitoring output(s), 40 x 118 x 41mm, die-cast aluminum body, die-cast aluminum head. | Stock | 112
KM-203002-SS | IDEM safety switch, tongue (key) interlock, 90-degree adjustable head, (2) N.C. safety output(s), (1) N.O. monitoring output(s), 40 x 118 x 41mm, die-cast aluminum body, 316 stainless steel head. | Stock | 121
KM-203011-SS | IDEM safety switch, tongue (key) interlock, 90-degree adjustable head, (2) N.C. safety output(s), (2) N.O. monitoring output(s), 40 x 118 x 41mm, die-cast aluminum body, 316 stainless steel head. | Stock | 138
KM-SS-204002 | IDEM safety switch, tongue (key) interlock, 90-degree adjustable head, (2) N.C. safety output(s), (1) N.O. monitoring output(s), 41 x 118 x 41mm, 316 stainless steel body, 316 stainless steel head. | Stock | 227
KM-SS-204011 | IDEM safety switch, tongue (key) interlock, 90-degree adjustable head, (2) N.C. safety output(s), (2) N.O. monitoring output(s), 41 x 118 x 41mm, 316 stainless steel body, 316 stainless steel head. | Stock | 245
KP-200002 | IDEM safety switch, tongue (key) interlock, 180-degree adjustable head, (2) N.C. safety output(s), (1) N.O. monitoring output(s), 58 x 100 x 34mm, plastic body, plastic head. | Stock | 58
KP-200008 | IDEM safety switch, tongue (key) interlock, 180-degree adjustable head, (3) N.C. safety output(s), (1) N.O. monitoring output(s), 58 x 100 x 34mm, plastic body, plastic head. | Stock | 75
KP-200011 | IDEM safety switch, tongue (key) interlock, 180-degree adjustable head, (2) N.C. safety output(s), (2) N.O. monitoring output(s), 58 x 100 x 34mm, plastic body, plastic head. | Stock | 75
KP-200002-SS | IDEM safety switch, tongue (key) interlock, 180-degree adjustable head, (2) N.C. safety output(s), (1) N.O. monitoring output(s), 58 x 103 x 37mm, plastic body, 316 stainless steel head. | Stock | 84
KP-200011-SS | IDEM safety switch, tongue (key) interlock, 180-degree adjustable head, (2) N.C. safety output(s), (2) N.O. monitoring output(s), 58 x 103 x 37mm, plastic body, 316 stainless steel head. | Stock | 100
K-15-207002 | IDEM safety switch, tongue (key) interlock, 180-degree adjustable head, (2) N.C. safety output(s), (1) N.O. monitoring output(s), 54 x 88 x 34mm, plastic body, plastic head. | Stock | 57
K-15-207005 | IDEM safety switch, tongue (key) interlock, 180-degree adjustable head, (3) N.C. safety output(s), 54 x 88 x 34mm, plastic body, plastic head. | Stock | 57
K-15-207002-SS | IDEM safety switch, tongue (key) interlock, 180-degree adjustable head, (2) N.C. safety output(s), (1) N.O. monitoring output(s), 54 x 91 x 37mm, plastic body, 316 stainless steel head. | Stock | 84
K-SS-208002 | IDEM safety switch, tongue (key) interlock, 180-degree adjustable head, (2) N.C. safety output(s), (1) N.O. monitoring output(s), 58 x 104 x 37mm, 316 stainless steel body, 316 stainless steel head. | Stock | 221
K-SS-208011 | IDEM safety switch, tongue (key) interlock, 180-degree adjustable head, (2) N.C. safety output(s), (2) N.O. monitoring output(s), 58 x 104 x 37mm, 316 stainless steel body, 316 stainless steel head. | Stock | 239
SP2K80W02 | Comepi safety switch, tongue (key) interlock, 360-degree adjustable head, (2) N.C. safety output(s), 30 x 99 x 30mm, thermoplastic body, thermoplastic head. | Stock | 26
SP2K80X11 | Comepi safety switch, tongue (key) interlock, 360-degree adjustable head, (1) N.C. safety output(s), (1) N.O. monitoring output(s), 30 x 99 x 30mm, thermoplastic body, thermoplastic head. | Stock | 26
SP2K10W02 | Comepi safety switch, tongue (key) interlock, 90-degree adjustable head, (2) N.C. safety output(s), 30 x 99 x 30mm, thermoplastic body, thermoplastic head. | Stock | 22
SP2K10X11 | Comepi safety switch, tongue (key) interlock, 90-degree adjustable head, (1) N.C. safety output(s), (1) N.O. monitoring output(s), 30 x 99 x 30mm, thermoplastic body, thermoplastic head. | Stock | 22
SBM2K4000W02 | Comepi safety switch, tongue (key) interlock, 90-degree adjustable head, (2) N.C. safety output(s), 40 x 113 x 43mm, die-cast aluminum body, thermoplastic head. | Stock | 36
SBM2K4000W03 | Comepi safety switch, tongue (key) interlock, 90-degree adjustable head, (3) N.C. safety output(s), 40 x 113 x 43mm, die-cast aluminum body, thermoplastic head. | Stock | 39.5
SBM2K4000X11 | Comepi safety switch, tongue (key) interlock, 90-degree adjustable head, (1) N.C. safety output(s), (1) N.O. monitoring output(s), 40 x 113 x 43mm, die-cast aluminum body, thermoplastic head. | Stock | 36
SBM2K4000X12 | Comepi safety switch, tongue (key) interlock, 90-degree adjustable head, (2) N.C. safety output(s), (1) N.O. monitoring output(s), 40 x 113 x 43mm, die-cast aluminum body, thermoplastic head. | Stock | 39
SCM2K4000W02 | Comepi safety switch, tongue (key) interlock, 90-degree adjustable head, (2) N.C. safety output(s), 62 x 108 x 43mm, die-cast aluminum body, thermoplastic head. | Stock | 37.5
SCM2K4000W03 | Comepi safety switch, tongue (key) interlock, 90-degree adjustable head, (3) N.C. safety output(s), 62 x 108 x 43mm, die-cast aluminum body, thermoplastic head. | Stock | 40.5
SCM2K4000X11 | Comepi safety switch, tongue (key) interlock, 90-degree adjustable head, (1) N.C. safety output(s), (1) N.O. monitoring output(s), 62 x 108 x 43mm, die-cast aluminum body, thermoplastic head. | Stock | 37.5
SCM2K4000X12 | Comepi safety switch, tongue (key) interlock, 90-degree adjustable head, (2) N.C. safety output(s), (1) N.O. monitoring output(s), 62 x 108 x 43mm, die-cast aluminum body, thermoplastic head. | Stock | 40
SDM2K80W02 | Comepi safety switch, tongue (key) interlock, 360-degree adjustable head, (2) N.C. safety output(s), 59 x 100 x 32mm, zinc alloy body, thermoplastic head. | Stock | 31
SDM2K80X11 | Comepi safety switch, tongue (key) interlock, 360-degree adjustable head, (1) N.C. safety output(s), (1) N.O. monitoring output(s), 59 x 100 x 32mm, zinc alloy body, thermoplastic head. | Stock | 31
SDM2K10W02 | Comepi safety switch, tongue (key) interlock, 90-degree adjustable head, (2) N.C. safety output(s), 59 x 100 x 32mm, zinc alloy body, thermoplastic head. | Stock | 27.5
SDM2K10X11 | Comepi safety switch, tongue (key) interlock, 90-degree adjustable head, (1) N.C. safety output(s), (1) N.O. monitoring output(s), 59 x 100 x 32mm, zinc alloy body, thermoplastic head. | Stock | 27.5
Hinge Interlock Safety Switches
IDIS-192002 | IDEM safety switch, lever hinge interlock, slow action break before make, (2) N.C. safety output(s), plastic body, plastic head, (1) 1/2in NPT cable entry. | Stock | 36
IDIS-192005 | IDEM safety switch, lever hinge interlock, slow action, (3) N.C. safety output(s), plastic body, plastic head, (1) 1/2in NPT cable entry. | Stock | 36
IDIS-192008 | IDEM safety switch, lever hinge interlock, snap action, (1) N.C. safety output(s), plastic body, plastic head, (1) 1/2in NPT cable entry. | Stock | 36
HC-1-193001 | IDEM safety switch, solid shaft hinge interlock, slow action, (2) N.C. safety output(s), plastic body, 316 stainless steel head, 10mm diameter x 80mm length shaft, (1) M16 cable entry. | Stock | 47
HC-1-193002 | IDEM safety switch, solid shaft hinge interlock, slow action, (2) N.C. safety output(s), plastic body, 316 stainless steel head, 10mm diameter x 80mm length shaft, (1) 4-pin M12 quick-disconnect. | Stock | 80
HC-1-193007 | IDEM safety switch, hollow shaft hinge interlock, slow action, (2) N.C. safety output(s), plastic body, 316 stainless steel head, 16mm diameter x 30mm length shaft, (1) M16 cable entry. | Stock | 49.5
HC-1-193008 | IDEM safety switch, hollow shaft hinge interlock, slow action, (2) N.C. safety output(s), plastic body, 316 stainless steel head, 16mm diameter x 30mm length shaft, (1) 4-pin M12 quick-disconnect. | Stock | 82
SP2K61X11 | Comepi safety switch, lever hinge interlock, slow action break before make, (1) N.C. safety output(s), plastic body, plastic head, (1) PG11 cable entry with 1/2in NPT adapter. | Stock | 20
SP2K61W02 | Comepi safety switch, lever hinge interlock, slow action, (2) N.C. safety output(s), plastic body, plastic head, (1) PG11 cable entry with 1/2in NPT adapter. | Stock | 20
SDM2K61X11 | Comepi safety switch, lever hinge interlock, slow action break before make, (1) N.C. safety output(s), die-cast aluminum body, plastic head, (3) 1/2in NPT cable entries. | Stock | 25
SDM2K61W02 | Comepi safety switch, lever hinge interlock, slow action, (2) N.C. safety output(s), die-cast aluminum body, plastic head, (3) 1/2in NPT cable entries. | Stock | 25
SP2K72X11 | Comepi safety switch, hollow shaft hinge interlock, slow action break before make, (1) N.C. safety output(s), plastic body, plastic head, 12mm diameter x 20mm length shaft, (1) PG11 cable entry with 1/2in NPT adapter. | Stock | 29.5
SP2K72W02 | Comepi safety switch, hollow shaft hinge interlock, slow action, (2) N.C. safety output(s), plastic body, plastic head, 12mm diameter x 20mm length shaft, (1) PG11 cable entry with 1/2in NPT adapter. | Stock | 29.5
SDM2K72X11 | Comepi safety switch, hollow shaft hinge interlock, slow action break before make, (1) N.C. safety output(s), die-cast aluminum body, plastic head, (3) 1/2in NPT cable entries. | Stock | 34
SDM2K72W02 | Comepi safety switch, hollow shaft hinge interlock, slow action, (2) N.C. safety output(s), die-cast aluminum body, plastic head, 12mm diameter x 20mm length shaft, (3) 1/2in NPT cable entries. | Stock | 34
Accessories for Interlock Safety Switches
140103 | IDEM actuator tongue (key), 90 degree mounting tab with 14.4mm mounting hole spacing mount, 316 stainless steel. For use with IDEM IDIS series safety switches. | Stock | 12.5
140104 | IDEM actuator tongue (key), straight mounting tab with 14.4mm mounting hole spacing mount, 316 stainless steel. For use with IDEM IDIS series safety switches. | Stock | 12.5
140105 | IDEM actuator tongue (key), flexible mounting tab with 40mm mounting hole spacing mount, 316 stainless steel. For use with IDEM IDIS series safety switches. | Stock | 22
140106 | IDEM actuator tongue (key), 90 degree mounting tab with 40mm mounting hole spacing mount, 316 stainless steel. For use with IDEM KP and K-15 series safety switches with plastic heads. | Stock | 12.5
140107 | IDEM actuator tongue (key), 90 degree mounting tab with 40mm mounting hole spacing mount, 316 stainless steel. For use with IDEM K-SS, KM and KM-SS series safety switches and KP and K-15 series safety switches with stainless steel heads. | Stock | 12.5
140108 | IDEM actuator tongue (key), straight mounting tab with 20mm mounting hole spacing mount, 316 stainless steel. For use with all IDEM K-SS, KM, KM-SS, KP and K-15 series safety switches. | Stock | 12.5
140109 | IDEM actuator tongue (key), flexible mounting tab with 40mm mounting hole spacing mount, 316 stainless steel. For use with all IDEM K-SS, KM, KM-SS, KP and K-15 series safety switches. | Stock | 22
140110 | IDEM actuator tongue (key), black aluminum heavy duty flexible mounting tab with 40mm mounting hole spacing mount, 316 stainless steel. For use with all IDEM K-SS, KM, KM-SS, KP and K-15 series safety switches. | Stock | 44
140111 | IDEM actuator tongue (key), heavy duty flexible mounting tab with 40mm mounting hole spacing mount, 316 stainless steel. For use with all IDEM K-SS, KM, KM-SS, KP and K-15 series safety switches. | Stock | 90
140123 | IDEM anti-tamper manual release key, 316 stainless steel. For use with IDEM KL3 and KLT series safety switches. | Stock | 25.5
140130 | IDEM actuator, 316 stainless steel. For use with all IDEM K-SS, KM, KM-SS, KP and K-15 series safety switches. | Stock | 62
140179 | IDEM key guide, 316 stainless steel. For use with IDEM INCH series safety switches. Mounting hardware included. | Stock | 26.5
140179-SS | IDEM key guide, 316 stainless steel. For use with IDEM MK1 series safety switches. Mounting hardware included. | Stock | 26.5
140180 | IDEM actuator tongue (key), 90 degree mounting tab with 8mm mounting hole spacing mount, 316 stainless steel. For use with IDEM MK1 and INCH series safety switches. | Stock | 13
140181 | IDEM actuator tongue (key), shock absorbing, straight mounting tab with 15mm mounting hole spacing mount, 316 stainless steel. For use with IDEM MK1 and INCH series safety switches. | Stock | 13
140182 | IDEM actuator tongue (key), flexible mounting tab with 40mm mounting hole spacing mount, 316 stainless steel. For use with IDEM MK1 and INCH series safety switches. | Stock | 23
GB-210005 | IDEM rear escape handle. For use with GBA-1 or GBL-1 series gate bolts and UGB sliding handles. | Stock | 22
GB-210006 | IDEM spring loaded catch. For use with GBA-1 or GBL-1 series gate bolts and UGB sliding handles. | Stock | 22
GBA-1-210003 | IDEM left hand gate bolt. For use with KM series safety switches. Actuating tongue (key) included. | Stock | 157
GBA-1-210004 | IDEM Right hand gate bolt. For use with KM series safety switches. Actuating tongue (key) included. | Stock | 157
GBL-1-210001 | IDEM left hand gate bolt. For use with KLP or KLM series safety switches. Actuating tongue (key) included. | Stock | 166
GBL-1-210002 | IDEM right hand gate bolt. For use with KLP or KLM series safety switches. Actuating tongue (key) included. | Stock | 166
KEY3 | Comepi actuator tongue (key), 90 degree mounting tab with 22mm mounting hole spacing mount, 316 stainless steel. For use with Comepi SP2K and SDM2K series safety switches. | Stock | 1.75
KEY4 | Comepi actuator tongue (key), straight mounting tab with 22mm mounting hole spacing mount, 316 stainless steel. For use with Comepi SP2K and SDM2K series safety switches. | Stock | 1.75
KEY5 | Comepi actuator tongue (key), 90 degree mounting tab with 13mm mounting hole spacing mount, 316 stainless steel. For use with Comepi SP2K and SDM2K series safety switches. | Stock | 1.75
KEY6 | Comepi actuator tongue (key), straight mounting tab with 13mm mounting hole spacing mount, 316 stainless steel. For use with Comepi SP2K and SDM2K series safety switches. | Stock | 1.25
KEY7 | Comepi actuator tongue (key), shock absorbing, 90 degree mounting tab with 15mm mounting hole spacing mount, 316 stainless steel. For use with Comepi SP2K and SDM2K series safety switches. | Stock | 3.75
KEY8 | Comepi actuator tongue (key), shock absorbing, straight mounting tab with 15mm mounting hole spacing mount, 316 stainless steel. For use with Comepi SP2K and SDM2K series safety switches. | Stock | 3.5
KEY9 | Comepi actuator tongue (key), flexible mounting tab with 40mm mounting hole spacing mount, 316 stainless steel. For use with Comepi SP2K and SDM2K series safety switches. | Stock | 4.75
KEY45 | Comepi actuator tongue (key), 90 degree mounting tab with 13mm mounting hole spacing mount, 316 stainless steel. For use with Comepi SBM2K and SCM2K series safety switches. | Stock | 2.25
KEY46 | Comepi actuator tongue (key), straight mounting tab with 13mm mounting hole spacing mount, 316 stainless steel. For use with Comepi SBM2K and SCM2K series safety switches. | Stock | 2
KEY49 | Comepi actuator tongue (key), flexible mounting tab with 40mm mounting hole spacing mount, 316 stainless steel. For use with Comepi SBM2K and SCM2K series safety switches. | Stock | 5.25
KEY27 | Comepi actuator tongue (key), shock absorbing, 90 degree mounting tab with 20mm mounting hole spacing mount, 316 stainless steel. For use with Comepi FEP5K series safety switches. | Stock | 5.5
KEY28 | Comepi actuator tongue (key), shock absorbing, straight mounting tab with 20mm mounting hole spacing mount, 316 stainless steel. For use with Comepi FEP5K series safety switches. | Stock | 5.5
KEY29 | Comepi actuator tongue (key), adjustable mounting tab with 40mm mounting hole spacing mount, 316 stainless steel. For use with Comepi FEP5K series safety switches. | Stock | 10
KEY29R | Comepi replacement, actuator tongue (key) coded RFID, 90 degree mounting tab with 40mm mounting hole spacing mount, 316 stainless steel. For use with Comepi AFEPMK series safety switches. | Stock | 19
IDEM Safety Limit Switches (Die Cast)
HLM-174002 | IDEM safety limit switch, side rotary lever with stainless steel roller, (2) N.C. safety output(s), (2) N.O. monitoring output(s), slow action break before make, die-cast zinc aluminum, (1) 1/2in female NPT conduit. | Stock | 96
HLM-174011 | IDEM safety limit switch, side rotary lever with stainless steel roller, (1) N.C. safety output(s), (1) N.O. monitoring output(s), snap action, die-cast zinc aluminum, (1) 1/2in female NPT conduit. | Stock | 96
HLM-174052 | IDEM safety limit switch, plunger with stainless steel roller, (2) N.C. safety output(s), (2) N.O. monitoring output(s), slow action break before make, die-cast zinc aluminum, (1) 1/2in female NPT conduit. | Stock | 89
HLM-174061 | IDEM safety limit switch, plunger with stainless steel roller, (1) N.C. safety output(s), (1) N.O. monitoring output(s), snap action, die-cast zinc aluminum, (1) 1/2in female NPT conduit. | Stock | 89
HLM-174102 | IDEM safety limit switch, stainless steel plunger, (2) N.C. safety output(s), (2) N.O. monitoring output(s), slow action break before make, die-cast zinc aluminum, (1) 1/2in female NPT conduit. | Stock | 89
HLM-174111 | IDEM safety limit switch, stainless steel plunger, (1) N.C. safety output(s), (1) N.O. monitoring output(s), snap action, die-cast zinc aluminum, (1) 1/2in female NPT conduit. | Stock | 89
HLM-174252 | IDEM safety limit switch, side rotary adjustable stainless steel rod, (2) N.C. safety output(s), (2) N.O. monitoring output(s), slow action break before make, die-cast zinc aluminum, (1) 1/2in female NPT conduit. | Stock | 96
HLM-174261 | IDEM safety limit switch, side rotary adjustable stainless steel rod, (1) N.C. safety output(s), (1) N.O. monitoring output(s), snap action, die-cast zinc aluminum, (1) 1/2in female NPT conduit. | Stock | 96
HLM-174302 | IDEM safety limit switch, side rotary adjustable lever with stainless steel roller, (2) N.C. safety output(s), (2) N.O. monitoring output(s), slow action break before make, die-cast zinc aluminum, (1) 1/2in female NPT conduit. | Stock | 100
HLM-174311 | IDEM safety limit switch, side rotary adjustable lever with stainless steel roller, (1) N.C. safety output(s), (1) N.O. monitoring output(s), snap action, die-cast zinc aluminum, (1) 1/2in female NPT conduit. | Stock | 100
Stainless Steel Safety Limit Switches
HLM-SS-175002 | IDEM safety limit switch, side rotary lever with stainless steel roller, (2) N.C. safety output(s), (2) N.O. monitoring output(s), slow action break before make, 316 stainless steel, (1) 1/2in female NPT conduit. | Stock | 206
HLM-SS-175011 | IDEM safety limit switch, side rotary lever with stainless steel roller, (1) N.C. safety output(s), (1) N.O. monitoring output(s), snap action, 316 stainless steel, (1) 1/2in female NPT conduit. | Stock | 206
HLM-SS-175052 | IDEM safety limit switch, plunger with stainless steel roller, (2) N.C. safety output(s), (2) N.O. monitoring output(s), slow action break before make, 316 stainless steel, (1) 1/2in female NPT conduit. | Stock | 197
HLM-SS-175061 | IDEM safety limit switch, plunger with stainless steel roller, (1) N.C. safety output(s), (1) N.O. monitoring output(s), snap action, 316 stainless steel, (1) 1/2in female NPT conduit. | Stock | 197
HLM-SS-175102 | IDEM safety limit switch, stainless steel plunger, (2) N.C. safety output(s), (2) N.O. monitoring output(s), slow action break before make, 316 stainless steel, (1) 1/2in female NPT conduit. | Stock | 197
HLM-SS-175111 | IDEM safety limit switch, stainless steel plunger, (1) N.C. safety output(s), (1) N.O. monitoring output(s), snap action, 316 stainless steel, (1) 1/2in female NPT conduit. | Stock | 197
HLM-SS-175252 | IDEM safety limit switch, side rotary adjustable stainless steel rod, (2) N.C. safety output(s), (2) N.O. monitoring output(s), slow action break before make, 316 stainless steel, (1) 1/2in female NPT conduit. | Stock | 206
HLM-SS-175261 | IDEM safety limit switch, side rotary adjustable stainless steel rod, (1) N.C. safety output(s), (1) N.O. monitoring output(s), snap action, 316 stainless steel, (1) 1/2in female NPT conduit. | Stock | 206
HLM-SS-175302 | IDEM safety limit switch, side rotary adjustable lever with stainless steel roller, (2) N.C. safety output(s), (2) N.O. monitoring output(s), slow action break before make, 316 stainless steel, (1) 1/2in female NPT conduit. | Stock | 210
HLM-SS-175311 | IDEM safety limit switch, side rotary adjustable lever with stainless steel roller, (1) N.C. safety output(s), (1) N.O. monitoring output(s), snap action, 316 stainless steel, (1) 1/2in female NPT conduit. | Stock | 210
Plastic Body Safety Limit Switches
LSPS-171002 | IDEM safety limit switch, polyester plunger, (2) N.C. safety output(s), (1) N.O. monitoring output(s), slow action break before make, polyester, (1) 1/2in female NPT conduit. | Stock | 30
LSPS-171008 | IDEM safety limit switch, polyester plunger, (1) N.C. safety output(s), (1) N.O. monitoring output(s), snap action, polyester, (1) 1/2in female NPT conduit. | Stock | 30
LSPS-171011 | IDEM safety limit switch, plunger with polyester roller, (2) N.C. safety output(s), (1) N.O. monitoring output(s), slow action break before make, polyester, (1) 1/2in female NPT conduit. | Stock | 30.5
LSPS-171017 | IDEM safety limit switch, plunger with polyester roller, (1) N.C. safety output(s), (1) N.O. monitoring output(s), snap action, polyester, (1) 1/2in female NPT conduit. | Stock | 30.5
LSPS-171020 | IDEM safety limit switch, hinge lever with polyester roller, (2) N.C. safety output(s), (1) N.O. monitoring output(s), slow action break before make, polyester, (1) 1/2in female NPT conduit. | Stock | 31.5
LSPS-171026 | IDEM safety limit switch, hinge lever with polyester roller, (1) N.C. safety output(s), (1) N.O. monitoring output(s), snap action, polyester, (1) 1/2in female NPT conduit. | Stock | 31.5
LSPS-171047 | IDEM safety limit switch, side rotary adjustable lever with large rubber roller, (2) N.C. safety output(s), (1) N.O. monitoring output(s), slow action break before make, polyester, (1) 1/2in female NPT conduit. | Stock | 36.5
LSPS-171053 | IDEM safety limit switch, side rotary adjustable lever with large rubber roller, (1) N.C. safety output(s), (1) N.O. monitoring output(s), snap action, polyester, (1) 1/2in female NPT conduit. | Stock | 36.5
LSPS-171056 | IDEM safety limit switch, side rotary adjustable lever with polyester roller, (2) N.C. safety output(s), (1) N.O. monitoring output(s), slow action break before make, polyester, (1) 1/2in female NPT conduit. | Stock | 37
LSPS-171062 | IDEM safety limit switch, side rotary adjustable lever with polyester roller, (1) N.C. safety output(s), (1) N.O. monitoring output(s), snap action, polyester, (1) 1/2in female NPT conduit. | Stock | 37
LSPS-171065 | IDEM safety limit switch, side rotary adjustable brass rod, (2) N.C. safety output(s), (1) N.O. monitoring output(s), slow action break before make, polyester, (1) 1/2in female NPT conduit. | Stock | 33
LSPS-171071 | IDEM safety limit switch, side rotary adjustable brass rod, (1) N.C. safety output(s), (1) N.O. monitoring output(s), snap action, polyester, (1) 1/2in female NPT conduit. | Stock | 33
Plastic Body Safety Limit Switches with Reset
AP2R11X11 | Comepi safety limit switch, stainless steel plunger, (1) N.C. safety output(s), (1) N.O. monitoring output(s), slow action break before make, plastic, (1) PG11 cable entry with 1/2in NPT adapter. | Stock | 18.5
AP2R11W02 | Comepi safety limit switch, stainless steel plunger, (2) N.C. safety output(s), slow action, plastic, (1) PG11 cable entry with 1/2in NPT adapter. | Stock | 18.5
AP2R13X11 | Comepi safety limit switch, metal plunger with nylon roller, (1) N.C. safety output(s), (1) N.O. monitoring output(s), slow action break before make, plastic, (1) PG11 cable entry with 1/2in NPT adapter. | Stock | 19.5
AP2R13W02 | Comepi safety limit switch, metal plunger with nylon roller, (2) N.C. safety output(s), slow action, plastic, (1) PG11 cable entry with 1/2in NPT adapter. | Stock | 19.5
AP2R31X11 | Comepi safety limit switch, one-way horizontal lever with nylon roller, (1) N.C. safety output(s), (1) N.O. monitoring output(s), slow action break before make, plastic, (1) PG11 cable entry with 1/2in NPT adapter. | Stock | 20
AP2R31W02 | Comepi safety limit switch, one-way horizontal lever with nylon roller, (2) N.C. safety output(s), slow action, plastic, (1) PG11 cable entry with 1/2in NPT adapter. | Stock | 20
AP2R32X11 | Comepi safety limit switch, one-way vertical lever with nylon roller, (1) N.C. safety output(s), (1) N.O. monitoring output(s), slow action break before make, plastic, (1) PG11 cable entry with 1/2in NPT adapter. | Stock | 20.5
AP2R32W02 | Comepi safety limit switch, one-way vertical lever with nylon roller, (2) N.C. safety output(s), slow action, plastic, (1) PG11 cable entry with 1/2in NPT adapter. | Stock | 20.5
AP2R41X11 | Comepi safety limit switch, side rotary lever with nylon roller, (1) N.C. safety output(s), (1) N.O. monitoring output(s), slow action break before make, plastic, (1) PG11 cable entry with 1/2in NPT adapter. | Stock | 22.5
AP2R41W02 | Comepi safety limit switch, side rotary lever with nylon roller, (2) N.C. safety output(s), slow action, plastic, (1) PG11 cable entry with 1/2in NPT adapter. | Stock | 22.5
AP2R51X11 | Comepi safety limit switch, side rotary adjustable lever with nylon roller, (1) N.C. safety output(s), (1) N.O. monitoring output(s), slow action break before make, plastic, (1) PG11 cable entry with 1/2in NPT adapter. | Stock | 23.5
AP2R51W02 | Comepi safety limit switch, side rotary adjustable lever with nylon roller, (2) N.C. safety output(s), slow action, plastic, (1) PG11 cable entry with 1/2in NPT adapter. | Stock | 23.5
Compact Die Cast Aluminum Safety Limit Switches
LSMM-172003 | IDEM safety limit switch, brass plunger, (2) N.C. safety output(s), (1) N.O. monitoring output(s), slow action break before make, die-cast zinc aluminum, pigtail, 6.5ft/2m cable length. | Stock | 55
LSMM-172004 | IDEM safety limit switch, brass plunger, (1) N.C. safety output(s), (1) N.O. monitoring output(s), snap action, die-cast zinc aluminum, pigtail, 6.5ft/2m cable length. | Stock | 55
LSMM-172007 | IDEM safety limit switch, plunger with brass roller, (2) N.C. safety output(s), (1) N.O. monitoring output(s), slow action break before make, die-cast zinc aluminum, pigtail, 6.5ft/2m cable length. | Stock | 60
LSMM-172008 | IDEM safety limit switch, plunger with brass roller, (1) N.C. safety output(s), (1) N.O. monitoring output(s), snap action, die-cast zinc aluminum, pigtail, 6.5ft/2m cable length. | Stock | 60
LSMM-172014 | IDEM safety limit switch, side rotary lever with polyester roller, (2) N.C. safety output(s), (1) N.O. monitoring output(s), slow action break before make, die-cast zinc aluminum, pigtail, 6.5ft/2m cable length. | Stock | 65
LSMM-172016 | IDEM safety limit switch, side rotary lever with polyester roller, (1) N.C. safety output(s), (1) N.O. monitoring output(s), snap action, die-cast zinc aluminum, pigtail, 6.5ft/2m cable length. | Stock | 65
LSMM-172018 | IDEM safety limit switch, brass plunger and fixing nuts, (2) N.C. safety output(s), (1) N.O. monitoring output(s), slow action break before make, die-cast zinc aluminum, pigtail, 6.5ft/2m cable length. | Stock | 57
LSMM-172020 | IDEM safety limit switch, brass plunger and fixing nuts, (1) N.C. safety output(s), (1) N.O. monitoring output(s), snap action, die-cast zinc aluminum, pigtail, 6.5ft/2m cable length. | Stock | 57
LSMM-172022 | IDEM safety limit switch, plunger with brass roller and fixing nuts, (2) N.C. safety output(s), (1) N.O. monitoring output(s), slow action break before make, die-cast zinc aluminum, pigtail, 6.5ft/2m cable length. | Stock | 59
LSMM-172024 | IDEM safety limit switch, plunger with brass roller and fixing nuts, (1) N.C. safety output(s), (1) N.O. monitoring output(s), snap action, die-cast zinc aluminum, pigtail, 6.5ft/2m cable length. | Stock | 59
Compact Plastic Body Safety Limit Switches
LSPM-170003 | IDEM safety limit switch, brass plunger, (2) N.C. safety output(s), (1) N.O. monitoring output(s), slow action break before make, polyester, pigtail, 6.5ft/2m cable length. | Stock | 41.5
LSPM-170004 | IDEM safety limit switch, brass plunger, (1) N.C. safety output(s), (1) N.O. monitoring output(s), snap action, polyester, pigtail, 6.5ft/2m cable length. | Stock | 41.5
LSPM-170007 | IDEM safety limit switch, plunger with brass roller, (2) N.C. safety output(s), (1) N.O. monitoring output(s), slow action break before make, polyester, pigtail, 6.5ft/2m cable length. | Stock | 44
LSPM-170008 | IDEM safety limit switch, plunger with brass roller, (1) N.C. safety output(s), (1) N.O. monitoring output(s), snap action, polyester, pigtail, 6.5ft/2m cable length. | Stock | 44
LSPM-170014 | IDEM safety limit switch, side rotary lever with polyester roller, (2) N.C. safety output(s), (1) N.O. monitoring output(s), slow action break before make, polyester, pigtail, 6.5ft/2m cable length. | Stock | 50
LSPM-170016 | IDEM safety limit switch, side rotary lever with polyester roller, (1) N.C. safety output(s), (1) N.O. monitoring output(s), snap action, polyester, pigtail, 6.5ft/1.9m cable length. | Stock | 50
LSPM-170018 | IDEM safety limit switch, brass plunger and fixing nuts, (2) N.C. safety output(s), (1) N.O. monitoring output(s), slow action break before make, polyester, pigtail, 6.5ft/2m cable length. | Stock | 43.5
LSPM-170020 | IDEM safety limit switch, brass plunger and fixing nuts, (1) N.C. safety output(s), (1) N.O. monitoring output(s), snap action, polyester, pigtail, 6.5ft/2m cable length. | Stock | 43.5
LSPM-170022 | IDEM safety limit switch, plunger with brass roller and fixing nuts, (2) N.C. safety output(s), (1) N.O. monitoring output(s), slow action break before make, polyester, pigtail, 6.5ft/2m cable length. | Stock | 46
LSPM-170024 | IDEM safety limit switch, plunger with brass roller and fixing nuts, (1) N.C. safety output(s), (1) N.O. monitoring output(s), snap action, polyester, pigtail, 6.5ft/2m cable length. | Stock | 46
Cable-Pull Safety Switches
GLHD-SS-145024 | IDEM safety switch, cable-pull interlock, with reset, 250m maximum pull cable length, emergency stop, dual head, (4) N.C. safety output(s), (2) N.O. monitoring output(s), 316 stainless steel body, (4) 1/2in NPT cable entries. | Stock | 687
GLHD-SS-145026 | IDEM safety switch, cable-pull interlock, with reset, 250m maximum pull cable length, dual head, (4) N.C. safety output(s), (2) N.O. monitoring output(s), 316 stainless steel body, (4) 1/2in NPT cable entries. | Stock | 621
GLHD-SS-145002-AS | IDEM safety switch, cable-pull interlock, with reset, 250m maximum pull cable length, emergency stop, dual head, (4) N.C. safety output(s), (2) N.O. monitoring output(s), 24 VDC LED, 316 stainless steel body, (4) 1/2in NPT cable entries. | Stock | 736
GLHD-SS-145002-BS | IDEM safety switch, cable-pull interlock, with reset, 250m maximum pull cable length, emergency stop, dual head, (4) N.C. safety output(s), (2) N.O. monitoring output(s), 110 VAC LED, 316 stainless steel body, (4) 1/2in NPT cable entries. | Stock | 742
GLHD-141040 | IDEM safety switch, cable-pull interlock, with reset, 250m maximum pull cable length, emergency stop, dual head, (4) N.C. safety output(s), (2) N.O. monitoring output(s), die-cast aluminum body, (4) 1/2in NPT cable entries. | Stock | 425
GLHD-141042 | IDEM safety switch, cable-pull interlock, with reset, 250m maximum pull cable length, dual head, (4) N.C. safety output(s), (2) N.O. monitoring output(s), die-cast aluminum body, (4) 1/2in NPT cable entries. | Stock | 401
GLHD-141002-AS | IDEM safety switch, cable-pull interlock, with reset, 250m maximum pull cable length, emergency stop, dual head, (4) N.C. safety output(s), (2) N.O. monitoring output(s), 24 VDC LED, die-cast aluminum body, (4) 1/2in NPT cable entries. | Stock | 455
GLHD-141002-BS | IDEM safety switch, cable-pull interlock, with reset, 250m maximum pull cable length, emergency stop, dual head, (4) N.C. safety output(s), (2) N.O. monitoring output(s), 110 VAC LED, die-cast aluminum body, (4) 1/2in NPT cable entries. | Stock | 461
GLHD-141030-AS | IDEM safety switch, cable-pull interlock, with reset, 250m maximum pull cable length, dual head, (4) N.C. safety output(s), (2) N.O. monitoring output(s), 24 VDC LED, die-cast aluminum body, (4) 1/2in NPT cable entries. | Stock | 431
GLHD-141030-BS | IDEM safety switch, cable-pull interlock, with reset, 250m maximum pull cable length, dual head, (4) N.C. safety output(s), (2) N.O. monitoring output(s), 110 VAC LED, die-cast aluminum body, (4) 1/2in NPT cable entries. | Stock | 437
GLHL-SS-145035 | IDEM safety switch, cable-pull interlock, with reset, 125m maximum pull cable length, emergency stop, left hand head, (4) N.C. safety output(s), (2) N.O. monitoring output(s), 316 stainless steel body, (4) 1/2in NPT cable entries. | Stock | 552
GLHL-SS-145057 | IDEM safety switch, cable-pull interlock, with reset, 125m maximum pull cable length, left hand head, (4) N.C. safety output(s), (2) N.O. monitoring output(s), 316 stainless steel body, (4) 1/2in NPT cable entries. | Stock | 486
GLHL-SS-145006-AS | IDEM safety switch, cable-pull interlock, with reset, 125m maximum pull cable length, emergency stop, left hand head, (4) N.C. safety output(s), (2) N.O. monitoring output(s), 24 VDC LED, 316 stainless steel body, (4) 1/2in NPT cable entries. | Stock | 601
GLHL-SS-145006-BS | IDEM safety switch, cable-pull interlock, with reset, 125m maximum pull cable length, emergency stop, left hand head, (4) N.C. safety output(s), (2) N.O. monitoring output(s), 110 VAC LED, 316 stainless steel body, (4) 1/2in NPT cable entries. | Stock | 608
GLHL-141035 | IDEM safety switch, cable-pull interlock, with reset, 125m maximum pull cable length, emergency stop, left hand head, (4) N.C. safety output(s), (2) N.O. monitoring output(s), die-cast aluminum body, (4) 1/2in NPT cable entries. | Stock | 249
GLHL-141057 | IDEM safety switch, cable-pull interlock, with reset, 125m maximum pull cable length, left hand head, (4) N.C. safety output(s), (2) N.O. monitoring output(s), die-cast aluminum body, (4) 1/2in NPT cable entries. | Stock | 225
GLHL-141006-AS | IDEM safety switch, cable-pull interlock, with reset, 125m maximum pull cable length, emergency stop, left hand head, (4) N.C. safety output(s), (2) N.O. monitoring output(s), 24 VDC LED, die-cast aluminum body, (4) 1/2in NPT cable entries. | Stock | 279
GLHL-141006-BS | IDEM safety switch, cable-pull interlock, with reset, 125m maximum pull cable length, emergency stop, left hand head, (4) N.C. safety output(s), (2) N.O. monitoring output(s), 110 VAC LED, die-cast aluminum body, (4) 1/2in NPT cable entries. | Stock | 285
GLHL-141055-AS | IDEM safety switch, cable-pull interlock, with reset, 125m maximum pull cable length, left hand head, (4) N.C. safety output(s), (2) N.O. monitoring output(s), 24 VDC LED, die-cast aluminum body, (4) 1/2in NPT cable entries. | Stock | 255
GLHL-141055-BS | IDEM safety switch, cable-pull interlock, with reset, 125m maximum pull cable length, left hand head, (4) N.C. safety output(s), (2) N.O. monitoring output(s), 110 VAC LED, die-cast aluminum body, (4) 1/2in NPT cable entries. | Stock | 261
GLHR-SS-145036 | IDEM safety switch, cable-pull interlock, with reset, 125m maximum pull cable length, emergency stop, right hand head, (4) N.C. safety output(s), (2) N.O. monitoring output(s), 316 stainless steel body, (4) 1/2in NPT cable entries. | Stock | 552
GLHR-SS-145058 | IDEM safety switch, cable-pull interlock, with reset, 125m maximum pull cable length, right hand head, (4) N.C. safety output(s), (2) N.O. monitoring output(s), 316 stainless steel body, (4) 1/2in NPT cable entries. | Stock | 486
GLHR-SS-145010-AS | IDEM safety switch, cable-pull interlock, with reset, 125m maximum pull cable length, emergency stop, right hand head, (4) N.C. safety output(s), (2) N.O. monitoring output(s), 24 VDC LED, 316 stainless steel body, (4) 1/2in NPT cable entries. | Stock | 601
GLHR-SS-145010-BS | IDEM safety switch, cable-pull interlock, with reset, 125m maximum pull cable length, emergency stop, right hand head, (4) N.C. safety output(s), (2) N.O. monitoring output(s), 110 VAC LED, 316 stainless steel body, (4) 1/2in NPT cable entries. | Stock | 608
GLHR-141036 | IDEM safety switch, cable-pull interlock, with reset, 125m maximum pull cable length, emergency stop, right hand head, (4) N.C. safety output(s), (2) N.O. monitoring output(s), die-cast aluminum body, (4) 1/2in NPT cable entries. | Stock | 249
GLHR-141058 | IDEM safety switch, cable-pull interlock, with reset, 125m maximum pull cable length, right hand head, (4) N.C. safety output(s), (2) N.O. monitoring output(s), die-cast aluminum body, (4) 1/2in NPT cable entries. | Stock | 225
GLHR-141010-AS | IDEM safety switch, cable-pull interlock, with reset, 125m maximum pull cable length, emergency stop, right hand head, (4) N.C. safety output(s), (2) N.O. monitoring output(s), 24 VDC LED, die-cast aluminum body, (4) 1/2in NPT cable entries. | Stock | 279
GLHR-141010-BS | IDEM safety switch, cable-pull interlock, with reset, 125m maximum pull cable length, emergency stop, right hand head, (4) N.C. safety output(s), (2) N.O. monitoring output(s), 110 VAC LED, die-cast aluminum body, (4) 1/2in NPT cable entries. | Stock | 285
GLHR-141056-AS | IDEM safety switch, cable-pull interlock, with reset, 125m maximum pull cable length, right hand head, (4) N.C. safety output(s), (2) N.O. monitoring output(s), 24 VDC LED, die-cast aluminum body, (4) 1/2in NPT cable entries. | Stock | 255
GLHR-141056-BS | IDEM safety switch, cable-pull interlock, with reset, 125m maximum pull cable length, right hand head, (4) N.C. safety output(s), (2) N.O. monitoring output(s), 110 VAC LED, die-cast aluminum body, (4) 1/2in NPT cable entries. | Stock | 261
GLS-SS-144002 | IDEM safety switch, cable-pull interlock, with reset, 100m maximum pull cable length, (3) N.C. safety output(s), (1) N.O. monitoring output(s), 316 stainless steel body, (3) 1/2in NPT cable entries. | Stock | 433
GLS-SS-144004 | IDEM safety switch, cable-pull interlock, with reset, 100m maximum pull cable length, (2) N.C. safety output(s), (2) N.O. monitoring output(s), 316 stainless steel body, (3) 1/2in NPT cable entries. | Stock | 433
GLS-SS-144014 | IDEM safety switch, cable-pull interlock, with reset, 100m maximum pull cable length, emergency stop, (3) N.C. safety output(s), (1) N.O. monitoring output(s), 316 stainless steel body, (3) 1/2in NPT cable entries. | Stock | 504
GLS-SS-144020-AS | IDEM safety switch, cable-pull interlock, with reset, 100m maximum pull cable length, emergency stop, (3) N.C. safety output(s), (1) N.O. monitoring output(s), 24 VDC LED, 316 stainless steel body, (3) 1/2in NPT cable entries. | Stock | 556
GLS-SS-144020-BS | IDEM safety switch, cable-pull interlock, with reset, 100m maximum pull cable length, emergency stop, (3) N.C. safety output(s), (1) N.O. monitoring output(s), 110 VAC LED, 316 stainless steel body, (3) 1/2in NPT cable entries. | Stock | 564
GLS-142002 | IDEM safety switch, cable-pull interlock, with reset, 80m maximum pull cable length, (2) N.C. safety output(s), (1) N.O. monitoring output(s), die-cast aluminum body, (3) 1/2in NPT cable entries. | Stock | 189
GLS-142051 | IDEM safety switch, cable-pull interlock, with reset, 80m maximum pull cable length, (3) N.C. safety output(s), (1) N.O. monitoring output(s), die-cast aluminum body, (3) 1/2in NPT cable entries. | Stock | 210
GLS-142053 | IDEM safety switch, cable-pull interlock, with reset, 80m maximum pull cable length, (2) N.C. safety output(s), (2) N.O. monitoring output(s), die-cast aluminum body, (3) 1/2in NPT cable entries. | Stock | 210
GLS-142063 | IDEM safety switch, cable-pull interlock, with reset, 80m maximum pull cable length, emergency stop, (3) N.C. safety output(s), (1) N.O. monitoring output(s), die-cast aluminum body, (3) 1/2in NPT cable entries. | Stock | 236
GLS-142075-AS | IDEM safety switch, cable-pull interlock, with reset, 80m maximum pull cable length, emergency stop, (3) N.C. safety output(s), (1) N.O. monitoring output(s), 24 VDC LED, die-cast aluminum body, (3) 1/2in NPT cable entries. | Stock | 268
GLS-142075-BS | IDEM safety switch, cable-pull interlock, with reset, 80m maximum pull cable length, emergency stop, (3) N.C. safety output(s), (1) N.O. monitoring output(s), 110 VAC LED, die-cast aluminum body, (3) 1/2in NPT cable entries. | Stock | 274
GLM-143002 | IDEM safety switch, cable-pull interlock, with reset, 50m maximum pull cable length, (2) N.C. safety output(s), (1) N.O. monitoring output(s), die-cast aluminum body, (3) 1/2in NPT cable entries. | Stock | 170
GLM-143051 | IDEM safety switch, cable-pull interlock, with reset, 50m maximum pull cable length, (3) N.C. safety output(s), (1) N.O. monitoring output(s), die-cast aluminum body, (3) 1/2in NPT cable entries. | Stock | 190
GLM-143053 | IDEM safety switch, cable-pull interlock, with reset, 50m maximum pull cable length, (2) N.C. safety output(s), (2) N.O. monitoring output(s), die-cast aluminum body, (3) 1/2in NPT cable entries. | Stock | 190
GLM-143057 | IDEM safety switch, cable-pull interlock, with reset, 50m maximum pull cable length, emergency stop, (3) N.C. safety output(s), (1) N.O. monitoring output(s), die-cast aluminum body, (3) 1/2in NPT cable entries. | Stock | 216
GLM-143067-AS | IDEM safety switch, cable-pull interlock, with reset, 50m maximum pull cable length, emergency stop, (3) N.C. safety output(s), (1) N.O. monitoring output(s), 24 VDC LED, die-cast aluminum body, (3) 1/2in NPT cable entries. | Stock | 248
GLM-143067-BS | IDEM safety switch, cable-pull interlock, with reset, 50m maximum pull cable length, emergency stop, (3) N.C. safety output(s), (1) N.O. monitoring output(s), 110 VAC LED, die-cast aluminum body, (3) 1/2in NPT cable entries. | Stock | 255
SBM2K9900W02 | Comepi safety switch, cable-pull interlock, with reset, 25m maximum pull cable length, (2) N.C. safety output(s), die-cast aluminum body, thermoplastic head, (1) 1/2in NPT cable entry. | Stock | 31.5
SBM2K9900W03 | Comepi safety switch, cable-pull interlock, with reset, 25m maximum pull cable length, (3) N.C. safety output(s), die-cast aluminum body, thermoplastic head, (1) 1/2in NPT cable entry. | Stock | 35
SBM2K9900X11 | Comepi safety switch, cable-pull interlock, with reset, 25m maximum pull cable length, (1) N.C. safety output(s), (1) N.O. monitoring output(s), die-cast aluminum body, thermoplastic head, (1) 1/2in NPT cable entry. | Stock | 31.5
SBM2K9900X12 | Comepi safety switch, cable-pull interlock, with reset, 25m maximum pull cable length, (2) N.C. safety output(s), (1) N.O. monitoring output(s), die-cast aluminum body, thermoplastic head, (1) 1/2in NPT cable entry. | Stock | 34.5
SCM2K9900W02 | Comepi safety switch, cable-pull interlock, with reset, 25m maximum pull cable length, (2) N.C. safety output(s), die-cast aluminum body, thermoplastic head, (3) 1/2in NPT cable entries. | Stock | 33
SCM2K9900W03 | Comepi safety switch, cable-pull interlock, with reset, 25m maximum pull cable length, (3) N.C. safety output(s), die-cast aluminum body, thermoplastic head, (3) 1/2in NPT cable entries. | Stock | 36
SCM2K9900X11 | Comepi safety switch, cable-pull interlock, with reset, 25m maximum pull cable length, (1) N.C. safety output(s), (1) N.O. monitoring output(s), die-cast aluminum body, thermoplastic head, (3) 1/2in NPT cable entries. | Stock | 33
SCM2K9900X12 | Comepi safety switch, cable-pull interlock, with reset, 25m maximum pull cable length, (2) N.C. safety output(s), (1) N.O. monitoring output(s), die-cast aluminum body, thermoplastic head, (3) 1/2in NPT cable entries. | Stock | 35.5
SDM2K9800W02 | Comepi safety switch, cable-pull interlock, with reset, 15m maximum pull cable length, (2) N.C. safety output(s), zinc alloy body, thermoplastic head, (3) 1/2in NPT cable entries. | Stock | 33.5
SDM2K9800X11 | Comepi safety switch, cable-pull interlock, with reset, 15m maximum pull cable length, (1) N.C. safety output(s), (1) N.O. monitoring output(s), zinc alloy body, thermoplastic head, (3) 1/2in NPT cable entries. | Stock | 33.5
Accessories for Cable-Pull Safety Switches
140002 | IDEM pull cable kit, 32.8ft/10m cable length, 4mm diameter, galvanized steel. For use with cable-pull safety switches. | Stock | 110
140011 | IDEM pull cable kit, 32.8ft/10m cable length, 4mm diameter, stainless steel. For use with cable-pull safety switches. | Stock | 158
140004 | IDEM pull cable kit, 65.6ft/20m cable length, 4mm diameter, galvanized steel. For use with cable-pull safety switches. | Stock | 154
140013 | IDEM pull cable kit, 65.6ft/20m cable length, 4mm diameter, stainless steel. For use with cable-pull safety switches. | Stock | 190
140005 | IDEM pull cable kit, 98.4ft/30m cable length, 4mm diameter, galvanized steel. For use with cable-pull safety switches. | Stock | 174
140014 | IDEM pull cable kit, 98.4ft/30m cable length, 4mm diameter, stainless steel. For use with cable-pull safety switches. | Stock | 227
140006 | IDEM pull cable kit, 164ft/50m cable length, 4mm diameter, galvanized steel. For use with cable-pull safety switches. | Stock | 208
140015 | IDEM pull cable kit, 164ft/50m cable length, 4mm diameter, stainless steel. For use with cable-pull safety switches. | Stock | 256
140007 | IDEM pull cable kit, 262.4ft/80m cable length, 4mm diameter, galvanized steel. For use with cable-pull safety switches. | Stock | 232
140016 | IDEM Pull cable kit, 262.4ft/80m cable length, 4mm diameter, stainless steel. For use with cable-pull safety switches. | Stock | 323
140009 | IDEM pull cable kit, 413.3ft/126m cable length, 4mm diameter, galvanized steel. For use with cable-pull safety switches. | Stock | 279
140018 | IDEM pull cable kit, 413.3ft/126m cable length, 4mm diameter, stainless steel. For use with cable-pull safety switches. | Stock | 404
140033 | IDEM pull cable, 16.4ft/5m cable length, 4mm diameter, galvanized steel, plastic jacket, red. For use with cable-pull safety switches. | Stock | 23.5
140034 | IDEM pull cable, 32.8ft/10m cable length, 4mm diameter, galvanized steel, plastic jacket, red. For use with cable-pull safety switches. | Stock | 34
140036 | IDEM pull cable, 65.6ft/20m cable length, 4mm diameter, galvanized steel, plastic jacket, red. For use with cable-pull safety switches. | Stock | 52
140037 | IDEM pull cable, 98.4ft/30m cable length, 4mm diameter, galvanized steel, plastic jacket, red. For use with cable-pull safety switches. | Stock | 67
140038 | IDEM pull cable, 164ft/50m cable length, 4mm diameter, galvanized steel, plastic jacket, red. For use with cable-pull safety switches. | Stock | 93
140039 | IDEM pull cable, 262.4ft/80m cable length, 4mm diameter, galvanized steel, plastic jacket, red. For use with cable-pull safety switches. | Stock | 139
140040 | IDEM pull cable, 328ft/100m cable length, 4mm diameter, galvanized steel, plastic jacket, red. For use with cable-pull safety switches. | Stock | 161
140041 | IDEM pull cable, 413.3ft/126m cable length, 4mm diameter, galvanized steel, plastic jacket, red. For use with cable-pull safety switches. | Stock | 183
140019 | IDEM cable tensioner/gripper, stainless steel. For use with cable-pull safety switches. 4mm Allen wrench included. | Stock | 108
140020 | IDEM cable tensioner/gripper, galvanized steel. For use with cable-pull safety switches. 4mm Allen wrench included. | Stock | 66
140021 | IDEM pulley assembly, stainless steel. For use with cable-pull safety switches. | Stock | 46.5
140064 | IDEM pulley assembly, galvanized steel. For use with cable-pull safety switches. | Stock | 29
140045 | IDEM eye bolt, stainless steel, 84mm length, M8 x 1.25 threads. Package of 8. For use with cable-pull safety switches. | Stock | 48
140046 | IDEM eye bolt, galvanized steel, 84mm length, M8 x 1.25 threads. Package of 8. For use with cable-pull safety switches. | Stock | 24
140043 | IDEM spring, stainless steel, 220mm length. For use with cable-pull safety switches. | Stock | 32
140132-AS | IDEM LED assembly, 24 VDC operating voltage, bi-color steady green and red. For use with GLM, GLS or GLS-SS series cable-pull safety switches. | Stock | 57
140132-BS | IDEM LED assembly, 110 VAC operating voltage, bi-color steady green and red. For use with GLM, GLS or GLS-SS series cable-pull safety switches. | Stock | 68
OCC08 | Comepi eye bolt, galvanized steel, 83mm length, M8 x 1.25 threads. For use with cable-pull safety switches. Eye bolt only included. | Stock | 1
MOR05 | Comepi cable-pull cable clamp, zinc alloy. For use with cable-pull safety switches. | Stock | 1
RED05 | Comepi cable-pull eye thimble, zinc alloy. For use with cable-pull safety switches. | Stock | 1.25
FUN05M015 | Comepi pull cable, 49.2ft/15m cable length, 5mm diameter, steel, plastic jacket, red. For use with cable-pull safety switches. | Stock | 18.5
FUN05M025 | Comepi pull cable, 82ft/25m cable length, 5mm diameter, steel, plastic jacket, red. For use with cable-pull safety switches. | Stock | 28
Hazardous Area Limit Switches
HLM-EX-174015 | IDEM safety limit switch, hazardous location rated, side rotary lever with stainless steel roller, (2) N.C. safety output(s), (2) N.O. monitoring output(s), slow action break before make, die-cast zinc aluminum, pigtail. | Stock | 694
HLM-EX-174065 | IDEM safety limit switch, hazardous location rated, plunger with stainless steel roller, (2) N.C. safety output(s), (2) N.O. monitoring output(s), slow action break before make, die-cast zinc aluminum, pigtail. | Stock | 685
HLM-EX-174115 | IDEM safety limit switch, hazardous location rated, stainless steel plunger, (2) N.C. safety output(s), (2) N.O. monitoring output(s), slow action break before make, die-cast zinc aluminum, pigtail. | Stock | 685
HLM-EX-174315 | IDEM safety limit switch, hazardous location rated, side rotary adjustable lever with stainless steel roller, (2) N.C. safety output(s), (2) N.O. monitoring output(s), slow action break before make, die-cast zinc aluminum, pigtail. | Stock | 699
HLM-SS-EX-175015 | IDEM safety limit switch, hazardous location rated, side rotary lever with stainless steel roller, (2) N.C. safety output(s), (2) N.O. monitoring output(s), slow action break before make, 316 stainless steel, pigtail. | Stock | 863
HLM-SS-EX-175065 | IDEM safety limit switch, hazardous location rated, plunger with stainless steel roller, (2) N.C. safety output(s), (2) N.O. monitoring output(s), slow action break before make, 316 stainless steel, pigtail. | Stock | 854
HLM-SS-EX-175115 | IDEM safety limit switch, hazardous location rated, stainless steel plunger, (2) N.C. safety output(s), (2) N.O. monitoring output(s), slow action break before make, 316 stainless steel, pigtail. | Stock | 854
HLM-SS-EX-175315 | IDEM safety limit switch, hazardous location rated, side rotary adjustable lever with stainless steel roller, (2) N.C. safety output(s), (2) N.O. monitoring output(s), slow action break before make, 316 stainless steel, pigtail. | Stock | 868
Hazardous Area Interlock Switches
KP-EX-200026 | IDEM safety switch, tongue (key) interlock, hazardous location rated, 180-degree adjustable head, (2) N.C. safety output(s), (2) N.O. monitoring output(s), 58 x 100 x 34mm, plastic body, plastic head. | Stock | 726
K-SS-EX-208026 | IDEM safety switch, tongue (key) interlock, hazardous location rated, 180-degree adjustable head, (2) N.C. safety output(s), (2) N.O. monitoring output(s), 58 x 104 x 37mm, 316 stainless steel body, 316 stainless steel head. | Stock | 874
KM-EX-203026 | IDEM safety switch, tongue (key) interlock, hazardous location rated, 90-degree adjustable head, (2) N.C. safety output(s), (2) N.O. monitoring output(s), 40 x 118 x 43.5mm, die-cast aluminum body, die-cast aluminum head. | Stock | 775
KM-SS-EX-204026 | IDEM safety switch, tongue (key) interlock, hazardous location rated, 90-degree adjustable head, (2) N.C. safety output(s), (2) N.O. monitoring output(s), 41.6 x 118 x 44mm, 316 stainless steel body, 316 stainless steel head. | Stock | 880
Hazardous Area Cable-Pull Switches
GLS-EX-142030 | IDEM safety switch, cable-pull interlock, with reset, hazardous location rated, 80m maximum pull cable length, emergency stop, (2) N.C. safety output(s), (2) N.O. monitoring output(s), die-cast aluminum body, pigtail. | Stock | 941
GLS-SS-EX-144030 | IDEM safety switch, cable-pull interlock, with reset, hazardous location rated, 100m maximum pull cable length, emergency stop, (2) N.C. safety output(s), (2) N.O. monitoring output(s), 316 stainless steel body, pigtail. | Stock | 1233
GLHL-EX-141020 | IDEM safety switch, cable-pull interlock, with reset, hazardous location rated, 125m maximum pull cable length, emergency stop, left hand head, (2) N.C. safety output(s), (2) N.O. monitoring output(s), die-cast aluminum body, pigtail. | Stock | 959
GLHR-EX-141022 | IDEM safety switch, cable-pull interlock, with reset, hazardous location rated, 125m maximum pull cable length, emergency stop, right hand head, (2) N.C. safety output(s), (2) N.O. monitoring output(s), die-cast aluminum body, pigtail. | Stock | 959
GLHD-EX-141018 | IDEM safety switch, cable-pull interlock, with reset, hazardous location rated, 250m maximum pull cable length, emergency stop, dual head, (2) N.C. safety output(s), (2) N.O. monitoring output(s), die-cast aluminum body, pigtail. | Stock | 1193
Intrinsically Safe Isolators
9147-10-99-10S | STAHL ISpac intrinsically safe vibration transducer output isolator, 0.001 Hz to 20 kHz input, 0.001 Hz to 20 kHz output, 24 VDC operating voltage, screw terminals. | Stock | 744.74
9162-13-11-14S | STAHL ISpac intrinsically safe analog input isolator, 4-20 mA HART input, 4-20 mA HART and (2) N.O. output, 24 VDC operating voltage, screw terminals. | Stock | 943.26
9182-10-51-14S | STAHL ISpac intrinsically safe temperature input isolator, RTD, thermocouple or potentiometer input, 0-20 mA and 4-20 mA output, 24 VDC operating voltage, screw terminals. | Stock | 956.47
9282-11-51-16S | STAHL ISpac intrinsically safe temperature input isolator, RTD or potentiometer input, 0-20 mA and 4-20 mA output, 24 VDC operating voltage, screw terminals. | Stock | 663.9
9146-10-11-12S | STAHL ISpac intrinsically safe frequency transmitter isolator, (1) 0.001 Hz to 20 kHz input, (1)&nbsp;0-20 mA or 4-20 mA and (2) N.O./N.C. configurable output, 24 VDC operating voltage, screw terminals. | Stock | 785
9146-20-11-11S | STAHL ISpac intrinsically safe frequency transmitter isolator, (2) 0.001 Hz to 20 kHz input, (2) 0-20 mA or (2) 4-20 mA output, 24 VDC operating voltage, screw terminals. | Stock | 1019
9260-13-11-10S | STAHL ISpac intrinsically safe analog input isolator, 0-20 mA HART or 4-20 mA HART input, 0-20 mA HART and 4-20 mA HART output, 24 VDC operating voltage, screw terminals. | Stock | 498
9260-19-11-10S | STAHL ISpac intrinsically safe analog input isolator, 0-20 mA HART or 4-20 mA HART input, (2) 0-20 mA HART and (2) 4-20 mA HART output, 24 VDC operating voltage, screw terminals. | Stock | 702
9260-23-11-10S | STAHL ISpac intrinsically safe analog input isolator, (2) 0-20 mA HART or (2) 4-20 mA HART input, (2) 0-20 mA HART and (2) 4-20 mA HART output, 24 VDC operating voltage, screw terminals. | Stock | 788
9165-16-11-11S | STAHL ISpac intrinsically safe analog output isolator, 0-20 mA HART or 4-20 mA HART input, 0-20 mA HART and 4-20 mA HART output, 24 VDC operating voltage, screw terminals. | Stock | 556
9265-26-11-10S | STAHL ISpac intrinsically safe analog output isolator, (2) 0-20 mA HART or (2) 4-20 mA HART input, (2) 0-20 mA HART or (2) 4-20 mA HART output, 24 VDC operating voltage, screw terminals. | Stock | 793
9270-11-16-14S | STAHL ISpac intrinsically safe digital input isolator, NAMUR sensor or dry contact input, SPDT relay output, 24 VDC operating voltage, screw terminals. | Stock | 307
9270-21-17-14S | STAHL ISpac intrinsically safe digital input isolator, (2) NAMUR sensors or (2) dry contacts input, (2) N.O. contacts output, 24 VDC operating voltage, screw terminals. | Stock | 356
9170-11-13-21S | STAHL ISpac intrinsically safe digital input isolator, NAMUR sensor or dry contact input, (2) SPDT relay output, 110-230 VAC operating voltage, screw terminals. | Stock | 224
9170-21-12-21S | STAHL ISpac intrinsically safe digital input isolator, (2) NAMUR sensors or (2) dry contacts input, (2) SPDT relay output, 110-230 VAC operating voltage, screw terminals. | Stock | 276
9172-20-11-00S | STAHL ISpac intrinsically safe relay input isolator, Ex-i 14-30 VDC input, (2) SPDT relays output, 24 VDC operating voltage, screw terminals. | Stock | 301
9275-10-24-48-11S | STAHL ISpac intrinsically safe digital output isolator, 15-30 VDC input, 48 mA at 9.7 VDC output, 24 VDC operating voltage, screw terminals. | Stock | 371
9175-20-14-11S | STAHL ISpac intrinsically safe digital output isolator, (2) 15-31.2 VDC input, (2) 43 mA at 12 VDC output, 24 VDC operating voltage, screw terminals. | Stock | 518
9182-10-51-11S | STAHL ISpac intrinsically safe temperature input isolator, RTD or thermocouple input, 0-20 mA and 4-20 mA output, 24 VDC operating voltage, screw terminals. | Stock | 636
9180-10-77-11S | STAHL ISpac intrinsically safe temperature repeater isolator, Pt100 RTD input, resistance equal to input output, 24 VDC operating voltage, screw terminals. | Stock | 534
9180-20-77-11S | STAHL ISpac intrinsically safe temperature repeater isolator, Pt100 RTD input, (2) resistance equal to input output, 24 VDC operating voltage, screw terminals. | Stock | 782
RN22-CB1A-LT | Endress+Hauser intrinsically safe analog input isolator, 0-20 mA or 4-20 mA input, 0-20 mA or 4-20 mA output, 19.2-30 VDC operating voltage, screw terminals. | Stock | 245
RN22-CB1B-LT | Endress+Hauser intrinsically safe analog input isolator, 0-20 mA or 4-20 mA input, 0-20 mA or 4-20 mA output, 19.2-30 VDC operating voltage, push-in terminals. | Stock | 245
RN22-CB2A-LT | Endress+Hauser intrinsically safe analog input isolator, (2) 0-20 mA or (2) 4-20 mA input, (2) 0-20 mA or (2) 4-20 mA output, 19.2-30 VDC operating voltage, screw terminals. | Stock | 330
RN22-CB2B-LT | Endress+Hauser intrinsically safe analog input isolator, (2) 0-20 mA or (2) 4-20 mA input, (2) 0-20 mA or (2) 4-20 mA output, 19.2-30 VDC operating voltage, push-in terminals. | Stock | 330
RN22-CB3A-LT | Endress+Hauser intrinsically safe analog input isolator, 0-20 mA or 4-20 mA input, (2) 0-20 mA or (2) 4-20 mA output, 19.2-30 VDC operating voltage, screw terminals. | Stock | 322
RN22-CB3B-LT | Endress+Hauser intrinsically safe analog input isolator, 0-20 mA or 4-20 mA input, (2) 0-20 mA or (2) 4-20 mA output, 19.2-30 VDC operating voltage, push-in terminals. | Stock | 322
RN42-CB1AO-LT | Endress+Hauser intrinsically safe analog input isolator, 0-20 mA or 4-20 mA input, 0-20 mA or 4-20 mA output, 19.2-253 VAC/VDC operating voltage, screw terminals. | Stock | 266
RN42-CB1BO-LT | Endress+Hauser intrinsically safe analog input isolator, 0-20 mA or 4-20 mA input, 0-20 mA or 4-20 mA output, 19.2-253 VAC/VDC operating voltage, push-in terminals. | Stock | 266
Intrinsically Safe Barriers
9002/22-032-300-111 | STAHL intrinsically safe Zener barrier, common usage: 2-wire RTD, screw terminals. | Stock | 267.98
9001/02-016-150-111 | STAHL intrinsically safe Zener barrier, common usage: 3-wire RTD, screw terminals. | Stock | 231.84
9002/77-093-040-001 | STAHL intrinsically safe Zener barrier, common usage: 4-wire RTD, 7.5 VDC operating voltage, screw terminals. | Stock | 306.98
9001/01-280-110-101 | STAHL intrinsically safe Zener barrier, common usage: 4 - 20mA transmitters, discrete 2-wire output, LEDs and audible alarms, 24 VDC operating voltage, screw terminals. | Stock | 201.6
9002/13-280-110-001 | STAHL intrinsically safe Zener barrier, common usage: 4 - 20mA transmitters and PNP Sensors, 24 VDC operating voltage, screw terminals. | Stock | 274
9002/11-280-186-001 | STAHL intrinsically safe Zener barrier, common usage: NPN sensors and dry contacts, 24 VDC operating voltage, screw terminals. | Stock | 217
9002/22-158-200-001 | STAHL intrinsically safe Zener barrier, common usage: 11V pulse trains, 24 VDC operating voltage, screw terminals. | Stock | 205
9002/22-240-024-001 | STAHL intrinsically safe Zener barrier, common usage: 18V pulse trains, 24 VDC operating voltage, screw terminals. | Stock | 205
9002/11-130-360-001 | STAHL intrinsically safe Zener barrier, common usage: 10 VDC strain gauge excitation, 24 VDC operating voltage, screw terminals. | Stock | 257
9002/11-120-024-001 | STAHL intrinsically safe Zener barrier, common usage: 10 VDC strain gauge signal, 24 VDC operating voltage, screw terminals. | Stock | 257
9002-77-093-300001 | STAHL intrinsically safe Zener barrier, common usage: temperature repeater, 24 VDC operating voltage, screw terminals. | Stock | 214
Isolator and Barrier Accessories
9193/21-11-11S | STAHL supply module, 24 VDC, 4A. For use with ISpac pac-bus. | Stock | 274
9199-20-04 | STAHL configuration set, for use with STAHL 9146, 9162, 9182, and 9282 isolators. | Stock | 368.12
9199-20-02 | STAHL configuration set, for use with STAHL 9146 and 9182 isolators. | Stock | 330
9194-50-01 | STAHL ISpac pac-Bus end terminal set, for use with STAHL 9294-31-12 and 9194-31-17 pac-Bus terminals. | Stock | 24
9294-31-12 | STAHL ISpac pac-Bus terminal, for use with STAHL 12.5mm ISpac isolators. | Stock | 31
9194-31-17 | STAHL ISpac pac-Bus terminal, for use with STAHL 17.6mm ISpac isolators. | Stock | 24
9191-VS-05 | STAHL external reference junction (CJC), for use with STAHL 9182-10-51-11S temperature input isolator. | Stock | 122
158964 | STAHL fuse, package of 5. For use with STAHL 9001 Zener barriers. | Stock | 43
111412 | STAHL fuse, package of 10. For use with supply modules. | Stock | 40.5
ISPAC-WIZARD-SW | STAHL Windows configuration and monitoring software, free download only. For use with STAHL 9146, 9162, 9182, and 9282 isolators. Requires STAHL 9199-20-02 or 9199-20-04 configuration set. | Stock | 0
Safety Light Curtains for Finger Protection
SH4-14-0300-B-5 | Datasensing safety light curtain, sender/receiver pair, finger protection, 24 VDC, 14mm resolution, 300mm protected height, 0.2-10m operating distance, safety category Type 4, IP65 IP67, (2) 5-pin M12 quick-disconnect. | Stock | 679
SH4-14-0450-B-5 | Datasensing safety light curtain, sender/receiver pair, finger protection, 24 VDC, 14mm resolution, 450mm protected height, 0.2-10m operating distance, safety category Type 4, IP65 IP67, (2) 5-pin M12 quick-disconnect. | Stock | 851
SH4-14-0600-B-5 | Datasensing safety light curtain, sender/receiver pair, finger protection, 24 VDC, 14mm resolution, 600mm protected height, 0.2-10m operating distance, safety category Type 4, IP65 IP67, (2) 5-pin M12 quick-disconnect. | Stock | 1067
SH4-14-0750-B-5 | Datasensing safety light curtain, sender/receiver pair, finger protection, 24 VDC, 14mm resolution, 750mm protected height, 0.2-10m operating distance, safety category Type 4, IP65 IP67, (2) 5-pin M12 quick-disconnect. | Stock | 1248
SH4-14-0900-B-5 | Datasensing safety light curtain, sender/receiver pair, finger protection, 24 VDC, 14mm resolution, 900mm protected height, 0.2-10m operating distance, safety category Type 4, IP65 IP67, (2) 5-pin M12 quick-disconnect. | Stock | 1456
SH4-14-1050-B-5 | Datasensing safety light curtain, sender/receiver pair, finger protection, 24 VDC, 14mm resolution, 1050mm protected height, 0.2-10m operating distance, safety category Type 4, IP65 IP67, (2) 5-pin M12 quick-disconnect. | Stock | 1639
SH4-14-1200-B-5 | Datasensing safety light curtain, sender/receiver pair, finger protection, 24 VDC, 14mm resolution, 1200mm protected height, 0.2-10m operating distance, safety category Type 4, IP65 IP67, (2) 5-pin M12 quick-disconnect. | Stock | 1824
SH4-14-0300-S-8 | Datasensing safety light curtain, sender/receiver pair, finger protection, 24 VDC, 14mm resolution, 300mm protected height, 0.2-10m operating distance, safety category Type 4, IP65 IP67, (1) 5-pin and (1) 8-pin M12 quick-disconnect. | Stock | 733
SH4-14-0450-S-8 | Datasensing safety light curtain, sender/receiver pair, finger protection, 24 VDC, 14mm resolution, 450mm protected height, 0.2-10m operating distance, safety category Type 4, IP65 IP67, (1) 5-pin and (1) 8-pin M12 quick-disconnect. | Stock | 919
SH4-14-0600-S-8 | Datasensing safety light curtain, sender/receiver pair, finger protection, 24 VDC, 14mm resolution, 600mm protected height, 0.2-10m operating distance, safety category Type 4, IP65 IP67, (1) 5-pin and (1) 8-pin M12 quick-disconnect. | Stock | 1163
SH4-14-0750-S-8 | Datasensing safety light curtain, sender/receiver pair, finger protection, 24 VDC, 14mm resolution, 750mm protected height, 0.2-10m operating distance, safety category Type 4, IP65 IP67, (1) 5-pin and (1) 8-pin M12 quick-disconnect. | Stock | 1360
SH4-14-0900-S-8 | Datasensing safety light curtain, sender/receiver pair, finger protection, 24 VDC, 14mm resolution, 900mm protected height, 0.2-10m operating distance, safety category Type 4, IP65 IP67, (1) 5-pin and (1) 8-pin M12 quick-disconnect. | Stock | 1601
SH4-14-1050-S-8 | Datasensing safety light curtain, sender/receiver pair, finger protection, 24 VDC, 14mm resolution, 1050mm protected height, 0.2-10m operating distance, safety category Type 4, IP65 IP67, (1) 5-pin and (1) 8-pin M12 quick-disconnect. | Stock | 1803
SH4-14-1200-S-8 | Datasensing safety light curtain, sender/receiver pair, finger protection, 24 VDC, 14mm resolution, 1200mm protected height, 0.2-10m operating distance, safety category Type 4, IP65 IP67, (1) 5-pin and (1) 8-pin M12 quick-disconnect. | Stock | 2006
SG4-14-015-OO-E | Datalogic safety light curtain, sender/receiver pair, finger protection, 24 VDC, 14mm resolution, 150mm protected height, 0.2-6m operating distance, safety category Type 4, IP65, (1) 4-pin and (1) 8-pin M12 quick-disconnect. | Stock | 561
SG4-14-030-OO-E | Datalogic safety light curtain, sender/receiver pair, finger protection, 24 VDC, 14mm resolution, 300mm protected height, 0.2-6m operating distance, safety category Type 4, IP65, (1) 4-pin and (1) 8-pin M12 quick-disconnect. | Stock | 743
SG4-14-045-OO-E | Datalogic safety light curtain, sender/receiver pair, finger protection, 24 VDC, 14mm resolution, 450mm protected height, 0.2-6m operating distance, safety category Type 4, IP65, (1) 4-pin and (1) 8-pin M12 quick-disconnect. | Stock | 964
SG4-14-060-OO-E | Datalogic safety light curtain, sender/receiver pair, finger protection, 24 VDC, 14mm resolution, 600mm protected height, 0.2-6m operating distance, safety category Type 4, IP65, (1) 4-pin and (1) 8-pin M12 quick-disconnect. | Stock | 1183
SG4-14-075-OO-E | Datalogic safety light curtain, sender/receiver pair, finger protection, 24 VDC, 14mm resolution, 750mm protected height, 0.2-6m operating distance, safety category Type 4, IP65, (1) 4-pin and (1) 8-pin M12 quick-disconnect. | Stock | 1378
SG4-14-090-OO-E | Datalogic safety light curtain, sender/receiver pair, finger protection, 24 VDC, 14mm resolution, 900mm protected height, 0.2-6m operating distance, safety category Type 4, IP65, (1) 4-pin and (1) 8-pin M12 quick-disconnect. | Stock | 1607
SG4-14-030-OO-P | Datalogic safety light curtain, sender/receiver pair, finger protection, 24 VDC, 14mm resolution, 300mm protected height, 0.2-7m operating distance, safety category Type 4, configurable, IP65, (2) 18-pin proprietary connections. | Stock | 978
SG4-14-045-OO-P | Datalogic safety light curtain, sender/receiver pair, finger protection, 24 VDC, 14mm resolution, 450mm protected height, 0.2-7m operating distance, safety category Type 4, configurable, IP65, (2) 18-pin proprietary connections. | Stock | 1203
SG4-14-060-OO-P | Datalogic safety light curtain, sender/receiver pair, finger protection, 24 VDC, 14mm resolution, 600mm protected height, 0.2-7m operating distance, safety category Type 4, configurable, IP65, (2) 18-pin proprietary connections. | Stock | 1430
SG4-14-075-OO-P | Datalogic safety light curtain, sender/receiver pair, finger protection, 24 VDC, 14mm resolution, 750mm protected height, 0.2-7m operating distance, safety category Type 4, configurable, IP65, (2) 18-pin proprietary connections. | Stock | 1632
SG4-14-090-OO-P | Datalogic safety light curtain, sender/receiver pair, finger protection, 24 VDC, 14mm resolution, 900mm protected height, 0.2-7m operating distance, safety category Type 4, configurable, IP65, (2) 18-pin proprietary connections. | Stock | 1905
YBES-14K4-0170-P012 | Contrinex safety light curtain, sender/receiver pair, finger protection, 24 VDC, 14mm resolution, 170mm protected height, 0.4-5.0m operating distance, safety category Type 4, configurable, IP65, (1) 5-pin and (1) 8-pin M12 quick-disconnect. | Stock | 503
YBES-14K4-0330-P012 | Contrinex safety light curtain, sender/receiver pair, finger protection, 24 VDC, 14mm resolution, 330mm protected height, 0.4-5.0m operating distance, safety category Type 4, configurable, IP65, (1) 5-pin and (1) 8-pin M12 quick-disconnect. | Stock | 637
YBES-14K4-0490-P012 | Contrinex safety light curtain, sender/receiver pair, finger protection, 24 VDC, 14mm resolution, 490mm protected height, 0.4-5.0m operating distance, safety category Type 4, configurable, IP65, (1) 5-pin and (1) 8-pin M12 quick-disconnect. | Stock | 974
YBES-14K4-0650-P012 | Contrinex safety light curtain, sender/receiver pair, finger protection, 24 VDC, 14mm resolution, 650mm protected height, 0.4-5.0m operating distance, safety category Type 4, configurable, IP65, (1) 5-pin and (1) 8-pin M12 quick-disconnect. | Stock | 1162
YBES-14K4-0810-P012 | Contrinex safety light curtain, sender/receiver pair, finger protection, 24 VDC, 14mm resolution, 810mm protected height, 0.4-5.0m operating distance, safety category Type 4, configurable, IP65, (1) 5-pin and (1) 8-pin M12 quick-disconnect. | Stock | 1351
YBES-14K4-0970-P012 | Contrinex safety light curtain, sender/receiver pair, finger protection, 24 VDC, 14mm resolution, 970mm protected height, 0.4-5.0m operating distance, safety category Type 4, configurable, IP65, (1) 5-pin and (1) 8-pin M12 quick-disconnect. | Stock | 1715
YBES-14K4-1130-P012 | Contrinex safety light curtain, sender/receiver pair, finger protection, 24 VDC, 14mm resolution, 1130mm protected height, 0.4-5.0m operating distance, safety category Type 4, configurable, IP65, (1) 5-pin and (1) 8-pin M12 quick-disconnect. | Stock | 1894
YBES-14K4-1290-P012 | Contrinex safety light curtain, sender/receiver pair, finger protection, 24 VDC, 14mm resolution, 1290mm protected height, 0.4-5.0m operating distance, safety category Type 4, configurable, IP65, (1) 5-pin and (1) 8-pin M12 quick-disconnect. | Stock | 2186
YBB-14K4-0150-G012 | Contrinex safety light curtain, sender/receiver pair, finger protection, 24 VDC, 14mm resolution, 137mm protected height, 0.25-3.5m operating distance, safety category Type 4, IP65 IP67, (2) 5-pin M12 quick-disconnects. | Stock | 500
YBB-14K4-0250-G012 | Contrinex safety light curtain, sender/receiver pair, finger protection, 24 VDC, 14mm resolution, 266mm protected height, 0.25-3.5m operating distance, safety category Type 4, IP65 IP67, (2) 5-pin M12 quick-disconnects. | Stock | 617
YBB-14K4-0400-G012 | Contrinex safety light curtain, sender/receiver pair, finger protection, 24 VDC, 14mm resolution, 395mm protected height, 0.25-3.5m operating distance, safety category Type 4, IP65 IP67, (2) 5-pin M12 quick-disconnects. | Stock | 836
YBB-14K4-0500-G012 | Contrinex safety light curtain, sender/receiver pair, finger protection, 24 VDC, 14mm resolution, 524mm protected height, 0.25-3.5m operating distance, safety category Type 4, IP65 IP67, (2) 5-pin M12 quick-disconnects. | Stock | 972
YBB-14K4-0700-G012 | Contrinex safety light curtain, sender/receiver pair, finger protection, 24 VDC, 14mm resolution, 653mm protected height, 0.25-3.5m operating distance, safety category Type 4, IP65 IP67, (2) 5-pin M12 quick-disconnects. | Stock | 1118
YBB-14K4-0800-G012 | Contrinex safety light curtain, sender/receiver pair, finger protection, 24 VDC, 14mm resolution, 782mm protected height, 0.25-3.5m operating distance, safety category Type 4, IP65 IP67, (2) 5-pin M12 quick-disconnects. | Stock | 1256
YBB-14K4-0900-G012 | Contrinex safety light curtain, sender/receiver pair, finger protection, 24 VDC, 14mm resolution, 911mm protected height, 0.25-3.5m operating distance, safety category Type 4, IP65 IP67, (2) 5-pin M12 quick-disconnects. | Stock | 1395
YBB-14K4-1000-G012 | Contrinex safety light curtain, sender/receiver pair, finger protection, 24 VDC, 14mm resolution, 1040mm protected height, 0.25-3.5m operating distance, safety category Type 4, IP65 IP67, (2) 5-pin M12 quick-disconnects. | Stock | 1544
Safety Light Curtains for Hand Protection
SH4-30-0300-B-5 | Datasensing safety light curtain, sender/receiver pair, hand protection, 24 VDC, 30mm resolution, 300mm protected height, 0.2-20m operating distance, safety category Type 4, IP65 IP67, (2) 5-pin M12 quick-disconnect. | Stock | 613
SH4-30-0450-B-5 | Datasensing safety light curtain, sender/receiver pair, hand protection, 24 VDC, 30mm resolution, 450mm protected height, 0.2-20m operating distance, safety category Type 4, IP65 IP67, (2) 5-pin M12 quick-disconnect. | Stock | 739
SH4-30-0600-B-5 | Datasensing safety light curtain, sender/receiver pair, hand protection, 24 VDC, 30mm resolution, 600mm protected height, 0.2-20m operating distance, safety category Type 4, IP65 IP67, (2) 5-pin M12 quick-disconnect. | Stock | 864
SH4-30-0750-B-5 | Datasensing safety light curtain, sender/receiver pair, hand protection, 24 VDC, 30mm resolution, 750mm protected height, 0.2-20m operating distance, safety category Type 4, IP65 IP67, (2) 5-pin M12 quick-disconnect. | Stock | 915
SH4-30-0900-B-5 | Datasensing safety light curtain, sender/receiver pair, hand protection, 24 VDC, 30mm resolution, 900mm protected height, 0.2-20m operating distance, safety category Type 4, IP65 IP67, (2) 5-pin M12 quick-disconnect. | Stock | 1032
SH4-30-1050-B-5 | Datasensing safety light curtain, sender/receiver pair, hand protection, 24 VDC, 30mm resolution, 1050mm protected height, 0.2-20m operating distance, safety category Type 4, IP65 IP67, (2) 5-pin M12 quick-disconnect. | Stock | 1148
SH4-30-1200-B-5 | Datasensing safety light curtain, sender/receiver pair, hand protection, 24 VDC, 30mm resolution, 1200mm protected height, 0.2-20m operating distance, safety category Type 4, IP65 IP67, (2) 5-pin M12 quick-disconnect. | Stock | 1267
SH4-30-1350-B-5 | Datasensing safety light curtain, sender/receiver pair, hand protection, 24 VDC, 30mm resolution, 1350mm protected height, 0.2-20m operating distance, safety category Type 4, IP65 IP67, (2) 5-pin M12 quick-disconnect. | Stock | 1383
SH4-30-1500-B-5 | Datasensing safety light curtain, sender/receiver pair, hand protection, 24 VDC, 30mm resolution, 1500mm protected height, 0.2-20m operating distance, safety category Type 4, IP65 IP67, (2) 5-pin M12 quick-disconnect. | Stock | 1502
SH4-30-1650-B-5 | Datasensing safety light curtain, sender/receiver pair, hand protection, 24 VDC, 30mm resolution, 1650mm protected height, 0.2-20m operating distance, safety category Type 4, IP65 IP67, (2) 5-pin M12 quick-disconnect. | Stock | 1618
SH4-30-1800-B-5 | Datasensing safety light curtain, sender/receiver pair, hand protection, 24 VDC, 30mm resolution, 1800mm protected height, 0.2-20m operating distance, safety category Type 4, IP65 IP67, (2) 5-pin M12 quick-disconnect. | Stock | 1736
SH4-30-0300-S-8 | Datasensing safety light curtain, sender/receiver pair, hand protection, 24 VDC, 30mm resolution, 300mm protected height, 0.2-20m operating distance, safety category Type 4, IP65 IP67, (1) 5-pin and (1) 8-pin M12 quick-disconnect. | Stock | 663
SH4-30-0450-S-8 | Datasensing safety light curtain, sender/receiver pair, hand protection, 24 VDC, 30mm resolution, 450mm protected height, 0.2-20m operating distance, safety category Type 4, IP65 IP67, (1) 5-pin and (1) 8-pin M12 quick-disconnect. | Stock | 808
SH4-30-0600-S-8 | Datasensing safety light curtain, sender/receiver pair, hand protection, 24 VDC, 30mm resolution, 600mm protected height, 0.2-20m operating distance, safety category Type 4, IP65 IP67, (1) 5-pin and (1) 8-pin M12 quick-disconnect. | Stock | 959
SH4-30-0750-S-8 | Datasensing safety light curtain, sender/receiver pair, hand protection, 24 VDC, 30mm resolution, 750mm protected height, 0.2-20m operating distance, safety category Type 4, IP65 IP67, (1) 5-pin and (1) 8-pin M12 quick-disconnect. | Stock | 1061
SH4-30-0900-S-8 | Datasensing safety light curtain, sender/receiver pair, hand protection, 24 VDC, 30mm resolution, 900mm protected height, 0.2-20m operating distance, safety category Type 4, IP65 IP67, (1) 5-pin and (1) 8-pin M12 quick-disconnect. | Stock | 1181
SH4-30-1050-S-8 | Datasensing safety light curtain, sender/receiver pair, hand protection, 24 VDC, 30mm resolution, 1050mm protected height, 0.2-20m operating distance, safety category Type 4, IP65 IP67, (1) 5-pin and (1) 8-pin M12 quick-disconnect. | Stock | 1321
SH4-30-1200-S-8 | Datasensing safety light curtain, sender/receiver pair, hand protection, 24 VDC, 30mm resolution, 1200mm protected height, 0.2-20m operating distance, safety category Type 4, IP65 IP67, (1) 5-pin and (1) 8-pin M12 quick-disconnect. | Stock | 1469
SH4-30-1350-S-8 | Datasensing safety light curtain, sender/receiver pair, hand protection, 24 VDC, 30mm resolution, 1350mm protected height, 0.2-20m operating distance, safety category Type 4, IP65 IP67, (1) 5-pin and (1) 8-pin M12 quick-disconnect. | Stock | 1603
SH4-30-1500-S-8 | Datasensing safety light curtain, sender/receiver pair, hand protection, 24 VDC, 30mm resolution, 1500mm protected height, 0.2-20m operating distance, safety category Type 4, IP65 IP67, (1) 5-pin and (1) 8-pin M12 quick-disconnect. | Stock | 1737
SH4-30-1650-S-8 | Datasensing safety light curtain, sender/receiver pair, hand protection, 24 VDC, 30mm resolution, 1650mm protected height, 0.2-20m operating distance, safety category Type 4, IP65 IP67, (1) 5-pin and (1) 8-pin M12 quick-disconnect. | Stock | 1863
SH4-30-1800-S-8 | Datasensing safety light curtain, sender/receiver pair, hand protection, 24 VDC, 30mm resolution, 1800mm protected height, 0.2-20m operating distance, safety category Type 4, IP65 IP67, (1) 5-pin and (1) 8-pin M12 quick-disconnect. | Stock | 1993
SG4-30-030-OO-E | Datalogic safety light curtain, sender/receiver pair, hand protection, 24 VDC, 30mm resolution, 300mm protected height, 0.2-20m operating distance, safety category Type 4, IP65, (1) 4-pin and (1) 8-pin M12 quick-disconnect. | Stock | 665
SG4-30-045-OO-E | Datalogic safety light curtain, sender/receiver pair, hand protection, 24 VDC, 30mm resolution, 450mm protected height, 0.2-20m operating distance, safety category Type 4, IP65, (1) 4-pin and (1) 8-pin M12 quick-disconnect. | Stock | 793
SG4-30-060-OO-E | Datalogic safety light curtain, sender/receiver pair, hand protection, 24 VDC, 30mm resolution, 600mm protected height, 0.2-20m operating distance, safety category Type 4, IP65, (1) 4-pin and (1) 8-pin M12 quick-disconnect. | Stock | 919
SG4-30-075-OO-E | Datalogic safety light curtain, sender/receiver pair, hand protection, 24 VDC, 30mm resolution, 750mm protected height, 0.2-20m operating distance, safety category Type 4, IP65, (1) 4-pin and (1) 8-pin M12 quick-disconnect. | Stock | 1022
SG4-30-090-OO-E | Datalogic safety light curtain, sender/receiver pair, hand protection, 24 VDC, 30mm resolution, 900mm protected height, 0.2-20m operating distance, safety category Type 4, IP65, (1) 4-pin and (1) 8-pin M12 quick-disconnect. | Stock | 1127
SG4-30-105-OO-E | Datalogic safety light curtain, sender/receiver pair, hand protection, 24 VDC, 30mm resolution, 1050mm protected height, 0.2-20m operating distance, safety category Type 4, IP65, (1) 4-pin and (1) 8-pin M12 quick-disconnect. | Stock | 1258
SG4-30-120-OO-E | Datalogic safety light curtain, sender/receiver pair, hand protection, 24 VDC, 30mm resolution, 1200mm protected height, 0.2-20m operating distance, safety category Type 4, IP65, (1) 4-pin and (1) 8-pin M12 quick-disconnect. | Stock | 1344
SG4-30-135-OO-E | Datalogic safety light curtain, sender/receiver pair, hand protection, 24 VDC, 30mm resolution, 1350mm protected height, 0.2-20m operating distance, safety category Type 4, IP65, (1) 4-pin and (1) 8-pin M12 quick-disconnect. | Stock | 1480
SG4-30-150-OO-E | Datalogic safety light curtain, sender/receiver pair, hand protection, 24 VDC, 30mm resolution, 1500mm protected height, 0.2-20m operating distance, safety category Type 4, IP65, (1) 4-pin and (1) 8-pin M12 quick-disconnect. | Stock | 1606
SG4-30-165-OO-E | Datalogic safety light curtain, sender/receiver pair, hand protection, 24 VDC, 30mm resolution, 1650mm protected height, 0.2-20m operating distance, safety category Type 4, IP65, (1) 4-pin and (1) 8-pin M12 quick-disconnect. | Stock | 1751
SG4-30-180-OO-E | Datalogic safety light curtain, sender/receiver pair, hand protection, 24 VDC, 30mm resolution, 1800mm protected height, 0.2-20m operating distance, safety category Type 4, IP65, (1) 4-pin and (1) 8-pin M12 quick-disconnect. | Stock | 1902
SG4-30-030-OO-P | Datalogic safety light curtain, sender/receiver pair, hand protection, 24 VDC, 30mm resolution, 300mm protected height, 0.2-20m operating distance, safety category Type 4, configurable, IP65, (2) 18-pin proprietary connections. | Stock | 897
SG4-30-045-OO-P | Datalogic safety light curtain, sender/receiver pair, hand protection, 24 VDC, 30mm resolution, 450mm protected height, 0.2-20m operating distance, safety category Type 4, configurable, IP65, (2) 18-pin proprietary connections. | Stock | 1028
SG4-30-060-OO-P | Datalogic safety light curtain, sender/receiver pair, hand protection, 24 VDC, 30mm resolution, 600mm protected height, 0.2-20m operating distance, safety category Type 4, configurable, IP65, (2) 18-pin proprietary connections. | Stock | 1158
SG4-30-075-OO-P | Datalogic safety light curtain, sender/receiver pair, hand protection, 24 VDC, 30mm resolution, 750mm protected height, 0.2-20m operating distance, safety category Type 4, configurable, IP65, (2) 18-pin proprietary connections. | Stock | 1289
SG4-30-090-OO-P | Datalogic safety light curtain, sender/receiver pair, hand protection, 24 VDC, 30mm resolution, 900mm protected height, 0.2-20m operating distance, safety category Type 4, configurable, IP65, (2) 18-pin proprietary connections. | Stock | 1370
SG4-30-105-OO-P | Datalogic safety light curtain, sender/receiver pair, hand protection, 24 VDC, 30mm resolution, 1050mm protected height, 0.2-20m operating distance, safety category Type 4, configurable, IP65, (2) 18-pin proprietary connections. | Stock | 1517
SG4-30-120-OO-P | Datalogic safety light curtain, sender/receiver pair, hand protection, 24 VDC, 30mm resolution, 1200mm protected height, 0.2-20m operating distance, safety category Type 4, configurable, IP65, (2) 18-pin proprietary connections. | Stock | 1640
SG4-30-135-OO-P | Datalogic safety light curtain, sender/receiver pair, hand protection, 24 VDC, 30mm resolution, 1350mm protected height, 0.2-20m operating distance, safety category Type 4, configurable, IP65, (2) 18-pin proprietary connections. | Stock | 1782
SG4-30-150-OO-P | Datalogic safety light curtain, sender/receiver pair, hand protection, 24 VDC, 30mm resolution, 1500mm protected height, 0.2-20m operating distance, safety category Type 4, configurable, IP65, (2) 18-pin proprietary connections. | Stock | 1958
SG4-30-165-OO-P | Datalogic safety light curtain, sender/receiver pair, hand protection, 24 VDC, 30mm resolution, 1650mm protected height, 0.2-20m operating distance, safety category Type 4, configurable, IP65, (2) 18-pin proprietary connections. | Stock | 2116
SG4-30-180-OO-P | Datalogic safety light curtain, sender/receiver pair, hand protection, 24 VDC, 30mm resolution, 1800mm protected height, 0.2-20m operating distance, safety category Type 4, configurable, IP65, (2) 18-pin proprietary connections. | Stock | 2257
YBES-30K4-0170-P012 | Contrinex safety light curtain, sender/receiver pair, hand protection, 24 VDC, 30mm resolution, 170mm protected height, 0.25-5.0m operating distance, safety category Type 4, configurable, IP65, (1) 5-pin and (1) 8-pin M12 quick-disconnect. | Stock | 482
YBES-30K4-0330-P012 | Contrinex safety light curtain, sender/receiver pair, hand protection, 24 VDC, 30mm resolution, 330mm protected height, 0.25-5.0m operating distance, safety category Type 4, configurable, IP65, (1) 5-pin and (1) 8-pin M12 quick-disconnect. | Stock | 559
YBES-30K4-0490-P012 | Contrinex safety light curtain, sender/receiver pair, hand protection, 24 VDC, 30mm resolution, 490mm protected height, 0.25-5.0m operating distance, safety category Type 4, configurable, IP65, (1) 5-pin and (1) 8-pin M12 quick-disconnect. | Stock | 671
YBES-30K4-0650-P012 | Contrinex safety light curtain, sender/receiver pair, hand protection, 24 VDC, 30mm resolution, 650mm protected height, 0.25-5.0m operating distance, safety category Type 4, configurable, IP65, (1) 5-pin and (1) 8-pin M12 quick-disconnect. | Stock | 887
YBES-30K4-0810-P012 | Contrinex safety light curtain, sender/receiver pair, hand protection, 24 VDC, 30mm resolution, 810mm protected height, 0.25-5.0m operating distance, safety category Type 4, configurable, IP65, (1) 5-pin and (1) 8-pin M12 quick-disconnect. | Stock | 1088
YBES-30K4-0970-P012 | Contrinex safety light curtain, sender/receiver pair, hand protection, 24 VDC, 30mm resolution, 970mm protected height, 0.25-5.0m operating distance, safety category Type 4, configurable, IP65, (1) 5-pin and (1) 8-pin M12 quick-disconnect. | Stock | 1067
YBES-30K4-1130-P012 | Contrinex safety light curtain, sender/receiver pair, hand protection, 24 VDC, 30mm resolution, 1130mm protected height, 0.25-5.0m operating distance, safety category Type 4, configurable, IP65, (1) 5-pin and (1) 8-pin M12 quick-disconnect. | Stock | 1301
YBES-30K4-1290-P012 | Contrinex safety light curtain, sender/receiver pair, hand protection, 24 VDC, 30mm resolution, 1290mm protected height, 0.25-5.0m operating distance, safety category Type 4, configurable, IP65, (1) 5-pin and (1) 8-pin M12 quick-disconnect. | Stock | 1196
YBES-30K4-1450-P012 | Contrinex safety light curtain, sender/receiver pair, hand protection, 24 VDC, 30mm resolution, 1450mm protected height, 0.25-5.0m operating distance, safety category Type 4, configurable, IP65, (1) 5-pin and (1) 8-pin M12 quick-disconnect. | Stock | 1317
YBES-30K4-1610-P012 | Contrinex safety light curtain, sender/receiver pair, hand protection, 24 VDC, 30mm resolution, 1610mm protected height, 0.25-5.0m operating distance, safety category Type 4, configurable, IP65, (1) 5-pin and (1) 8-pin M12 quick-disconnect. | Stock | 1454
YBB-30K4-0250-G012 | Contrinex safety light curtain, sender/receiver pair, hand protection, 24 VDC, 30mm resolution, 274mm protected height, 0.25-12m operating distance, safety category Type 4, IP65 IP67, (2) 5-pin M12 quick-disconnects. | Stock | 516
YBB-30K4-0400-G012 | Contrinex safety light curtain, sender/receiver pair, hand protection, 24 VDC, 30mm resolution, 403mm protected height, 0.25-12m operating distance, safety category Type 4, IP65 IP67, (2) 5-pin M12 quick-disconnects. | Stock | 638
YBB-30K4-0500-G012 | Contrinex safety light curtain, sender/receiver pair, hand protection, 24 VDC, 30mm resolution, 532mm protected height, 0.25-12m operating distance, safety category Type 4, IP65 IP67, (2) 5-pin M12 quick-disconnects. | Stock | 740
YBB-30K4-0700-G012 | Contrinex safety light curtain, sender/receiver pair, hand protection, 24 VDC, 30mm resolution, 661mm protected height, 0.25-12m operating distance, safety category Type 4, IP65 IP67, (2) 5-pin M12 quick-disconnects. | Stock | 840
YBB-30K4-0800-G012 | Contrinex safety light curtain, sender/receiver pair, hand protection, 24 VDC, 30mm resolution, 790mm protected height, 0.25-12m operating distance, safety category Type 4, IP65 IP67, (2) 5-pin M12 quick-disconnects. | Stock | 937
YBB-30K4-0900-G012 | Contrinex safety light curtain, sender/receiver pair, hand protection, 24 VDC, 30mm resolution, 919mm protected height, 0.25-12m operating distance, safety category Type 4, IP65 IP67, (2) 5-pin M12 quick-disconnects. | Stock | 1038
YBB-30K4-1000-G012 | Contrinex safety light curtain, sender/receiver pair, hand protection, 24 VDC, 30mm resolution, 1048mm protected height, 0.25-12m operating distance, safety category Type 4, IP65 IP67, (2) 5-pin M12 quick-disconnects. | Stock | 1102
YBB-30K4-1200-G012 | Contrinex safety light curtain, sender/receiver pair, hand protection, 24 VDC, 30mm resolution, 1177mm protected height, 0.25-12m operating distance, safety category Type 4, IP65 IP67, (2) 5-pin M12 quick-disconnects. | Stock | 1364
YBB-30K4-1300-G012 | Contrinex safety light curtain, sender/receiver pair, hand protection, 24 VDC, 30mm resolution, 1306mm protected height, 0.25-12m operating distance, safety category Type 4, IP65 IP67, (2) 5-pin M12 quick-disconnects. | Stock | 1185
YBB-30K4-1400-G012 | Contrinex safety light curtain, sender/receiver pair, hand protection, 24 VDC, 30mm resolution, 1435mm protected height, 0.25-12m operating distance, safety category Type 4, IP65 IP67, (2) 5-pin M12 quick-disconnects. | Stock | 1302
YBB-30K4-1600-G012 | Contrinex safety light curtain, sender/receiver pair, hand protection, 24 VDC, 30mm resolution, 1564mm protected height, 0.25-12m operating distance, safety category Type 4, IP65 IP67, (2) 5-pin M12 quick-disconnects. | Stock | 1425
YBB-30K4-1700-G012 | Contrinex safety light curtain, sender/receiver pair, hand protection, 24 VDC, 30mm resolution, 1693mm protected height, 0.25-12m operating distance, safety category Type 4, IP65 IP67, (2) 5-pin M12 quick-disconnects. | Stock | 1476
YBB-30K4-1800-G012 | Contrinex safety light curtain, sender/receiver pair, hand protection, 24 VDC, 30mm resolution, 1822mm protected height, 0.25-12m operating distance, safety category Type 4, IP65 IP67, (2) 5-pin M12 quick-disconnects. | Stock | 1561
Safety Light Curtains for Body Protection
SH4-3-0800-S-8 | Datasensing safety light curtain, sender/receiver pair, body protection, 24 VDC, 400mm resolution, 800mm protected height, 0.5-70m operating distance, safety category Type 4, IP65 IP67, (1) 5-pin and (1) 8-pin M12 quick-disconnect. | Stock | 654
SH4-4-0900-S-8 | Datasensing safety light curtain, sender/receiver pair, body protection, 24 VDC, 300mm resolution, 900mm protected height, 0.5-70m operating distance, safety category Type 4, IP65 IP67, (1) 5-pin and (1) 8-pin M12 quick-disconnect. | Stock | 697
SH4-4-1200-S-8 | Datasensing safety light curtain, sender/receiver pair, body protection, 24 VDC, 400mm resolution, 1200mm protected height, 0.5-70m operating distance, safety category Type 4, IP65 IP67, (1) 5-pin and (1) 8-pin M12 quick-disconnect. | Stock | 788
YCA-50K4-3400-G012 | Contrinex safety light curtain, sender/receiver pair, body protection, 24 VDC, 400mm resolution, 832mm protected height, 1-50m operating distance, safety category Type 4, IP65 IP67, (2) 5-pin M12 quick-disconnects. | Stock | 956
YCA-50K4-4300-G012 | Contrinex safety light curtain, sender/receiver pair, body protection, 24 VDC, 300mm resolution, 932mm protected height, 1-50m operating distance, safety category Type 4, IP65 IP67, (2) 5-pin M12 quick-disconnects. | Stock | 1036
YCA-50K4-4400-G012 | Contrinex safety light curtain, sender/receiver pair, body protection, 24 VDC, 400mm resolution, 1232mm protected height, 1-50m operating distance, safety category Type 4, IP65 IP67, (2) 5-pin M12 quick-disconnects. | Stock | 1110
S-3B | ReeR safety light curtain, sender/receiver pair, body protection, 24 VDC, 400mm resolution, 810mm protected height, 0-12m operating distance, safety category Type 4, IP65 IP67, (1) 5-pin and (1) 8-pin M12 quick-disconnect. | Stock | 1152
S-4B | ReeR safety light curtain, sender/receiver pair, body protection, 24 VDC, 300mm resolution, 910mm protected height, 0-12m operating distance, safety category Type 4, IP65 IP67, (1) 5-pin and (1) 8-pin M12 quick-disconnect. | Stock | 1299
S-3B-TRX | ReeR safety light curtain, active/passive pair, body protection, 24 VDC, 400mm resolution, 810mm protected height, 0-8m operating distance, safety category Type 4, IP65 IP67, (1) 8-pin M12 quick-disconnect. | Stock | 1112
S-4B-TRX | ReeR safety light curtain, active/passive pair, body protection, 24 VDC, 300mm resolution, 910mm protected height, 0-8m operating distance, safety category Type 4, IP65 IP67, (1) 8-pin M12 quick-disconnect. | Stock | 1188
SMO-3B | ReeR safety light curtain, sender/receiver pair, body protection, 24 VDC, 400mm resolution, 810mm protected height, 0-12m operating distance, safety category Type 4, IP65 IP67, (6) 5-pin and (1) 12-pin M12 quick-disconnect. | Stock | 1157
SMO-4B | ReeR safety light curtain, sender/receiver pair, body protection, 24 VDC, 300mm resolution, 910mm protected height, 0-12m operating distance, safety category Type 4, IP65 IP67, (6) 5-pin and (1) 12-pin M12 quick-disconnect. | Stock | 1244
SMO-3B-TRX | ReeR safety light curtain, active/passive pair, body protection, 24 VDC, 400mm resolution, 810mm protected height, 0-8m operating distance, safety category Type 4, IP65 IP67, (3) 5-pin and (1) 12-pin M12 quick-disconnect. | Stock | 1157
SMO-4B-TRX | ReeR safety light curtain, active/passive pair, body protection, 24 VDC, 300mm resolution, 910mm protected height, 0-8m operating distance, safety category Type 4, IP65 IP67, (3) 5-pin and (1) 12-pin M12 quick-disconnect. | Stock | 1244
SMPO-3B | ReeR safety light curtain, sender/receiver pair, body protection, 24 VDC, 400mm resolution, 810mm protected height, 0-12m operating distance, safety category Type 4, configurable, IP65 IP67, (6) 5-pin and (1) 12-pin M12 quick-disconnect. | Stock | 1183
SMPO-4B | ReeR safety light curtain, sender/receiver pair, body protection, 24 VDC, 300mm resolution, 910mm protected height, 0-12m operating distance, safety category Type 4, configurable, IP65 IP67, (6) 5-pin and (1) 12-pin M12 quick-disconnect. | Stock | 1352
SMPO-3B-TRX | ReeR safety light curtain, active/passive pair, body protection, 24 VDC, 400mm resolution, 810mm protected height, 0-8m operating distance, safety category Type 4, configurable, IP65 IP67, (3) 5-pin and (1) 12-pin M12 quick-disconnect. | Stock | 1183
SMPO-4B-TRX | ReeR safety light curtain, active/passive pair, body protection, 24 VDC, 300mm resolution, 910mm protected height, 0-8m operating distance, safety category Type 4, configurable, IP65 IP67, (3) 5-pin and (1) 12-pin M12 quick-disconnect. | Stock | 1352
Mirrors and Protective Columns for Safety Light Curtains
YXC-0985-F00 | Contrinex protective column, 965mm housing. For use with safety light curtains. Suitable for YBB-xxxx-0150-xxxx to YBB-xxxx-0800-xxxx units. Mounting hardware included. | Stock | 519
YXC-1285-F00 | Contrinex protective column, 1265mm housing. For use with Safety light curtains. Suitable for YBB-xxxx-0150-xxxx to YBB-xxxx-1000-xxxx units, YCA-xxxx-3400-xxxx and YCA-xxxx-4300-xxxx units. Mounting hardware included. | Stock | 572
YXC-1740-F00 | Contrinex protective column, 1720mm housing. For use with Safety light curtains. Suitable for YBB-xxxx-0150-xxxx to YBB-xxxx-1400-xxxx units, YCA-xxxx-3400-xxxx to YCA-xxxx-4400-xxxx units. Mounting hardware included. | Stock | 620
YXC-2040-F00 | Contrinex protective column, 2020mm housing. For use with Safety light curtains. Suitable for YBB-xxxx-0150-xxxx to YBB-xxxx-1700-xxxx units, YCA-xxxx-3400-xxxx to YCA-xxxx-4400-xxxx units. Mounting hardware included. | Stock | 645
YXC-1280-M11 | Contrinex mirror column, 1281mm housing, 1082mm mirror(s). For use with safety light curtains. Suitable for YBB-xxxx-0150-xxxx to YBB-xxxx-0900-xxxx units, YCA-xxxx-3400-xxxx. Mounting hardware included. | Stock | 918
YXC-1715-M11 | Contrinex mirror column, 1716mm housing, 1532mm mirror(s). For use with Safety light curtains. Suitable for YBB-xxxx-0150-xxxx to YBB-xxxx-1400-xxxx units, YCA-xxxx-3400-xxxx to YCA-xxxx-4400-xxxx units. Mounting hardware included. | Stock | 1064
YXC-2015-M11 | Contrinex mirror column, 2016mm housing, 1682mm mirror(s). For use with Safety light curtains. Suitable for YBB-xxxx-0150-xxxx to YBB-xxxx-1600-xxxx units, YCA-xxxx-3400-xxxx to YCA-xxxx-4400-xxxx units. Mounting hardware included. | Stock | 1253
YXC-2215-M11 | Contrinex mirror column, 2216mm housing, 1832mm mirror(s). For use with Safety light curtains. Suitable for YBB-xxxx-0150-xxxx to YBB-xxxx-1700-xxxx units, YCA-xxxx-3400-xxxx to YCA-xxxx-4400-xxxx units. Mounting hardware included. | Stock | 1427
YXC-1185-M23 | Contrinex mirror column, 1185mm housing, (3) 90mm mirror(s). For use with safety light curtains. Suitable for YCA-xxxx-3400-xxxx units. Mounting hardware included. | Stock | 560
YXC-1285-M24 | Contrinex mirror column, 1285mm housing, (4) 90mm mirror(s). For use with safety light curtains. Suitable for YCA-xxxx-4300-xxxx units. Mounting hardware included. | Stock | 668
FMC-SGB3 | ReeR protective column, 1200mm housing. For use with ReeR Safegate light curtains. | Stock | 276
FMC-SGB4 | ReeR protective column, 1330mm housing. For use with ReeR Safegate light curtains. | Stock | 293
FMC-S3 | ReeR mirror column, 1200mm housing, 1198mm mirror(s). For use with ReeR Safegate light curtains. | Stock | 326
FMC-S4 | ReeR mirror column, 1330mm housing, 1328mm mirror(s). For use with ReeR Safegate light curtains. | Stock | 354
FMC-SB3 | ReeR mirror column, 1200mm housing, (3) 150mm mirror(s). For use with ReeR Safegate light curtains. | Stock | 659
FMC-SB4 | ReeR mirror column, 1330mm housing, (4) 150mm mirror(s). For use with ReeR Safegate light curtains. | Stock | 757
FMC-CB | ReeR column base, 202 x 224 x 55mm housing. For use with ReeR Safegate light curtains. Mounting hardware included. | Stock | 203