## ADC Price List with Categories
AutomationDirect Price List as of 5/27/26
Part Number | Primary Description | Availability | Price
CLICK PLUS PLC CPUs
C2-03CPU | CLICK PLUS PLC, 24 VDC required, (1) option slot, WiFi LAN/Bluetooth, Ethernet, serial and microB-USB ports, battery backup, microSD card slot, no on-board I/O. | Stock | 223
C2-03CPU-2 | CLICK PLUS PLC, 24 VDC required, (2) option slots, WiFi LAN/Bluetooth, Ethernet, serial and microB-USB ports, battery backup, microSD card slot, no on-board I/O. | Stock | 277
C2-02CPU | CLICK PLUS PLC, 24 VDC required, (1) option slot, WiFi LAN/Bluetooth and microB-USB ports, battery backup, no on-board I/O. | Stock | 167
C2-02CPU-2 | CLICK PLUS PLC, 24 VDC required, (2) option slots, WiFi LAN/Bluetooth and microB-USB ports, battery backup, no on-board I/O. | Stock | 212
C2-01CPU | CLICK PLUS PLC, 24 VDC required, (1) option slot, Ethernet, serial and microB-USB ports, battery backup, no on-board I/O. | Stock | 110
C2-01CPU-2 | CLICK PLUS PLC, 24 VDC required, (2) option slots, Ethernet, serial and microB-USB ports, battery backup, no on-board I/O. | Stock | 154
CLICK PLUS PLC Power Supplies
C0-00AC | CLICK AC power supply, 100-240 VAC nominal input, 24 VDC nominal output, 0.5A continuous. | Stock | 59
C0-01AC | CLICK AC power supply, 100-240 VAC nominal input, 24 VDC nominal output, 1.3A continuous. | Stock | 73
CLICK PLUS PLC Option Slot Modules
C2-NRED | CLICK PLUS Node-RED module, Node-RED and JavaScript, microSD card slot, (1) microB-USB and (1) Ethernet 10/100Base-T (RJ45) port(s). For use with all CLICK PLUS PLCs. | Stock | 241
C2-OPCUA | CLICK PLUS communication module, OPC-UA Server and SNTP Client, 1 port, (1) microB-USB and (1) Ethernet 10/100Base-T (RJ45) port(s). For use with all CLICK PLUS PLCs. | Stock | 202
C2-DCM | CLICK PLUS communication module, Modbus RTU and ASCII, 2 ports, (2) RS-232/RS-485 (6-pin terminal) port(s). For use with all CLICK PLUS PLCs. (2) C2-6TB terminal blocks included. | Stock | 127
C2-14TTL | CLICK PLUS discrete combo module, Input: 8-point, 4.5-5.5 VDC, sinking/sourcing/TTL, Output: 6-point, 4.5-5.5 VDC, sourcing/TTL, 0.1A/point. Removable terminal block included. | Stock | 70
C2-14D1 | CLICK PLUS discrete combo module, Input: 8-point, 24 VDC, sinking/sourcing, Output: 6-point, 5-27 VDC, sinking, 0.1A/point. Removable terminal block included. | Stock | 66
C2-14D2 | CLICK PLUS discrete combo module, Input: 8-point, 24 VDC, sinking/sourcing, Output: 6-point, 24 VDC, sourcing, 0.1A/point. Removable terminal block included. | Stock | 66
C2-14DR | CLICK PLUS discrete combo module, Input: 8-point, 24 VDC, sinking/sourcing, Output: 6-point, 6-240 VAC/6-27 VDC, relay, (6) Form A (SPST) relays, 1A/point. Removable terminal block included. | Stock | 76
C2-14AR | CLICK PLUS discrete combo module, Input: 8-point, 100-120 VAC, Output: 6-point, 6-240 VAC/6-27 VDC, relay, (6) Form A (SPST) relays, 1A/point. Removable terminal block included. | Stock | 78
C2-08D1-4VC | CLICK PLUS discrete/analog combo module, Analog Input: 2-channel, current/voltage, Analog Output: 2-channel, current/voltage, Discrete Input: 4-point, sinking/sourcing, Discrete Output: 4-point, sinking. | Stock | 100
C2-08D2-4VC | CLICK PLUS discrete/analog combo module, Analog Input: 2-channel, current/voltage, Analog Output: 2-channel, current/voltage, Discrete Input: 4-point, sinking/sourcing, Discrete Output: 4-point, sourcing. | Stock | 100
C2-08DR-4VC | CLICK PLUS discrete/analog combo module, Analog Input: 2-channel, current/voltage, Analog Output: 2-channel, current/voltage, Discrete Input: 4-point, sinking/sourcing, Discrete Output: 4-point, relay, (4) Form A (SPST) relays. | Stock | 112
C2-08AR-4VC | CLICK PLUS discrete/analog combo module, Analog Input: 2-channel, current/voltage, Analog Output: 2-channel, current/voltage, Discrete Input: 4-point, Discrete Output: 4-point, relay, (4) Form A (SPST) relays. | Stock | 112
C2-08D1-6C | CLICK PLUS discrete/analog combo module, Analog Input: 4-channel, current, Analog Output: 2-channel, current, Discrete Input: 4-point, sinking/sourcing, Discrete Output: 4-point, sinking. | Stock | 100
C2-08D2-6C | CLICK PLUS discrete/analog combo module, Analog Input: 4-channel, current, Analog Output: 2-channel, current, Discrete Input: 4-point, sinking/sourcing, Discrete Output: 4-point, sourcing. | Stock | 100
C2-08DR-6C | CLICK PLUS discrete/analog combo module, Analog Input: 4-channel, current, Analog Output: 2-channel, current, Discrete Input: 4-point, sinking/sourcing, Discrete Output: 4-point, relay, (4) Form A (SPST) relays. | Stock | 113
C2-08AR-6C | CLICK PLUS discrete/analog combo module, Analog Input: 4-channel, current, Analog Output: 2-channel, current, Discrete Input: 4-point, Discrete Output: 4-point, relay, (4) Form A (SPST) relays. | Stock | 113
C2-08D1-6V | CLICK PLUS discrete/analog combo module, Analog Input: 4-channel, voltage, Analog Output: 2-channel, voltage, Discrete Input: 4-point, sinking/sourcing, Discrete Output: 4-point, sinking. | Stock | 99
C2-08D2-6V | CLICK PLUS discrete/analog combo module, Analog Input: 4-channel, voltage, Analog Output: 2-channel, voltage, Discrete Input: 4-point, sinking/sourcing, Discrete Output: 4-point, sourcing. | Stock | 99
C2-08DR-6V | CLICK PLUS discrete/analog combo module, Analog Input: 4-channel, voltage, Analog Output: 2-channel, voltage, Discrete Input: 4-point, sinking/sourcing, Discrete Output: 4-point, relay, (4) Form A (SPST) relays. | Stock | 112
C2-08AR-6V | CLICK PLUS discrete/analog combo module, Analog Input: 4-channel, voltage, Analog Output: 2-channel, voltage, Discrete Input: 4-point, Discrete Output: 4-point, relay, (4) Form A (SPST) relays. | Stock | 112
C2-FILL | CLICK PLUS option slot cover. | Stock | 9.5
CLICK PLUS PLC Stackable I/O Modules
C0-08SIM | CLICK simulator input module, 8-point. | Stock | 57
C0-04POT | CLICK simulator input module, 4-channel, potentiometer, 12-bit. | Stock | 73
C0-08NA | CLICK discrete input module, 8-point, 100-120 VAC, 2 isolated common(s), 4 point(s) per common. Removable terminal block included. | Stock | 63
C0-08NE3 | CLICK discrete input module, 8-point, 24 VAC/VDC, sinking/sourcing, 2 isolated common(s), 4 point(s) per common. Removable terminal block included. | Stock | 57
C0-16NE3 | CLICK discrete input module, 16-point, 24 VAC/VDC, sinking/sourcing, 4 isolated common(s), 4 point(s) per common. Removable terminal block included. | Stock | 78
C0-08TA | CLICK discrete output module, 8-point, 17-240 VAC, 2 isolated common(s), 4 point(s) per common, 0.3A/point. Removable terminal block included. | Stock | 80
C0-04TRS | CLICK relay output module, 4-point, 6-240 VAC/6-27 VDC, (4) Form C, 4 isolated common(s), 1 point(s) per common, 7A/point. Removable terminal block included. | Stock | 68
C0-04TRS-10 | CLICK relay output module, 4-point, 6-24 VDC/6-240 VAC, (4) Form A (SPST) no-suppression, 4 isolated common(s), 1 point(s) per common, 10A/point. Removable terminal block included. | Stock | 78
C0-08TR | CLICK relay output module, 8-point, 6-240 VAC/6-27 VDC, (8) Form A, 2 isolated common(s), 4 point(s) per common, 1A/point. Removable terminal block included. | Stock | 63
C0-08TR-3 | CLICK relay output module, 8-point, 6-27 VDC/6-240 VAC, (8) Form A (SPST) no-suppression, 4 isolated common(s), 2 point(s) per common, 3A/point. Removable terminal block included. | Stock | 67
C0-08CDR | CLICK discrete combo module, Input: 4-point, 12-24 VDC, sinking/sourcing, Output: 4-point, 6-240 VAC/6-27 VDC, (1) Form A (SPST) relay, 1A/point. Removable terminal block included. | Stock | 81
C0-08ND3 | CLICK discrete input module, 8-point, 12-24 VDC, sinking/sourcing, 2 isolated common(s), 4 point(s) per common. Removable terminal block included. | Stock | 53
C0-08ND3-1 | CLICK discrete input module, 8-point, 3.3-5 VDC, sinking/sourcing/TTL, 2 isolated common(s), 4 point(s) per common. Removable terminal block included. | Stock | 53
C0-16ND3 | CLICK discrete input module, 16-point, 24 VDC, sinking/sourcing, 4 isolated common(s), 4 point(s) per common. Removable terminal block included. | Stock | 69
C0-08TD1 | CLICK discrete output module, 8-point, 3.3-27 VDC, sinking, 2 isolated common(s), 4 point(s) per common, 0.3A/point. Removable terminal block included. | Stock | 55
C0-08TD2 | CLICK discrete output module, 8-point, 12-24 VDC, sourcing, 1 isolated common(s), 8 point(s) per common, 0.3A/point. Removable terminal block included. | Stock | 57
C0-16TD1 | CLICK discrete output module, 16-point, 5-27 VDC, sinking, 2 isolated common(s), 8 point(s) per common, 0.1A/point. Removable terminal block included. | Stock | 70
C0-16TD2 | CLICK discrete output module, 16-point, 12-24 VDC, sourcing, 2 isolated common(s), 8 point(s) per common, 0.1A/point. Removable terminal block included. | Stock | 69
C0-16CDD1 | CLICK discrete combo module, Input: 8-point, 24 VDC, sinking/sourcing, Output: 8-point, 5-27 VDC, sinking, 0.1A/point. Removable terminal block included. | Stock | 90
C0-16CDD2 | CLICK discrete combo module, Input: 8-point, 24 VDC, sinking/sourcing, Output: 8-point, 12-24 VDC, sourcing, 0.1A/point. Removable terminal block included. | Stock | 90
C0-04AD-1 | CLICK analog input module, 4-channel, current, 13-bit, input current signal range(s) of 0-20 mA, external 24 VDC required. | Stock | 128
C0-04AD-2 | CLICK analog input module, 4-channel, voltage, 13-bit, input voltage signal range(s) of 0-10 VDC, external 24 VDC required. | Stock | 129
C0-04DA-1 | CLICK analog output module, 4-channel, current, 12-bit, output current signal range(s) of 4-20 mA, external 24 VDC required. | Stock | 175
C0-04DA-2 | CLICK analog output module, 4-channel, voltage, 12-bit, output voltage signal range(s) of 0-10 VDC, external 24 VDC required. | Stock | 175
C0-4AD2DA-1 | CLICK analog combo module, Input: 4-channel, current, 0-20 mA, Output: 2-channel, current, 4-20 mA. | Stock | 226
C0-4AD2DA-2 | CLICK analog combo module, Input: 4-channel, voltage, 0-10 VDC, Output: 2-channel, voltage, 0-10 VDC. | Stock | 217
C0-04RTD | CLICK temperature input module, RTD, 4-channel, 16-bit resolution, input RTD type(s): Pt100, Pt1000, JPt100, Cu10, Cu25 and Ni120. Removable terminal block included. | Stock | 217
C0-04THM | CLICK temperature input module, thermocouple, 4-channel, 16-bit resolution, input thermocouple type(s): J, E, K, R, S, T, B, N, C. Removable terminal block included. | Stock | 217
Accessories for CLICK PLUS PLCs
MSD-SLC16G | CLICK industrial memory card, 16 GB microSD. For use with all products with microSD memory card slot. | Stock | 89
C0-3TB | CLICK terminal blocks, 90-degree screw type, replacement, 3-pole. Package of 2. For use with CLICK standard and analog PLCs. | Stock | 11.5
C0-4TB | CLICK terminal blocks, replacement, 4-pole. Package of 2. For use with CLICK PLCs and C-more CM5 series HMIs. | Stock | 11.5
C0-8TB | CLICK terminal blocks, 90-degree screw type, replacement, 11-pole. Package of 2. For use with CLICK 8-point I/O modules. | Stock | 17.5
C0-16TB | CLICK terminal blocks, 90-degree screw type, replacement, 20-pole. Package of 2. For use with CLICK 16-point I/O modules and CLICK PLCs built-in I/O. | Stock | 25
C0-8TB-1 | CLICK terminal block, 90-degree screw type, replacement, 13-pole. Package of 2. For use with C0-08TR-3 and C0-04TRS-10 relay modules. | Stock | 20.5
C2-6TB | CLICK terminal blocks, 90-degree screw type, replacement, 6-pole. For use with C2-DCM communication module. | Stock | 17.5
C2-USER-M | CLICK PLUS user manual, free download only. For use with all CLICK PLUS PLCs and I/O modules. | Stock | 0
CLICK PLC Units
C0-00DD1-D | CLICK Basic PLC, 24 VDC required, serial ports, Discrete Input: 8-point, DC, Discrete Output: 6-point, sinking. | Stock | 104
C0-00DD2-D | CLICK Basic PLC, 24 VDC required, serial ports, Discrete Input: 8-point, DC, Discrete Output: 6-point, sourcing. | Stock | 104
C0-00DR-D | CLICK Basic PLC, 24 VDC required, serial ports, Discrete Input: 8-point, DC, Discrete Output: 6-point, relay. | Stock | 133
C0-00AR-D | CLICK Basic PLC, 24 VDC required, serial ports, Discrete Input: 8-point, AC, Discrete Output: 6-point, relay. | Stock | 141
C0-01DD1-D | CLICK Standard PLC, 24 VDC required, serial ports, battery backup, Discrete Input: 8-point, DC, Discrete Output: 6-point, sinking. | Stock | 153
C0-01DD2-D | CLICK Standard PLC, 24 VDC required, serial ports, battery backup, Discrete Input: 8-point, DC, Discrete Output: 6-point, sourcing. | Stock | 157
C0-01DR-D | CLICK Standard PLC, 24 VDC required, serial ports, battery backup, Discrete Input: 8-point, DC, Discrete Output: 6-point, relay. | Stock | 172
C0-01AR-D | CLICK Standard PLC, 24 VDC required, serial ports, battery backup, Discrete Input: 8-point, AC, Discrete Output: 6-point, relay. | Stock | 172
C0-02DD1-D | CLICK Analog PLC, 24 VDC required, serial ports, battery backup, Discrete Input: 4-point, DC, Analog Input: 2-channel, current/voltage, Discrete Output: 4-point, sinking, Analog Output: 2-channel, current/voltage. | Stock | 212
C0-02DD2-D | CLICK Analog PLC, 24 VDC required, serial ports, battery backup, Discrete Input: 4-point, DC, Analog Input: 2-channel, current/voltage, Discrete Output: 4-point, sourcing, Analog Output: 2-channel, current/voltage. | Stock | 215
C0-02DR-D | CLICK Analog PLC, 24 VDC required, serial ports, battery backup, Discrete Input: 4-point, DC, Analog Input: 2-channel, current/voltage, Discrete Output: 4-point, relay, Analog Output: 2-channel, current/voltage. | Stock | 225
C0-10DD1E-D | CLICK Ethernet Basic PLC, 24 VDC required, Ethernet and serial ports, battery backup, Discrete Input: 8-point, DC, Discrete Output: 6-point, sinking. | Stock | 201
C0-10DD2E-D | CLICK Ethernet Basic PLC, 24 VDC required, Ethernet and serial ports, battery backup, Discrete Input: 8-point, DC, Discrete Output: 6-point, sourcing. | Stock | 201
C0-10DRE-D | CLICK Ethernet Basic PLC, 24 VDC required, Ethernet and serial ports, battery backup, Discrete Input: 8-point, DC, Discrete Output: 6-point, relay. | Stock | 216
C0-10ARE-D | CLICK Ethernet Basic PLC, 24 VDC required, Ethernet and serial ports, battery backup, Discrete Input: 8-point, AC, Discrete Output: 6-point, relay. | Stock | 217
C0-11DD1E-D | CLICK Ethernet Standard PLC, 24 VDC required, Ethernet and serial ports, battery backup, Discrete Input: 8-point, DC, Discrete Output: 6-point, sinking. | Stock | 233
C0-11DD2E-D | CLICK Ethernet Standard PLC, 24 VDC required, Ethernet and serial ports, battery backup, Discrete Input: 8-point, DC, Discrete Output: 6-point, sourcing. | Stock | 233
C0-11DRE-D | CLICK Ethernet Standard PLC, 24 VDC required, Ethernet and serial ports, battery backup, Discrete Input: 8-point, DC, Discrete Output: 6-point, relay. | Stock | 247
C0-11ARE-D | CLICK Ethernet Standard PLC, 24 VDC required, Ethernet and serial ports, battery backup, Discrete Input: 8-point, AC, Discrete Output: 6-point, relay. | Stock | 247
C0-12DD1E-D | CLICK Ethernet Analog PLC, 24 VDC required, Ethernet and serial ports, battery backup, Discrete Input: 4-point, DC, Analog Input: 2-channel, current/voltage, Discrete Output: 4-point, sinking, Analog Output: 2-channel, current/voltage. | Stock | 278
C0-12DD2E-D | CLICK Ethernet Analog PLC, 24 VDC required, Ethernet and serial ports, battery backup, Discrete Input: 4-point, DC, Analog Input: 2-channel, current/voltage, Discrete Output: 4-point, sourcing, Analog Output: 2-channel, current/voltage. | Stock | 276
C0-12DRE-D | CLICK Ethernet Analog PLC, 24 VDC required, Ethernet and serial ports, battery backup, Discrete Input: 4-point, DC, Analog Input: 2-channel, current/voltage, Discrete Output: 4-point, relay, Analog Output: 2-channel, current/voltage. | Stock | 293
C0-12ARE-D | CLICK Ethernet Analog PLC, 24 VDC required, Ethernet and serial ports, battery backup, Discrete Input: 4-point, AC, Analog Input: 2-channel, current/voltage, Discrete Output: 4-point, relay, Analog Output: 2-channel, current/voltage. | Stock | 294
C0-12DD1E-1-D | CLICK Ethernet Analog PLC, 24 VDC required, Ethernet and serial ports, battery backup, Discrete Input: 4-point, DC, Analog Input: 4-channel, current, Discrete Output: 4-point, sinking, Analog Output: 2-channel, current. | Stock | 278
C0-12DD2E-1-D | CLICK Ethernet Analog PLC, 24 VDC required, Ethernet and serial ports, battery backup, Discrete Input: 4-point, DC, Analog Input: 4-channel, current, Discrete Output: 4-point, sourcing, Analog Output: 2-channel, current. | Stock | 277
C0-12DRE-1-D | CLICK Ethernet Analog PLC, 24 VDC required, Ethernet and serial ports, battery backup, Discrete Input: 4-point, DC, Analog Input: 4-channel, current, Discrete Output: 4-point, relay, Analog Output: 2-channel, current. | Stock | 293
C0-12ARE-1-D | CLICK Ethernet Analog PLC, 24 VDC required, Ethernet and serial ports, battery backup, Discrete Input: 4-point, AC, Analog Input: 4-channel, current, Discrete Output: 4-point, relay, Analog Output: 2-channel, current. | Stock | 294
C0-12DD1E-2-D | CLICK Ethernet Analog PLC, 24 VDC required, Ethernet and serial ports, battery backup, Discrete Input: 4-point, DC, Analog Input: 4-channel, voltage, Discrete Output: 4-point, sinking, Analog Output: 2-channel, voltage. | Stock | 278
C0-12DD2E-2-D | CLICK Ethernet Analog PLC, 24 VDC required, Ethernet and serial ports, battery backup, Discrete Input: 4-point, DC, Analog Input: 4-channel, voltage, Discrete Output: 4-point, sourcing, Analog Output: 2-channel, voltage. | Stock | 276
C0-12DRE-2-D | CLICK Ethernet Analog PLC, 24 VDC required, Ethernet and serial ports, battery backup, Discrete Input: 4-point, DC, Analog Input: 4-channel, voltage, Discrete Output: 4-point, relay, Analog Output: 2-channel, voltage. | Stock | 292
C0-12ARE-2-D | CLICK Ethernet Analog PLC, 24 VDC required, Ethernet and serial ports, battery backup, Discrete Input: 4-point, AC, Analog Input: 4-channel, voltage, Discrete Output: 4-point, relay, Analog Output: 2-channel, voltage. | Stock | 294
Accessories for CLICK PLCs
C0-PGMSW | CLICK Windows programming and documentation software, USB or free download. For use with all CLICK and CLICK PLUS PLCs. | Stock | 12
C0-USER-M | CLICK user manual, free download only. For use with all CLICK PLCs and I/O modules. | Stock | 0
Productivity1000 PLC CPUs
P1-412 | Productivity1000 CPU, up to 32 MB ladder memory, microSD card slot, (1) Ethernet 10/100Base-T (RJ45), (1) RS-232 (RJ12), (1) RS-485 (4-pin terminal) and (1) USB C port(s), external 24 VDC required. | Stock | 139
P1-540 | Productivity1000 CPU, up to 50 MB ladder memory, microSD card slot, (1) Ethernet 10/100Base-T (RJ45), (1) RS-232 (RJ12), (1) RS-485 (4-pin terminal) and (1) microB-USB port(s), external 24 VDC required, battery included. | Stock | 237
P1-622 | Productivity1000 CPU, up to 50 MB ladder memory, microSD card slot, (2) Ethernet 10/100Base-T (RJ45), (1) RS-232 (RJ12), (1) RS-485 (4-pin terminal) and (1) USB C port(s), external 24 VDC required, battery included. | Stock | 259
P1-550 | Productivity1000 CPU, up to 50 MB ladder memory, microSD card slot, (2) Ethernet 10/100Base-T (RJ45), (1) RS-232 (RJ12), (1) RS-485 (4-pin terminal) and (1) microB-USB port(s), external 24 VDC required, battery included. | Stock | 268
P1-START | Productivity1000 starter kit. | Stock | 405
Productivity1000 PLC Units
P1-M401-15DD2 | Productivity1000 PLC, 24 VDC required, serial and USB C ports, Discrete Input: 8-point, DC, Discrete Output: 7-point, sourcing. | Stock | 123
P1-M401-16DR | Productivity1000 PLC, 24 VDC required, serial and USB C ports, Discrete Input: 8-point, DC, Discrete Output: 8-point, relay. | Stock | 145
P1-M401-12DRS | Productivity1000 PLC, 24 VDC required, serial and USB C ports, Discrete Input: 8-point, DC, Discrete Output: 4-point, relay. | Stock | 133
P1-M412-15DD2 | Productivity1000 PLC, 24 VDC required, Ethernet, serial and USB C ports, microSD card slot, Discrete Input: 8-point, DC, Discrete Output: 7-point, sourcing. | Stock | 165
P1-M412-16DR | Productivity1000 PLC, 24 VDC required, Ethernet, serial and USB C ports, microSD card slot, Discrete Input: 8-point, DC, Discrete Output: 8-point, relay. | Stock | 189
P1-M412-12DRS | Productivity1000 PLC, 24 VDC required, Ethernet, serial and USB C ports, microSD card slot, Discrete Input: 8-point, DC, Discrete Output: 4-point, relay. | Stock | 175
P1-M412-4ADL2DAL-1 | Productivity1000 PLC, 24 VDC required, Ethernet, serial and USB C ports, microSD card slot, Analog Input: 4-channel, current, Analog Output: 2-channel, current. | Stock | 195
P1-M412-16ND3 | Productivity1000 PLC, 24 VDC required, Ethernet, serial and USB C ports, microSD card slot, Discrete Input: 16-point, DC. | Stock | 155
P1-M412-08ADL-1 | Productivity1000 PLC, 24 VDC required, Ethernet, serial and USB C ports, microSD card slot, Analog Input: 8-channel, current. | Stock | 195
P1-M412-04THM | Productivity1000 PLC, 24 VDC required, Ethernet, serial and USB C ports, microSD card slot, Analog Input: 4-channel, thermocouple. | Stock | 219
P1-M622-15DD2 | Productivity1000 PLC, 24 VDC required, Ethernet, serial and USB C ports, battery backup, microSD card slot, Discrete Input: 8-point, DC, Discrete Output: 7-point, sourcing. | Stock | 259
P1-M622-16DR | Productivity1000 PLC, 24 VDC required, Ethernet, serial and USB C ports, battery backup, microSD card slot, Discrete Input: 8-point, DC, Discrete Output: 8-point, relay. | Stock | 275
P1-M622-12DRS | Productivity1000 PLC, 24 VDC required, Ethernet, serial and USB C ports, battery backup, microSD card slot, Discrete Input: 8-point, DC, Discrete Output: 4-point, relay. | Stock | 259
P1-M622-4ADL2DAL-1 | Productivity1000 PLC, 24 VDC required, Ethernet, serial and USB C ports, battery backup, microSD card slot, Analog Input: 4-channel, current, Analog Output: 2-channel, current. | Stock | 275
P1-M622-16ND3 | Productivity1000 PLC, 24 VDC required, Ethernet, serial and USB C ports, battery backup, microSD card slot, Discrete Input: 16-point, DC. | Stock | 239
P1-M622-08ADL-1 | Productivity1000 PLC, 24 VDC required, Ethernet, serial and USB C ports, battery backup, microSD card slot, Analog Input: 8-channel, current. | Stock | 275
P1-M622-04THM | Productivity1000 PLC, 24 VDC required, Ethernet, serial and USB C ports, battery backup, microSD card slot, Analog Input: 4-channel, thermocouple. | Stock | 299
Productivity1000 Remote I/O Expansion Modules
P1-RX | Productivity1000 remote I/O module, 1 port, (1) Ethernet (RJ45) port(s). For use with P1-550, P2-550 and P2-622 CPUs. | Stock | 99
Productivity1000 Power Supplies
P1-01AC | Productivity1000 AC/DC power supply, 120-240 VAC or 125 VDC nominal input. External power supply optional. For applications not exceeding (8) P1000 modules. | Stock | 52
P1-01DC | Productivity1000 DC power supply, 12-24 VDC nominal input. External power supply optional. For applications not exceeding (8) P1000 modules. | Stock | 59
P1-02AC | Productivity1000 AC power supply, 120-240 VAC or 125 VDC nominal input. External power supply optional. For applications exceeding (8) P1000 modules. | Stock | 67
Productivity1000 DC and Combo I/O Modules
P1-08ND3 | Productivity1000 discrete input module, 8-point, 12-24 VDC, sinking/sourcing, 2 common(s), 4 point(s) per common. Requires P1-10RTB or P1-10RTB-1 removable terminal block or ZIPLink pre-wired cables. | Stock | 38
P1-08NE3 | Productivity1000 discrete input module, 8-point, 24 VAC/VDC, sinking/sourcing, 2 isolated common(s), 4 point(s) per common. Requires P1-10RTB or P1-10RTB-1 removable terminal block or ZIPLink pre-wired cables. | Stock | 49
P1-16ND3 | Productivity1000 discrete input module, 16-point, 12-24 VDC, sinking/sourcing, 2 isolated common(s), 8 point(s) per common. Requires P2-RTB or P2-RTB-1 removable terminal block or ZIPLink pre-wired cables. | Stock | 49
P1-16NE3 | Productivity1000 discrete input module, 16-point, 24 VAC/VDC, sinking/sourcing, 2 isolated common(s), 8 point(s) per common. Requires P2-RTB or P2-RTB-1 removable terminal block or ZIPLink pre-wired cables. | Stock | 77
P1-08ND-TTL | Productivity1000 discrete input module, 8-point, 3.3-5 VDC, sinking/sourcing/TTL, 2 common(s), 4 point(s) per common. Requires P1-10RTB or P1-10RTB-1 removable terminal block or ZIPLink pre-wired cables. | Stock | 48
P1-08TD1 | Productivity1000 discrete output module, 8-point, 3.3-24 VDC, sinking, 1 common(s), 8 point(s) per common, 1A/point. Requires P1-10RTB or P1-10RTB-1 removable terminal block or ZIPLink pre-wired cables. | Stock | 49
P1-08TD2 | Productivity1000 discrete output module, 8-point, 12-24 VDC, sourcing, 1 common(s), 8 point(s) per common, 1A/point. Requires P1-10RTB or P1-10RTB-1 removable terminal block or ZIPLink pre-wired cables. | Stock | 43
P1-15TD1 | Productivity1000 discrete output module, 15-point, 3.3-24 VDC, sinking, 2 common(s), 8 point(s) per common, 1A/point. Requires P2-RTB or P2-RTB-1 removable terminal block or ZIPLink pre-wired cables. | Stock | 74
P1-15TD2 | Productivity1000 discrete output module, 15-point, 12-24 VDC, sourcing, 1 common(s), 15 point(s) per common, 1A/point. Requires P2-RTB or P2-RTB-1 removable terminal block or ZIPLink pre-wired cables. | Stock | 49
P1-08TD-TTL | Productivity1000 discrete output module, 8-point, 5 VDC, sourcing/TTL, 2 common(s), 4 point(s) per common, 20 mA/point. Requires P1-10RTB or P1-10RTB-1 removable terminal block or ZIPLink pre-wired cables. | Stock | 63
P1-15CDD1 | Productivity1000 discrete combo module, Input: 8-point, 12-24 VDC, sinking/sourcing, Output: 7-point, 3.3-24 VDC, sinking, 1A/point. Requires P2-RTB or P2-RTB-1 removable terminal block or ZIPLink pre-wired cables. | Stock | 85
P1-15CDD2 | Productivity1000 discrete combo module, Input: 8-point, 12-24 VDC, sinking/sourcing, Output: 7-point, 12-24 VDC, sourcing, 1A/point. Requires P2-RTB or P2-RTB-1 removable terminal block or ZIPLink pre-wired cables. | Stock | 49
P1-12CDRS | Productivity1000 discrete combo module, Input: 8-point, 24 VAC/VDC, sinking/sourcing, Output: 4-point, 6-30 VDC/6-120 VAC, relay, (4) Form A (SPST) relays, 5A/point, 2A/point if used with ZIPLink cable. | Stock | 120
P1-16CDR | Productivity1000 discrete combo module, Input: 8-point, 24 VAC/VDC, sinking/sourcing, Output: 8-point, 6-24 VDC/6-120 VAC, relay, (8) Form A (SPST) relays, 1A/point. Requires P2-RTB or P2-RTB-1 removable terminal block or ZIPLink pre-wired cables. | Stock | 110
Productivity1000 AC I/O Modules
P1-08NA | Productivity1000 discrete input module, 8-point, 120-240 VAC, 2 isolated common(s), 4 point(s) per common. Requires P1-10RTB or P1-10RTB-1 removable terminal block or ZIPLink pre-wired cables. | Stock | 55
P1-08TA | Productivity1000 discrete output module, 8-point, 120-240 VAC, 2 isolated common(s), 4 point(s) per common, 0.5A/point, 4A/common. Requires P1-10RTB or P1-10RTB-1 removable terminal block or ZIPLink pre-wired cables. | Stock | 112
Productivity1000 Relay Output Modules
P1-04TEPS | Productivity1000 relay output module, 4-point, 24 VAC/VDC, (4) solid state relays, 4 isolated common(s), 1 point(s) per common, 1A/point @ 50 deg C, 0.75A/point @ 60 deg C. Requires P1-10RTB or P1-10RTB-1 removable terminal block or ZIPLink pre-wired cables. | Stock | 118
P1-04TRS | Productivity1000 relay output module, 4-point, 5-30 VDC/5-264 VAC, (4) Form C, 4 isolated common(s), 1 point(s) per common, 7A/point. Requires P2-RTB or P2-RTB-1 removable terminal block. | Stock | 73
P1-08TRS | Productivity1000 relay output module, 8-point, 6-24 VDC/6-120 VAC, (6) Form A, (2) Form C, 8 isolated common(s), 1 point(s) per common, 3A/point. Requires P2-RTB or P2-RTB-1 removable terminal block or ZIPLink pre-wired cables. | Stock | 61
P1-16TR | Productivity1000 relay output module, 16-point, 6-24 VDC/6-120 VAC, (16) Form A (SPST) no-suppression, 2 isolated common(s), 8 point(s) per common, 2A/point, 8A/common. Requires P2-RTB or P2-RTB-1 removable terminal block or ZIPLink pre-wired cables. | Stock | 105
Productivity1000 Analog I/O Modules
P1-04AD | Productivity1000 analog input module, 4-channel, current/voltage, 16-bit, external 24 VDC required. Requires P2-RTB or P2-RTB-1 removable terminal block or ZIPLink pre-wired cables. | Stock | 217
P1-04AD-1 | Productivity1000 analog input module, 4-channel, current, 16-bit, external 24 VDC required. Requires P1-10RTB or P1-10RTB-1 removable terminal block or ZIPLink pre-wired cables. | Stock | 139
P1-04AD-2 | Productivity1000 analog input module, 4-channel, voltage, 16-bit, external 24 VDC required. Requires P1-10RTB or P1-10RTB-1 removable terminal block or ZIPLink pre-wired cables. | Stock | 149
P1-04ADL-1 | Productivity1000 analog input module, 4-channel, current, 13-bit, external 24 VDC required. Requires P1-10RTB or P1-10RTB-1 removable terminal block or ZIPLink pre-wired cables. | Stock | 95
P1-04ADL-2 | Productivity1000 analog input module, 4-channel, voltage, 13-bit, external 24 VDC required. Requires P1-10RTB or P1-10RTB-1 removable terminal block or ZIPLink pre-wired cables. | Stock | 95
P1-08ADL-1 | Productivity1000 analog input module, 8-channel, current, 13-bit, external 24 VDC required. Requires P1-10RTB or P1-10RTB-1 removable terminal block or ZIPLink pre-wired cables. | Stock | 128
P1-08ADL-2 | Productivity1000 analog input module, 8-channel, voltage, 13-bit, external 24 VDC required. Requires P1-10RTB or P1-10RTB-1 removable terminal block or ZIPLink pre-wired cables. | Stock | 126
P1-04DAL-1 | Productivity1000 analog output module, 4-channel, current, 12-bit, external 24 VDC required. Requires P1-10RTB or P1-10RTB-1 removable terminal block or ZIPLink pre-wired cables. | Stock | 134
P1-04DAL-2 | Productivity1000 analog output module, 4-channel, voltage, 12-bit, external 24 VDC required. Requires P1-10RTB or P1-10RTB-1 removable terminal block or ZIPLink pre-wired cables. | Stock | 118
P1-08DAL-1 | Productivity1000 analog output module, 8-channel, current, 12-bit, external 24 VDC required. Requires P1-10RTB or P1-10RTB-1 removable terminal block or ZIPLink pre-wired cables. | Stock | 164
P1-08DAL-2 | Productivity1000 analog output module, 8-channel, voltage, 12-bit, external 24 VDC required. Requires P1-10RTB or P1-10RTB-1 removable terminal block or ZIPLink pre-wired cables. | Stock | 152
P1-4ADL2DAL-1 | Productivity1000 analog combo module, Input: 4-channel, current, Output: 2-channel, current. Requires P1-10RTB or P1-10RTB-1 removable terminal block or ZIPLink pre-wired cables. Optional ZIPLink connector modules and pre-wired cables are available. | Stock | 159
P1-4ADL2DAL-2 | Productivity1000 analog combo module, Input: 4-channel, voltage, Output: 2-channel, voltage. Requires P1-10RTB or P1-10RTB-1 removable terminal block or ZIPLink pre-wired cables. Optional ZIPLink connector modules and pre-wired cables are available. | Stock | 147
P1-04RTD | Productivity1000 temperature input module, RTD, 4-channel, 16-bit resolution, input RTD type(s): Pt100, Pt1000, JPt100, Cu10, Cu25 and Ni120. (1) P1-10RTB screw terminal block included. | Stock | 159
P1-04THM | Productivity1000 temperature input module, thermocouple, 4-channel, 16-bit resolution, input thermocouple type(s): J, E, K, R, S, T, B, N, C. (1) P1-10RTB screw terminal block included. | Stock | 172
P1-04THMS | Productivity1000 temperature input module, thermocouple, 4-channel, 16-bit resolution, isolated, input thermocouple type(s): J, E, K, R, S, T, B, N, C. (1) P2-RTB screw terminal block included. | Stock | 219
P1-04NTC | Productivity1000 temperature input module, thermistor, 4-channel, 16-bit resolution, input thermistor type(s): 2252, 10K-AN Type 3, 10K-CP Type 2, 5K, 3K and 1.8K ohm. (1) P1-10RTB screw terminal block included. | Stock | 172
Productivity1000 Motion and Specialty Modules
PS-AMC1 | ProductivityMotion 1-axis motion controller, 1 MHz maximum switching frequency, 6 high-speed input point(s), sinking, 1-channel, differential encoder input(s), 3 high-speed output point(s), sinking/sourcing, 1-channel, differential output(s). | Stock | 331
PS-AMC2 | ProductivityMotion 2-axis motion controller, 1 MHz maximum switching frequency, 12 high-speed input point(s), sinking, 2-channel, differential encoder input(s), 6 high-speed output point(s), sinking/sourcing, 2-channel, differential output(s). | Stock | 401
PS-AMC3 | ProductivityMotion 3-axis motion controller, 1 MHz maximum switching frequency, 18 high-speed input point(s), sinking, 3-channel, differential encoder input(s), 9 high-speed output point(s), sinking/sourcing, 3-channel, differential output(s). | Stock | 472
PS-AMC4 | ProductivityMotion 4-axis motion controller, 1 MHz maximum switching frequency, 24 high-speed input point(s), sinking, 4-channel, differential encoder input(s), 12 high-speed output point(s), sinking/sourcing, 4-channel, differential output(s). | Stock | 542
P1-02HSC | Productivity1000 counter input module, 100 kHz maximum switching frequency, 2 high-speed input point(s), 5-24 VDC, sinking/sourcing, 2-channel, single-ended encoder input(s), external 24 VDC required. | Stock | 86
P1-04PWM | Productivity1000 high-speed pulse width modulation output module, 5-24 VDC, sinking/sourcing, 4-channel, single-ended output(s), external 5-24 VDC required. | Stock | 95
P1-08SIM | Productivity1000 simulator input module, 8-point. | Stock | 52
Accessories for Productivity1000 PLCs
PS-PGMSW | Productivity Suite Windows programming and documentation software, USB or free download. For use with Productivity series CPUs. | Stock | 22
P1-10RTB | Productivity1000 terminal block, 10-pin screw type. For use with Productivity1000 I/O modules. | Stock | 7.5
P1-10RTB-1 | Productivity1000 terminal block, 10-pin spring clamp. For use with Productivity1000 I/O modules. | Stock | 7.5
PCON-KIT | AutomationDirect connector kit, replacement. For use with Productivity Series modules. Includes (1) P3-RS485CON 3-wire connector, (1) P3-RS485CON-1 4-wire connector and (1) Productivity1000 CPU power connector. | Stock | 11
PCON-KIT2 | AutomationDirect connector kit, replacement. For use with ProductivityMotion controllers. Includes (1) power terminal block, (1) enable/ready terminal block, (2) encoder feedback terminal blocks and (2) P2-RTB terminal blocks. | Stock | 40
P1-USER-M | Productivity1000 user manual, free download only. For use with all Productivity1000 CPUs and I/O modules. | Stock | 0
Productivity2000 PLC CPUs
P2-622 | Productivity2000 CPU, up to 50 MB ladder memory, 4 x 10 character OLED display, microSD card slot, (2) Ethernet 10/100Base-T (RJ45), (1) RS-232/RS-485 (RJ12), (1) RS-232/RS-485 (4-pin terminal) and (1) USB C port(s), battery included. | Stock | 302
P2-550 | Productivity2000 CPU, up to 50 MB ladder memory, 4 x 10 character OLED display, microSD card slot, (2) Ethernet 10/100Base-T (RJ45), (1) RS-232 (RJ12), (1) RS-485 (3-pin terminal) and (1) microB-USB port(s), battery included. | Stock | 365
P2-START2 | Productivity2000 starter kit with Ethernet. | Stock | 681
Productivity2000 Remote I/O Expansion Modules
P2-RS | Productivity2000 remote I/O module, 4 ports, (1) Ethernet (RJ45), (1) RS-232 (RJ12), (1) RS-485 (3-pin terminal) and (1) microB-USB port(s), 4 x 10 character OLED display. | Stock | 332
Productivity2000 Bases
P2-04B | Productivity2000 I/O base, 4-slot, DIN rail or flush mount. Requires P2-01AC, P2-01DCAC or P2-01DC power supply. Holds power supply, CPU and (4) I/O modules. | Stock | 108
P2-07B | Productivity2000 I/O base, 7-slot, DIN rail or flush mount. Requires P2-01AC, P2-01DCAC or P2-01DC power supply. Holds power supply, CPU and (7) I/O modules. | Stock | 145
P2-11B | Productivity2000 I/O base, 11-slot, DIN rail or flush mount. Requires P2-01AC, P2-01DCAC or P2-01DC power supply. Holds power supply, CPU and (11) I/O modules. | Stock | 195
P2-15B | Productivity2000 I/O base, 15-slot, DIN rail or flush mount. Requires P2-01AC, P2-01DCAC or P2-01DC power supply. Holds power supply, CPU and (15) I/O modules. | Stock | 228
Productivity2000 Power Supplies
P2-02DC | Productivity2000 DC base power supply, 24 VDC nominal input. (1) power supply required per base. | Stock | 86
P2-01AC | Productivity2000 AC base power supply, 100-240 VAC/125 VDC nominal input. (1) power supply required per base. | Stock | 105
P2-01DC | Productivity2000 DC base power supply, 24-48 VDC nominal input. (1) power supply required per base. | Stock | 117
P2-01DCAC | Productivity2000 AC/DC base power supply, 12-24 VDC/24 VAC nominal input. (1) power supply required per base. | Stock | 120
Productivity2000 DC I/O Modules
P2-08ND3-1 | Productivity2000 discrete input module, 8-point, 12-24 VDC, sinking/sourcing, 2 isolated common(s), 4 point(s) per common. Requires P2-RTB or P2-RTB-1 removable terminal block or ZIPLink pre-wired cables. | Stock | 72
P2-08NE3 | Productivity2000 discrete input module, 8-point, 24 VAC/VDC, sinking/sourcing, 2 isolated common(s), 4 point(s) per common. Requires P2-RTB or P2-RTB-1 removable terminal block or ZIPLink pre-wired cables. | Stock | 59
P2-16ND3-1 | Productivity2000 discrete input module, 16-point, 12-24 VDC, sinking/sourcing, 2 isolated common(s), 8 point(s) per common. Requires P2-RTB or P2-RTB-1 removable terminal block or ZIPLink pre-wired cables. | Stock | 100
P2-16ND-TTL | Productivity2000 discrete input module, 16-point, 3.3-5 VDC, sinking/sourcing/TTL, 2 common(s), 8 point(s) per common. Requires P2-RTB or P2-RTB-1 removable terminal block or ZIPLink pre-wired cables. | Stock | 101
P2-16NE3 | Productivity2000 discrete input module, 16-point, 24 VAC/VDC, sinking/sourcing, 2 isolated common(s), 8 point(s) per common. Requires P2-RTB or P2-RTB-1 removable terminal block or ZIPLink pre-wired cables. | Stock | 101
P2-32ND3-1 | Productivity2000 discrete input module, 32-point, 12-24 VDC, sinking/sourcing, 4 isolated common(s), 8 point(s) per common. Requires ZIPLink connector modules and pre-wired cables. | Stock | 148
P2-32NE3 | Productivity2000 discrete input module, 32-point, 24 VAC/VDC, sinking/sourcing, 4 isolated common(s), 8 point(s) per common. Requires ZIPLink connector modules and pre-wired cables. | Stock | 148
P2-08TD1P | Productivity2000 discrete output module, 8-point, 12-24 VDC, sinking, 1 common(s), 8 point(s) per common, 0.25A/point, short circuit and overload protection. Requires P2-RTB or P2-RTB-1 removable terminal block or ZIPLink pre-wired cables. | Stock | 60
P2-08TD1S | Productivity2000 discrete output module, 8-point, 3.3-24 VDC, sinking, 2 isolated common(s), 4 point(s) per common, 2A/point. Requires P2-RTB or P2-RTB-1 removable terminal block or ZIPLink pre-wired cables. | Stock | 70
P2-08TD2P | Productivity2000 discrete output module, 8-point, 24 VDC, sourcing, 9 common(s), 1 point(s) per common, 0.25A/point, short circuit and overload protection. Requires P2-RTB or P2-RTB-1 removable terminal block or ZIPLink pre-wired cables. | Stock | 60
P2-08TD2S | Productivity2000 discrete output module, 8-point, 12-24 VDC, sourcing, 2 isolated common(s), 4 point(s) per common, 2A/point. Requires P2-RTB or P2-RTB-1 removable terminal block or ZIPLink pre-wired cables. | Stock | 70
P2-15TD1 | Productivity2000 discrete output module, 15-point, 3.3-24 VDC, sinking, 2 common(s), 8 point(s) per common, 1A/point. Requires P2-RTB or P2-RTB-1 removable terminal block or ZIPLink pre-wired cables. | Stock | 97
P2-15TD2 | Productivity2000 discrete output module, 15-point, 12-24 VDC, sourcing, 1 common(s), 15 point(s) per common, 1A/point. Requires P2-RTB or P2-RTB-1 removable terminal block or ZIPLink pre-wired cables. | Stock | 95
P2-16TD1P | Productivity2000 discrete output module, 16-point, 12-24 VDC, sinking, 1 common(s), 16 point(s) per common, 0.25A/point, short circuit and overload protection. Requires P2-RTB or P2-RTB-1 removable terminal block or ZIPLink pre-wired cables. | Stock | 101
P2-16TD2P | Productivity2000 discrete output module, 16-point, 24 VDC, sourcing, 1 common(s), 16 point(s) per common, 0.25A/point, short circuit and overload protection. Requires P2-RTB or P2-RTB-1 removable terminal block or ZIPLink pre-wired cables. | Stock | 101
P2-16TD-TTL | Productivity2000 discrete output module, 16-point, 5 VDC, sourcing/TTL, 2 common(s), 8 point(s) per common, 20 mA/point. Requires P2-RTB or P2-RTB-1 removable terminal block or ZIPLink pre-wired cables. | Stock | 116
P2-32TD1P | Productivity2000 discrete output module, 32-point, 12-24 VDC, sinking, 4 common(s), 8 point(s) per common, 0.2A/point, short circuit and overload protection. Requires ZIPLink connector modules and pre-wired cables. | Stock | 148
P2-32TD2P | Productivity2000 discrete output module, 32-point, 24 VDC, sourcing, 4 common(s), 8 point(s) per common, 0.2A/point, short circuit and overload protection. Requires ZIPLink connector modules and pre-wired cables. | Stock | 148
Productivity2000 AC I/O Modules
P2-08NAS | Productivity2000 discrete input module, 8-point, 120 VAC, 8 isolated common(s), 1 point(s) per common. Requires P2-RTB or P2-RTB-1 removable terminal block or ZIPLink pre-wired cables. | Stock | 113
P2-16NA | Productivity2000 discrete input module, 16-point, 120-240 VAC, 2 isolated common(s), 8 point(s) per common. Requires P2-RTB or P2-RTB-1 removable terminal block or ZIPLink pre-wired cables. | Stock | 154
P2-08TAS | Productivity2000 discrete output module, 8-point, 120 VAC, 8 isolated common(s), 1 point(s) per common, 1A/point. Requires P2-RTB or P2-RTB-1 removable terminal block or ZIPLink pre-wired cables. | Stock | 154
P2-16TA | Productivity2000 discrete output module, 16-point, 120-240 VAC, 2 common(s), 8 point(s) per common, 0.5A/point, 4A/common. Requires P2-RTB or P2-RTB-1 removable terminal block or ZIPLink pre-wired cables. | Stock | 190
Productivity2000 Relay Output Modules
P2-06TRS | Productivity2000 relay output module, 6-point, 5-30 VDC/5-264 VAC, (5) Form A, (1) Form C, 6 isolated common(s), 1 point(s) per common, 7A/point. Requires P2-RTB13 or P2-RTB13-1 removable terminal block. | Stock | 111
P2-08TEPS | Productivity2000 relay output module, 8-point, 24 VAC/VDC, (8) solid state relays, 8 isolated common(s), 1 point(s) per common, 1A/point @ 40 deg C, 0.5A/point @ 60 deg C. Requires P2-RTB or P2-RTB-1 removable terminal block or ZIPLink pre-wired cables. | Stock | 160
P2-08TRS | Productivity2000 relay output module, 8-point, 6-24 VDC/6-120 VAC, (6) Form A, (2) Form C, 8 isolated common(s), 1 point(s) per common, 4A/point. Requires P2-RTB or P2-RTB-1 removable terminal block or ZIPLink pre-wired cables. | Stock | 73
P2-16TR | Productivity2000 relay output module, 16-point, 6-24 VDC/6-240 VAC, (16) Form A, 2 isolated common(s), 8 point(s) per common, 1A/point, 8A/common. Requires P2-RTB or P2-RTB-1 removable terminal block or ZIPLink pre-wired cables. | Stock | 137
Productivity2000 Analog I/O Modules
P2-04AD | Productivity2000 analog input module, 4-channel, current/voltage, 16-bit, external 24 VDC required. Requires P2-RTB or P2-RTB-1 removable terminal block or ZIPLink pre-wired cables. | Stock | 288
P2-04AD-1 | Productivity2000 analog input module, 4-channel, current, 16-bit, external 24 VDC required. Requires P2-RTB or P2-RTB-1 removable terminal block or ZIPLink pre-wired cables. | Stock | 217
P2-04AD-2 | Productivity2000 analog input module, 4-channel, voltage, 16-bit, external 24 VDC required. Requires P2-RTB or P2-RTB-1 removable terminal block or ZIPLink pre-wired cables. | Stock | 224
P2-08AD-1 | Productivity2000 analog input module, 8-channel, current, 16-bit, external 24 VDC required. Requires P2-RTB or P2-RTB-1 removable terminal block or ZIPLink pre-wired cables. | Stock | 303
P2-08AD-2 | Productivity2000 analog input module, 8-channel, voltage, 16-bit, external 24 VDC required. Requires P2-RTB or P2-RTB-1 removable terminal block or ZIPLink pre-wired cables. | Stock | 333
P2-08ADL-1 | Productivity2000 analog input module, 8-channel, current, 13-bit, external 24 VDC required. Requires P2-RTB or P2-RTB-1 removable terminal block or ZIPLink pre-wired cables. | Stock | 212
P2-08ADL-2 | Productivity2000 analog input module, 8-channel, voltage, 13-bit, external 24 VDC required. Requires P2-RTB or P2-RTB-1 removable terminal block or ZIPLink pre-wired cables. | Stock | 230
P2-16AD-1 | Productivity2000 analog input module, 16-channel, current, 16-bit, external 24 VDC required. Requires ZIPLink connector modules and pre-wired cables. | Stock | 366
P2-16AD-2 | Productivity2000 analog input module, 16-channel, voltage, 16-bit, external 24 VDC required. Requires ZIPLink connector modules and pre-wired cables. | Stock | 406
P2-16ADL-1 | Productivity2000 analog input module, 16-channel, current, 13-bit, external 24 VDC required. Requires ZIPLink connector modules and pre-wired cables. | Stock | 261
P2-16ADL-2 | Productivity2000 analog input module, 16-channel, voltage, 13-bit, external 24 VDC required. Requires ZIPLink connector modules and pre-wired cables. | Stock | 289
P2-04DA | Productivity2000 analog output module, 4-channel, current/voltage, 16-bit, external 24 VDC required. Requires P2-RTB or P2-RTB-1 removable terminal block or ZIPLink pre-wired cables. | Stock | 286
P2-04DA-1 | Productivity2000 analog output module, 4-channel, current, 16-bit, external 24 VDC required. Requires P2-RTB or P2-RTB-1 removable terminal block or ZIPLink pre-wired cables. | Stock | 217
P2-04DA-2 | Productivity2000 analog output module, 4-channel, voltage, 16-bit, external 24 VDC required. Requires P2-RTB or P2-RTB-1 removable terminal block or ZIPLink pre-wired cables. | Stock | 212
P2-04DAL-1 | Productivity2000 analog output module, 4-channel, current, 12-bit, external 24 VDC required. Requires P2-RTB or P2-RTB-1 removable terminal block or ZIPLink pre-wired cables. | Stock | 162
P2-04DAL-2 | Productivity2000 analog output module, 4-channel, voltage, 12-bit, external 24 VDC required. Requires P2-RTB or P2-RTB-1 removable terminal block or ZIPLink pre-wired cables. | Stock | 151
P2-08DA-1 | Productivity2000 analog output module, 8-channel, current, 16-bit, external 24 VDC required. Requires P2-RTB or P2-RTB-1 removable terminal block or ZIPLink pre-wired cables. | Stock | 398
P2-08DA-2 | Productivity2000 analog output module, 8-channel, voltage, 16-bit, external 24 VDC required. Requires P2-RTB or P2-RTB-1 removable terminal block or ZIPLink pre-wired cables. | Stock | 365
P2-08DAL-1 | Productivity2000 analog output module, 8-channel, current, 12-bit, external 24 VDC required. Requires P2-RTB or P2-RTB-1 removable terminal block or ZIPLink pre-wired cables. | Stock | 297
P2-08DAL-2 | Productivity2000 analog output module, 8-channel, voltage, 12-bit, external 24 VDC required. Requires P2-RTB or P2-RTB-1 removable terminal block or ZIPLink pre-wired cables. | Stock | 288
P2-16DA-1 | Productivity2000 analog output module, 16-channel, current, 16-bit, external 24 VDC required. Requires ZIPLink connector modules and pre-wired cables. | Stock | 521
P2-16DA-2 | Productivity2000 analog output module, 16-channel, voltage, 16-bit, external 24 VDC required. Requires ZIPLink connector modules and pre-wired cables. | Stock | 499
P2-16DAL-1 | Productivity2000 analog output module, 16-channel, current, 12-bit, external 24 VDC required. Requires ZIPLink connector modules and pre-wired cables. | Stock | 371
P2-16DAL-2 | Productivity2000 analog output module, 16-channel, voltage, 12-bit, external 24 VDC required. Requires ZIPLink connector modules and pre-wired cables. | Stock | 355
P2-8AD4DA-1 | Productivity2000 analog combo module, Input: 8-channel, current, Output: 4-channel, current. Requires P2-RTB or P2-RTB-1 removable terminal block or ZIPLink pre-wired cables. | Stock | 456
P2-8AD4DA-2 | Productivity2000 analog combo module, Input: 8-channel, voltage, Output: 4-channel, voltage. Requires P2-RTB or P2-RTB-1 removable terminal block or ZIPLink pre-wired cables. | Stock | 456
P2-06RTD | Productivity2000 temperature input module, RTD, 6-channel, 16-bit resolution, input RTD type(s): Pt100, Pt1000, JPt100, Cu10, Cu25 and Ni120. (1) P2-RTB screw terminal block included. | Stock | 476
P2-08NTC | Productivity2000 temperature input module, thermistor, 8-channel, 16-bit resolution, input thermistor type(s): 2252, 10K-AN Type 3, 10K-CP Type 2, 5K, 3K and 1.8K ohm. (1) P2-RTB screw terminal block included. | Stock | 424
P2-08THMS | Productivity2000 temperature input module, thermocouple, 8-channel, 16-bit resolution, isolated, input thermocouple type(s): J, E, K, R, S, T, B, N, C. (1) P2-RTB screw terminal block included. | Stock | 475
P2-08THM | Productivity2000 temperature input module, thermocouple, 8-channel, 16-bit resolution, input thermocouple type(s): J, E, K, R, S, T, B, N, C. (1) P2-RTB screw terminal block included. | Stock | 468
Productivity2000 Communications and Networking Modules
P2-SCM | Productivity2000 communication module, Modbus RTU and ASCII, 4 ports, (3) RS-232 (RJ12) and (1) RS-485 (4-pin terminal) port(s). | Stock | 242
GS-EDRV100 | AutomationDirect ethernet communication module, (1) Ethernet 10/100Base-T (RJ45) and (1) RS-232/RS-485 (RJ12) port(s), (12) simultaneous Ethernet connections, (1) serial device(s), 12-48 VDC required. For use with GS1, GS2, GS3 and GS4 series AC drives. | Stock | 274
Productivity2000 Motion and Specialty Modules
P2-HSI | Productivity2000 pulse input module, 1 MHz maximum switching frequency, 2 high-speed input point(s), 5-24 VDC, sinking/sourcing, 2-channel, differential and single-ended encoder input(s), 4 high-speed output point(s), 5-24 VDC, sinking/sourcing, external 24 VDC required. | Stock | 288
P2-HSO | Productivity2000 pulse output module, 1 MHz maximum switching frequency, 4 high-speed output point(s), 5-24 VDC, sinking/sourcing, 2-channel, differential and single-ended output(s), 6 high-speed input point(s), 5-24 VDC, sinking/sourcing, external 24 VDC required. | Stock | 288
P2-02HSC | Productivity2000 counter input module, 100 kHz maximum switching frequency, 2 high-speed input point(s), 5-24 VDC, sinking/sourcing, 2-channel, single-ended encoder input(s), external 24 VDC required. | Stock | 120
P2-04PWM | Productivity2000 high-speed pulse width modulation output module, 5-24 VDC, sinking/sourcing, 4-channel, single-ended output(s), external 5-24 VDC required. | Stock | 132
P2-08SIM | Productivity2000 simulator input module, 8-point. | Stock | 69
Accessories for Productivity2000 PLCs
P2-FILL | Productivity2000 filler module. | Stock | 16.5
P2-RTB | Productivity2000 terminal block, 18-pin screw type. For use with Productivity1000 and Productivity2000 I/O modules. | Stock | 10
P2-RTB-1 | Productivity2000 terminal block, 18-pin spring clamp. For use with Productivity1000 and Productivity2000 I/O modules. | Stock | 10
P2-RTB13 | Productivity2000 terminal block, 13-pin screw type. For use with Productivity2000 P2-06TRS relay output module. | Stock | 11.5
P2-RTB13-1 | Productivity2000 terminal block, 13-pin spring clamp. For use with Productivity2000 P2-06TRS relay output module. | Stock | 11.5
P2-USER-M | Productivity2000 user manual, free download only. For use with all Productivity2000 CPUs and I/O modules. | Stock | 0
MICSD-16G | AutomationDirect standard memory card, 16 GB microSD. For use with all products with microSD memory card slot. | Stock | 18.5
Productivity3000 Controller CPUs
P3-622 | Productivity3000 CPU, up to 50 MB ladder memory, 4 x 10 character LCD display, USB A storage, (2) Ethernet 10/100Base-T (RJ45), (1) RS-232/RS-485 (RJ12), (1) RS-232/RS-485 (4-pin terminal), (1) USB A expansion and (1) USB B port(s), battery included. | Stock | 550
P3-550E | Productivity3000 CPU, up to 50 MB ladder memory, 4 x 10 character LCD display, USB A storage, (2) Ethernet 10/100Base-T (RJ45), (1) RS-232 (RJ12), (1) RS-485 (3-pin terminal) and (1) USB A expansion port(s), battery included. | Stock | 750
P3-530 | Productivity3000 CPU, up to 25 MB ladder memory, USB A storage, (1) Ethernet 10/100Base-T (RJ45), (1) RS-232 (RJ12), (1) RS-485 (3-pin terminal) and (1) USB A expansion port(s), battery included. | Stock | 458
Productivity3000 Controller Remote I/O
P3-RX | Productivity3000 remote I/O module, 4 ports, (1) Ethernet (RJ45), (1) RS-232 (RJ12), (1) RS-485 (3-pin terminal) and (1) USB A port(s). | Stock | 499
Productivity3000 Controller Expansion I/O
P3-EX | Productivity3000 local I/O expansion module, 2 ports, (1) USB A and (1) USB B port(s). | Stock | 140
Productivity3000 Bases
P3-03B | Productivity3000 I/O base, 3-slot, DIN rail or flush mount. Requires P3-01AC or P3-01DC power supply. Holds power supply, CPU and (3) I/O modules. | Stock | 224
P3-05B | Productivity3000 I/O base, 5-slot, DIN rail or flush mount. Requires P3-01AC or P3-01DC power supply. Holds power supply, CPU and (5) I/O modules. | Stock | 259
P3-08B | Productivity3000 I/O base, 8-slot, DIN rail or flush mount. Requires P3-01AC or P3-01DC power supply. Holds power supply, CPU and (8) I/O modules. | Stock | 323
P3-11B | Productivity3000 I/O base, 11-slot, DIN rail or flush mount. Requires P3-01AC or P3-01DC power supply. Holds power supply, CPU and (11) I/O modules. | Stock | 385
Productivity3000 Power Supplies
P3-01AC | Productivity3000 AC base power supply, 100-240 VAC nominal input. (1) power supply required per base. | Stock | 255
P3-01DC | Productivity3000 DC base power supply, 24-48 VDC nominal input. (1) power supply required per base. | Stock | 266
Productivity3000 DC I/O Modules
P3-08ND3S | Productivity3000 discrete input module, 8-point, 12-24 VDC, sinking/sourcing, 8 isolated common(s), 1 point(s) per common. Requires P3-RTB removable terminal block or ZIPLink pre-wired cables. | Stock | 111
P3-16ND3 | Productivity3000 discrete input module, 16-point, 12-24 VDC, sinking/sourcing, 4 isolated common(s), 4 point(s) per common. Requires P3-RTB removable terminal block or ZIPLink pre-wired cables. | Stock | 159
P3-32ND3 | Productivity3000 discrete input module, 32-point, 24 VDC, sinking/sourcing, 4 isolated common(s), 8 point(s) per common. Requires ZIPLink connector modules and pre-wired cables. | Stock | 215
P3-64ND3 | Productivity3000 discrete input module, 64-point, 24 VDC, sinking/sourcing, 8 isolated common(s), 8 point(s) per common. Requires ZIPLink connector modules and pre-wired cables. | Stock | 290
P3-08TD1S | Productivity3000 discrete output module, 8-point, 6-24 VDC, sinking, 4 isolated common(s), 2 point(s) per common, 2A/point, 4A/common. Requires P3-RTB removable terminal block or ZIPLink pre-wired cables. | Stock | 168
P3-08TD2S | Productivity3000 discrete output module, 8-point, 6-24 VDC, sourcing, 4 isolated common(s), 2 point(s) per common, 2A/point, 4A/common. Requires P3-RTB removable terminal block or ZIPLink pre-wired cables. | Stock | 173
P3-16TD1 | Productivity3000 discrete output module, 16-point, 6-24 VDC, sinking, 2 isolated common(s), 8 point(s) per common, 0.5A/point, 4A/common. Requires P3-RTB removable terminal block or ZIPLink pre-wired cables. | Stock | 175
P3-16TD2 | Productivity3000 discrete output module, 16-point, 6-24 VDC, sourcing, 2 isolated common(s), 8 point(s) per common, 0.5A/point, 4A/common. Requires P3-RTB removable terminal block or ZIPLink pre-wired cables. | Stock | 180
P3-32TD1 | Productivity3000 discrete output module, 32-point, 6-24 VDC, sinking, 4 isolated common(s), 8 point(s) per common, 0.3A/point, 2.4A/common. Requires ZIPLink connector modules and pre-wired cables. | Stock | 228
P3-32TD2 | Productivity3000 discrete output module, 32-point, 24 VDC, sourcing, 4 isolated common(s), 8 point(s) per common, 0.2A/point, 1.6A/common. Requires ZIPLink connector modules and pre-wired cables. | Stock | 218
P3-64TD1 | Productivity3000 discrete output module, 64-point, 6-24 VDC, sinking, 8 isolated common(s), 8 point(s) per common, 0.1A/point, 0.8A/common. Requires ZIPLink connector modules and pre-wired cables. | Stock | 326
P3-64TD2 | Productivity3000 discrete output module, 64-point, 24 VDC, sourcing, 8 isolated common(s), 8 point(s) per common, 0.1A/point, 0.8A/common. Requires ZIPLink connector modules and pre-wired cables. | Stock | 295
Productivity3000 AC I/O Modules
P3-08NAS | Productivity3000 discrete input module, 8-point, 120-240 VAC, 8 isolated common(s), 1 point(s) per common. Requires P3-RTB removable terminal block or ZIPLink pre-wired cables. | Stock | 136
P3-16NA | Productivity3000 discrete input module, 16-point, 120-240 VAC, 4 isolated common(s), 4 point(s) per common. Requires P3-RTB removable terminal block or ZIPLink pre-wired cables. | Stock | 167
P3-08TAS | Productivity3000 discrete output module, 8-point, 120-240 VAC, 8 common(s), 8 isolated common(s), 1 point(s) per common, 1A @ 40 deg C, 0.7A @ 60 deg C. Requires P3-RTB removable terminal block or ZIPLink pre-wired cables. | Stock | 217
P3-16TA | Productivity3000 discrete output module, 16-point, 120-240 VAC, 2 isolated common(s), 8 point(s) per common, 0.5A/point, 4A/common. Requires P3-RTB removable terminal block or ZIPLink pre-wired cables. | Stock | 225
Productivity3000 Relay Output Modules
P3-08TRS | Productivity3000 relay output module, 8-point, 6-24 VDC/6-240 VAC, (8) Form A, 8 isolated common(s), 1 point(s) per common, 1.75A/point. Requires P3-RTB removable terminal block or ZIPLink pre-wired cables. | Stock | 191
P3-08TRS-1 | Productivity3000 relay output module, 8-point, 6-24 VDC/6-240 VAC, (4) Form A, (4) Form C, 8 isolated common(s), 1 point(s) per common, 6.3A/point. Requires P3-RTB removable terminal block or ZIPLink pre-wired cables. | Stock | 217
P3-16TR | Productivity3000 relay output module, 16-point, 6-24 VDC/6-240 VAC, (16) Form A, 2 isolated common(s), 8 point(s) per common, 1.25A/point, 6.3A/common. Requires P3-RTB removable terminal block or ZIPLink pre-wired cables. | Stock | 190
Productivity3000 Analog I/O Modules
P3-04ADS | Productivity3000 analog input module, 4-channel, current/voltage, 16-bit, isolated. Requires P3-RTB removable terminal block or ZIPLink pre-wired cables. | Stock | 810
P3-08AD | Productivity3000 analog input module, 8-channel, current/voltage, 16-bit, external 24 VDC required. Requires P3-RTB removable terminal block or ZIPLink pre-wired cables. | Stock | 440
P3-16AD-1 | Productivity3000 analog input module, 16-channel, current, 16-bit, external 24 VDC required. Requires P3-RTB removable terminal block or ZIPLink pre-wired cables. | Stock | 600
P3-16AD-2 | Productivity3000 analog input module, 16-channel, voltage, 16-bit, external 24 VDC required. Requires P3-RTB removable terminal block or ZIPLink pre-wired cables. | Stock | 586
P3-08RTD | Productivity3000 temperature input module, RTD, 8-channel, 16-bit resolution, input RTD type(s): Pt100, Pt1000, JPt100, Cu10, Cu25 and Ni120. (1) P3-RTB screw terminal block included. | Stock | 651
P3-08THM | Productivity3000 temperature input module, thermocouple, 8-channel, 16-bit resolution, input thermocouple type(s): J, E, K, R, S, T, B, N, C. (1) P3-RTB screw terminal block included. | Stock | 825
P3-04DA | Productivity3000 analog output module, 4-channel, current/voltage, 16-bit, external 24 VDC required. Requires P3-RTB removable terminal block or ZIPLink pre-wired cables. | Stock | 503
P3-08DA-1 | Productivity3000 analog output module, 8-channel, current, 16-bit, external 24 VDC required. Requires P3-RTB removable terminal block or ZIPLink pre-wired cables. | Stock | 872
P3-08DA-2 | Productivity3000 analog output module, 8-channel, voltage, 16-bit, external 24 VDC required. Requires P3-RTB removable terminal block or ZIPLink pre-wired cables. | Stock | 812
P3-16DA-1 | Productivity3000 analog output module, 16-channel, current, 16-bit, external 24 VDC required. Requires P3-RTB removable terminal block or ZIPLink pre-wired cables. | Stock | 1040
P3-16DA-2 | Productivity3000 analog output module, 16-channel, voltage, 16-bit, external 24 VDC required. Requires P3-RTB removable terminal block or ZIPLink pre-wired cables. | Stock | 1020
P3-8AD4DA-1 | Productivity3000 analog combo module, Input: 8-channel, current, Output: 4-channel, current. Requires P3-RTB removable terminal block or ZIPLink pre-wired cables. | Stock | 670
P3-8AD4DA-2 | Productivity3000 analog combo module, Input: 8-channel, voltage, Output: 4-channel, voltage. Requires P3-RTB removable terminal block or ZIPLink pre-wired cables. Optional ZIPLink connector modules and pre-wired cables are available. | Stock | 691
Productivity3000 Communications and Networking Modules
P3-SCM | Productivity3000 communication module, Modbus RTU and ASCII, 4 ports, (3) RS-232 (RJ12) and (1) RS-232 (RJ12) or RS-485 (4-pin terminal) port(s). | Stock | 532
Productivity3000 Motion and Specialty Modules
P3-16SIM | Productivity3000 simulator input module, 16-point. | Stock | 219
P3-HSI | Productivity3000 pulse input module, 1 MHz maximum switching frequency, 2 high-speed input point(s), 5-24 VDC, sinking/sourcing, 2-channel, differential and single-ended encoder input(s), 4 high-speed output point(s), 5-24 VDC, sinking/sourcing, external 24 VDC required. | Stock | 630
P3-HSO | Productivity3000 pulse output module, 1 MHz maximum switching frequency, 4 high-speed output point(s), 5-24 VDC, sinking/sourcing, 2-channel, differential and single-ended output(s), 6 high-speed input point(s), 5-24 VDC, sinking/sourcing, external 24 VDC required. | Stock | 658
Accessories for Productivity3000 Programmable Controllers
P3-USER-M | Productivity3000 user manual, free download only. For use with all Productivity3000 CPUs and I/O modules. Order separately. | Stock | 0
P3-LCD | Productivity3000 LCD assembly, replacement. For use with P3-550 and P3-550E CPUs. | Stock | 84
P3-FILL | Productivity3000 filler module. | Stock | 33.5
P3-RTB | Productivity3000 terminal block, 18-pin screw terminal. For use with Productivity3000 I/O modules. | Stock | 23
P3-FUSE-1 | Productivity3000 spare fuse, 3.15A. Package of 5. For use with P3-08TAS and P3-08TRS output modules. | Stock | 11.5
P3-FUSE-2 | Productivity3000 spare fuse, 6.3A. Package of 5. For use with P3-16TA, P3-16TR and P3-08TRS-1 output modules. | Stock | 11.5
BRX (Stackable Micro Brick) PLCs and CPUs
BX-DM1E-M-D | BRX Do-more PLC, 12-24 VDC required, Ethernet and serial ports, battery backup, microSD card slot, no on-board I/O. | Stock | 369
BX-DM1E-M | BRX Do-more PLC, 120-240 VAC required, Ethernet and serial ports, battery backup, microSD card slot, no on-board I/O. | Stock | 380
BX-DM1-10AR-D | BRX Do-more PLC, 12-24 VDC required, serial port, battery backup, microSD card slot, Discrete Input: 6-point, AC, Discrete Output: 4-point, relay. | Stock | 213
BX-DM1-10ER-D | BRX Do-more PLC, 12-24 VDC required, serial port, battery backup, microSD card slot, Discrete Input: 6-point, AC/DC, Discrete Output: 4-point, relay. | Stock | 325
BX-DM1-10ED1-D | BRX Do-more PLC, 12-24 VDC required, serial port, battery backup, microSD card slot, Discrete Input: 6-point, AC/DC, Discrete Output: 4-point, sinking. | Stock | 332
BX-DM1-10ED2-D | BRX Do-more PLC, 12-24 VDC required, serial port, battery backup, microSD card slot, Discrete Input: 6-point, AC/DC, Discrete Output: 4-point, sourcing. | Stock | 332
BX-DM1E-10AR3-D | BRX Do-more PLC, 12-24 VDC required, Ethernet and serial ports, battery backup, microSD card slot, Discrete Input: 6-point, AC, Analog Input: 1-channel, current/voltage, Discrete Output: 4-point, relay, Analog Output: 1-channel, current/voltage. | Stock | 411
BX-DM1E-10ER3-D | BRX Do-more PLC, 12-24 VDC required, Ethernet and serial ports, battery backup, microSD card slot, Discrete Input: 6-point, AC/DC, Analog Input: 1-channel, current/voltage, Discrete Output: 4-point, relay, Analog Output: 1-channel, current/voltage. | Stock | 420
BX-DM1E-10ED13-D | BRX Do-more PLC, 12-24 VDC required, Ethernet and serial ports, battery backup, microSD card slot, Discrete Input: 6-point, AC/DC, Analog Input: 1-channel, current/voltage, Discrete Output: 4-point, sinking, Analog Output: 1-channel, current/voltage. | Stock | 405
BX-DM1E-10ED23-D | BRX Do-more PLC, 12-24 VDC required, Ethernet and serial ports, battery backup, microSD card slot, Discrete Input: 6-point, AC/DC, Analog Input: 1-channel, current/voltage, Discrete Output: 4-point, sourcing, Analog Output: 1-channel, current/voltage. | Stock | 404
BX-DM1-18ER-D | BRX Do-more PLC, 12-24 VDC required, serial port, battery backup, microSD card slot, Discrete Input: 10-point, AC/DC, Discrete Output: 8-point, relay. | Stock | 329
BX-DM1-18ED2-D | BRX Do-more PLC, 12-24 VDC required, serial port, battery backup, microSD card slot, Discrete Input: 10-point, AC/DC, Discrete Output: 8-point, sourcing. | Stock | 351
BX-DM1-18ED1-D | BRX Do-more PLC, 12-24 VDC required, serial port, battery backup, microSD card slot, Discrete Input: 10-point, AC/DC, Discrete Output: 8-point, sinking. | Stock | 357
BX-DM1E-18ER3-D | BRX Do-more PLC, 12-24 VDC required, Ethernet and serial ports, battery backup, microSD card slot, Discrete Input: 10-point, AC/DC, Analog Input: 1-channel, current/voltage, Discrete Output: 8-point, relay, Analog Output: 1-channel, current/voltage. | Stock | 469
BX-DM1E-18ED23-D | BRX Do-more PLC, 12-24 VDC required, Ethernet and serial ports, battery backup, microSD card slot, Discrete Input: 10-point, AC/DC, Analog Input: 1-channel, current/voltage, Discrete Output: 8-point, sourcing, Analog Output: 1-channel, current/voltage. | Stock | 469
BX-DM1E-18ED13-D | BRX Do-more PLC, 12-24 VDC required, Ethernet and serial ports, battery backup, microSD card slot, Discrete Input: 10-point, AC/DC, Analog Input: 1-channel, current/voltage, Discrete Output: 8-point, sinking, Analog Output: 1-channel, current/voltage. | Stock | 476
BX-DM1-18AR | BRX Do-more PLC, 120-240 VAC required, serial port, battery backup, microSD card slot, Discrete Input: 10-point, AC, Discrete Output: 8-point, relay. | Stock | 365
BX-DM1-18ER | BRX Do-more PLC, 120-240 VAC required, serial port, battery backup, microSD card slot, Discrete Input: 10-point, AC/DC, Discrete Output: 8-point, relay. | Stock | 374
BX-DM1-18ED2 | BRX Do-more PLC, 120-240 VAC required, serial port, battery backup, microSD card slot, Discrete Input: 10-point, AC/DC, Discrete Output: 8-point, sourcing. | Stock | 388
BX-DM1-18ED1 | BRX Do-more PLC, 120-240 VAC required, serial port, battery backup, microSD card slot, Discrete Input: 10-point, AC/DC, Discrete Output: 8-point, sinking. | Stock | 388
BX-DM1E-18AR3 | BRX Do-more PLC, 120-240 VAC required, Ethernet and serial ports, battery backup, microSD card slot, Discrete Input: 10-point, AC, Analog Input: 1-channel, current/voltage, Discrete Output: 8-point, relay, Analog Output: 1-channel, current/voltage. | Stock | 483
BX-DM1E-18ER3 | BRX Do-more PLC, 120-240 VAC required, Ethernet and serial ports, battery backup, microSD card slot, Discrete Input: 10-point, AC/DC, Analog Input: 1-channel, current/voltage, Discrete Output: 8-point, relay, Analog Output: 1-channel, current/voltage. | Stock | 495
BX-DM1E-18ED23 | BRX Do-more PLC, 120-240 VAC required, Ethernet and serial ports, battery backup, microSD card slot, Discrete Input: 10-point, AC/DC, Analog Input: 1-channel, current/voltage, Discrete Output: 8-point, sourcing, Analog Output: 1-channel, current/voltage. | Stock | 502
BX-DM1E-18ED13 | BRX Do-more PLC, 120-240 VAC required, Ethernet and serial ports, battery backup, microSD card slot, Discrete Input: 10-point, AC/DC, Analog Input: 1-channel, current/voltage, Discrete Output: 8-point, sinking, Analog Output: 1-channel, current/voltage. | Stock | 503
BX-DM1-36ER-D | BRX Do-more PLC, 12-24 VDC required, serial port, battery backup, microSD card slot, Discrete Input: 20-point, AC/DC, Discrete Output: 16-point, relay. | Stock | 391
BX-DM1-36ED2-D | BRX Do-more PLC, 12-24 VDC required, serial port, battery backup, microSD card slot, Discrete Input: 20-point, AC/DC, Discrete Output: 16-point, sourcing. | Stock | 428
BX-DM1-36ED1-D | BRX Do-more PLC, 12-24 VDC required, serial port, battery backup, microSD card slot, Discrete Input: 20-point, AC/DC, Discrete Output: 16-point, sinking. | Stock | 429
BX-DM1E-36ER3-D | BRX Do-more PLC, 12-24 VDC required, Ethernet and serial ports, battery backup, microSD card slot, Discrete Input: 20-point, AC/DC, Analog Input: 4-channel, current/voltage, Discrete Output: 16-point, relay, Analog Output: 2-channel, current/voltage. | Stock | 580
BX-DM1E-36ED23-D | BRX Do-more PLC, 12-24 VDC required, Ethernet and serial ports, battery backup, microSD card slot, Discrete Input: 20-point, AC/DC, Analog Input: 4-channel, current/voltage, Discrete Output: 16-point, sourcing, Analog Output: 2-channel, current/voltage. | Stock | 590
BX-DM1E-36ED13-D | BRX Do-more PLC, 12-24 VDC required, Ethernet and serial ports, battery backup, microSD card slot, Discrete Input: 20-point, AC/DC, Analog Input: 4-channel, current/voltage, Discrete Output: 16-point, sinking, Analog Output: 2-channel, current/voltage. | Stock | 600
BX-DM1-36ER | BRX Do-more PLC, 120-240 VAC required, serial port, battery backup, microSD card slot, Discrete Input: 20-point, AC/DC, Discrete Output: 16-point, relay. | Stock | 444
BX-DM1-36AR | BRX Do-more PLC, 120-240 VAC required, serial port, battery backup, microSD card slot, Discrete Input: 20-point, AC, Discrete Output: 16-point, relay. | Stock | 440
BX-DM1-36ED2 | BRX Do-more PLC, 120-240 VAC required, serial port, battery backup, microSD card slot, Discrete Input: 20-point, AC/DC, Discrete Output: 16-point, sourcing. | Stock | 449
BX-DM1-36ED1 | BRX Do-more PLC, 120-240 VAC required, serial port, battery backup, microSD card slot, Discrete Input: 20-point, AC/DC, Discrete Output: 16-point, sinking. | Stock | 448
BX-DM1E-36ER3 | BRX Do-more PLC, 120-240 VAC required, Ethernet and serial ports, battery backup, microSD card slot, Discrete Input: 20-point, AC/DC, Analog Input: 4-channel, current/voltage, Discrete Output: 16-point, relay, Analog Output: 2-channel, current/voltage. | Stock | 620
BX-DM1E-36AR3 | BRX Do-more PLC, 120-240 VAC required, Ethernet and serial ports, battery backup, microSD card slot, Discrete Input: 20-point, AC, Analog Input: 4-channel, current/voltage, Discrete Output: 16-point, relay, Analog Output: 2-channel, current/voltage. | Stock | 623
BX-DM1E-36ED23 | BRX Do-more PLC, 120-240 VAC required, Ethernet and serial ports, battery backup, microSD card slot, Discrete Input: 20-point, AC/DC, Analog Input: 4-channel, current/voltage, Discrete Output: 16-point, sourcing, Analog Output: 2-channel, current/voltage. | Stock | 626
BX-DM1E-36ED13 | BRX Do-more PLC, 120-240 VAC required, Ethernet and serial ports, battery backup, microSD card slot, Discrete Input: 20-point, AC/DC, Analog Input: 4-channel, current/voltage, Discrete Output: 16-point, sinking, Analog Output: 2-channel, current/voltage. | Stock | 626
BRX Pluggable Option Modules
BX-P-OPCUA | BRX communication POM module, OPC-UA, 1 port, (1) Ethernet 10/100Base-T (RJ45) port(s). For use with all BRX MPUs. | Stock | 189
BX-P-ECOMEX | BRX communication POM module, MQTT Client, MQTTs Client, FTP Client, Do-more protocol, EtherNet/IP, Ethernet remote I/O and Modbus TCP, 1 port, (1) Ethernet 10/100Base-T (RJ45) port(s). For use with Ethernet enabled BRX MPUs. | Stock | 126
BX-P-SPARK | BRX communication POM module, Sparkplug B, 1 port, (1) Ethernet 10/100Base-T (RJ45) port(s). For use with all BRX MPUs. Requires 3rd party Sparkplug B compliant MQTT broker. | Stock | 139
BX-P-ECOMLT | BRX communication POM module, Do-more protocol and Modbus TCP, 1 port, (1) Ethernet 10/100Base-T (RJ45) port(s). For use with all BRX MPUs. | Stock | 105
BX-P-USB-C | BRX communication POM module, Do-more protocol, 1 port, (1) USB C port(s). For use with all BRX MPUs. | Stock | 55
BX-P-USB-B | BRX communication POM module, 1 port, (1) USB B port(s). For use with all BRX MPUs. | Stock | 48.5
BX-P-SER2-RJ12 | BRX communication POM module, Do-more protocol, Modbus RTU and ASCII, 1 port, buffered, (1) RS-232 (RJ12) port(s). For use with all BRX MPUs. | Stock | 80
BX-P-SER2-TERM | BRX communication POM module, Do-more protocol, Modbus RTU and ASCII, 1 port, buffered, (1) RS-232 (3-pin terminal) port(s). For use with all BRX MPUs. BX-RTB03S terminal block included. | Stock | 80
BX-P-SER2-TERMFC | BRX communication POM module, Do-more protocol, Modbus RTU and ASCII, 1 port, buffered, (1) RS-232 (5-pin terminal) port(s). For use with all BRX MPUs. BX-RTB05S terminal block included. | Stock | 83
BX-P-SER4-TERM | BRX communication POM module, Do-more protocol, Modbus RTU and ASCII, 1 port, buffered, (1) RS-485 (3-pin terminal) port(s). For use with all BRX MPUs. BX-RTB03S terminal block included. | Stock | 81
BX-P-SER422-TERM | BRX communication POM module, Do-more protocol, Modbus RTU and ASCII, 1 port, buffered, (1) RS-422 (5-pin terminal) port(s). For use with all BRX MPUs. BX-RTB05S terminal block included. | Stock | 83
BRX PLC Remote I/O Modules
BX-DMIO-M | BRX Do-more I/O controller, (1) Ethernet 10/100Base-T (RJ45) port(s), Do-more I/O controller protocol, up to 100 Mbps, external 120 VAC required. | Stock | 232
BX-DMIO-M-D | BRX Do-more I/O controller, (1) Ethernet 10/100Base-T (RJ45) port(s), Do-more I/O controller protocol, up to 100 Mbps, external 24 VDC required. | Stock | 205
BX-MBIO-M | BRX Modbus I/O controller, (1) Ethernet 10/100Base-T (RJ45) and (1) RS-485 (3-pin terminal) port(s), Modbus RTU and Modbus TCP/IP, up to 115.2k baud and up to 100 Mbps, external 120 VAC required. | Stock | 324
BX-MBIO-M-D | BRX Modbus I/O controller, (1) Ethernet 10/100Base-T (RJ45) and (1) RS-485 (3-pin terminal) port(s), Modbus RTU and Modbus TCP/IP, up to 115.2k baud and up to 100 Mbps, external 24 VDC required. | Stock | 300
BX-EBC100-M | BRX Ethernet base controller, (1) Ethernet 10/100Base-T (RJ45) port(s), Do-more Ethernet remote I/O, Modbus TCP/IP, TCP/IP, UDP/IP and IPX, up to 100 Mbps, external 120 VAC required. | Stock | 341
BX-EBC100-M-D | BRX Ethernet base controller, (1) Ethernet 10/100Base-T (RJ45) port(s), Do-more Ethernet remote I/O, Modbus TCP/IP, TCP/IP, UDP/IP and IPX, up to 100 Mbps, external 24 VDC required. | Stock | 318
BRX PLC DC I/O Modules
BX-08ND3 | BRX discrete input module, 8-point, 12-24 VDC, sinking/sourcing, 2 isolated common(s), 4 point(s) per common. Requires BX-RTB08, BX-RTB08-1 or BX-RTB08-2 terminal block kit or ZIPLink pre-wired cables. | Stock | 52
BX-12ND3 | BRX discrete input module, 12-point, 12-24 VDC, sinking/sourcing, 3 isolated common(s), 4 point(s) per common. Requires BX-RTB08, BX-RTB08-1 or BX-RTB08-2 terminal block kit or ZIPLink pre-wired cables. | Stock | 69
BX-16ND3 | BRX discrete input module, 16-point, 12-24 VDC, sinking/sourcing, 4 isolated common(s), 4 point(s) per common. Requires BX-RTB10, BX-RTB10-1 or BX-RTB10-2 terminal block kit or ZIPLink pre-wired cables. | Stock | 75
BX-32ND3 | BRX discrete input module, 32-point, 12-24 VDC, sinking/sourcing, 4 isolated common(s), 8 point(s) per common. Requires ZIPLink pre-wired cable. | Stock | 148
BX-08NF3 | BRX discrete input module, 8-point, 3-5 VDC, sinking/sourcing/TTL, 2 isolated common(s), 4 point(s) per common. Requires BX-RTB08, BX-RTB08-1 or BX-RTB08-2 terminal block kit or ZIPLink pre-wired cables. | Stock | 51
BX-16NF3 | BRX discrete input module, 16-point, 2-5 VDC, sinking/sourcing/TTL, 4 isolated common(s), 4 point(s) per common. Requires BX-RTB10, BX-RTB10-1 or BX-RTB10-2 terminal block kit or ZIPLink pre-wired cables. | Stock | 73
BX-16NN | BRX discrete input module, 16-point, 48 VDC, sinking/sourcing, 4 isolated common(s), 4 point(s) per common. Requires BX-RTB10, BX-RTB10-1 or BX-RTB10-2 terminal block kit or ZIPLink pre-wired cables. | Stock | 83
BX-08TD1 | BRX discrete output module, 8-point, 12-24 VDC, sinking, 2 isolated common(s), 4 point(s) per common, 0.5A/point. Requires BX-RTB08, BX-RTB08-1 or BX-RTB08-2 terminal block kit or ZIPLink pre-wired cables. | Stock | 63
BX-12TD1 | BRX discrete output module, 12-point, 12-24 VDC, sinking, 3 isolated common(s), 4 point(s) per common, 0.5A/point. Requires BX-RTB08, BX-RTB08-1 or BX-RTB08-2 terminal block kit or ZIPLink pre-wired cables. | Stock | 98
BX-16TD1 | BRX discrete output module, 16-point, 12-24 VDC, sinking, 4 isolated common(s), 4 point(s) per common, 0.5A/point. Requires BX-RTB10, BX-RTB10-1 or BX-RTB10-2 terminal block kit or ZIPLink pre-wired cables. | Stock | 105
BX-32TD1 | BRX discrete output module, 32-point, 12-24 VDC, sinking, 4 isolated common(s), 8 point(s) per common, 0.5A/point. Requires ZIPLink pre-wired cable. | Stock | 150
BX-08TD2 | BRX discrete output module, 8-point, 12-24 VDC, sourcing, 2 isolated common(s), 4 point(s) per common, 0.5A/point. Requires BX-RTB08, BX-RTB08-1 or BX-RTB08-2 terminal block kit or ZIPLink pre-wired cables. | Stock | 67
BX-12TD2 | BRX discrete output module, 12-point, 12-24 VDC, sourcing, 3 isolated common(s), 4 point(s) per common, 0.5A/point. Requires BX-RTB08, BX-RTB08-1 or BX-RTB08-2 terminal block kit or ZIPLink pre-wired cables. | Stock | 90
BX-16TDY2 | BRX discrete output module, 16-point, 12-24 VDC, sourcing, 4 isolated common(s), 4 point(s) per common, 1A/point. Requires BX-RTB10, BX-RTB10-1 or BX-RTB10-2 terminal block kit or ZIPLink pre-wired cables. | Stock | 99
BX-16TD2W | BRX discrete output module, 16-point, 12-24 VDC, sourcing, 4 isolated common(s), 4 point(s) per common, 2A/point, overcurrent, overload and wire-break protection. Requires BX-RTB10, BX-RTB10-1 or BX-RTB10-2 terminal block kit or ZIPLink pre-wired cables. | Stock | 189
BX-16TD2 | BRX discrete output module, 16-point, 12-24 VDC, sourcing, 4 isolated common(s), 4 point(s) per common, 0.5A/point. Requires BX-RTB10, BX-RTB10-1 or BX-RTB10-2 terminal block kit or ZIPLink pre-wired cables. | Stock | 105
BX-32TD2 | BRX discrete output module, 32-point, 12-24 VDC, sourcing, 4 isolated common(s), 8 point(s) per common, 0.5A/point. Requires ZIPLink pre-wired cable. | Stock | 149
BX-16TF2 | BRX discrete output module, 16-point, 2-5 VDC, sourcing/TTL, 4 isolated common(s), 4 point(s) per common, 20 mA/point. Requires BX-RTB10, BX-RTB10-1 or BX-RTB10-2 terminal block kit or ZIPLink pre-wired cables. | Stock | 98
BX-16TN2 | BRX discrete output module, 16-point, 48 VDC, sourcing, 4 isolated common(s), 4 point(s) per common, 1A/point. Requires BX-RTB10, BX-RTB10-1 or BX-RTB10-2 terminal block kit or ZIPLink pre-wired cables. | Stock | 103
BX-08CD3R | BRX discrete combo module, Input: 4-point, 12-24 VDC, sinking/sourcing, Output: 4-point, 12-48 VDC/24-240 VAC, relay, (4) Form A (SPST) relays, 2A/point. Requires BX-RTB08, BX-RTB08-1 or BX-RTB08-2 terminal block kit or ZIPLink pre-wired cables. | Stock | 73
BX-8NN8TN2 | BRX discrete combo module, Input: 8-point, 48 VDC, sinking/sourcing, Output: 8-point, 48 VDC, sourcing, 1A/point. Requires BX-RTB10, BX-RTB10-1 or BX-RTB10-2 terminal block kit or ZIPLink pre-wired cables. | Stock | 113
BX-12CD3D1 | BRX discrete combo module, Input: 8-point, 12-24 VDC, sinking/sourcing, Output: 4-point, 12-24 VDC, sinking, 0.5A/point. Requires BX-RTB08, BX-RTB08-1 or BX-RTB08-2 terminal block kit or ZIPLink pre-wired cables. | Stock | 73
BX-12CD3D2 | BRX discrete combo module, Input: 8-point, 12-24 VDC, sinking/sourcing, Output: 4-point, 12-24 VDC, sourcing, 0.5A/point. Requires BX-RTB08, BX-RTB08-1 or BX-RTB08-2 terminal block kit or ZIPLink pre-wired cables. | Stock | 73
BX-16CD3D1 | BRX discrete combo module, Input: 8-point, 12-24 VDC, sinking/sourcing, Output: 8-point, 12-24 VDC, sinking, 0.5A/point. Requires BX-RTB10, BX-RTB10-1 or BX-RTB10-2 terminal block kit or ZIPLink pre-wired cables. | Stock | 90
BX-16CD3D2 | BRX discrete combo module, Input: 8-point, 12-24 VDC, sinking/sourcing, Output: 8-point, 12-24 VDC, sourcing, 0.5A/point. Requires BX-RTB10, BX-RTB10-1 or BX-RTB10-2 terminal block kit or ZIPLink pre-wired cables. | Stock | 97
BX-16CF3F2 | BRX discrete combo module, Input: 8-point, 2-5 VDC, sinking/sourcing/TTL, Output: 8-point, 2-5 VDC, sourcing/TTL, 20 mA/point. Requires BX-RTB10, BX-RTB10-1 or BX-RTB10-2 terminal block kit or ZIPLink pre-wired cables. | Stock | 82
BRX PLC AC I/O Modules
BX-08NB | BRX discrete input module, 8-point, 12-24 VAC, 2 isolated common(s), 4 point(s) per common. Requires BX-RTB08, BX-RTB08-1 or BX-RTB08-2 terminal block kit or ZIPLink pre-wired cables. | Stock | 52
BX-12NB | BRX discrete input module, 12-point, 12-24 VAC, 3 isolated common(s), 4 point(s) per common. Requires BX-RTB08, BX-RTB08-1 or BX-RTB08-2 terminal block kit or ZIPLink pre-wired cables. | Stock | 54
BX-16NB | BRX discrete input module, 16-point, 12-24 VAC, 4 isolated common(s), 4 point(s) per common. Requires BX-RTB10, BX-RTB10-1 or BX-RTB10-2 terminal block kit or ZIPLink pre-wired cables. | Stock | 65
BX-08NA | BRX discrete input module, 8-point, 120-240 VAC, 2 isolated common(s), 4 point(s) per common. Requires BX-RTB08, BX-RTB08-1 or BX-RTB08-2 terminal block kit or ZIPLink pre-wired cables. | Stock | 56
BX-12NA | BRX discrete input module, 12-point, 120-240 VAC, 3 isolated common(s), 4 point(s) per common. Requires BX-RTB08, BX-RTB08-1 or BX-RTB08-2 terminal block kit or ZIPLink pre-wired cables. | Stock | 73
BX-16NA | BRX discrete input module, 16-point, 120-240 VAC, 4 isolated common(s), 4 point(s) per common. Requires BX-RTB10, BX-RTB10-1 or BX-RTB10-2 terminal block kit or ZIPLink pre-wired cables. | Stock | 81
BX-08TA | BRX discrete output module, 8-point, 12-24 VAC/120-240 VAC, 2 isolated common(s), 4 point(s) per common, 0.5A/point, 2A/common. Requires BX-RTB08, BX-RTB08-1 or BX-RTB08-2 terminal block kit or ZIPLink pre-wired cables. | Stock | 117
BX-12TA | BRX discrete output module, 12-point, 12-24 VAC/120-240 VAC, 3 isolated common(s), 4 point(s) per common, 0.5A/point, 2A/common. Requires BX-RTB08, BX-RTB08-1 or BX-RTB08-2 terminal block kit or ZIPLink pre-wired cables. | Stock | 137
BRX PLC Relay Output Modules
BX-08TR | BRX relay output module, 8-point, 12-48 VDC/24-240 VAC, (8) Form A, 2 isolated common(s), 4 point(s) per common, 2A/point. Requires BX-RTB08, BX-RTB08-1 or BX-RTB08-2 terminal block kit or ZIPLink pre-wired cables. | Stock | 73
BX-12TR | BRX relay output module, 12-point, 12-48 VDC/24-240 VAC, (12) Form A, 3 isolated common(s), 4 point(s) per common, 2A/point. Requires BX-RTB08, BX-RTB08-1 or BX-RTB08-2 terminal block kit or ZIPLink pre-wired cables. | Stock | 98
BX-16TR | BRX relay output module, 16-point, 12-48 VDC/24-240 VAC, (16) Form A, 4 isolated common(s), 4 point(s) per common, 2A/point. Requires BX-RTB10, BX-RTB10-1 or BX-RTB10-2 terminal block kit or ZIPLink pre-wired cables. | Stock | 111
BX-08TRZ | BRX relay output module, 8-point, 12-48 VDC/24-240 VAC, (8) Form A (SPST) no-suppression, 2 isolated common(s), 4 point(s) per common, 2A/point. Requires BX-RTB08, BX-RTB08-1 or BX-RTB08-2 terminal block kit or ZIPLink pre-wired cables. | Stock | 82
BX-16TRZ | BRX relay output module, 16-point, 12-48 VDC/24-240 VAC, (16) Form A (SPST) no-suppression, 4 isolated common(s), 4 point(s) per common, 2A/point. Requires BX-RTB10, BX-RTB10-1 or BX-RTB10-2 terminal block kit or ZIPLink pre-wired cables. | Stock | 118
BX-05TRS | BRX relay output module, 5-point, 12-48 VDC/24-240 VAC, (5) Form C, 5 isolated common(s), 1 point(s) per common, 2A/point. Requires BX-RTB08, BX-RTB08-1 or BX-RTB08-2 terminal block kit or ZIPLink pre-wired cables. | Stock | 73
BX-05TRS-1 | BRX relay output module, 5-point, 12-48 VDC/24-240 VAC/100-125 VDC, (5) Form C, 5 isolated common(s), 1 point(s) per common, 8A/point. Requires BX-RTB08, BX-RTB08-1 or BX-RTB08-2 terminal block kit. | Stock | 90
BRX PLC Analog I/O Modules
BX-04ADM-1 | BRX analog input module, 4-channel, current, 14-bit, external 24 VDC required. Requires BX-RTB10, BX-RTB10-1 or BX-RTB10-2 terminal block kit or ZIPLink pre-wired cables. | Stock | 182
BX-04AD-3 | BRX analog input module, 4-channel, current/voltage, 15-bit and 16-bit. Requires BX-RTB05, BX-RTB05-1 or BX-RTB05-2 terminal block kit. | Stock | 193
BX-04AD-1 | BRX analog input module, 4-channel, current, 16-bit, external 24 VDC required. Requires BX-RTB10, BX-RTB10-1 or BX-RTB10-2 terminal block kit or ZIPLink pre-wired cables. | Stock | 230
BX-04AD-2B | BRX analog input module, 4-channel, voltage, 16-bit, external 24 VDC required. Requires BX-RTB10, BX-RTB10-1 or BX-RTB10-2 terminal block kit or ZIPLink pre-wired cables. | Stock | 230
BX-08AD-3 | BRX analog input module, 8-channel, current/voltage, 15-bit and 16-bit. Requires BX-RTB08, BX-RTB08-1 or BX-RTB08-2 terminal block kit or ZIPLink pre-wired cables. | Stock | 225
BX-08AD-1 | BRX analog input module, 8-channel, current, 16-bit, external 24 VDC required. Requires BX-RTB10, BX-RTB10-1 or BX-RTB10-2 terminal block kit or ZIPLink pre-wired cables. | Stock | 255
BX-08AD-2B | BRX analog input module, 8-channel, voltage, 16-bit, external 24 VDC required. Requires BX-RTB10, BX-RTB10-1 or BX-RTB10-2 terminal block kit or ZIPLink pre-wired cables. | Stock | 255
BX-16AD-1 | BRX analog input module, 16-channel, current, 16-bit, input current signal range(s) of 0-20 mA, 4-20 mA, external 24 VDC required. | Stock | 363
BX-16AD-2B | BRX analog input module, 16-channel, voltage, 16-bit, input voltage signal range(s) of 0-5 VDC, 0-10 VDC, +/- 5 VDC, +/- 10 VDC, external 24 VDC required. | Stock | 363
BX-04DA-3 | BRX analog output module, 4-channel, current/voltage, 15-bit and 16-bit. Requires BX-RTB05, BX-RTB05-1 or BX-RTB05-2 terminal block kit. | Stock | 244
BX-04DA-1 | BRX analog output module, 4-channel, current, 16-bit, external 24 VDC required. Requires BX-RTB10, BX-RTB10-1 or BX-RTB10-2 terminal block kit or ZIPLink pre-wired cables. | Stock | 269
BX-04DA-2B | BRX analog output module, 4-channel, voltage, 16-bit, external 24 VDC required. Requires BX-RTB10, BX-RTB10-1 or BX-RTB10-2 terminal block kit or ZIPLink pre-wired cables. | Stock | 269
BX-08DA-3 | BRX analog output module, 8-channel, current/voltage, 15-bit and 16-bit. Requires BX-RTB08, BX-RTB08-1 or BX-RTB08-2 terminal block kit or ZIPLink pre-wired cables. | Stock | 311
BX-08DA-1 | BRX analog output module, 8-channel, current, 16-bit, external 24 VDC required. Requires BX-RTB10, BX-RTB10-1 or BX-RTB10-2 terminal block kit or ZIPLink pre-wired cables. | Stock | 350
BX-08DA-2B | BRX analog output module, 8-channel, voltage, 16-bit, external 24 VDC required. Requires BX-RTB10, BX-RTB10-1 or BX-RTB10-2 terminal block kit or ZIPLink pre-wired cables. | Stock | 350
BX-2AD2DA-3 | BRX analog combo module, Input: 2-channel, current/voltage, 0-20 mA, +/- 20 mA and 4-20 mA, 0-5 VDC, 0-10 VDC, +/- 5 VDC and +/- 10 VDC, Output: 2-channel, current/voltage, 0-20 mA, +/- 20 mA and 4-20 mA, 0-5 VDC, 0-10 VDC, +/- 5 VDC and +/- 10 VDC. | Stock | 284
BX-2AD2DA-1 | BRX analog combo module, Input: 2-channel, current, 0-20 mA and 4-20 mA, Output: 2-channel, current, 0-20 mA and 4-20 mA. | Stock | 309
BX-2AD2DA-2B | BRX analog combo module, Input: 2-channel, voltage, 0-5 VDC, 0-10 VDC, +/- 5 VDC and +/- 10 VDC, Output: 2-channel, voltage, 0-5 VDC, 0-10 VDC, +/- 5 VDC and +/- 10 VDC. | Stock | 309
BX-4AD4DA-3 | BRX analog combo module, Input: 4-channel, current/voltage, Output: 4-channel, current/voltage. Requires BX-RTB08, BX-RTB08-1 or BX-RTB08-2 terminal block kit or ZIPLink pre-wired cables. | Stock | 349
BX-4AD2DA-1 | BRX analog combo module, Input: 4-channel, current, 0-20 mA and 4-20 mA, Output: 2-channel, current, 0-20 mA and 4-20 mA. | Stock | 378
BX-4AD2DA-2B | BRX analog combo module, Input: 4-channel, voltage, 0-5 VDC, 0-10 VDC, +/- 5 VDC and +/- 10 VDC, Output: 2-channel, voltage, 0-5 VDC, 0-10 VDC, +/- 5 VDC and +/- 10 VDC. | Stock | 378
BX-04UT | BRX universal temperature input module, RTD/thermocouple/thermistor, 4-channel, 24-bit resolution. (1) BX-RTB10 screw terminal block included. | Stock | 223
BX-04THM | BRX temperature input module, thermocouple, 4-channel, 16-bit resolution, input thermocouple type(s): J, E, K, R, S, T, B, N, C. (1) BX-RTB10 screw terminal block kit included. | Stock | 241
BX-08UT | BRX universal temperature input module, RTD/thermocouple/thermistor, 8-channel, 24-bit resolution. (1) BX-RTB10 screw terminal block kit included. | Stock | 248
BX-08THM | BRX temperature input module, thermocouple, 8-channel, 16-bit resolution, input thermocouple type(s): J, E, K, R, S, T, B, N, C. (1) BX-RTB10 screw terminal block kit included. | Stock | 269
BX-4UT4DA-3 | BRX universal temperature combo module, Input: 4-channel, RTD/thermocouple/thermistor, Output: 4-channel, current/voltage. (1) BX-RTB10 screw terminal block kit included. | Stock | 436
BX-4UT4TD1 | BRX universal temperature combo module, Input: 4-channel, RTD/thermocouple/thermistor, Output: 4-point, sinking, 12-24 VDC. (1) BX-RTB10 screw terminal block kit included. | Stock | 248
BX-4UT4TD2 | BRX universal temperature combo module, Input: 4-channel, RTD/thermocouple/thermistor, Output: 4-point, sourcing, 12-24 VDC. (1) BX-RTB10 screw terminal block kit included. | Stock | 248
BX-4UT4TR | BRX universal temperature combo module, Input: 4-channel, RTD/thermocouple/thermistor, Output: 4-point, relay, 24-240 VAC/12-48 VDC, (4) Form A (SPST) relays. (1) BX-RTB10 screw terminal block kit included. | Stock | 248
BX-4THM4DA-1 | BRX temperature combo module, Input: 4-channel, thermocouple, input thermocouple type(s): J, E, K, R, S, T, B, N, C, Output: 4-channel, current, 0-20 mA and 4-20 mA. (1) BX-RTB10 screw terminal block kit included. | Stock | 472
BX-06RTD | BRX temperature input module, RTD, 6-channel, 16-bit resolution, input RTD type(s): Pt100, JPt100, Cu10, Cu25, Pt1000 and Ni120. (1) BX-RTB10 screw terminal block kit included. | Stock | 255
BX-4RTD4DA-1 | BRX temperature combo module, Input: 4-channel, RTD, input RTD type(s): Pt100, Pt1000, JPt100, Cu10, Cu25 and Ni120, Output: 4-channel, current, 0-20 mA and 4-20 mA. (1) BX-RTB10 screw terminal block kit included. | Stock | 472
BX-08NTC | BRX temperature input module, thermistor, 8-channel, 16-bit resolution, input thermistor type(s): 2252, 10K-AN Type 3, 10K-CP Type 2, 5K, 3K and 1.8K ohm. (1) BX-RTB10 screw terminal block kit included. | Stock | 269
BRX PLC Communication and Networking Modules
BX-SERIO | BRX communication module, Do-more protocol, Modbus RTU and ASCII, 4 ports, buffered, (4) RS-232/RS-485 (3-pin terminal) port(s). For use with all BRX PLCs. (4) BX-RTB03S terminal blocks included. | Stock | 219
BX-SERIO-2 | BRX communication module, Do-more protocol, Modbus RTU and ASCII, 4 ports, buffered, (4) RS-232 (5-pin terminal) port(s). For use with all BRX MPUs. (4) BX-RTB05S terminal blocks included. | Stock | 215
BX-SERIO-4 | BRX communication module, Do-more protocol, Modbus RTU and ASCII, 4 ports, buffered, (4) RS-422 (5-pin terminal) port(s). For use with all BRX MPUs. (4) BX-RTB05S terminal blocks included. | Stock | 199
BRX PLC Motion and Specialty Modules
BX-HSIO1 | BRX pulse combo module, 250 kHz maximum switching frequency, 8 high-speed input point(s), sinking/sourcing, single-ended encoder input(s), 8 high-speed output point(s), sinking, single-ended output(s). | Stock | 242
BX-HSIO2 | BRX pulse combo module, 250 kHz maximum switching frequency, 8 high-speed input point(s), sinking/sourcing, single-ended encoder input(s), 8 high-speed output point(s), sourcing, single-ended output(s). | Stock | 242
BX-HSIO4 | BRX pulse combo module, 2 MHz maximum switching frequency, 8 high-speed input point(s), sinking/sourcing/TTL, differential and single-ended encoder input(s), 8 high-speed output point(s), sinking/sourcing/TTL, differential and single-ended output(s). | Stock | 274
BX-APAD | BRX active padding module, allows emulation of BRX modules in I/O configuration. | Stock | 40
BX-08SIM | BRX simulator input module, 8-point. | Stock | 68
Accessories for BRX Series (Stackable Micro Brick) PLCs
DMD-GSG-M | Do-more Designer user manual, free download only. For use with BRX PLCs and Do-more H2 and T1H series CPUs. | Stock | 0
BX-ACC-1 | BRX access cover kit, replacement. For use with all BRX PLCs. Includes (1) battery cover, (1) expansion slot cover, (1) blank POM slot insert and (1) custom label slot cover. | Stock | 11.5
BX-LBL-1 | BRX blank custom slot labels, package of 10. For use with 18-point and 36-point BRX PLCs. (10) labels and (1) custom label slot cover included. | Stock | 38
BX-RTB03S | BRX terminal block, 90-degree screw type, replacement. For use with all BRX PLCs, BX-P-SER2-TERM and BX-P-SER4-TERM CPU plug-in communications modules. | Stock | 5.75
BX-RTB03 | BRX terminal block, 90-degree screw type, replacement. For use with BRX 18-point PLCs. | Stock | 5.75
BX-RTB03-1 | BRX terminal block, 180-degree spring clamp, replacement. For use with BRX 18-point PLCs. | Stock | 5.25
BX-RTB03-2 | BRX terminal block, 180-degree screw type, replacement. For use with BX-2AD2DA-3 analog combo module. | Stock | 4.75
BX-RTB05S | BRX terminal block, 90-degree screw type, replacement. For use with BX-P-SER2-TERMFC, BX-P-SER422-TERM, BX-SERIO-2 and BX-SERIO-4 communication modules. | Stock | 4.75
BX-RTB05 | BRX terminal block, 90-degree screw type, replacement. For use with BRX 8-point expansion modules, BRX 12-point expansion modules, BRX 18-point PLCs, and BRX 36-point PLCs. | Stock | 9.25
BX-RTB05-1 | BRX terminal block, 180-degree spring clamp, replacement. For use with BRX 8-point expansion modules, BRX 12-point expansion modules, BRX 18-point PLCs, and BRX 36-point PLCs. | Stock | 7.75
BX-RTB05-2 | BRX terminal block, 180-degree screw type, replacement. For use with BRX 8-point expansion modules and BRX 12-point expansion modules. | Stock | 8.75
BX-RTB06 | BRX terminal block, 90-degree screw type, replacement. For use with BRX 18-point PLCs. | Stock | 11
BX-RTB06-1 | BRX terminal block, 180-degree spring clamp, replacement. For use with BRX 18-point PLCs. | Stock | 10
BX-RTB08 | BRX terminal blocks, 90-degree screw type. Package of 3. For use with BRX 5-point expansion modules, BRX 8-point expansion modules and BRX 12-point expansion modules. | Stock | 16.5
BX-RTB08-1 | BRX terminal blocks, 180-degree spring clamp. Package of 3. For use with BRX 5-point expansion modules, BRX 8-point expansion modules and BRX 12-point expansion modules. | Stock | 15.5
BX-RTB08-2 | BRX terminal blocks, 180-degree screw type. Package of 3. For use with BRX 5-point expansion modules, BRX 8-point expansion modules and BRX 12-point expansion modules. | Stock | 16.5
BX-RTB10 | BRX terminal blocks, 90-degree screw type. Package of 2. For use with BRX 10-point PLCs, BRX 16-point expansion modules, and all BRX analog and temperature expansion modules. | Stock | 23
BX-RTB10-1 | BRX terminal blocks, 180-degree spring clamp. Package of 2. For use with BRX 10-point PLCs, BRX 16-point expansion modules, and all BRX analog and temperature expansion modules. | Stock | 25
BX-RTB10-2 | BRX terminal blocks, 180-degree screw type. Package of 2. For use with BRX 10-point PLCs, BRX 16-point expansion modules, and all BRX analog and temperature expansion modules. | Stock | 23.5
BX-RTB18 | BRX terminal block kit, 90-degree screw type. For use with BRX 18-point PLCs. Includes (3) 5-pin 5mm terminal blocks, (2) 6-pin 5mm terminal blocks and (1) 3-pin 5mm terminal blocks. | Stock | 37.5
BX-RTB18-1 | BRX terminal block kit, 180-degree spring clamp. For use with BRX 18-point PLCs. Includes (3) 5-pin 5mm terminal blocks, (2) 6-pin 5mm terminal blocks and (1) 3-pin 5mm terminal blocks. | Stock | 37.5
BX-RTB36 | BRX terminal blocks, 90-degree screw type. Package of 12. For use with BRX 36-point PLCs. | Stock | 53
BX-RTB36-1 | BRX terminal blocks, 180-degree spring clamp. Package of 12. For use with BRX 36-point PLCs. | Stock | 53
BX-USER-M | BRX user manual, free download only. For use with all BRX PLCs. | Stock | 0
Do-more H2 and T1H Series PLC CPU Modules
H2-DM1 | Do-more H2 CPU, 64k words ladder memory, (1) RS-232 (RJ12) and (1) USB B port(s), battery included. | Stock | 437
H2-DM1E | Do-more H2 CPU, 64k words ladder memory, (1) RS-232 (RJ12), (1) Ethernet (RJ45) and (1) USB B port(s), battery included. | Stock | 584
T1H-DM1 | Do-more T1H CPU, 64k words ladder memory, (1) RS-232 (RJ12) and (1) USB B port(s), battery included. | Stock | 523
T1H-DM1E | Do-more T1H CPU, 64k words ladder memory, (1) RS-232 (RJ12), (1) Ethernet (RJ45) and (1) USB B port(s), battery included. | Stock | 684
Motion and Specialty Modules for Do-more H2 and T1H Series PLCs
F2-08SIM | DirectLOGIC DL205 simulator input module, 8-point. | Stock | 120
Accessories for Do-more H2 and T1H Series PLCs
DM-PGMSW-USB | Do-more Designer Windows programming and documentation software, USB or free download. For use with Do-more and BRX PLCs. | Stock | 13
LS Electric XGB PLC Units
XEM-DN16H2 | LS Electric XGB PLC, 24 VDC required, Ethernet, serial and USB B ports, Discrete Input: 8-point, DC, Discrete Output: 8-point, sinking, 4 high-speed input point(s), 2 high-speed output point(s). | Stock | 340
XEM-DP16H2 | LS Electric XGB PLC, 24 VDC required, Ethernet, serial and USB B ports, Discrete Input: 8-point, DC, Discrete Output: 8-point, sourcing, 4 high-speed input point(s), 2 high-speed output point(s). | Stock | 340
XEM-DR14H2 | LS Electric XGB PLC, 24 VDC required, Ethernet, serial and USB B ports, Discrete Input: 8-point, DC, Discrete Output: 6-point, relay, 4 high-speed input point(s). | Stock | 328
XEM-DN32H2 | LS Electric XGB PLC, 24 VDC required, Ethernet, serial and USB B ports, Discrete Input: 16-point, DC, Discrete Output: 16-point, sinking, 4 high-speed input point(s), 2 high-speed output point(s). Requires XTB-40H terminal block and C40HH-xxSB-XBI cable. | Stock | 351
XEM-DN32HP | LS Electric XGB PLC, 24 VDC required, Ethernet, serial and USB B ports, Discrete Input: 16-point, DC, Discrete Output: 16-point, sinking, 4 high-speed input point(s), 6 high-speed output point(s). Requires XTB-40H terminal block and C40HH-xxSB-XBI cable. | Stock | 410
XEM-DP32H2 | LS Electric XGB PLC, 24 VDC required, Ethernet, serial and USB B ports, Discrete Input: 16-point, DC, Discrete Output: 16-point, sourcing, 4 high-speed input point(s), 2 high-speed output point(s). Requires XTB-40H terminal block and C40HH-xxSB-XBI cable. | Stock | 351
XEM-DP32HP | LS Electric XGB PLC, 24 VDC required, Ethernet, serial and USB B ports, Discrete Input: 16-point, DC, Discrete Output: 16-point, sourcing, 4 high-speed input point(s), 6 high-speed output point(s). Requires XTB-40H terminal block and C40HH-xxSB-XBI cable. | Stock | 410
LS Electric Motion Controllers
XMC-E08A | LS Electric XMC programmable motion controller, microSD card slot, Ethernet and USB B ports, EtherCAT Master and Modbus TCP, up to (8) axes and up to (9) virtual axes, external 100-240 VAC required. Optional XEL-BSSCT bus coupler for I/O expansion with XGB modules. | Stock | 916
XMC-E08A-DC | LS Electric XMC programmable motion controller, microSD card slot, Ethernet and USB B ports, EtherCAT Master and Modbus TCP, up to (8) axes and up to (9) virtual axes, external 24 VDC required. Optional XEL-BSSCT bus coupler for I/O expansion with XGB modules. | Stock | 916
XMC-E16A | LS Electric XMC programmable motion controller, microSD card slot, Ethernet and USB B ports, EtherCAT Master and Modbus TCP, up to (16) axes and up to (18) virtual axes, external 100-240 VAC required. Optional XEL-BSSCT bus coupler for I/O expansion with XGB modules. | Stock | 1025
XMC-E16A-DC | LS Electric XMC programmable motion controller, microSD card slot, Ethernet and USB B ports, EtherCAT Master and Modbus TCP, up to (16) axes and up to (18) virtual axes, external 24 VDC required. Optional XEL-BSSCT bus coupler for I/O expansion with XGB modules. | Stock | 1025
LS Electric XGB PLC Bus Couplers
XEL-BSSRT | LS Electric XGB bus coupler, 24 VDC, (2) Ethernet (RJ45) and (1) USB B port(s), EtherNet/IP and Modbus TCP, 100/1000 Mbps. For use with LS Electric XGB series I/O modules. | Stock | 275
XEL-BSSCT | LS Electric XGB bus coupler, 24 VDC, (2) Ethernet (RJ45) and (1) USB B port(s), EtherCAT Slave, 100 Mbps. For use with LS Electric XGB series I/O modules. | Stock | 234
LS Electric XGB PLC D/C I/O Modules
XBE-DC08A | LS Electric XGB discrete input module, 8-point, 24 VDC, sinking/sourcing, 1 common(s), 8 point(s) per common. Removable terminal block included. | Stock | 69
XBE-DC16A | LS Electric XGB discrete input module, 16-point, 24 VDC, sinking/sourcing, 1 common(s), 16 point(s) per common. Removable terminal blocks included. | Stock | 82
XBE-DC16B | LS Electric XGB discrete input module, 16-point, 12-24 VDC, sinking/sourcing, 1 common(s), 16 point(s) per common. Removable terminal blocks included. | Stock | 92
XBE-DC32A | LS Electric XGB discrete input module, 32-point, 24 VDC, sinking/sourcing, 1 common(s), 32 point(s) per common. Requires XTB-40H terminal block and C40HH-xxSB-XBI cable. | Stock | 114
XBE-TN08A | LS Electric XGB discrete output module, 8-point, 12-24 VDC, sinking, 1 common(s), 8 point(s) per common, 0.5A/point, 2A/common. Removable terminal blocks included. | Stock | 70
XBE-TP08A | LS Electric XGB discrete output module, 8-point, 12-24 VDC, sourcing, 1 common(s), 8 point(s) per common, 0.5A/point, 2A/common. Removable terminal blocks included. | Stock | 73
XBE-TN16A | LS Electric XGB discrete output module, 16-point, 12-24 VDC, sinking, 1 common(s), 16 point(s) per common, 0.5A/point, 2A/common. Removable terminal blocks included. | Stock | 92
XBE-TP16A | LS Electric XGB discrete output module, 16-point, 12-24 VDC, sourcing, 1 common(s), 16 point(s) per common, 0.5A/point, 2A/common. Removable terminal blocks included. | Stock | 104
XBE-TN32A | LS Electric XGB discrete output module, 32-point, 12-24 VDC, sinking, 1 common(s), 32 point(s) per common, 0.2A/point, 2A/common. Requires XTB-40H terminal block and C40HH-xxSB-XBI cable. | Stock | 128
XBE-TP32A | LS Electric XGB discrete output module, 32-point, 12-24 VDC, sourcing, 1 common(s), 32 point(s) per common, 0.2A/point, 2A/common. Requires XTB-40H terminal block and C40HH-xxSB-XBI cable. | Stock | 110
XBE-DN32A | LS Electric XGB discrete combo module, Input: 16-point, 24 VDC, sinking/sourcing, Output: 16-point, 12-24 VDC, sinking, 0.2A/point, 2A/common. Requires XTB-40H terminal block and C40HH-xxSB-XBI cable. | Stock | 204
XBE-DR16A | LS Electric XGB discrete combo module, Input: 8-point, 24 VDC, sinking/sourcing, Output: 8-point, 125 VDC/250 VAC, relay, (8) Form A (SPST) relays, 2A/point, 5A/common. Removable terminal blocks included. | Stock | 120
LS Electric XGB PLC A/C I/O Modules
XBE-AC08A | LS Electric XGB discrete input module, 8-point, 120 VAC, 2 common(s), 4 point(s) per common. Removable terminal blocks included. | Stock | 104
LS Electric XGB PLC Relay Output Modules
XBE-RY08A | LS Electric XGB relay output module, 8-point, 125 VDC/250 VAC, (8) Form A, 1 common(s), 8 point(s) per common, 2A/point, 5A/common. Removable terminal block included. | Stock | 102
XBE-RY08B | LS Electric XGB relay output module, 8-point, 125 VDC/250 VAC, (8) Form A, 8 isolated common(s), 1 point(s) per common, 2A/point. Removable terminal blocks included. | Stock | 112
XBE-RY16A | LS Electric XGB relay output module, 16-point, 125 VDC/250 VAC, (16) Form A, 2 isolated common(s), 8 point(s) per common, 2A/point, 5A/common. Removable terminal blocks included. | Stock | 129
LS Electric XGB PLC Analog I/O Modules
XBF-AD04A | LS Electric XGB analog input module, 4-channel, current/voltage, 12-bit, external 24 VDC required. | Stock | 188
XBF-AD04C | LS Electric XGB analog input module, 4-channel, current/voltage, 14-bit, external 24 VDC required. | Stock | 273
XBF-AD08A | LS Electric XGB analog input module, 8-channel, current/voltage, 12-bit, external 24 VDC required. | Stock | 285
XBF-DV04A | LS Electric XGB analog output module, 4-channel, voltage, 12-bit, external 24 VDC required. | Stock | 179
XBF-DV04C | LS Electric XGB analog output module, 4-channel, voltage, 14-bit, external 24 VDC required. | Stock | 246
XBF-DC04A | LS Electric XGB analog output module, 4-channel, current, 12-bit, external 24 VDC required. | Stock | 191
XBF-DC04C | LS Electric XGB analog output module, 4-channel, current, 14-bit, external 24 VDC required. | Stock | 246
XBF-AH04A | LS Electric XGB analog combo module, Input: 2-channel, current/voltage, Output: 2-channel, current/voltage. | Stock | 255
XBF-RD04A | LS Electric XGB temperature input module, RTD, 4-channel, 14-bit resolution, input RTD type(s): Pt100 and JPt100. Removable terminal block included. | Stock | 234
XBF-TC04S | LS Electric XGB temperature input module, thermocouple, 4-channel, 16-bit resolution, input thermocouple type(s): J, K, R, T. Removable terminal block included. | Stock | 234
XBF-LD02S | LS Electric XGB load cell input module, 2-channel, voltage, 15-bit resolution, input voltage signal range(s) of 0-6 mV/VDC. For use with 5 VDC 4- or 6-wire load cells. Removable terminal blocks included. | Stock | 320
LS Electric XGB PLC Communications and Networking Modules
XBL-EIPT | LS Electric XGB communication module, EtherNet/IP, 2 ports, (2) Ethernet 10/100Base-T (RJ45) port(s). For use with LS Electric XGB series PLCs. | Stock | 99
XBL-EMTA | LS Electric XGB communication module, Modbus TCP and LS XGT protocol, 1 port, (1) Ethernet 10/100Base-T (RJ45) port(s). For use with LS Electric XGB series PLCs. | Stock | 234
XBL-C21A | LS Electric XGB communication module, Modbus RTU, Modbus ASCII and LS XGT protocol, 1 port, (1) RS-232 (DB9 female) port(s). For use with LS Electric XGB series PLCs. | Stock | 159
XBL-C41A | LS Electric XGB communication module, Modbus RTU, Modbus ASCII and LS XGT protocol, 1 port, (1) RS-422/RS-485 (5-pin terminal) port(s). For use with LS Electric XGB series PLCs. (1) 5-pin serial communication terminal block included. | Stock | 159
LS Electric XGB Motion and Specialty Modules
XBF-PN04B | LS Electric XGB 4-axis positioning module, EtherCAT Master, 1 high-speed input point(s), sinking/line driver (differential), 1-channel, differential and single-ended encoder input(s), (1) Ethernet 100Base-TX (RJ45) port(s). For use with LS Electric XEM-DxxxHx PLCs. | Stock | 199
XBF-PN08B | LS Electric XGB 8-axis positioning module, EtherCAT Master, 1 high-speed input point(s), sinking/line driver (differential), 1-channel, differential and single-ended encoder input(s), (1) Ethernet 100Base-TX (RJ45) port(s). For use with LS Electric XEM-DxxxHx PLCs. | Stock | 229
XBF-HO02A | LS Electric XGB counter input module, 200 kHz maximum switching frequency, 2 high-speed input point(s), 5-24 VDC, sinking, 2-channel, single-ended encoder input(s), 2 high-speed output point(s), 5-24 VDC, sinking, external 24 VDC required. | Stock | 208
LS Electric XGB PLC Wiring Solutions Components
XTB-40H | LS Electric XGB terminal block, 40-pin screw type. For use with LS Electric XGB series high-density modules. | Stock | 23.5
XTB-40H-LABEL | AutomationDirect terminal label sheet, printed with terminal names for LS Electric XGB series modules. Package of 8. For use with XTB-40H terminal block. | Stock | 3
C40HH-05SB-XBI | LS Electric XGB PLC I/O cable, 1.6ft/0.5m cable length, 40-pin connector to 40-pin connector. For use with LS Electric XGB series high-density modules. | Stock | 30.5
C40HH-10SB-XBI | LS Electric XGB PLC I/O cable, 3.2ft/1m cable length, 40-pin connector to 40-pin connector. For use with LS Electric XGB series high-density modules. | Stock | 34
C40HH-15SB-XBI | LS Electric XGB PLC I/O cable, 4.9ft/1.5m cable length, 40-pin connector to 40-pin connector. For use with LS Electric XGB series high-density modules. | Stock | 39
C40HH-20SB-XBI | LS Electric XGB PLC I/O cable, 6.5ft/2m cable length, 40-pin connector to 40-pin connector. For use with LS Electric XGB series high-density modules. | Stock | 49
C40HH-30SB-XBI | LS Electric XGB PLC I/O cable, 9.8ft/3m cable length, 40-pin connector to 40-pin connector. For use with LS Electric XGB series high-density modules. | Stock | 57
Accessories for LS Electric PLCs
XG5000 | LS Electric XGB Windows programming and documentation software, USB or free download. For use with all LS Electric PLCs. | Stock | 19
XGB-CON-3PX | LS Electric XGB terminal block, 3-pin with cable pigtail, replacement. For use with LS Electric XEM-DxxxHx PLCs. | Stock | 4.25
XGB-CON-3PBC | LS Electric XGB terminal block, 3-pin screw type, replacement. For use with LS Electric XGB series bus coupler. | Stock | 7.25
XGB-CON-5PX | LS Electric XGB terminal block, 5-pin spring clamp, replacement. For use with LS Electric XEM-DxxxHx PLCs. | Stock | 4
XGB-CON-8P | LS Electric XGB terminal block, 8-pin screw type, replacement. For use with LS Electric XGB series I/O modules. | Stock | 5
XGB-CON-9P | LS Electric XGB terminal block, 9-pin screw type, replacement. For use with LS Electric XGB series I/O modules. | Stock | 6
XGB-CON-10P | LS Electric XGB terminal block, 10-pin screw type, replacement. For use with LS Electric XGB series I/O modules. | Stock | 6
XGB-CON-11P | LS Electric XGB terminal block, 11-pin screw type, replacement. For use with LS Electric XGB series I/O modules. | Stock | 6
XGB-CON-15P | LS Electric XGB terminal block, 15-pin screw type, replacement. For use with LS Electric XGB series I/O modules. | Stock | 7.25
XMC-CON-10P | LS Electric XMC terminal block, 10-pin spring clamp, replacement. For use with LS Electric XMC series programmable motion controllers. | Stock | 14.5
XMC-CON-8P | LS Electric XMC terminal block, 8-pin spring clamp, replacement. For use with LS Electric XMC series programmable motion controllers. | Stock | 10
XMC-CON-6P | LS Electric XMC terminal block, 6-pin spring clamp, replacement. For use with LS Electric XMC series programmable motion controllers. | Stock | 9.25
DirectLOGIC CPUs and PLC Units
D0-05AA | DirectLOGIC DL05 PLC, 120-240 VAC required, serial ports, Discrete Input: 8-point, AC, Discrete Output: 6-point, triac. | Stock | 285
D0-05AD | DirectLOGIC DL05 PLC, 120-240 VAC required, serial ports, Discrete Input: 8-point, AC, Discrete Output: 6-point, sinking. | Stock | 292
D0-05AR | DirectLOGIC DL05 PLC, 120-240 VAC required, serial ports, Discrete Input: 8-point, AC, Discrete Output: 6-point, relay. | Stock | 288
D0-05DA | DirectLOGIC DL05 PLC, 120-240 VAC required, serial ports, Discrete Input: 8-point, DC, Discrete Output: 6-point, triac. | Stock | 278
D0-05DD | DirectLOGIC DL05 PLC, 120-240 VAC required, serial ports, Discrete Input: 8-point, DC, Discrete Output: 6-point, sinking. | Stock | 259
D0-05DR | DirectLOGIC DL05 PLC, 120-240 VAC required, serial ports, Discrete Input: 8-point, DC, Discrete Output: 6-point, relay. | Stock | 265
D0-05DD-D | DirectLOGIC DL05 PLC, 12-24 VDC required, serial ports, Discrete Input: 8-point, DC, Discrete Output: 6-point, sinking. | Stock | 275
D0-05DR-D | DirectLOGIC DL05 PLC, 12-24 VDC required, serial ports, Discrete Input: 8-point, DC, Discrete Output: 6-point, relay. | Stock | 288
D0-06DD1 | DirectLOGIC DL06 PLC, 120-240 VAC required, serial ports, battery backup, Discrete Input: 20-point, DC, Discrete Output: 16-point, sinking. | Stock | 470
D0-06DD2 | DirectLOGIC DL06 PLC, 120-240 VAC required, serial ports, battery backup, Discrete Input: 20-point, DC, Discrete Output: 16-point, sourcing. | Stock | 474
D0-06DR | DirectLOGIC DL06 PLC, 120-240 VAC required, serial ports, battery backup, Discrete Input: 20-point, DC, Discrete Output: 16-point, relay. | Stock | 504
D0-06DA | DirectLOGIC DL06 PLC, 120-240 VAC required, serial ports, battery backup, Discrete Input: 20-point, DC, Discrete Output: 16-point, triac. | Stock | 506
D0-06AR | DirectLOGIC DL06 PLC, 120-240 VAC required, serial ports, battery backup, Discrete Input: 20-point, AC, Discrete Output: 16-point, relay. | Stock | 518
D0-06AA | DirectLOGIC DL06 PLC, 120-240 VAC required, serial ports, battery backup, Discrete Input: 20-point, AC, Discrete Output: 16-point, triac. | Stock | 533
D0-06DD1-D | DirectLOGIC DL06 PLC, 12-24 VDC required, serial ports, battery backup, Discrete Input: 20-point, DC, Discrete Output: 16-point, sinking. | Stock | 472
D0-06DD2-D | DirectLOGIC DL06 PLC, 12-24 VDC required, serial ports, battery backup, Discrete Input: 20-point, DC, Discrete Output: 16-point, sourcing. | Stock | 476
D0-06DR-D | DirectLOGIC DL06 PLC, 12-24 VDC required, serial ports, battery backup, Discrete Input: 20-point, DC, Discrete Output: 16-point, relay. | Stock | 498
D2-262 | DirectLOGIC DL205 CPU, 15.8k words ladder memory, (1) RS-232 (RJ12) and (1) RS-232/RS-422/RS-485 (DB15HD female) port(s). Purchase D2-BAT-1 backup battery separately. | Stock | 516
F3-OMUX-2 | DirectLOGIC DL305 bridge CPU, (2) RS-422/RS-485 (9-pin D-sub female) port(s), OPTOMUX. | Stock | 1019
D4-454 | DirectLOGIC DL405 CPU, 31.5k words ladder memory, (1) RS-232 (DB15), (1) RS-232 (RJ12) and (2) RS-232/RS-422 (DB25) port(s), external 120-240 VAC required, battery included. | Stock | 1355
D4-454DC-1 | DirectLOGIC DL405 CPU, 31.5k words ladder memory, (1) RS-232 (DB15), (1) RS-232 (RJ12) and (2) RS-232/RS-422 (DB25) port(s), external 12-24 VDC required, battery included. | Stock | 1499
DirectLOGIC Expansion I/O Modules
D2-CM | DirectLOGIC DL205 expansion unit, local expansion I/O. For use with D2-250-1, D2-260 or D2-262 CPUs. | Stock | 98
D2-EM | DirectLOGIC DL205 local I/O expansion module, for use with D2-250-1, D2-260, and D2-262 CPU-based PLCs. Installs beside each I/O base (CPU base and expansion) in local expansion system. Not compatible with D2-230, D2-240 or Do-more H2 series CPUs or WinPLC. | Stock | 120
D4-EX | DirectLOGIC DL405 expansion unit, (1) terminal strip port(s), local expansion I/O, external 110-220 VAC required. 24 VDC 400 mA auxiliary device power supply included. Requires D4-EXCBL-1 or D4-EXCBL-2 external I/O expansion cable. | Stock | 374
D4-EXDC | DirectLOGIC DL405 expansion unit, (1) terminal strip port(s), local expansion I/O, external 24 VDC required. Requires D4-EXCBL-1 or D4-EXCBL-2 external I/O expansion cable. | Stock | 319
DirectLOGIC PLC Remote I/O Modules
H2-ERM100 | DirectLOGIC DL205 remote I/O module, 1 port, (1) Ethernet 10/100Base-T port(s). For use with D2-240, D2-250, D2-250-1, D2-260, D2-262 or Do-more H2 series CPUs. | Stock | 344
H2-EBC100 | DirectLOGIC DL205 Ethernet base controller, (1) Ethernet 10/100Base-T (RJ45) port(s), Do-more Ethernet remote I/O, Modbus TCP/IP, TCP/IP, UDP/IP and IPX, up to 100 Mbps. | Stock | 492
H4-ERM100 | DirectLOGIC DL405 remote I/O module, 1 port, (1) Ethernet 10/100Base-T (RJ45) port(s). For use with all DL405 CPUs. | Stock | 429
H4-EBC | DirectLOGIC DL405 Ethernet base controller, (1) Ethernet 10/100Base-T (RJ45) port(s), TCP/IP and IPX, up to 10 Mbps. | Stock | 1033
D4-RM | DirectLOGIC DL405 remote I/O module, 1 port, (1) RS-485 port(s). | Stock | 672
D4-RS | DirectLOGIC DL405 slave, (1) 5-pin terminal block port(s), serial remote I/O, external 110-220 VAC required. 24 VDC 400 mA auxiliary device power supply included. | Stock | 909
DirectLOGIC PLC Bases
D2-03B-1 | DirectLOGIC DL205 I/O base, 3-slot, DIN rail or panel mount, external 110-220 VAC required. 24 VDC 300 mA isolated auxiliary output power included. | Stock | 251
D2-04B-1 | DirectLOGIC DL205 I/O base, 4-slot, DIN rail or panel mount, external 110-220 VAC required. 24 VDC 300 mA isolated auxiliary output power included. | Stock | 273
D2-06B-1 | DirectLOGIC DL205 I/O base, 6-slot, DIN rail or panel mount, external 110-220 VAC required. 24 VDC 300 mA isolated auxiliary output power included. | Stock | 355
D2-09B-1 | DirectLOGIC DL205 I/O base, 9-slot, DIN rail or panel mount, external 110-220 VAC required. 24 VDC 300 mA isolated auxiliary output power included. | Stock | 328
D2-03BDC1-1 | DirectLOGIC DL205 I/O base, 3-slot, DIN rail or panel mount, external 12-24 VDC required. | Stock | 328
D2-04BDC1-1 | DirectLOGIC DL205 I/O base, 4-slot, DIN rail or panel mount, external 12-24 VDC required. | Stock | 361
D2-06BDC1-1 | DirectLOGIC DL205 I/O base, 6-slot, DIN rail or panel mount, external 12-24 VDC required. | Stock | 392
D2-09BDC1-1 | DirectLOGIC DL205 I/O base, 9-slot, DIN rail or panel mount, external 12-24 VDC required. | Stock | 356
D2-06BDC2-1 | DirectLOGIC DL205 I/O base, 6-slot, DIN rail or panel mount, external 125 VDC required. | Stock | 338
D2-09BDC2-1 | DirectLOGIC DL205 I/O base, 9-slot, DIN rail or panel mount, external 125 VDC required. | Stock | 379
D4-04B-1 | DirectLOGIC DL405 I/O base, 4-slot, panel mount. | Stock | 239
D4-06B-1 | DirectLOGIC DL405 I/O base, 6-slot, panel mount. | Stock | 289
D4-08B-1 | DirectLOGIC DL405 I/O base, 8-slot, panel mount. | Stock | 319
DirectLOGIC DC I/O Modules
D0-10ND3 | DirectLOGIC DL05/06 discrete input module, 10-point, 12-24 VDC, sinking/sourcing, 2 isolated common(s), 5 point(s) per common. Removable terminal block included. | Stock | 98
D0-10ND3F | DirectLOGIC DL05/06 discrete input module, 10-point, 12-24 VDC, sinking/sourcing, 2 isolated common(s), 5 point(s) per common. Removable terminal block included. | Stock | 110
D0-16ND3 | DirectLOGIC DL05/06 discrete input module, 16-point, 24 VDC, sinking/sourcing, 4 isolated common(s), 4 point(s) per common. | Stock | 100
D0-10TD1 | DirectLOGIC DL05/06 discrete output module, 10-point, 6-24 VDC, sinking, 2 common(s), 5 point(s) per common, 0.3A/point, 1.5A/common. Removable terminal block included. | Stock | 116
D0-10TD2 | DirectLOGIC DL05/06 discrete output module, 10-point, 12-24 VDC, sourcing, 2 common(s), 5 point(s) per common, 0.3A/point, 1.5A/common. Removable terminal block included. | Stock | 119
D0-16TD1 | DirectLOGIC DL05/06 discrete output module, 16-point, 6-24 VDC, sinking, 2 common(s), 8 point(s) per common, 0.1A/point, 0.8A/common. Requires ZIPLink pre-wired cable. | Stock | 109
D0-16TD2 | DirectLOGIC DL05/06 discrete output module, 16-point, 12-24 VDC, sourcing, 2 common(s), 8 point(s) per common, 0.1A/point, 0.8A/common. Requires ZIPLink pre-wired cable. | Stock | 99
D0-08CDD1 | DirectLOGIC DL05/06 discrete combo module, Input: 4-point, 12-24 VDC, sinking/sourcing, Output: 4-point, 6-24 VDC, sinking, 0.3A/point, 1.2A/module. | Stock | 109
D0-07CDR | DirectLOGIC DL05/06 discrete combo module, Input: 4-point, 12-24 VDC, sinking/sourcing, Output: 3-point, 6-24 VDC/6-240 VAC, (1) Form A (SPST) relay, 1A/point. | Stock | 110
D2-08ND3 | DirectLOGIC DL205 discrete input module, 8-point, 12-24 VDC, sinking/sourcing, 1 common(s), 8 point(s) per common. Removable terminal block included. | Stock | 80
D2-16ND3-2 | DirectLOGIC DL205 discrete input module, 16-point, 24 VDC, sinking/sourcing, 2 isolated common(s), 8 point(s) per common. Removable terminal block included. | Stock | 148
D2-32ND3 | DirectLOGIC DL205 discrete input module, 32-point, 24 VDC, sinking/sourcing, 4 isolated common(s), 8 point(s) per common. | Stock | 185
D2-32ND3-2 | DirectLOGIC DL205 discrete input module, 32-point, 5-12 VDC, sinking/sourcing, 4 isolated common(s), 8 point(s) per common. | Stock | 180
D2-08CDR | DirectLOGIC DL205 discrete combo module, Input: 4-point, 24 VDC, sinking/sourcing, Output: 4-point, 6-24 VDC/6-240 VAC, (1) Form A (SPST) relay, 1A/point, 4A/module. | Stock | 98
D2-04TD1 | DirectLOGIC DL205 discrete output module, 4-point, 12-24 VDC, sinking, 1 common(s), 4 point(s) per common, 4A/point, 8A/module. Removable terminal block included. | Stock | 126
D2-08TD1 | DirectLOGIC DL205 discrete output module, 8-point, 12-24 VDC, sinking, 1 common(s), 8 point(s) per common, 0.3A/point, 2.4A/module. Removable terminal block included. | Stock | 97
D2-08TD2 | DirectLOGIC DL205 discrete output module, 8-point, 12-24 VDC, sourcing, 1 common(s), 8 point(s) per common, 0.3A/point, 2.4A/module. Removable terminal block included. | Stock | 98
D2-16TD1-2 | DirectLOGIC DL205 discrete output module, 16-point, 12-24 VDC, sinking, 1 common(s), 16 point(s) per common, 0.1A/point, 1.6A/module. Removable terminal block included. | Stock | 172
D2-16TD2-2 | DirectLOGIC DL205 discrete output module, 16-point, 12-24 VDC, sourcing, 2 isolated common(s), 8 point(s) per common, 0.1A/point, 1.6A/module. Removable terminal block included. | Stock | 154
F2-16TD1P | DirectLOGIC DL205 discrete output module, 16-point, 12-24 VDC, sinking, 1 common(s), 16 point(s) per common, 0.25A/point continuous, overcurrent and overload protection. Removable terminal block included. | Stock | 181
F2-16TD2P | DirectLOGIC DL205 discrete output module, 16-point, 12-24 VDC, sourcing, 1 common(s), 16 point(s) per common, 0.25A/point continuous, overcurrent and overload protection. Removable terminal block included. | Stock | 182
D2-32TD1 | DirectLOGIC DL205 discrete output module, 32-point, 12-24 VDC, sinking, 4 isolated common(s), 8 point(s) per common, 0.1A/point, 3.2A/module. Requires ZIPLink pre-wired cable. | Stock | 183
D2-32TD2 | DirectLOGIC DL205 discrete output module, 32-point, 12-24 VDC, sourcing, 4 isolated common(s), 8 point(s) per common, 0.1A/point, 3.2A/module. Requires ZIPLink pre-wired cable. | Stock | 182
F3-16ND3F | DirectLOGIC DL305 discrete input module, 16-point, 5 VDC/12-24 VDC, sinking/sourcing, 2 common(s), 8 point(s) per common. Removable terminal block included. | Stock | 348
D4-16ND2 | DirectLOGIC DL405 discrete input module, 16-point, 12-24 VDC, sourcing, 2 isolated common(s), 8 point(s) per common. Removable terminal block included. | Stock | 227
D4-16ND2F | DirectLOGIC DL405 discrete input module, 16-point, 12-24 VDC, sourcing, 2 isolated common(s), 8 point(s) per common. Removable terminal block included. | Stock | 202
D4-16NE3 | DirectLOGIC DL405 discrete input module, 16-point, 12-24 VAC/VDC, sinking/sourcing, 2 isolated common(s), 8 point(s) per common. Removable terminal block included. | Stock | 218
D4-32ND3-1 | DirectLOGIC DL405 discrete input module, 32-point, 24 VDC, sinking/sourcing, 4 isolated common(s), 8 point(s) per common. | Stock | 309
D4-64ND2 | DirectLOGIC DL405 discrete input module, 64-point, 24 VDC, sourcing, 8 isolated common(s), 8 point(s) per common. | Stock | 405
D4-16TD1 | DirectLOGIC DL405 discrete output module, 16-point, 5-24 VDC, sinking, 2 common(s), 8 point(s) per common, 0.5A/point, 3A/common. Removable terminal block included. | Stock | 261
D4-16TD2 | DirectLOGIC DL405 discrete output module, 16-point, 12-24 VDC, sourcing, 2 isolated common(s), 8 point(s) per common, 0.5A/point, 3A/common. Removable terminal block included. | Stock | 288
D4-32TD1 | DirectLOGIC DL405 discrete output module, 32-point, 6-24 VDC, sinking, 4 isolated common(s), 8 point(s) per common, 0.2A/point, 1.6A/common. Requires ZIPLink pre-wired cable. | Stock | 339
D4-32TD2 | DirectLOGIC DL405 discrete output module, 32-point, 12-24 VDC, sourcing, 4 isolated common(s), 8 point(s) per common, 0.2A/point, 1A/common, 4A/module. Requires ZIPLink pre-wired cable. | Stock | 339
D4-64TD1 | DirectLOGIC DL405 discrete output module, 64-point, 5-24 VDC, sinking, 8 common(s), 8 point(s) per common, 0.1A/point, 1A/common, 8A/module. Requires ZIPLink pre-wired cable. | Stock | 487
DirectLOGIC AC I/O Modules
F0-08NA-1 | DirectLOGIC DL05/06 discrete input module, 8-point, 120 VAC/VDC, 2 isolated common(s), 4 point(s) per common. Removable terminal block included. | Stock | 100
D2-08NA-1 | DirectLOGIC DL205 discrete input module, 8-point, 120 VAC, 1 common(s), 8 point(s) per common. Removable terminal block included. | Stock | 110
D2-08NA-2 | DirectLOGIC DL205 discrete input module, 8-point, 240 VAC, 1 common(s), 8 point(s) per common. Removable terminal block included. | Stock | 140
D2-16NA | DirectLOGIC DL205 discrete input module, 16-point, 120 VAC, 2 isolated common(s), 8 point(s) per common. Removable terminal block included. | Stock | 194
D2-08TA | DirectLOGIC DL205 discrete output module, 8-point, 24-240 VAC, 1 common(s), 8 point(s) per common, 0.5A/point, 4A/common. Removable terminal block included. | Stock | 195
F2-08TA | DirectLOGIC DL205 discrete output module, 8-point, 24-120 VAC, 2 isolated common(s), 4 point(s) per common, 1.5A/point, 4A/common, 8A/module. Removable terminal block included. | Stock | 208
D2-12TA | DirectLOGIC DL205 discrete output module, 12-point, 24-120 VAC, 2 isolated common(s), 6 point(s) per common, 0.3A/point, 1.8A/common. Removable terminal block included. | Stock | 223
D4-08NA | DirectLOGIC DL405 discrete input module, 8-point, 120-240 VAC, 2 isolated common(s), 4 point(s) per common. Removable terminal block included. | Stock | 187
D4-16NA | DirectLOGIC DL405 discrete input module, 16-point, 120 VAC, 2 isolated common(s), 8 point(s) per common. Removable terminal block included. | Stock | 272
D4-08TA | DirectLOGIC DL405 discrete output module, 8-point, 24-240 VAC, 2 isolated common(s), 4 point(s) per common, 2A/point, 5A/common. Removable terminal block included. | Stock | 315
D4-16TA | DirectLOGIC DL405 discrete output module, 16-point, 24-240 VAC, 2 isolated common(s), 8 point(s) per common, 0.5A/point, 3A/common. Removable terminal block included. | Stock | 444
DirectLOGIC PLC Relay Outputs Modules
F0-04TRS | DirectLOGIC DL05/06 relay output module, 4-point, 6-48 VDC/6-208 VAC, (2) Form A, (2) Form C, 4 isolated common(s), 1 point(s) per common, 3A/point. Removable terminal block included. | Stock | 81
D0-08TR | DirectLOGIC DL05/06 relay output module, 8-point, 6-24 VDC/6-240 VAC, (8) Form A, 2 isolated common(s), 4 point(s) per common, 1A/point, 4A/common. Removable terminal block included. | Stock | 130
D2-04TRS | DirectLOGIC DL205 relay output module, 4-point, 6-24 VDC/6-240 VAC, (4) Form A, 4 isolated common(s), 4 point(s) per common, 4A/point, 8A/module. Removable terminal block included. | Stock | 133
D2-08TR | DirectLOGIC DL205 relay output module, 8-point, 6-24 VDC/6-240 VAC, (8) Form A, 1 common(s), 8 point(s) per common, 1A/point, 4A/module. Removable terminal block included. | Stock | 111
F2-08TR | DirectLOGIC DL205 relay output module, 8-point, 12-24 VDC/12-240 VAC, (8) Form A (SPST) no-suppression, 2 isolated common(s), 4 point(s) per common, 10A/common. Removable terminal block included. | Stock | 152
F2-08TRS | DirectLOGIC DL205 relay output module, 8-point, 12-24 VDC/12-240 VAC, (5) Form A (SPST) no-suppression, (3) Form C (SPDT) no-suppression, 8 isolated common(s), 1 point(s) per common, 7A/point max. Removable terminal block included. | Stock | 204
D2-12TR | DirectLOGIC DL205 relay output module, 12-point, 6-24 VDC/6-240 VAC, (12) Form A, 2 common(s), 6 point(s) per common, 1.5A/point max, 3A/common. Removable terminal block included. | Stock | 184
F3-08TRS-1 | DirectLOGIC DL305 relay output module, 8-point, 12-24 VDC/12-240 VAC, (6) Form A (SPST) no-suppression, (2) Form C (SPDT) no-suppression, 8 isolated common(s), 1 point(s) per common, 10A/point. Removable terminal block included. | Stock | 298
F3-08TRS-2 | DirectLOGIC DL305 relay output module, 8-point, 12-24 VDC/12-240 VAC, (6) Form A (SPST) no-suppression, (2) Form C (SPDT) no-suppression, 8 isolated common(s), 1 point(s) per common, 5A/point. Removable terminal block included. | Stock | 318
D4-08TR | DirectLOGIC DL405 relay output module, 8-point, 6-24 VDC/6-240 VAC, (8) Form A, 2 isolated common(s), 4 point(s) per common, 2A/point, 5A/common. Removable terminal block included. | Stock | 260
F4-08TRS-1 | DirectLOGIC DL405 relay output module, 8-point, 12-24 VDC/12-240 VAC, (4) Form A (SPST) no-suppression, (4) Form C (SPDT) no-suppression, 8 isolated common(s), 1 point(s) per common, 10A/point,40A/module. Removable terminal block included. | Stock | 323
F4-08TRS-2 | DirectLOGIC DL405 relay output module, 8-point, 12-24 VDC/12-240 VAC, (4) Form A (SPST) no-suppression, (4) Form C (SPDT) no-suppression, 8 isolated common(s), 1 point(s) per common, 5A/point,40A/module. Removable terminal block included. | Stock | 366
D4-16TR | DirectLOGIC DL405 relay output module, 16-point, 6-24 VDC/6-240 VAC, (16) Form A, 2 isolated common(s), 8 point(s) per common, 1A/point, 5A/common. Removable terminal block included. | Stock | 347
DirectLOGIC PLC Analog I/O Modules
F0-04AD-1 | DirectLOGIC DL05/06 analog input module, 4-channel, current, 12-bit, input current signal range(s) of 4-20 mA, 0-20 mA. | Stock | 156
F0-04AD-2 | DirectLOGIC DL05/06 analog input module, 4-channel, voltage, 12-bit, input voltage signal range(s) of 0-5 VDC, 0-10 VDC. | Stock | 228
F0-08ADH-1 | DirectLOGIC DL05/06 analog input module, 8-channel, current, 16-bit, input current signal range(s) of 0-20 mA. | Stock | 264
F0-08ADH-2 | DirectLOGIC DL05/06 analog input module, 8-channel, voltage, 16-bit, input voltage signal range(s) of 0-5 VDC, 0-10 VDC, external 24 VDC required. | Stock | 278
F0-08DAH-1 | DirectLOGIC DL05/06 analog output module, 8-channel, current, 16-bit, output current signal range(s) of 4-20 mA, external 24 VDC required. | Stock | 370
F0-08DAH-2 | DirectLOGIC DL05/06 analog output module, 8-channel, voltage, 16-bit, output voltage signal range(s) of 0-10 VDC, external 24 VDC required. | Stock | 351
F0-04DAH-1 | DirectLOGIC DL05/06 analog output module, 4-channel, current, 16-bit, output current signal range(s) of 4-20 mA, external 24 VDC required. | Stock | 281
F0-04DAH-2 | DirectLOGIC DL05/06 analog output module, 4-channel, voltage, 16-bit, output voltage signal range(s) of 0-10 VDC, external 24 VDC required. | Stock | 265
F0-2AD2DA-2 | DirectLOGIC DL05/06 analog combo module, Input: 2-channel, voltage, 0-5 VDC and 0-10 VDC, Output: 2-channel, voltage, 0-5 VDC and 0-10 VDC. | Stock | 295
F0-4AD2DA-1 | DirectLOGIC DL05/06 analog combo module, Input: 4-channel, current, 0-20 mA and 4-20 mA, Output: 2-channel, current, 0-20 mA and 4-20 mA. | Stock | 377
F0-4AD2DA-2 | DirectLOGIC DL05/06 analog combo module, Input: 4-channel, voltage, 0-5 VDC and 0-10 VDC, Output: 2-channel, voltage, 0-5 VDC and 0-10 VDC. | Stock | 409
F0-04RTD | DirectLOGIC DL05/06 temperature input module, RTD, 4-channel, 16-bit resolution, input RTD type(s): Pt100, Pt1000, JPt100, Cu10, Cu25 and Ni120. | Stock | 387
F0-04THM | DirectLOGIC DL05/06 temperature input module, thermocouple, 4-channel, 16-bit resolution, input thermocouple type(s): J, E, K, R, S, T, B, N, C. | Stock | 407
F2-04AD-1 | DirectLOGIC DL205 analog input module, 4-channel, current, 12-bit, input current signal range(s) of 4-20 mA, external 24 VDC required. | Stock | 403
F2-04AD-2 | DirectLOGIC DL205 analog input module, 4-channel, voltage, 12-bit, input voltage signal range(s) of 0-5 VDC, 0-10 VDC, +/- 5 VDC, +/- 10 VDC, external 24 VDC required. | Stock | 440
F2-08AD-1 | DirectLOGIC DL205 analog input module, 8-channel, current, 12-bit, input current signal range(s) of 4-20 mA, external 24 VDC required. | Stock | 495
F2-08AD-2 | DirectLOGIC DL205 analog input module, 8-channel, voltage, 12-bit, input voltage signal range(s) of 0-5 VDC, 0-10 VDC, external 24 VDC required. | Stock | 525
F2-02DA-1 | DirectLOGIC DL205 analog output module, 2-channel, current, 12-bit, output current signal range(s) of 4-20 mA, external 24 VDC required. | Stock | 282
F2-02DA-2 | DirectLOGIC DL205 analog output module, 2-channel, voltage, 12-bit, output voltage signal range(s) of 0-5 VDC, 0-10 VDC, +/- 5 VDC and +/- 10 VDC, external 24 VDC required. | Stock | 295
F2-02DAS-1 | DirectLOGIC DL205 analog output module, 2-channel, current, 16-bit, isolated, output current signal range(s) of 4-20 mA, external 24 VDC required. | Stock | 440
F2-02DAS-2 | DirectLOGIC DL205 analog output module, 2-channel, voltage, 16-bit, isolated, output voltage signal range(s) of 0-5 VDC and 0-10 VDC, external 24 VDC required. | Stock | 479
F2-08DA-1 | DirectLOGIC DL205 analog output module, 8-channel, current, 12-bit, output current signal range(s) of 4-20 mA, external 24 VDC required. | Stock | 535
F2-08DA-2 | DirectLOGIC DL205 analog output module, 8-channel, voltage, 12-bit, output voltage signal range(s) of 0-5 VDC and 0-10 VDC, external 24 VDC required. | Stock | 530
F2-4AD2DA | DirectLOGIC DL205 analog combo module, Input: 4-channel, current, 4-20 mA, Output: 2-channel, current, 4-20 mA. | Stock | 566
F2-8AD4DA-1 | DirectLOGIC DL205 analog combo module, Input: 8-channel, current, 0-20 mA, Output: 4-channel, current, 4-20 mA. | Stock | 710
F2-8AD4DA-2 | DirectLOGIC DL205 analog combo module, Input: 8-channel, voltage, 0-5 VDC and 0-10 VDC, Output: 4-channel, voltage, 0-5 VDC and 0-10 VDC. | Stock | 701
F2-04RTD | DirectLOGIC DL205 temperature input module, RTD, 4-channel, 16-bit resolution, input RTD type(s): Pt100, JPt100, Cu10, Cu25 and Pt1000. | Stock | 539
F2-04THM | DirectLOGIC DL205 temperature input module, thermocouple, 4-channel, 16-bit resolution, input thermocouple type(s): J, E, K, R, S, T, B, N, C. | Stock | 582
F3-04ADS | DirectLOGIC DL305 analog input module, 4-channel, current/voltage, 12-bit, isolated, input current signal range(s) of 0-20 mA, 4-20 mA, input voltage signal range(s) of 0-5 VDC, 0-10 VDC, 1-5 VDC, +/- 5 VDC, +/- 10 VDC. | Stock | 1480
F4-04AD | DirectLOGIC DL405 analog input module, 4-channel, current/voltage, 12-bit, input current signal range(s) of 4-20 mA, 0-20 mA, input voltage signal range(s) of 0-5 VDC, 0-10 VDC, 1-5 VDC, +/- 5 VDC, +/- 10 VDC, external 24 VDC required. | Stock | 836
F4-04ADS | DirectLOGIC DL405 analog input module, 4-channel, current/voltage, 12-bit, isolated, input current signal range(s) of 0-20 mA, 4-20 mA, input voltage signal range(s) of 0-5 VDC, 0-10 VDC, 1-5 VDC, +/- 5 VDC, +/- 10 VDC, external 24 VDC required. | Stock | 1092
F4-08AD | DirectLOGIC DL405 analog input module, 8-channel, current/voltage, 12-bit, input current signal range(s) of 0-20 mA, 4-20 mA, input voltage signal range(s) of 0-5 VDC, 0-10 VDC, 1-5 VDC, +/- 5 VDC, +/- 10 VDC, external 24 VDC required. | Stock | 956
F4-16AD-1 | DirectLOGIC DL405 analog input module, 16-channel, current, 12-bit, input current signal range(s) of 0-20 mA, 4-20 mA, external 24 VDC required. | Stock | 1054
F4-16AD-2 | DirectLOGIC DL405 analog input module, 16-channel, voltage, 12-bit, input voltage signal range(s) of 0-5 VDC, 0-10 VDC, external 24 VDC required. | Stock | 1102
F4-04DA-1 | DirectLOGIC DL405 analog output module, 4-channel, current, 12-bit, output current signal range(s) of 4-20 mA, external 24 VDC required. | Stock | 708
F4-04DA-2 | DirectLOGIC DL405 analog output module, 4-channel, voltage, 12-bit, output voltage signal range(s) of 0-5 VDC, 0-10 VDC, +/- 5 VDC and +/- 10 VDC, external 24 VDC required. | Stock | 775
F4-04DAS-1 | DirectLOGIC DL405 analog output module, 4-channel, current, 16-bit, isolated, output current signal range(s) of 4-20 mA, external 24 VDC required. | Stock | 986
F4-08DA-1 | DirectLOGIC DL405 analog output module, 8-channel, current, 12-bit, output current signal range(s) of 4-20 mA, external 24 VDC required. | Stock | 1048
F4-08DA-2 | DirectLOGIC DL405 analog output module, 8-channel, voltage, 12-bit, output voltage signal range(s) of 0-5 VDC and 0-10 VDC, external 24 VDC required. | Stock | 1067
F4-16DA-1 | DirectLOGIC DL405 analog output module, 16-channel, current, 12-bit, output current signal range(s) of 4-20 mA, external 24 VDC required. | Stock | 1265
F4-16DA-2 | DirectLOGIC DL405 analog output module, 16-channel, voltage, 12-bit, output voltage signal range(s) of 0-5 VDC and 0-10 VDC, external 24 VDC required. | Stock | 1286
F4-08RTD | DirectLOGIC DL405 temperature input module, RTD, 8-channel, 16-bit resolution, input RTD type(s): Pt100, JPt100, Cu10, Cu25 and Pt1000. | Stock | 867
F4-08THM | DirectLOGIC DL405 temperature input module, thermocouple, 8-channel, 16-bit resolution, input thermocouple type(s): J, E, K, R, S, T, B, N, C. | Stock | 1096
F4-08THM-J | DirectLOGIC DL405 temperature input module, thermocouple, 8-channel, 12-bit resolution, input thermocouple type(s): J. | Stock | 1144
DirectLOGIC PLC Communications and Networking Modules
D0-DCM | DirectLOGIC DL05/06 communication module, DirectNET and Modbus RTU, 2 ports, (1) RS-232 (RJ12) and (1) RS-232/RS-422/RS-485 (HD15) port(s). For use with DL05 and DL06 PLCs. | Stock | 302
H0-ECOM100 | DirectLOGIC DL05/06 communication module, Modbus TCP, 1 port, (1) Ethernet 10/100Base-T (RJ45) port(s). For use with DL05 and DL06 PLCs. | Stock | 321
D0-DEVNETS | DirectLOGIC DL05/06 communication module, DeviceNet, 1 port, (1) 5-position removable terminal port(s). For use with DL05 and DL06 PLCs. | Stock | 302
D2-DCM | DirectLOGIC DL205 communication module, DirectNET and Modbus RTU, 1 port, (1) RS-232/RS-422 port(s). For use with DL205 PLCs. | Stock | 502
H2-ECOM100 | DirectLOGIC DL205 communication module, Modbus TCP, 1 port, (1) Ethernet 10/100Base-T (RJ45) port(s). For use with D2-240, D2-250(-1), D2-260, D2-262 and Do-more H2 series CPU-based PLCs. | Stock | 450
D4-DCM | DirectLOGIC DL405 communication module, DirectNET and Modbus RTU, 1 port, (1) RS-232/RS-422 port(s). For use with all DL405 PLCs. | Stock | 640
H4-ECOM100 | DirectLOGIC DL405 communication module, Modbus TCP, 1 port, (1) Ethernet 10/100Base-T (RJ45) port(s). For use with all DL405 PLCs. | Stock | 895
F4-MAS-MB | DirectLOGIC DL405 communication module, Modbus RTU, 2 ports, (2) RS-232/RS-422/RS-485 port(s). For use with all DL405 PLCs. | Stock | 618
DirectLOGIC PLC Motion and Specialty Modules
F0-08SIM | DirectLOGIC DL05/06 simulator input module, 8-point. For use with DL05 and DL06 PLCs. | Stock | 69
F0-CP128 | DirectLOGIC DL05/06 communication module, ASCII, 3 ports, buffered, 128k program memory, 100 MHz maximum switching frequency, (2) RS-232 and (1) RS-485 port(s). For use with DL05 and DL06 PLCs. | Stock | 351
H0-CTRIO2 | DirectLOGIC DL05/06 pulse combo module, 250 kHz maximum switching frequency, 4 high-speed input point(s), sinking/sourcing, single-ended encoder input(s), 2 high-speed output point(s), sinking/sourcing, single-ended output(s). | Stock | 315
D0-01MC | DirectLOGIC DL05 memory module, 32k V-memory, battery backup, battery included, real time clock/calendar. For use with DL05 CPUs only. D0-MC-BAT battery included. | Stock | 90
F2-CP128 | DirectLOGIC DL205 communication module, ASCII, 3 ports, buffered, 128k program memory, 26 MHz maximum switching frequency, (1) RS-232 and (2) RS-232/RS-422/RS-485 port(s). For use with D2-240, D2-250(-1), D2-260 and D2-262 CPU-based PLCs. | Stock | 604
H2-CTRIO2 | DirectLOGIC DL205 pulse combo module, 250 kHz maximum switching frequency, 8 high-speed input point(s), sinking/sourcing, single-ended encoder input(s), 4 high-speed output point(s), sinking/sourcing, single-ended output(s). | Stock | 471
D2-CTRINT | DirectLOGIC DL205 pulse combo module, 5 kHz maximum switching frequency, 4 high-speed input point(s), sinking/sourcing, single-ended encoder input(s), 2 high-speed output point(s), sinking, single-ended output(s). | Stock | 149
H2-SERIO | DirectLOGIC DL205 communication module, Do-more protocol, Modbus RTU and ASCII, 3 ports, buffered, (3) RS-232 (RJ12) port(s). For use with Do-more H2 series PLCs or an H2-EBC100-based system connected to a PC. | Stock | 267
H2-SERIO-4 | DirectLOGIC DL205 communication module, Do-more protocol, Modbus RTU and ASCII, 3 ports, buffered, (2) RS-232 (RJ12) and (1) RS-422/RS-485 port(s). For use with Do-more H2 series PLCs or an H2-EBC100-based system connected to a PC. | Stock | 267
F4-CP128-1 | DirectLOGIC DL405 communication module, ASCII, 3 ports, buffered, 128k program memory, 26 MHz maximum switching frequency, (1) RS-232 and (2) RS-232/RS-422/RS-485 port(s). For use with all DL405 PLCs. | Stock | 812
F4-4LTC | DirectLOGIC DL405 temperature controller module, 4 loop(s), RTD/thermocouple, jumper selectable inputs, solid state relays. For use with DL405 CPUs. | Stock | 966
H4-CTRIO | DirectLOGIC DL405 pulse combo module, 100 kHz maximum switching frequency, 8 high-speed input point(s), sinking/sourcing, single-ended encoder input(s), 4 high-speed output point(s), sinking/sourcing, single-ended output(s). | Stock | 655
Accessories for DirectLOGIC PLCs
PC-DSOFT6 | DirectSOFT Windows full-featured programming and documentation software, USB or download. For use with all DirectLOGIC PLCs. | Stock | 462
PC-DS100 | DirectSOFT Windows limited programming and documentation software, free download only. For use with all DirectLOGIC PLCs. | Stock | 0
PC-R60-U | DirectSOFT Windows programming and documentation software upgrade, USB or download, upgrades current DirectSOFT 16-bit or 32-bit software to DirectSOFT v.6.0. | Stock | 291
FA-15HD | DirectLOGIC DL06 connector, 15-pin D-sub HD15 male to RJ12 female. For use with DL06 CPUs and DL205 D2-250, D2-250-1, D2-260 and D2-262 CPUs. | Stock | 21.5
D2-HPP | DirectLOGIC DL205 handheld programmer, ladder. For use with all DL05, DL06, DL105, DL205 and D3-350 CPUs. | Stock | 679
D0-06LCD | DirectLOGIC DL06 LCD display module, 2 lines x 16 characters, 7 predefined function keys, programmable with DirectSOFT programming software v4.0 or later. For use with all DL06 PLCs. | Stock | 151
D0-ACC-1 | DirectLOGIC DL05 terminal accessory kit, 90-degree screw type, replacement. For use with DL05/06 I/O modules. Includes (1) DL05 I/O terminal block, (1) terminal block cover and (1) option slot cover. | Stock | 46
D2-ACC-1 | DirectLOGIC DL205 terminal screw kit, replacement. For use with DL205 base power supply terminals. Includes (8) terminal screws and (1) plastic terminal cover. | Stock | 23
D0-ACC-2 | DirectLOGIC DL06 terminal accessory kit, 90-degree screw type, replacement. For use with DL06 I/O modules. Includes (2) DL06 I/O terminal blocks, (2) DL06 terminal block covers, (2) terminal block labels and (3) terminal shorting jumpers. | Stock | 56
D0-ACC-3 | DirectLOGIC DL06 option card cover kit, replacement. For use with DL06 I/O modules. Includes (4) option card covers, (4) option card top covers and (1) LCD cover. | Stock | 22.5
D3-ACC-3 | DirectLOGIC DL305 terminal screws, replacement. Package of 16. For use with DL305 16-point I/O modules. | Stock | 28.5
D0-ACC-4 | DirectLOGIC DL05/06 terminal block kit, 90-degree screw type, replacement. For use with DL05/06 I/O modules. Includes (2) 10-pin 3.5mm terminal blocks and (2) 13-pin 3.5mm terminal blocks. | Stock | 36
D2-FUSE-1 | DirectLOGIC time-delay spare fuse, 3.15A. Package of 5. For use with D2-12TA discrete output module. | Stock | 18
D4-FUSE-2 | DirectLOGIC spare fuse, 10A. Package of 5. For use with F4-08TRS-2 relay output module. | Stock | 23
D2-FUSE-3 | DirectLOGIC time-delay spare fuse, 6.3A. Package of 5. For use with D2-04TRS and D2-08TR relay output modules and D2-08CDR discrete combo module. | Stock | 18
D2-FUSE-4 | DirectLOGIC time-delay spare fuse, 4A. Package of 5. For use with D2-12TR relay output module. | Stock | 18
D3-FUSE-4 | DirectLOGIC fast-acting spare fuse, 5A. Package of 5. For use with F3-08TAS and F3-16TA-1 discrete output modules. | Stock | 23
D3-FUSE-6 | DirectLOGIC spare fuse, 10A. Package of 5. For use with F3-08TRS-2 relay output module. | Stock | 23
D2-8IOCON | DirectLOGIC DL205 terminals, 90-degree screw type, replacement. Package of 5. For use with DL205 8-point I/O modules. | Stock | 49.5
D2-16IOCON | DirectLOGIC DL205 terminals, 90-degree screw type, replacement. Package of 5. For use with DL205 12-point and 16-point I/O modules. | Stock | 152
D2-IOCVR | DirectLOGIC DL205 module covers, replacement. Package of 5. For use with DL205 I/O modules. | Stock | 18
D4-IOCVR | DirectLOGIC DL405 module covers, replacement. Package of 5. For use with DL405 I/O modules. | Stock | 13
D3-8IOCVR | DirectLOGIC DL305 terminal block covers, replacement. Package of 5. For use with DL305 8-point I/O modules. | Stock | 18.5
D2-BASECVR | DirectLOGIC DL205 base covers, replacement. Package of 3. For use with expansion connector on right side of DL205 (-1) bases. | Stock | 11
D2-FILL | DirectLOGIC DL205 filler module with cover. | Stock | 18.5
D4-FILL | DirectLOGIC DL405 filler module. | Stock | 33.5
D0-MC-BAT | Battery, replacement. For use with Do-more H2 and T1H series CPUs, BRX and CLICK PLUS PLCs and D0-01MC memory cartridge. | Stock | 3.25
D3-D4-BAT | Battery, replacement. For use with D3-330, D3-340, D4-430, D4-440 and D4-450 CPUs. | Stock | 59
D2-BAT | Battery, for use with DL230 and DL240 CPUs. | Stock | 28.5
D2-BAT-1 | Battery, replacement. For use with CLICK, DL06, D2-250(-1), D2-260, D2-262, D3-350, D4-454 and all Productivity Series CPUs and C-more EA7 series touch screen panels. | Stock | 10
F0-IOCON | DirectLOGIC DL05/06 terminal blocks, 90-degree screw type, replacement. Package of 2. For use with F0-04AD-1, F0-04AD-2, F0-2AD2DA-2, F0-4AD2DA-1, F0-4AD2DA-2 and H0-CTRIO(2) I/O modules. | Stock | 24
F0-IOCON-THM | DirectLOGIC DL05/06 terminal block, 90-degree screw type, replacement. For use with F0-04THM thermocouple input module. (1) CJC sensor included. | Stock | 23
F2-UNICON | Serial converter, RS-232 (RJ12) to RS-422/485 (6-pin terminal), 5 VDC from PLC nominal input, open frame, DIN rail mount. For use with DL05 and D2-240 CPUs. | Stock | 123
FA-ISOCON | AutomationDirect serial converter, RS-232 (RJ12) to RS-422/485 (5-pin terminal), isolation protection, 5 VDC from PLC or 24 VDC external nominal input, encapsulated, DIN rail or panel mount. | Stock | 169
FA-ISOCON-P | AutomationDirect terminal plugs, replacement. Package of 4. For use with FA-ISOCON. | Stock | 13
D0-USER-M | DirectLOGIC DL05 user manual, free download only. For use with all DL05 CPUs. | Stock | 0
D0-06USER-M | DirectLOGIC DL06 user manual, free download only. For use with all DL06 PLCs. | Stock | 0
D0-OPTIONS-M | DirectLOGIC DL05/06 user manual, free download only. For use with all DL05/06 option modules except D0-DEVNETS, H0-ECOM, H0-PSCM and H0-CTRIO. | Stock | 0
D2-USER-M | DirectLOGIC DL205 user manual, free download only. For use with all DL205 CPUs, bases, discrete I/O and local expansion modules. | Stock | 0
D2-HP-M | DirectLOGIC DL205 user manual, free download only. For use with D2-HPP handheld programmer. | Stock | 0
D2-DCM-M | DirectLOGIC DL205 user manual, free download only. For use with D2-DCM and D3-DCM data communication modules. | Stock | 0
D2-CTRIF-M | DirectLOGIC DL205 user manual, free download only. For use with D2-CTRINT counter interface module. | Stock | 0
D2-REMIO-M | DirectLOGIC DL205 user manual, free download only. For use with D2-RMSM serial remote I/O master module and D2-RSSS serial remote I/O slave module. | Stock | 0
F2-CP-M | DirectLOGIC DL205 user manual, free download only. For use with F2-CP128 overdrive coprocessor module. | Stock | 0
HX-CTRIO-M | User manual, free download only. For use with all H0-CTRIO(2), H2-CTRIO(2), H4-CTRIO and T1H-CTRIO high speed counter modules. Replaces H24-CTRIO-M. | Stock | 0
H24-EBC-M | User manual, free download only. For use with all H2-EBC and H4-EBC Ethernet base controller modules. | Stock | 0
HX-ECOM-M | User manual, free download only. For use with all H0-ECOM, H2-ECOM and H4-ECOM Ethernet communication modules. Replaces H24-ECOM-M. | Stock | 0
H24-ERM-M | User manual, free download only. For use with all H2-ERM-100, H2-ERM-F, H4-ERM-100 and H4-ERM-F Ethernet remote master modules. | Stock | 0
D2-INST-M | DirectLOGIC DL205 installation manual, free download only. For use with all DL205 discrete I/O modules. | Stock | 0
D3-USER-M | DirectLOGIC DL305 user manual, free download only. For use with all DL305 CPUs except D3-350. | Stock | 0
D3-350-M | DirectLOGIC DL305 user manual, free download only. For use with D3-350 CPU only. | Stock | 0
D3-ANLG-M | DirectLOGIC DL305 user manual, free download only. For use with all DL305 analog I/O modules including temperature and thermocouple input modules. | Stock | 0
D3-HP-M | DirectLOGIC DL305 user manual, free download only. For use with D3-HP handheld programmer. | Stock | 0
D3-DCU-M | DirectLOGIC DL305 user manual, free download only. For use with all DL305 data communications units. | Stock | 0
F3-OMUX-M | DirectLOGIC DL305 user manual, free download only. For use with F3-OMUX-1 and F3-OMUX-2 CPUs. | Stock | 0
D4-454-M | DirectLOGIC DL405 user manual, free download only. For use with D4-454 and D4-454-DC-1 CPUs. | Stock | 0
D4-USER-M | DirectLOGIC DL405 user manual, free download only. For use with DL405 CPUs, bases, memory and discrete I/O modules. | Stock | 0
D4-ANLG-M | DirectLOGIC DL405 user manual, free download only. For use with DL405 analog I/O modules including thermocouple input. | Stock | 0
D4-HP-M | DirectLOGIC DL405 user manual, free download only. For use with D4-HPP-1 handheld programmer. | Stock | 0
D4-DCM-M | DirectLOGIC DL405 user manual, free download only. For use with D4-DCM data communication module. | Stock | 0
D4-HSC-M | DirectLOGIC DL405 user manual, free download only. For use with D4-HSC high speed counter module. | Stock | 0
F4-CP-M | DirectLOGIC DL405 user manual, free download only. For use with F4-CP128-1 overdrive coprocessor module. Includes F4-BASIC-M manual. | Stock | 0
D4-REMIO-M | DirectLOGIC DL405 user manual, free download only. For use with DL405 serial remote I/O components. | Stock | 0
F4-4LTC-M | DirectLOGIC DL405 user manual, free download only. For use with F4-4LTC temperature controller. | Stock | 0
F4-MASMB-M | DirectLOGIC DL405 user manual, free download only. For use with F4-MAS-MB Modbus network master module. | Stock | 0
F4-SLV-MB-M | DirectLOGIC DL405 user manual, free download only. For use with F4-SLV-MB Modbus network slave module. Not recommended for new development. | Stock | 0
D4-INST-M | DirectLOGIC DL405 installation manual, free download only. For use with all DL405 discrete I/O modules. | Stock | 0
ProductivityCODESYS CPUs
P2CDS-622 | ProductivityCODESYS CPU, up to 50 MB ladder memory, microSD card slot, (2) Ethernet 10/100Base-T (RJ45), (1) RS-232/RS-485 (RJ12), (1) RS-232/RS-485 (4-pin terminal) and (1) USB C port(s), battery included. Not compatible with Productivity Suite. | Stock | 534
ProductivityOpen Controllers and Shields (Arduino Compatible)
P1AM-100 | ProductivityOpen Arduino-compatible CPU, C++, microSD card slot, (1) microB-USB port(s), external 24 VDC required. For use with ProductivityOpen shields, Arduino MKR series shields and Productivity1000 expansion modules. | Stock | 70
P1AM-200 | ProductivityOpen Arduino-compatible CPU, CircuitPython and C++, microSD card slot, (1) microB-USB port(s), external 24 VDC required. For use with ProductivityOpen shields, Arduino MKR series shields and Productivity1000 expansion modules. | Stock | 109
P1AM-ETH | ProductivityOpen Ethernet shield, 1 port, (1) Ethernet 10/100Base-T (RJ45) port(s). For use with ProductivityOpen P1AM-100 CPU. | Stock | 55
P1AM-SERIAL | ProductivityOpen serial shield, 2 ports, (2) RS-232/RS-485 (4-pin terminal) port(s). For use with ProductivityOpen P1AM-100 CPU. | Stock | 56
P1AM-GPIO | ProductivityOpen MKR-pins extension shield, 0-3.3 VDC. For use with ProductivityOpen P1AM-100 CPU. Requires P2-RTB or P2-RTB-1 removable terminal block or ZIPLink pre-wired cables. See product insert for complete list of I/O configuration options. | Stock | 61
P1AM-PROTO | ProductivityOpen prototyping kit. | Stock | 45.5
P1AM-START1 | ProductivityOpen starter kit with Ethernet. | Stock | 293
P1AM-START2 | ProductivityOpen starter kit. | Stock | 227
IO-Link Masters
BNI006A | Balluff EtherNet/IP IO-Link master, (8) IO-Link capable I/O points, up to (16) discrete I/O points, IO-Link v1.1.3, 9A, 2A/port, die-cast zinc nickel-plated housing, IP67, -5 to 70 deg C, multi-line LCD display. | Stock | 698
BNI008M | Balluff EtherNet/IP IO-Link master, (8) IO-Link capable I/O points, up to (16) discrete I/O points, IO-Link v1.1.3, 9A, 2A/port, plastic housing, IP67, -5 to 70 deg C, multi-line LCD display. | Stock | 613
SIOL-EI8B | STRIDE Basic EtherNet/IP IO-Link master, (8) IO-Link capable I/O points, up to (16) discrete I/O points, IO-Link v1.1, 8A, 1A/port, plastic housing, IP65 and IP67, -25 to 70 deg C. | Stock | 360
54631 | Murrelektronik Premium EtherNet/IP IO-Link master, (8) IO-Link capable I/O points, up to (16) discrete I/O points, IO-Link v1.1, 16A, 2A/port, plastic housing, IP65 and IP67, -25 to 70 deg C. | Stock | 482
BNI00HM | Balluff EtherNet/IP IO-Link master, (8) IO-Link capable I/O points, up to (16) discrete I/O points, IO-Link v1.1.3, 9A, 2A/port, die-cast zinc nickel-plated housing, IP67, -25 to 70 deg C. | Stock | 579
54632 | Murrelektronik Premium EtherCAT IO-Link master, (8) IO-Link capable I/O points, up to (16) discrete I/O points, IO-Link v1.1, 16A, 2A/port, plastic housing, IP65 and IP67, -25 to 70 deg C. | Stock | 422
IO-Link Hubs
BNI00F4 | Balluff IO-Link hub, up to (16) discrete I/O points, up to (16) discrete input points, (8) 5-pin M12 A-coded ports, 24 VDC, IO-Link v1.1, IO-Link Class A Device, 4A, 0.2A/port, IP67. Requires IO-Link master. | Stock | 304
BNI00CP | Balluff IO-Link hub, up to (16) discrete I/O points, up to (16) discrete input points, (8) 5-pin M12 A-coded ports, 24 VDC, IO-Link v1.1, IO-Link Class A Device, 9A, 2A/port, IP67. Requires IO-Link master. | Stock | 360
59840 | Murrelektronik IO-Link hub, up to (4) analog input channel(s), (4) 5-pin M12 A-coded port(s), current/voltage, 24-bit, IO-Link v1.1.2 (compatible with v1.1.3), IO-Link Class A Device, IP65, IP67 and IP68. Requires IO-Link master. | Stock | 268
59841 | Murrelektronik IO-Link hub, up to (4) temperature input channel(s), (4) 5-pin M12 A-coded port(s), RTD, 24-bit, IO-Link v1.1.2 (compatible with v1.1.3), IO-Link Class A Device, IP65, IP67 and IP68. Requires IO-Link master. | Stock | 243
BNI00AJ | Balluff temperature/analog IO-Link hub, up to (8) analog input channel(s), current/voltage/RTD/thermocouple, 16-bit, input RTD type(s): Pt100 and Pt1000, input thermocouple type(s): J, K, IO-Link v1.1, IP67. Requires IO-Link master. | Stock | 462
59507 | Murrelektronik IO-Link hub, up to (8) discrete I/O points, (8) 3-pin M8 ports, 24 VDC, IO-Link v1.1.2 (compatible with v1.1.3), IO-Link Class A Device, 4A, 0.5A/port, IP68. Requires IO-Link master. | Stock | 244
59712 | Murrelektronik IO-Link hub, up to (16) discrete I/O points, (8) 5-pin M12 A-coded ports, 24 VDC, IO-Link v1.1.2 (compatible with v1.1.3), IO-Link Class B Device, 4A, 2A/port, IP68. Requires IO-Link master. | Stock | 252
59738 | Murrelektronik IO-Link hub, up to (16) discrete I/O points, (8) 5-pin M12 A-coded ports, 24 VDC, IO-Link v1.1.2 (compatible with v1.1.3), IO-Link Class A Device, 12A, 4A/port, IP68. Requires IO-Link master. | Stock | 335
59710 | Murrelektronik IO-Link hub, up to (16) discrete input points, (8) 5-pin M12 A-coded ports, 24 VDC, IO-Link v1.1.2 (compatible with v1.1.3), IO-Link Class A Device, IP68. Requires IO-Link master. | Stock | 200
59719 | Murrelektronik IO-Link hub, up to (16) discrete I/O points, (8) 5-pin M12 A-coded ports, 24 VDC, IO-Link v1.1.2 (compatible with v1.1.3), IO-Link Class A Device, 4A, 0.5A/port, IP68. Requires IO-Link master. | Stock | 239
IO-Link Analog Converters
BNI00C6 | Balluff temperature/analog combo converter, 1-channel, current/voltage/RTD/thermocouple, 16-bit, input RTD type(s): Pt100 and Pt1000, input thermocouple type(s): J, K, IO-Link v1.1, stainless steel housing, IP65 and IP67. Requires IO-Link master. | Stock | 256
IO Link Measuring Light Grids
MI301-IOL | ReeR Micron light grid, sender/receiver pair, measuring, 10mm resolution, 290mm detection height, 0-10m operating distance, PNP, configurable, (2) 5-pin M12 quick-disconnects, IO-Link compatible. | Stock | 781
MI601-IOL | ReeR Micron light grid, sender/receiver pair, measuring, 10mm resolution, 590mm detection height, 0-10m operating distance, PNP, configurable, (2) 5-pin M12 quick-disconnects, IO-Link compatible. | Stock | 1074
MI303-IOL | ReeR Micron light grid, sender/receiver pair, measuring, 30mm resolution, 270mm detection height, 0-10m operating distance, PNP, configurable, (2) 5-pin M12 quick-disconnects, IO-Link compatible. | Stock | 662
MI903-IOL | ReeR Micron light grid, sender/receiver pair, measuring, 30mm resolution, 870mm detection height, 0-10m operating distance, PNP, configurable, (2) 5-pin M12 quick-disconnects, IO-Link compatible. | Stock | 1096
MI1503-IOL | ReeR Micron light grid, sender/receiver pair, measuring, 30mm resolution, 1470mm detection height, 0-10m operating distance, PNP, configurable, (2) 5-pin M12 quick-disconnects, IO-Link compatible. | Stock | 1546
IO-Link Accessories
POC-CDR-M12 | PocketCodr programming tool, 24 VDC output. USB-A to USB-C cable and 4-pin M12 male to female cable, 30 day trial activation of Contrinex Suite Plan CTXSUITE included. | Stock | 195
SOFT-CTXSUITE-1-CRD | PocketCodr Contrinex Suite Plan subscription card, 1 year renewal. For use with PocketCodr POC-CDR-M12. | Stock | 195
Protos X I/O Bus Couplers
PX-TCP2 | Protos X bus coupler, 24 VDC, (2) Ethernet (RJ45) port(s), Modbus TCP, 10/100 Mbps. For use with Protos X I/O systems. | Stock | 599
PX-TCP1 | Protos X compact bus coupler, 24 VDC, (1) Ethernet (RJ45) port(s), Modbus TCP, 10/100 Mbps. For use with Protos X I/O systems. | Stock | 380
PX-EIP1 | Protos X compact bus coupler, 24 VDC, (1) Ethernet (RJ45) port(s), EtherNet/IP, 10/100 Mbps. For use with Protos X I/O systems. | Stock | 380
PX-MOD | Protos X bus coupler, 24 VDC, (1) RS-485 (9-pin D-sub) port(s), Modbus RTU and ASCII, up to 38.4k baud. For use with Protos X I/O systems. | Stock | 419
Protos X I/O DC Terminals
PX-144 | Protos X discrete input module, 4-point, 24 VDC, sinking, 2 common(s), 2 point(s) per common. | Stock | 53
PX-148 | Protos X discrete input module, 8-point, 24 VDC, sinking. | Stock | 86
PX-149 | Protos X discrete input module, 16-point, 24 VDC, sinking. | Stock | 148
PX-244-1 | Protos X discrete output module, 4-point, 24 VDC, sourcing, 2 common(s), 2 point(s) per common, 0.5A/point, short circuit and overload protection. | Stock | 78
PX-244-2 | Protos X discrete output module, 4-point, 24 VDC, sourcing, 4 common(s), 1 point(s) per common, 2A/point, short circuit and overload protection. | Stock | 97
PX-248 | Protos X discrete output module, 8-point, 24 VDC, sourcing, 0.5A/point, short circuit and overload protection. | Stock | 100
PX-249 | Protos X discrete output module, 16-point, 24 VDC, sinking, 0.5A/point, short circuit and overload protection. | Stock | 137
PX-549 | Protos X discrete combo module, Input: 8-point, 24 VDC, sinking, Output: 8-point, 24 VDC, sourcing, 0.5A/point. | Stock | 151
Protos X I/O AC and Relay Terminals
PX-172-1 | Protos X discrete input module, 2-point, 120-230 VAC, 2 common(s), 1 point(s) per common. | Stock | 59
PX-172-2 | Protos X discrete input module, 2-point, 120 VAC/VDC, 2 common(s), 1 point(s) per common. | Stock | 59
PX-272-1 | Protos X relay output module, 2-point, 230 VAC/VDC, solid state, 2 common(s), 1 point(s) per common, 0.3A/point. | Stock | 106
PX-272-2 | Protos X relay output module, 2-point, 230 VAC/30 VDC, (2) Form A, 1 common(s), 2 point(s) per common, 5A/point. | Stock | 83
Protos X I/O Analog Terminals
PX-322-1 | Protos X temperature input terminal, RTD, 2-channel, 16-bit resolution, input RTD type(s): Pt100. | Stock | 366
PX-324-1 | Protos X temperature input terminal, RTD, 4-channel, 16-bit resolution, input RTD type(s): Pt100. | Stock | 419
PX-332-K | Protos X temperature input terminal, thermocouple, 2-channel, 16-bit resolution, input thermocouple type(s): K. | Stock | 375
PX-334-K | Protos X temperature input terminal, thermocouple, 4-channel, 16-bit resolution, input thermocouple type(s): K. | Stock | 430
PX-332-J | Protos X temperature input terminal, thermocouple, 2-channel, 16-bit resolution, input thermocouple type(s): J. | Stock | 375
PX-334-J | Protos X temperature input terminal, thermocouple, 4-channel, 16-bit resolution, input thermocouple type(s): J. | Stock | 430
PX-302 | Protos X analog input terminal, 2-channel, current, 12-bit, input current signal range(s) of 4-20 mA, external 24 VDC required. | Stock | 335
PX-304 | Protos X analog input terminal, 4-channel, current, 12-bit, input current signal range(s) of 4-20 mA. | Stock | 297
PX-308 | Protos X analog input terminal, 8-channel, current, 12-bit, input current signal range(s) of 4-20 mA, external 24 VDC required. | Stock | 380
PX-312 | Protos X analog input terminal, 2-channel, voltage, 12-bit, input voltage signal range(s) of +/- 10 VDC. | Stock | 335
PX-314 | Protos X analog input terminal, 4-channel, voltage, 12-bit, input voltage signal range(s) of +/- 10 VDC. | Stock | 297
PX-318 | Protos X analog input terminal, 8-channel, voltage, 12-bit, input voltage signal range(s) of +/- 10 VDC. | Stock | 380
PX-402 | Protos X analog output terminal, 2-channel, current, 12-bit, output current signal range(s) of 4-20 mA. | Stock | 317
PX-404 | Protos X analog output terminal, 4-channel, current, 12-bit, output current signal range(s) of 4-20 mA. | Stock | 297
PX-408 | Protos X analog output terminal, 8-channel, current, 12-bit, output current signal range(s) of 4-20 mA. | Stock | 380
PX-412 | Protos X analog output terminal, 2-channel, voltage, 12-bit, output voltage signal range(s) of 0-10 VDC. | Stock | 317
PX-414 | Protos X analog output terminal, 4-channel, voltage, 12-bit, output voltage signal range(s) of 0-10 VDC. | Stock | 291
PX-418 | Protos X analog output terminal, 8-channel, voltage, 12-bit, output voltage signal range(s) of +/- 10 VDC. | Stock | 380
Protos X I/O Bus Expansion and Power Terminals
PX-901 | Protos X bus end terminal, for use with Protos X I/O systems. Installs at the right end of the terminal assembly. Required for proper communications between the I/O terminals and the bus coupler. | Stock | 22
PX-940 | Protos X power feed terminal, 24 VDC. For use with Protos X I/O systems. Introduces power into I/O terminals power bus or switches from one voltage source to another for power flow to the right. | Stock | 28.5
PX-949 | Protos X power distribution terminal, 24 VDC. For use with Protos X I/O systems. Provides (8) 24 VDC and (8) 0 VDC connections. | Stock | 40.5
PX-902 | Protos X bus expansion end terminal, (1) Ethernet (RJ45) port(s). For use with Protos X I/O systems. Requires Ethernet (RJ45) cable. Used only with bus coupler, replaces PX-901 bus end terminal. | Stock | 86
PX-903 | Protos X bus expansion coupler, (2) Ethernet (RJ45) port(s). For use with Protos X I/O systems. Requires Ethernet (RJ45) cable. Functions as bus coupler for expanded configuration. | Stock | 134
PX-970 | Protos X power feed terminal, 120-230 VAC. For use with Protos X I/O systems. Introduces power into I/O terminals power bus or switches from one voltage source to another for power flow to the right. | Stock | 37.5
PX-908 | Protos X power separation terminal, 24 VDC. For use with Protos X I/O systems. Interrupts the power flow of power bus to the left. | Stock | 27.5
Protos X I/O Programming Software and Cables
PX-USB-232 | Protos X programming cable, USB A to 4-pin custom Micro connector, 9.8ft/3m cable length. For use with Protos X bus couplers. | Stock | 99
PX-CFGSW | Protos X Windows configuration software, USB or free download. Requires PX-USB-232 programming cable. | Stock | 22.5
Protos X I/O Documentation
PX-USER-M | Protos X user manual, free download only. For use with all Protos X I/O systems. | Stock | 0
Stride DC & Combo Field I/O
SIO-MB12CDR | STRIDE discrete combo module, Input: 8-point, 12-24 VDC, sinking, Output: 4-point, relay, (4) Form C (SPDT) relays, 2A/point, (1) Ethernet (RJ45) port(s), Modbus TCP. | Stock | 234
SIO-MB16ND3 | STRIDE discrete input module, 16-point, 12-24 VDC, sinking/sourcing, 2 isolated common(s), 8 point(s) per common, (1) Ethernet (RJ45) port(s), Modbus TCP. | Stock | 258
SIO-MB16CDD2 | STRIDE discrete combo module, Input: 8-point, 12-24 VDC, sinking, Output: 8-point, 12-24 VDC, sourcing, 0.5A/point, 1A/module, (1) Ethernet (RJ45) port(s), Modbus TCP. | Stock | 281
Stride Analog Field I/O
SIO-MB04RTDS | STRIDE temperature input module, RTD, 4-channel, 16-bit resolution, isolated, input RTD type(s): Pt100, Pt1000, Ni100 and Ni1000, (1) Ethernet (RJ45) port(s), Modbus TCP. | Stock | 293
SIO-MB04THMS | STRIDE temperature input module, thermocouple, 4-channel, 16-bit resolution, isolated, input thermocouple type(s): J, E, K, R, S, T, B, N, (1) Ethernet (RJ45) port(s), Modbus TCP. | Stock | 258
SIO-MB08THMS | STRIDE temperature input module, thermocouple, 8-channel, 16-bit resolution, isolated, input thermocouple type(s): J, E, K, R, S, T, B, N, (1) Ethernet (RJ45) port(s), Modbus TCP. | Stock | 304
SIO-MB04ADS | STRIDE analog input module, 4-channel, current/voltage, 16-bit, isolated, (1) Ethernet (RJ45) port(s), Modbus TCP, external 20-30 VDC required. | Stock | 270
SIO-MB08ADS-1 | STRIDE analog input module, 8-channel, current, 16-bit, isolated, (1) Ethernet (RJ45) port(s), Modbus TCP, external 14-30 VDC required. | Stock | 293
SIO-MB08ADS-2 | STRIDE analog input module, 8-channel, voltage, 16-bit, isolated, (1) Ethernet (RJ45) port(s), Modbus TCP, external 14-30 VDC required. | Stock | 293
SIO-MB04DAS | STRIDE analog output module, 4-channel, current/voltage, 16-bit, isolated, (1) Ethernet (RJ45) port(s), Modbus TCP, external 18-30 VDC required. | Stock | 246
Terminator I/O Power Supplies / Terminal Bases / Cables
T1K-01AC | Terminator AC power supply, 120/240 VAC nominal input. Minimum (1) required per system. | Stock | 183
T1K-01DC | Terminator DC power supply, 12/24 VDC nominal input. Minimum (1) required per system. | Stock | 210
T1K-08B | Terminator half-size terminal base, 3-row, 24-pin screw clamp, 12 AWG. | Stock | 163
T1K-16B | Terminator full-size terminal base, 3-row, 48-pin screw clamp, 12 AWG. | Stock | 199
T1K-08B-1 | Terminator half-size terminal base, 3-row, 24-pin spring clamp, 14 AWG. | Stock | 176
T1K-16B-1 | Terminator full-size terminal base, 3-row, 48-pin spring clamp, 14 AWG. | Stock | 209
Terminator I/O Network Interface Modules
T1K-DEVNETS | Terminator slave, (1) 5-pin removable terminal block port(s), DeviceNet, up to 500k baud. | Stock | 449
T1H-EBC100 | Terminator Ethernet base controller, (1) Ethernet 10/100Base-T (RJ45) port(s), Do-more Ethernet remote I/O, Modbus TCP/IP, TCP/IP, UDP/IP and IPX, up to 100 Mbps. | Stock | 543
T1K-MODBUS | Terminator slave, (1) RS-232/RS-422/RS-485 (15-pin D-sub HD15 female) port(s), Modbus RTU, up to 19.2k baud. | Stock | 369
Terminator I/O Discrete Input Modules
T1K-08ND3 | Terminator discrete input module, 8-point, 12-24 VDC, sinking/sourcing, 2 isolated common(s), 4 point(s) per common. Requires T1K-08B or T1K-08B-1 terminal base. | Stock | 115
T1K-08NA-1 | Terminator discrete input module, 8-point, 120 VAC, 2 isolated common(s), 4 point(s) per common. Requires T1K-08B or T1K-08B-1 terminal base. | Stock | 145
T1K-16ND3 | Terminator discrete input module, 16-point, 12-24 VDC, sinking/sourcing, 4 isolated common(s), 4 point(s) per common. Requires T1K-16B or T1K-16B-1 terminal base. | Stock | 178
T1K-16NA-1 | Terminator discrete input module, 16-point, 120 VAC, 4 isolated common(s), 4 point(s) per common. Requires T1K-16B or T1K-16B-1 terminal base. | Stock | 226
Terminator I/O Discrete Output Modules
T1K-08TD1 | Terminator discrete output module, 8-point, 12-24 VDC, sinking, 2 common(s), 4 point(s) per common, 1A/point. Requires T1K-08B or T1K-08B-1 terminal base. | Stock | 154
T1K-08TD2-1 | Terminator discrete output module, 8-point, 12-24 VDC, sourcing, 2 common(s), 4 point(s) per common, 1A/point, 4A/common. Requires T1K-08B or T1K-08B-1 terminal base. | Stock | 153
T1H-08TDS | Terminator discrete output module, 8-point, 6-24 VDC, sinking and sourcing, 8 isolated common(s), 1 point(s) per common, 2A/point, 16A/module, overcurrent protection. Requires T1K-16B or T1K-16B-1 terminal base. | Stock | 274
T1K-16TD1 | Terminator discrete output module, 16-point, 12-24 VDC, sinking, 4 common(s), 4 point(s) per common, 1A/point, 4A/common. Requires T1K-16B or T1K-16B-1 terminal base. | Stock | 214
T1K-16TD2-1 | Terminator discrete output module, 16-point, 12-24 VDC, sourcing, 4 common(s), 4 point(s) per common, 1A/point, 4A/common. Requires T1K-16B or T1K-16B-1 terminal base. | Stock | 214
T1K-08TA | Terminator discrete output module, 8-point, 24-240 VAC, 2 isolated common(s), 4 point(s) per common, 1A/point, 4A/common. Requires T1K-08B or T1K-08B-1 terminal base. | Stock | 214
T1K-08TAS | Terminator discrete output module, 8-point, 24-240 VAC, 8 isolated common(s), 1 point(s) per common, 2A/point. Requires T1K-16B or T1K-16B-1 terminal base. | Stock | 255
T1K-16TA | Terminator discrete output module, 16-point, 24-240 VAC, 4 isolated common(s), 4 point(s) per common, 1A/point, 4A/common. Requires T1K-16B or T1K-16B-1 terminal base. | Stock | 267
T1K-08TR | Terminator relay output module, 8-point, 6-24 VDC/6-240 VAC, (8) Form A, 2 isolated common(s), 4 point(s) per common, 2A/point, 8A/common. Requires T1K-08B or T1K-08B-1 terminal base. | Stock | 160
T1K-16TR | Terminator relay output module, 16-point, 6-24 VDC/6-240 VAC, (16) Form A, 4 isolated common(s), 4 point(s) per common, 2A/point, 6A/common. Requires T1K-16B or T1K-16B-1 terminal base. | Stock | 261
T1K-08TRS | Terminator relay output module, 8-point, 6-24 VDC/6-240 VAC, (8) Form A, 8 isolated common(s), 1 point(s) per common, 7A/point. Requires T1K-16B or T1K-16B-1 terminal base. | Stock | 265
Terminator I/O Analog Modules
T1F-08AD-1 | Terminator analog input module, 8-channel, current, 14-bit, external 24 VDC required. Requires T1K-08B or T1K-08B-1 terminal base. | Stock | 553
T1F-08AD-2 | Terminator analog input module, 8-channel, voltage, 14-bit, external 24 VDC required. Requires T1K-08B or T1K-08B-1 terminal base. | Stock | 553
T1F-16AD-1 | Terminator analog input module, 16-channel, current, 14-bit, external 24 VDC required. Requires T1K-16B or T1K-16B-1 terminal base. | Stock | 779
T1F-16AD-2 | Terminator analog input module, 16-channel, voltage, 14-bit, external 24 VDC required. Requires T1K-16B or T1K-16B-1 terminal base. | Stock | 781
T1F-08DA-1 | Terminator analog output module, 8-channel, current, 12-bit, external 24 VDC required. Requires T1K-08B or T1K-08B-1 terminal base. | Stock | 709
T1F-08DA-2 | Terminator analog output module, 8-channel, voltage, 12-bit, external 24 VDC required. Requires T1K-08B or T1K-08B-1 terminal base. | Stock | 763
T1F-16DA-1 | Terminator analog output module, 16-channel, current, 12-bit, external 24 VDC required. Requires T1K-16B or T1K-16B-1 terminal base. | Stock | 1094
T1F-16DA-2 | Terminator analog output module, 16-channel, voltage, 12-bit, external 24 VDC required. Requires T1K-16B or T1K-16B-1 terminal base. | Stock | 1176
T1F-8AD4DA-1 | Terminator analog combo module, Input: 8-channel, current, Output: 4-channel, current. Requires T1K-08B or T1K-08B-1 terminal base. | Stock | 674
T1F-8AD4DA-2 | Terminator analog combo module, Input: 8-channel, voltage, Output: 4-channel, voltage. Requires T1K-08B or T1K-08B-1 terminal base. | Stock | 674
T1F-16RTD | Terminator temperature input module, RTD, 16-channel, 16-bit resolution, input RTD type(s): Pt100, JPt100, Cu10, Cu25 and Pt1000. Requires T1K-16B or T1K-16B-1 terminal base. | Stock | 767
T1F-14THM | Terminator temperature input module, thermocouple, 14-channel, 16-bit resolution, input thermocouple type(s): J, E, K, R, S, T, B, N, C. Requires T1K-16B or T1K-16B-1 terminal base. | Stock | 1006
Terminator I/O Specialty Modules
T1H-CTRIO | Terminator pulse combo module, 100 kHz maximum switching frequency, 8 high-speed input point(s), sinking/sourcing, single-ended encoder input(s), 4 high-speed output point(s), sinking/sourcing, single-ended output(s). | Stock | 607
Terminator I/O Spare Parts and Accessories
T1F-CJC | Terminator CJC sensor, replacement. For use with T1F-14THM temperature input module. | Stock | 27
T1K-FUSE-1 | Terminator fast-acting spare fuse, 6.3A. Package of 5. For use with Terminator DC output modules. | Stock | 19
T1K-FUSE-2 | Terminator fast-acting spare fuse, 10A. Package of 5. For use with Terminator non-isolated AC/relay output modules. | Stock | 22
T1K-FUSE-3 | Terminator spare fuse, 10A. Package of 5. For use with Terminator isolated AC/relay output modules. | Stock | 19
Terminator I/O Documentation
T1K-INST-M | Terminator installation manual, free download only. For use with Terminator bases and discrete and analog I/O modules. | Stock | 0
T1H-EBC-M | Terminator user manual, free download only. For use with T1H-EBC100 Ethernet base controller. | Stock | 0
T1K-DEVNETS-M | Terminator user manual, free download only. For use with T1K-DEVNETS DeviceNET base controller. | Stock | 0
T1K-RSSS-M | Terminator user manual, free download only. For use with T1K-RSSS DirectLOGIC remote I/O base controller. | Stock | 0
T1K-MODBUS-M | Terminator user manual, free download only. For use with T1K-MODBUS Modbus base controller. | Stock | 0
Point to Point Wireless I/O Components
DEFINE-TWIN-LINK | Define Instruments Twin Link series wireless signal transmitter/receiver, isolated, Input: 2-channel, current/bipolar voltage/freq/potentiometer/thermocouple/RTD, deg F or deg C, Output: 2-channel, loop powered current, ZigBee: 2.4 GHz, 9-36 VDC operating voltage. | Stock | 675
DEFINE-REPEATER | Define Instruments Twin Link series wireless signal repeater, ZigBee: 2.4 GHz, 9-36 VDC operating voltage, 35mm DIN rail mount, screw terminals. | Stock | 260
Accessories for Point to Point Wireless I/O
DEFINE-TOOLBOX-SW | Define Instruments Windows configuration software, free download only. For use with Define Instruments software programmable products. Requires DEFINE-BRIDGE-KEY fob USB adapter. | Stock | 0
DEFINE-BRIDGE-KEY | Define Instruments fob USB adapter, for use with Define Instruments software programmable products. (1) 2.3ft interface cable and (1) 3.2ft/1m USB extension cable included. Requires DEFINE-TOOLBOX-SW configuration software. | Stock | 65
HMI Panels
CM5-T4W | C-more CM5 series touch screen HMI, 4in color TFT LCD, resistive single-touch, widescreen, 480 x 272 pixel, WQVGA, LED backlight, (1) Ethernet, (2) serial and (2) USB ports and (1) memory card slot. | Stock | 368
CM5-T7W | C-more CM5 series touch screen HMI, 7in color TFT LCD, resistive single-touch, widescreen, 800 x 480 pixel, WVGA, LED backlight, (1) Ethernet, (2) serial and (2) USB ports and (1) memory card slot. | Stock | 499
CM5-T10W | C-more CM5 series touch screen HMI, 10in color TFT LCD, resistive single-touch, widescreen, 1024 x 600 pixel, WSVGA, LED backlight, (2) Ethernet, (3) serial and (4) USB ports and (1) memory card slot. | Stock | 785
CM5-T12W | C-more CM5 series touch screen HMI, 12in color TFT LCD, resistive single-touch, widescreen, 1280 x 800 pixel, WXGA, LED backlight, (2) Ethernet, (3) serial and (4) USB ports and (1) memory card slot. | Stock | 1074
CM5-T15W | C-more CM5 series touch screen HMI, 15in color TFT LCD, resistive single-touch, widescreen, 1366 x 768 pixel, HD, LED backlight, (2) Ethernet, (3) serial and (4) USB ports and (1) memory card slot. | Stock | 1699
CM5-T22W | C-more CM5 series touch screen HMI, 22in color TFT LCD, resistive single-touch, widescreen, 1920 x 1080 pixel, FHD, LED backlight, (2) Ethernet, (3) serial and (4) USB ports and (1) memory card slot. | Stock | 2199
EA9-T6CL | C-more EA9 series touch screen HMI, 6in color TFT LCD, resistive single-touch, 320 x 240 pixel, QVGA, LED backlight, (3) serial, (1) Ethernet, (2) USB ports, (1) memory card slot and (1) audio line out. | Stock | 1003
EA9-T10WCL | C-more EA9 series touch screen HMI, 10in color TFT LCD, resistive single-touch, widescreen, 1024 x 600 pixel, WSVGA, LED backlight, (3) serial, (1) Ethernet, (2) USB ports, (1) memory card slot and (1) audio line out. | Stock | 1096
EA9-T15CL-R | C-more EA9 series touch screen HMI, 15in color TFT LCD, resistive single-touch, 1024 x 768 pixel, XGA, LED backlight, (1) serial, (1) Ethernet, (2) USB ports and (2) memory card slots. | Stock | 1959
EA9-T15CL | C-more EA9 series touch screen HMI, 15in color TFT LCD, resistive single-touch, 1024 x 768 pixel, XGA, LED backlight, (3) serial, (1) Ethernet, (2) USB ports, (2) memory card slots, (1) HDMI video out and (1) audio line out. | Stock | 2684
EA3-S3ML-RN | C-more Micro EA3 series HMI, 3in monochrome STN LCD, 128 x 64 pixel, LED backlight, (1) serial port. | Stock | 184
EA3-S3ML-R | C-more Micro EA3 series touch screen HMI, 3in monochrome STN LCD, resistive single-touch, 128 x 64 pixel, LED backlight, (1) serial port. | Stock | 229
EA3-S3ML | C-more Micro EA3 series touch screen HMI, 3in monochrome STN LCD, resistive single-touch, 128 x 64 pixel, LED backlight, (2) serial, (1) Ethernet and (1) microB-USB ports. | Stock | 342
EA3-T4CL | C-more Micro EA3 series touch screen HMI, 4in color TFT LCD, resistive single-touch, widescreen, 480 x 272 pixel, WQVGA, LED backlight, (2) serial, (1) Ethernet and (1) microB-USB ports. | Stock | 393
EA3-T6CL | C-more Micro EA3 series touch screen HMI, 6in color TFT LCD, resistive single-touch, 320 x 240 pixel, QVGA, LED backlight, (2) serial and (1) USB B ports. | Stock | 472
Headless HMI Devices
CM5-RHMI | C-more CM5 series headless HMI, (2) serial, (2) Ethernet and (5) USB ports, (1) HDMI audio/video out and (1) memory card slot. | Stock | 649
EA9-RHMI | C-more EA9 series headless HMI, (2) serial, (1) Ethernet and (2) USB ports, (1) HDMI audio/video out and (1) memory card slot. | Stock | 632
Accessories for Graphical HMI Devices
CM5-PGMSW | C-more CM5 series Windows programming software, USB or free download. For use with C-more CM5 series HMIs. | Stock | 12.5
EA-SD-CARD | C-more industrial memory card, 2 GB SD. For use with all products with SD memory card slot. | Stock | 106
USB-FLASH | SanDisk USB Flash drive, 32 GB. | Stock | 30.5
HMI-4W-COV | C-more screen protector, non-glare, 4.3in. Package of 3. For use with C-more 4in widescreen HMIs. | Stock | 44.5
HMI-7W-COV | C-more screen protector, non-glare, 7in. Package of 3. For use with C-more 7in widescreen HMIs. | Stock | 51
HMI-10W-COV | C-more screen protector, non-glare, 10.1in. Package of 3. For use with C-more 10in widescreen HMIs. | Stock | 59
HMI-12W-COV | C-more screen protector, non-glare, 12.1in. Package of 3. For use with C-more CM5-T12W widescreen HMIs. | Stock | 43
HMI-15W-COV | C-more screen protector, non-glare, 15.6in. Package of 3. For use with C-more CM5-T15W widescreen HMIs. | Stock | 49
HMI-22W-COV | C-more screen protector, non-glare, 21.5in. Package of 3. For use with C-more CM5-T22W widescreen HMIs. | Stock | 73
HMI-4W-GSK | C-more panel mounting gasket, replacement. For use with C-more CM5-T4W 4in HMI. | Stock | 14
HMI-7W-GSK | C-more panel mounting gasket, replacement. For use with C-more CM5-T7W 7in HMI. | Stock | 27.5
HMI-10W-GSK | C-more panel mounting gasket, replacement. For use with C-more CM5-T10W 10in HMI. | Stock | 28
HMI-12W-GSK | C-more panel mounting gasket, replacement. For use with C-more CM5-T12W 12in HMI. | Stock | 29
HMI-15W-GSK | C-more panel mounting gasket, replacement. For use with C-more CM5-T15W 15in HMI. | Stock | 30
HMI-22W-GSK | C-more panel mounting gasket, replacement. For use with C-more CM5-T22W 22in HMI. | Stock | 35.5
HMI-LOGO-LBL | C-more blank label insert, replacement. Package of 10. For use with C-more CM5 series HMI front bezel. | Stock | 37
HMI-BRK-1 | C-more panel mounting brackets, replacement. Package of 2. For use with C-more CM5-T4W 4in HMI. | Stock | 23
HMI-BRK-2 | C-more panel mounting brackets, replacement. Package of 8. For use with C-more CM5 series 7in, 10in, 12in, 15in and 22in HMIs. | Stock | 42
HMI-3TB | C-more pluggable terminal block, replacement, 3-pole. Package of 2. For use with 3-wire RS-485 communications port on C-more CM5 series HMIs. | Stock | 15
CM5-USER-M | C-more user manual, free download only. For use with C-more CM5 series HMIs. | Stock | 0
EA9-PGMSW | C-more Windows programming software, USB or free download. For use with C-more EA9 series touch panels. Requires USB or Ethernet connection to touch panel. | Stock | 13
EA-AC | C-more AC/DC power adapter, 24 VDC, 1.5A. For use with C-more EA7 and EA9 series touch panels. | Stock | 91
EA-ECOM | C-more communication expansion module, (1) RJ45 10/100 Mbps Ethernet port. For use with C-more Micro EA3 series 6in, 8in and 10in panels and all C-more HMIs except CM5 series and -R models. | Stock | 105
EA-6-COV2 | C-more screen protector, non-glare, 6in. Package of 3. For use with C-more and C-more Micro 6in HMIs. | Stock | 49.5
EA-7-COV2 | C-more screen protector, non-glare, 7in. Package of 3. For use with C-more 7in HMIs. | Stock | 51
EA-8-COV2 | C-more screen protector, non-glare, 8in. Package of 3. For use with C-more and C-more Micro 8in HMIs. | Stock | 53
EA-10-COV2 | C-more Micro screen protector, non-glare, 10in. Package of 3. For use with C-more EA9-T10CL and C-more Micro EA3-T10CL HMIs. | Stock | 63
EA-10W-COV2 | C-more screen protector, non-glare, 10in. Package of 3. For use with C-more EA9-T10WCL widescreen HMI. | Stock | 63
EA-12-COV2 | C-more screen protector, non-glare, 12in. Package of 3. For use with C-more 12in HMIs. | Stock | 66
EA-15-COV2 | C-more screen protector, non-glare, 15in. Package of 3. For use with C-more 15in HMIs. | Stock | 77
EA-COMCON-3A | C-more Micro DSUB port adapter, 15-pin male to 6-pole RS-422/485 terminal block, straight cable entry. For use with C-more Micro EA1 3in with EA1-MG-SP1, EA3 8in and 10in HMIs, C-more EA9 8in, 10in, 12in and 15in and CM5 7in, 10in, 12in, 15in and 22in HMIs. | Stock | 30.5
EA-COMCON-3 | C-more DSUB port adapter, 15-pin male to 6-pole RS-422/485 terminal block, right angle cable entry. For use with C-more Micro EA1 series 4in and 6in HMIs, C-more Micro EA3 series 3in, 4in, and 6in HMIs, C-more EA9 6in and 7in HMIs and C-more CM5 series 4in HMI. | Stock | 55
EA-ADPTR-4 | C-more DSUB port adapter, 15-pin male to 15-pin female, right angle cable entry. For use with C-more Micro EA1 series 4in and 6in HMIs, C-more Micro EA3 series 3in, 4in, and 6in HMIs, C-more EA9 6in and 7in HMIs. | Stock | 56
EA9-6-GSK | C-more panel mounting gasket, replacement. For use with C-more EA9 series 6in and 7in touch panels. | Stock | 23
EA9-8-GSK | C-more panel mounting gasket, replacement. For use with C-more EA9-T8CL 8in touch panel. | Stock | 26.5
EA9-10-GSK | C-more panel mounting gasket, replacement. For use with C-more EA9-T10CL 10in HMI. | Stock | 30
EA9-10W-GSK | C-more panel mounting gasket, replacement. For use with C-more EA9-T10WCL 10in HMI. | Stock | 27.5
EA9-12-GSK | C-more panel mounting gasket, replacement. For use with C-more EA9-T12CL 12in touch panel. | Stock | 28
EA9-15-GSK | C-more panel mounting gasket, replacement. For use with C-more EA9 series 15in HMIs. | Stock | 35
EA9-LBL | C-more blank label insert, replacement. Package of 10. For use with C-more EA9 series HMI front bezel. | Stock | 35
EA-DC-CON | C-more DC 5-terminal power connector, replacement. For use with C-more EA7 and EA9 series touch panels. | Stock | 20.5
EA-AC-CON | C-more AC 3-terminal power connector, replacement. For use with C-more AC adapter (p/n EA-AC). | Stock | 11
EA9-USER-M | C-more user manual, free download only. For use with C-more EA9 series touch HMIs. | Stock | 0
EA9-RHMI-USER-M | C-more user manual, free download only. For use with C-more EA9 series headless HMI. | Stock | 0
EA-MG-PGMSW | C-more Micro Windows programming software, USB or free download. For use with C-more Micro panels. Requires USB port connection from PC to C-more Micro panel. | Stock | 31.5
EA-MG-S3ML-FKL | C-more Micro function key label insert, replacement. Package of 10. For use with C-more Micro 3in HMIs. (5) blank labels and (5) landscape F1-F5 label included. | Stock | 32
EA-MG-S3ML-BRK | C-more Micro panel mounting brackets, replacement. Package of 2. For use with C-more Micro 3in and EA3-T4CL HMIs. | Stock | 25
EA-MG-BZ2-BRK | C-more Micro panel mounting brackets, replacement. Package of 8. For use with C-more Micro 4in and 6in panels, all 6in bezels, and 3in bezel EA-MG-BZ2. | Stock | 24
EA-MG-S3ML-GSK | C-more Micro panel mounting gasket, replacement. For use with C-more Micro EA1 series 3in HMIs. | Stock | 17.5
EA-MG-COV-CL | C-more screen protector, clear, 3in. Package of 5. For use with C-more Micro 3in HMIs. | Stock | 47.5
EA-MG-DC-CON | C-more Micro DC 3-terminal power connector, replacement. Package of 5. For use with all C-more Micro 4in, 6in, 8in and 10in panels, and power adapters EA-MG-P1 and EA-MG-SP1. | Stock | 19
EA-4-COV3 | C-more Micro screen protector, non-glare, 4in. Package of 3. For use with C-more Micro EA3-T4CL 4in HMIs. | Stock | 48.5
EA-4-GSK | C-more Micro panel mounting gasket, replacement. For use with C-more Micro EA3-T4CL 4in HMIs. | Stock | 11.5
EA-MG6-S6ML-FKL | C-more Micro function key label insert, replacement. Package of 5. For use with C-more Micro 6in HMIs. (3) blank labels, (1) portrait F1-F5 label and (1) landscape F1-F5 label included. | Stock | 38.5
EA-MG6-S6ML-GSK | C-more Micro panel mounting gasket, replacement. For use with C-more Micro 6in panels. | Stock | 17.5
EA3-BRK | C-more Micro panel mounting brackets, replacement. Package of 8. For use with C-more Micro EA3 series touch panels. | Stock | 41.5
EA3-8-GSK | C-more Micro panel mounting gasket, replacement. For use with C-more Micro EA3-T8CL 8in touch panel. | Stock | 36
EA3-10-GSK | C-more Micro panel mounting gasket, replacement. For use with C-more Micro EA3-T10CL 10in touch panel. | Stock | 40
EA3-USER-M | C-more Micro user manual, free download only. For use with C-more Micro EA3 Series HMIs. | Stock | 0
EA1-MG6-USER-M | C-more Micro user manual, free download only. For use with C-more Micro EA1 Series 6in monochrome HMIs. | Stock | 0
EA1-TCL-M | C-more Micro user manual, free download only. For use with C-more Micro EA1-T4CL and EA1-T6CL HMIs. | Stock | 0
EA1-MG-USER-M | C-more Micro user manual, free download only. For use with C-more Micro EA1 Series 3in monochrome HMIs. | Stock | 0
EA-PGMSW | C-more Windows programming software, USB or download. For use with C-more EA7 series touch panels. Requires USB or Ethernet connection to touch panel. | Stock | 164
ViewMarq Message Displays
MD4-0112T-1 | ViewMarq MD4 series industrial LED message display, 1 line x 12 characters, 1.5in and 2in, (2) serial and (1) Ethernet port for configuration and external message control, NEMA 4/12, indoor use only. | Stock | 721
MD4-0124T-1 | ViewMarq MD4 series industrial LED message display, 1 line x 24 characters, 1.5in and 2in, (2) serial and (1) Ethernet port for configuration and external message control, NEMA 4/12, indoor use only. | Stock | 997
MD4-0212T-1 | ViewMarq MD4 series industrial LED message display, 2 line x 12 characters, 1.5in, 2in and 4in, (2) serial and (1) Ethernet port for configuration and external message control, NEMA 4/12, indoor use only. | Stock | 1023
MD4-0224T-1 | ViewMarq MD4 series industrial LED message display, 2 line x 24 characters, 1.5in, 2in and 4in, (2) serial and (1) Ethernet port for configuration and external message control, NEMA 4/12, indoor use only. | Stock | 1549
MD4-0412T-1 | ViewMarq MD4 series industrial LED message display, 4 line x 12 characters, 1.5in, 2in, 4in, 6in and 8in, (2) serial and (1) Ethernet port for configuration and external message control, NEMA 4/12, indoor use only. | Stock | 1518
MD4-0424T-1 | ViewMarq MD4 series industrial LED message display, 4 line x 24 characters, 1.5in, 2in, 4in, 6in and 8in, (2) serial and (1) Ethernet port for configuration and external message control, NEMA 4/12, indoor use only. | Stock | 2568
Accessories for Message Displays
MD-USER-M | ViewMarq user manual, free download only. For use with ViewMarq message display. | Stock | 0
MD-PGMSW | ViewMarq Windows configuration software, free download only. For use with ViewMarq message display. Requires serial or Ethernet connection to ViewMarq Display. | Stock | 0
MD-BRK-1 | ViewMarq wall mounting bracket assembly, replacement. Package of 2. For use with ViewMarq message display. | Stock | 58
MD-BRK-2 | ViewMarq chain mounting brackets, replacement. Package of 2. For use with ViewMarq message display. | Stock | 28.5
MD-PWR-COV | ViewMarq power connection cover, replacement. For use with ViewMarq message display. (1) cover and (1) 1/2in NPT cable gland included. | Stock | 59
MD-COM-COV | ViewMarq communications cover, replacement. For use with ViewMarq message display. (1) cover and (2) 1/2in NPT cable gland and (1) 3/4in NPT cable gland with 6mm and 10mm hole plugs included. | Stock | 25.5
MD-TERM-SET | ViewMarq pluggable terminal block set, replacement. For use with ViewMarq message display. Includes (1) 2-pole DC power connector, (1) 3-pole AC power connector, (1) 10-pole discrete input connector, and (1) 6-pole serial communications connector. | Stock | 25.5
Industrial Monitors
CTM-18W-M-PM | C-more CTM series touch screen industrial display, 18.5in color TFT LCD, PCAP multi-touch, widescreen, 1920 x 1080 pixel, FHD, LED backlight, (1) VGA input, (1) HDMI video in and (1) USB B port. | Stock | 862
CTM-22W-M-PM | C-more CTM series touch screen industrial display, 21.5in color TFT LCD, PCAP multi-touch, widescreen, 1920 x 1080 pixel, FHD, LED backlight, (1) VGA input, (1) HDMI video in and (1) USB B port. | Stock | 841
CTM-24W-M-PM | C-more CTM series touch screen industrial display, 23.8in color TFT LCD, PCAP multi-touch, widescreen, 1920 x 1080 pixel, FHD, LED backlight, (1) VGA input, (1) HDMI video in and (1) USB B port. | Stock | 852
CTM-27W-M-PM | C-more CTM series touch screen industrial display, 27in color TFT LCD, PCAP multi-touch, widescreen, 1920 x 1080 pixel, FHD, LED backlight, (1) VGA input, (1) HDMI video in and (1) USB B port. | Stock | 1010
ATM1500 | ATLAS industrial display, 15in color TFT LCD, 1024 x 768 pixel, XGA, LED backlight, (1) VGA input. | Stock | 1470
ATM1500T | ATLAS touch screen industrial display, 15in color TFT LCD, resistive single-touch, 1024 x 768 pixel, XGA, LED backlight, (1) VGA input, (1) serial and (1) USB B port. | Stock | 1619
ATM1700 | ATLAS industrial display, 17in color TFT LCD, 1280 x 1024 pixel, SXGA, LED backlight, (1) DVI-D input and (1) VGA input. | Stock | 1787
ATM1700T | ATLAS touch screen industrial display, 17in color TFT LCD, resistive single-touch, 1280 x 1024 pixel, SXGA, LED backlight, (1) DVI-D input, (1) VGA input, (1) serial and (1) USB B port. | Stock | 1971
ATM1900 | ATLAS industrial display, 19in color TFT LCD, 1280 x 1024 pixel, SXGA, LED backlight, (1) DVI-D input and (1) VGA input. | Stock | 2253
ATM1900T | ATLAS touch screen industrial display, 19in color TFT LCD, resistive single-touch, 1280 x 1024 pixel, SXGA, LED backlight, (1) DVI-D input, (1) VGA input, (1) serial and (1) USB B port. | Stock | 2332
Accessories for Industrial Monitors
CTM-18W-BRK | C-more panel mounting brackets, package of 16. For use with C-more CTM-18W-M-PM industrial display. | Stock | 49
CTM-22W-BRK | C-more panel mounting brackets, package of 17. For use with C-more CTM-22W-M-PM industrial display. | Stock | 52
CTM-24W-BRK | C-more panel mounting brackets, package of 20. For use with C-more CTM-24W-M-PM industrial display. | Stock | 61
CTM-27W-BRK | C-more panel mounting brackets, package of 20. For use with C-more CTM-27W-M-PM industrial display. | Stock | 61
ATM-AC-CON | ATLAS AC power connector, replacement. For use with AC-powered ATLAS monitors. | Stock | 31
ATM-CLIP | ATLAS panel mounting brackets, replacement. Package of 16. For use with ATLAS monitors. | Stock | 60
Hydraulic Power Units
51045050002 | Bucher M-Series hydraulic power unit, 1 GPM, 1500 psi, 4 gal reservoir, 1hp, 115/208-230 VAC operating voltage. Single tandem center D03 valve included. | Stock | 1744
51045050003 | Bucher M-Series hydraulic power unit, 1.5 GPM, 1500 psi, 6 gal reservoir, 1-1/2hp, 115/208-230 VAC operating voltage. Single tandem center D03 valve included. | Stock | 1849
51045050004 | Bucher M-Series hydraulic power unit, 1 GPM, 3000 psi, 4 gal reservoir, 2hp, 115/208-230 VAC operating voltage. Single tandem center D03 valve included. | Stock | 1869
51045050005 | Bucher M-Series hydraulic power unit, 2 GPM, 1500 psi, 8 gal reservoir, 2hp, 115/208-230 VAC operating voltage. Single tandem center D03 valve included. | Stock | 1926
51045050006 | Bucher M-Series hydraulic power unit, 1.5 GPM, 3000 psi, 6 gal reservoir, 3hp, 115/230 VAC operating voltage. Single tandem center D03 valve included. | Stock | 2156
51045050007 | Bucher M-Series hydraulic power unit, 2 GPM, 2000 psi, 8 gal reservoir, 3hp, 115/230 VAC operating voltage. Single tandem center D03 valve included. | Stock | 2185
51045050008 | Bucher M-Series hydraulic power unit, 3 GPM, 1500 psi, 11 gal reservoir, 3hp, 115/230 VAC operating voltage. Single tandem center D03 valve included. | Stock | 2401
51060920005 | Bucher T-Series hydraulic power unit, 11/3 GPM, 600/2500 psi, 30 gal reservoir, 5hp, 230/460 VAC operating voltage. | Stock | 3213
51060550015 | Bucher T-Series hydraulic power unit, 2 GPM, 1500 psi, 10 gal reservoir, 2hp, 230/460 VAC operating voltage. | Stock | 2266
51060550016 | Bucher T-Series hydraulic power unit, 2 GPM, 2200 psi, 10 gal reservoir, 3hp, 230/460 VAC operating voltage. | Stock | 2474
51060570014 | Bucher T-Series hydraulic power unit, 3 GPM, 1500 psi, 15 gal reservoir, 3hp, 230/460 VAC operating voltage. | Stock | 2561
51060550017 | Bucher T-Series hydraulic power unit, 2 GPM, 3000 psi, 10 gal reservoir, 5hp, 230/460 VAC operating voltage. | Stock | 2490
51060630034 | Bucher T-Series hydraulic power unit, 3.8 GPM, 2000 psi, 20 gal reservoir, 5hp, 230/460 VAC operating voltage. | Stock | 2774
51060640071 | Bucher T-Series hydraulic power unit, 5 GPM, 1500 psi, 30 gal reservoir, 5hp, 230/460 VAC operating voltage. | Stock | 2858
51060620047 | Bucher T-Series hydraulic power unit, 3 GPM, 3000 psi, 15 gal reservoir, 7-1/2hp, 230/460 VAC operating voltage. | Stock | 3181
51060630035 | Bucher T-Series hydraulic power unit, 3.8 GPM, 3000 psi, 20 gal reservoir, 7-1/2hp, 230/460 VAC operating voltage. | Stock | 3278
51060640072 | Bucher T-Series hydraulic power unit, 5 GPM, 2000 psi, 30 gal reservoir, 7-1/2hp, 230/460 VAC operating voltage. | Stock | 3361
51060650030 | Bucher T-Series hydraulic power unit, 6.8 GPM, 1600 psi, 30 gal reservoir, 7-1/2hp, 230/460 VAC operating voltage. | Stock | 3375
51060640073 | Bucher T-Series hydraulic power unit, 5 GPM, 3000 psi, 30 gal reservoir, 10hp, 230/460 VAC operating voltage. | Stock | 3531
51060650031 | Bucher T-Series hydraulic power unit, 6.8 GPM, 2800 psi, 30 gal reservoir, 10hp, 230/460 VAC operating voltage. | Stock | 3545
Heat Exchangers for HPUs
51024420101 | Bucher heat exchanger, 56C - 145TC frame. For use with T-Series hydraulic power units. | Stock | 759
51024420102 | Bucher heat exchanger, 182TC - 184TC frame. For use with T-Series hydraulic power units. | Stock | 759
51024420103 | Bucher heat exchanger, 213TC - 215TC frame. For use with T-Series hydraulic power units. | Stock | 1595
Accessories for Hydraulic Power Units
510204910200 | Bucher valve adapter, for use with D03 series valves and T5x and T6x power units. | Stock | 109
51020070043 | Bucher mounting bolts, for use with 1 D03 series valve adapter and T5x and T6x power units. | Stock | 7.5
51020070044 | Bucher mounting bolts, for use with 2 D03 series valve adapters and T5x and T6x power units. | Stock | 33
51020070045 | Bucher mounting bolts, for use with 3 D03 series valve adapters and T5x and T6x power units. | Stock | 44.5
51020850999 | Bucher hydraulic unloader valve, 2-port (2-way), 2-position, N.O., single solenoid spring return, steel body. | Stock | 128
51020191424 | Bucher solenoid coil, replacement, 24 VDC, 22W, DIN 43650 connector. For use with Bucher solenoid valve 51020850999. | Stock | 76
51020191422 | Bucher solenoid coil, replacement, 120 VAC, 22W, DIN 43650 connector. For use with Bucher solenoid valve 51020850999. | Stock | 83
51024491146 | Bucher valve adapter, for use with D05 series valves and T9x power unit. | Stock | 164
51020070047 | Bucher mounting bolts, for use with 1 D05 series valve adapter and T9x power unit. | Stock | 9.25
51020321016 | Bucher filter, hydraulic fluid, replacement, 10 micron, spin-on. For use with M-Series hydraulic power units. | Stock | 44.5
500203226596 | Bucher filter, hydraulic fluid, replacement, 7 micron, spin-on. For use with T5x and T6x series hydraulic power units. | Stock | 61
51020321165 | Bucher filter, hydraulic fluid, replacement, 10 micron, spin-on. For use with T9x series hydraulic power units. | Stock | 80
Hydraulic Cylinders
HP16150A1S | Peninsular hydraulic cylinder, NFPA tie rod, 1-1/2in bore, 5/8in rod diameter, 1in stroke, double acting, tapped end caps mount. | Stock | 499
HP16150B1S | Peninsular hydraulic cylinder, NFPA tie rod, 1-1/2in bore, 1in rod diameter, 1in stroke, double acting, tapped end caps mount. | Stock | 591
HP16150A2S | Peninsular hydraulic cylinder, NFPA tie rod, 1-1/2in bore, 5/8in rod diameter, 2in stroke, double acting, tapped end caps mount. | Stock | 507
HP16150B2S | Peninsular hydraulic cylinder, NFPA tie rod, 1-1/2in bore, 1in rod diameter, 2in stroke, double acting, tapped end caps mount. | Stock | 599
HP16150A3S | Peninsular hydraulic cylinder, NFPA tie rod, 1-1/2in bore, 5/8in rod diameter, 3in stroke, double acting, tapped end caps mount. | Stock | 514
HP16150B3S | Peninsular hydraulic cylinder, NFPA tie rod, 1-1/2in bore, 1in rod diameter, 3in stroke, double acting, tapped end caps mount. | Stock | 608
HP16150A4S | Peninsular hydraulic cylinder, NFPA tie rod, 1-1/2in bore, 5/8in rod diameter, 4in stroke, double acting, tapped end caps mount. | Stock | 522
HP16150B4S | Peninsular hydraulic cylinder, NFPA tie rod, 1-1/2in bore, 1in rod diameter, 4in stroke, double acting, tapped end caps mount. | Stock | 616
HP16150A5S | Peninsular hydraulic cylinder, NFPA tie rod, 1-1/2in bore, 5/8in rod diameter, 5in stroke, double acting, tapped end caps mount. | Stock | 529
HP16150B5S | Peninsular hydraulic cylinder, NFPA tie rod, 1-1/2in bore, 1in rod diameter, 5in stroke, double acting, tapped end caps mount. | Stock | 623
HP16150A6S | Peninsular hydraulic cylinder, NFPA tie rod, 1-1/2in bore, 5/8in rod diameter, 6in stroke, double acting, tapped end caps mount. | Stock | 537
HP16150B6S | Peninsular hydraulic cylinder, NFPA tie rod, 1-1/2in bore, 1in rod diameter, 6in stroke, double acting, tapped end caps mount. | Stock | 631
HP16150A8S | Peninsular hydraulic cylinder, NFPA tie rod, 1-1/2in bore, 5/8in rod diameter, 8in stroke, double acting, tapped end caps mount. | Stock | 550
HP16150B8S | Peninsular hydraulic cylinder, NFPA tie rod, 1-1/2in bore, 1in rod diameter, 8in stroke, double acting, tapped end caps mount. | Stock | 644
HP16150A10S | Peninsular hydraulic cylinder, NFPA tie rod, 1-1/2in bore, 5/8in rod diameter, 10in stroke, double acting, tapped end caps mount. | Stock | 555
HP16150B10S | Peninsular hydraulic cylinder, NFPA tie rod, 1-1/2in bore, 1in rod diameter, 10in stroke, double acting, tapped end caps mount. | Stock | 648
HP16150A12S | Peninsular hydraulic cylinder, NFPA tie rod, 1-1/2in bore, 5/8in rod diameter, 12in stroke, double acting, tapped end caps mount. | Stock | 570
HP16150B12S | Peninsular hydraulic cylinder, NFPA tie rod, 1-1/2in bore, 1in rod diameter, 12in stroke, double acting, tapped end caps mount. | Stock | 666
HP16150A14S | Peninsular hydraulic cylinder, NFPA tie rod, 1-1/2in bore, 5/8in rod diameter, 14in stroke, double acting, tapped end caps mount. | Stock | 584
HP16150B14S | Peninsular hydraulic cylinder, NFPA tie rod, 1-1/2in bore, 1in rod diameter, 14in stroke, double acting, tapped end caps mount. | Stock | 683
HP16150A16S | Peninsular hydraulic cylinder, NFPA tie rod, 1-1/2in bore, 5/8in rod diameter, 16in stroke, double acting, tapped end caps mount. | Stock | 598
HP16150B16S | Peninsular hydraulic cylinder, NFPA tie rod, 1-1/2in bore, 1in rod diameter, 16in stroke, double acting, tapped end caps mount. | Stock | 699
HP16150A20S | Peninsular hydraulic cylinder, NFPA tie rod, 1-1/2in bore, 5/8in rod diameter, 20in stroke, double acting, tapped end caps mount. | Stock | 621
HP16150B20S | Peninsular hydraulic cylinder, NFPA tie rod, 1-1/2in bore, 1in rod diameter, 20in stroke, double acting, tapped end caps mount. | Stock | 727
HP16150A24S | Peninsular hydraulic cylinder, NFPA tie rod, 1-1/2in bore, 5/8in rod diameter, 24in stroke, double acting, tapped end caps mount. | Stock | 647
HP16150B24S | Peninsular hydraulic cylinder, NFPA tie rod, 1-1/2in bore, 1in rod diameter, 24in stroke, double acting, tapped end caps mount. | Stock | 755
HP16200A1S | Peninsular hydraulic cylinder, NFPA tie rod, 2in bore, 1in rod diameter, 1in stroke, double acting, tapped end caps mount. | Stock | 596
HP16200B1S | Peninsular hydraulic cylinder, NFPA tie rod, 2in bore, 1-3/8in rod diameter, 1in stroke, double acting, tapped end caps mount. | Stock | 676
HP16200A2S | Peninsular hydraulic cylinder, NFPA tie rod, 2in bore, 1in rod diameter, 2in stroke, double acting, tapped end caps mount. | Stock | 604
HP16200B2S | Peninsular hydraulic cylinder, NFPA tie rod, 2in bore, 1-3/8in rod diameter, 2in stroke, double acting, tapped end caps mount. | Stock | 686
HP16200A3S | Peninsular hydraulic cylinder, NFPA tie rod, 2in bore, 1in rod diameter, 3in stroke, double acting, tapped end caps mount. | Stock | 611
HP16200B3S | Peninsular hydraulic cylinder, NFPA tie rod, 2in bore, 1-3/8in rod diameter, 3in stroke, double acting, tapped end caps mount. | Stock | 696
HP16200A4S | Peninsular hydraulic cylinder, NFPA tie rod, 2in bore, 1in rod diameter, 4in stroke, double acting, tapped end caps mount. | Stock | 619
HP16200B4S | Peninsular hydraulic cylinder, NFPA tie rod, 2in bore, 1-3/8in rod diameter, 4in stroke, double acting, tapped end caps mount. | Stock | 706
HP16200A5S | Peninsular hydraulic cylinder, NFPA tie rod, 2in bore, 1in rod diameter, 5in stroke, double acting, tapped end caps mount. | Stock | 626
HP16200B5S | Peninsular hydraulic cylinder, NFPA tie rod, 2in bore, 1-3/8in rod diameter, 5in stroke, double acting, tapped end caps mount. | Stock | 717
HP16200A6S | Peninsular hydraulic cylinder, NFPA tie rod, 2in bore, 1in rod diameter, 6in stroke, double acting, tapped end caps mount. | Stock | 635
HP16200B6S | Peninsular hydraulic cylinder, NFPA tie rod, 2in bore, 1-3/8in rod diameter, 6in stroke, double acting, tapped end caps mount. | Stock | 728
HP16200A8S | Peninsular hydraulic cylinder, NFPA tie rod, 2in bore, 1in rod diameter, 8in stroke, double acting, tapped end caps mount. | Stock | 648
HP16200B8S | Peninsular hydraulic cylinder, NFPA tie rod, 2in bore, 1-3/8in rod diameter, 8in stroke, double acting, tapped end caps mount. | Stock | 750
HP16200A10S | Peninsular hydraulic cylinder, NFPA tie rod, 2in bore, 1in rod diameter, 10in stroke, double acting, tapped end caps mount. | Stock | 677
HP16200B10S | Peninsular hydraulic cylinder, NFPA tie rod, 2in bore, 1-3/8in rod diameter, 10in stroke, double acting, tapped end caps mount. | Stock | 783
HP16200A12S | Peninsular hydraulic cylinder, NFPA tie rod, 2in bore, 1in rod diameter, 12in stroke, double acting, tapped end caps mount. | Stock | 690
HP16200B12S | Peninsular hydraulic cylinder, NFPA tie rod, 2in bore, 1-3/8in rod diameter, 12in stroke, double acting, tapped end caps mount. | Stock | 804
HP16200A14S | Peninsular hydraulic cylinder, NFPA tie rod, 2in bore, 1in rod diameter, 14in stroke, double acting, tapped end caps mount. | Stock | 703
HP16200B14S | Peninsular hydraulic cylinder, NFPA tie rod, 2in bore, 1-3/8in rod diameter, 14in stroke, double acting, tapped end caps mount. | Stock | 825
HP16200A16S | Peninsular hydraulic cylinder, NFPA tie rod, 2in bore, 1in rod diameter, 16in stroke, double acting, tapped end caps mount. | Stock | 723
HP16200B16S | Peninsular hydraulic cylinder, NFPA tie rod, 2in bore, 1-3/8in rod diameter, 16in stroke, double acting, tapped end caps mount. | Stock | 849
HP16200A20S | Peninsular hydraulic cylinder, NFPA tie rod, 2in bore, 1in rod diameter, 20in stroke, double acting, tapped end caps mount. | Stock | 755
HP16200B20S | Peninsular hydraulic cylinder, NFPA tie rod, 2in bore, 1-3/8in rod diameter, 20in stroke, double acting, tapped end caps mount. | Stock | 892
HP16200A24S | Peninsular hydraulic cylinder, NFPA tie rod, 2in bore, 1in rod diameter, 24in stroke, double acting, tapped end caps mount. | Stock | 787
HP16200B24S | Peninsular hydraulic cylinder, NFPA tie rod, 2in bore, 1-3/8in rod diameter, 24in stroke, double acting, tapped end caps mount. | Stock | 942
HP16250A1S | Peninsular hydraulic cylinder, NFPA tie rod, 2-1/2in bore, 1in rod diameter, 1in stroke, double acting, tapped end caps mount. | Stock | 650
HP16250B1S | Peninsular hydraulic cylinder, NFPA tie rod, 2-1/2in bore, 1-3/8in rod diameter, 1in stroke, double acting, tapped end caps mount. | Stock | 766
HP16250A2S | Peninsular hydraulic cylinder, NFPA tie rod, 2-1/2in bore, 1in rod diameter, 2in stroke, double acting, tapped end caps mount. | Stock | 661
HP16250B2S | Peninsular hydraulic cylinder, NFPA tie rod, 2-1/2in bore, 1-3/8in rod diameter, 2in stroke, double acting, tapped end caps mount. | Stock | 778
HP16250A3S | Peninsular hydraulic cylinder, NFPA tie rod, 2-1/2in bore, 1in rod diameter, 3in stroke, double acting, tapped end caps mount. | Stock | 671
HP16250B3S | Peninsular hydraulic cylinder, NFPA tie rod, 2-1/2in bore, 1-3/8in rod diameter, 3in stroke, double acting, tapped end caps mount. | Stock | 789
HP16250A4S | Peninsular hydraulic cylinder, NFPA tie rod, 2-1/2in bore, 1in rod diameter, 4in stroke, double acting, tapped end caps mount. | Stock | 680
HP16250B4S | Peninsular hydraulic cylinder, NFPA tie rod, 2-1/2in bore, 1-3/8in rod diameter, 4in stroke, double acting, tapped end caps mount. | Stock | 801
HP16250A5S | Peninsular hydraulic cylinder, NFPA tie rod, 2-1/2in bore, 1in rod diameter, 5in stroke, double acting, tapped end caps mount. | Stock | 690
HP16250B5S | Peninsular hydraulic cylinder, NFPA tie rod, 2-1/2in bore, 1-3/8in rod diameter, 5in stroke, double acting, tapped end caps mount. | Stock | 813
HP16250A6S | Peninsular hydraulic cylinder, NFPA tie rod, 2-1/2in bore, 1in rod diameter, 6in stroke, double acting, tapped end caps mount. | Stock | 700
HP16250B6S | Peninsular hydraulic cylinder, NFPA tie rod, 2-1/2in bore, 1-3/8in rod diameter, 6in stroke, double acting, tapped end caps mount. | Stock | 826
HP16250A8S | Peninsular hydraulic cylinder, NFPA tie rod, 2-1/2in bore, 1in rod diameter, 8in stroke, double acting, tapped end caps mount. | Stock | 710
HP16250B8S | Peninsular hydraulic cylinder, NFPA tie rod, 2-1/2in bore, 1-3/8in rod diameter, 8in stroke, double acting, tapped end caps mount. | Stock | 839
HP16250A10S | Peninsular hydraulic cylinder, NFPA tie rod, 2-1/2in bore, 1in rod diameter, 10in stroke, double acting, tapped end caps mount. | Stock | 737
HP16250B10S | Peninsular hydraulic cylinder, NFPA tie rod, 2-1/2in bore, 1-3/8in rod diameter, 10in stroke, double acting, tapped end caps mount. | Stock | 873
HP16250A12S | Peninsular hydraulic cylinder, NFPA tie rod, 2-1/2in bore, 1in rod diameter, 12in stroke, double acting, tapped end caps mount. | Stock | 753
HP16250B12S | Peninsular hydraulic cylinder, NFPA tie rod, 2-1/2in bore, 1-3/8in rod diameter, 12in stroke, double acting, tapped end caps mount. | Stock | 896
HP16250A14S | Peninsular hydraulic cylinder, NFPA tie rod, 2-1/2in bore, 1in rod diameter, 14in stroke, double acting, tapped end caps mount. | Stock | 773
HP16250B14S | Peninsular hydraulic cylinder, NFPA tie rod, 2-1/2in bore, 1-3/8in rod diameter, 14in stroke, double acting, tapped end caps mount. | Stock | 920
HP16250A16S | Peninsular hydraulic cylinder, NFPA tie rod, 2-1/2in bore, 1in rod diameter, 16in stroke, double acting, tapped end caps mount. | Stock | 795
HP16250B16S | Peninsular hydraulic cylinder, NFPA tie rod, 2-1/2in bore, 1-3/8in rod diameter, 16in stroke, double acting, tapped end caps mount. | Stock | 957
HP16250A20S | Peninsular hydraulic cylinder, NFPA tie rod, 2-1/2in bore, 1in rod diameter, 20in stroke, double acting, tapped end caps mount. | Stock | 836
HP16250B20S | Peninsular hydraulic cylinder, NFPA tie rod, 2-1/2in bore, 1-3/8in rod diameter, 20in stroke, double acting, tapped end caps mount. | Stock | 1007
HP16250A24S | Peninsular hydraulic cylinder, NFPA tie rod, 2-1/2in bore, 1in rod diameter, 24in stroke, double acting, tapped end caps mount. | Stock | 877
HP16250B24S | Peninsular hydraulic cylinder, NFPA tie rod, 2-1/2in bore, 1-3/8in rod diameter, 24in stroke, double acting, tapped end caps mount. | Stock | 1049
HP0325A1S | Peninsular hydraulic cylinder, NFPA tie rod, 3-1/4in bore, 1-3/8in rod diameter, 1in stroke, double acting. | Stock | 700
HP0325B1S | Peninsular hydraulic cylinder, NFPA tie rod, 3-1/4in bore, 1-3/4in rod diameter, 1in stroke, double acting. | Stock | 845
HP0325A2S | Peninsular hydraulic cylinder, NFPA tie rod, 3-1/4in bore, 1-3/8in rod diameter, 2in stroke, double acting. | Stock | 721
HP0325B2S | Peninsular hydraulic cylinder, NFPA tie rod, 3-1/4in bore, 1-3/4in rod diameter, 2in stroke, double acting. | Stock | 866
HP0325A3S | Peninsular hydraulic cylinder, NFPA tie rod, 3-1/4in bore, 1-3/8in rod diameter, 3in stroke, double acting. | Stock | 737
HP0325B3S | Peninsular hydraulic cylinder, NFPA tie rod, 3-1/4in bore, 1-3/4in rod diameter, 3in stroke, double acting. | Stock | 886
HP0325A4S | Peninsular hydraulic cylinder, NFPA tie rod, 3-1/4in bore, 1-3/8in rod diameter, 4in stroke, double acting. | Stock | 752
HP0325B4S | Peninsular hydraulic cylinder, NFPA tie rod, 3-1/4in bore, 1-3/4in rod diameter, 4in stroke, double acting. | Stock | 905
HP0325A5S | Peninsular hydraulic cylinder, NFPA tie rod, 3-1/4in bore, 1-3/8in rod diameter, 5in stroke, double acting. | Stock | 772
HP0325B5S | Peninsular hydraulic cylinder, NFPA tie rod, 3-1/4in bore, 1-3/4in rod diameter, 5in stroke, double acting. | Stock | 927
HP0325A6S | Peninsular hydraulic cylinder, NFPA tie rod, 3-1/4in bore, 1-3/8in rod diameter, 6in stroke, double acting. | Stock | 805
HP0325B6S | Peninsular hydraulic cylinder, NFPA tie rod, 3-1/4in bore, 1-3/4in rod diameter, 6in stroke, double acting. | Stock | 960
HP0325A8S | Peninsular hydraulic cylinder, NFPA tie rod, 3-1/4in bore, 1-3/8in rod diameter, 8in stroke, double acting. | Stock | 853
HP0325B8S | Peninsular hydraulic cylinder, NFPA tie rod, 3-1/4in bore, 1-3/4in rod diameter, 8in stroke, double acting. | Stock | 997
HP0325A10S | Peninsular hydraulic cylinder, NFPA tie rod, 3-1/4in bore, 1-3/8in rod diameter, 10in stroke, double acting. | Stock | 886
HP0325B10S | Peninsular hydraulic cylinder, NFPA tie rod, 3-1/4in bore, 1-3/4in rod diameter, 10in stroke, double acting. | Stock | 1039
HP0325A12S | Peninsular hydraulic cylinder, NFPA tie rod, 3-1/4in bore, 1-3/8in rod diameter, 12in stroke, double acting. | Stock | 922
HP0325B12S | Peninsular hydraulic cylinder, NFPA tie rod, 3-1/4in bore, 1-3/4in rod diameter, 12in stroke, double acting. | Stock | 1078
HP0325A14S | Peninsular hydraulic cylinder, NFPA tie rod, 3-1/4in bore, 1-3/8in rod diameter, 14in stroke, double acting. | Stock | 955
HP0325B14S | Peninsular hydraulic cylinder, NFPA tie rod, 3-1/4in bore, 1-3/4in rod diameter, 14in stroke, double acting. | Stock | 1115
HP0325A16S | Peninsular hydraulic cylinder, NFPA tie rod, 3-1/4in bore, 1-3/8in rod diameter, 16in stroke, double acting. | Stock | 985
HP0325B16S | Peninsular hydraulic cylinder, NFPA tie rod, 3-1/4in bore, 1-3/4in rod diameter, 16in stroke, double acting. | Stock | 1148
HP0325A20S | Peninsular hydraulic cylinder, NFPA tie rod, 3-1/4in bore, 1-3/8in rod diameter, 20in stroke, double acting. | Stock | 1056
HP0325B20S | Peninsular hydraulic cylinder, NFPA tie rod, 3-1/4in bore, 1-3/4in rod diameter, 20in stroke, double acting. | Stock | 1223
HP0325A24S | Peninsular hydraulic cylinder, NFPA tie rod, 3-1/4in bore, 1-3/8in rod diameter, 24in stroke, double acting. | Stock | 1128
HP0325B24S | Peninsular hydraulic cylinder, NFPA tie rod, 3-1/4in bore, 1-3/4in rod diameter, 24in stroke, double acting. | Stock | 1294
HP0400A1S | Peninsular hydraulic cylinder, NFPA tie rod, 4in bore, 1-3/4in rod diameter, 1in stroke, double acting. | Stock | 901
HP0400B1S | Peninsular hydraulic cylinder, NFPA tie rod, 4in bore, 2in rod diameter, 1in stroke, double acting. | Stock | 1065
HP0400A2S | Peninsular hydraulic cylinder, NFPA tie rod, 4in bore, 1-3/4in rod diameter, 2in stroke, double acting. | Stock | 921
HP0400B2S | Peninsular hydraulic cylinder, NFPA tie rod, 4in bore, 2in rod diameter, 2in stroke, double acting. | Stock | 1078
HP0400A3S | Peninsular hydraulic cylinder, NFPA tie rod, 4in bore, 1-3/4in rod diameter, 3in stroke, double acting. | Stock | 942
HP0400B3S | Peninsular hydraulic cylinder, NFPA tie rod, 4in bore, 2in rod diameter, 3in stroke, double acting. | Stock | 1096
HP0400A4S | Peninsular hydraulic cylinder, NFPA tie rod, 4in bore, 1-3/4in rod diameter, 4in stroke, double acting. | Stock | 962
HP0400B4S | Peninsular hydraulic cylinder, NFPA tie rod, 4in bore, 2in rod diameter, 4in stroke, double acting. | Stock | 1115
HP0400A5S | Peninsular hydraulic cylinder, NFPA tie rod, 4in bore, 1-3/4in rod diameter, 5in stroke, double acting. | Stock | 982
HP0400B5S | Peninsular hydraulic cylinder, NFPA tie rod, 4in bore, 2in rod diameter, 5in stroke, double acting. | Stock | 1138
HP0400A6S | Peninsular hydraulic cylinder, NFPA tie rod, 4in bore, 1-3/4in rod diameter, 6in stroke, double acting. | Stock | 1001
HP0400B6S | Peninsular hydraulic cylinder, NFPA tie rod, 4in bore, 2in rod diameter, 6in stroke, double acting. | Stock | 1161
HP0400A8S | Peninsular hydraulic cylinder, NFPA tie rod, 4in bore, 1-3/4in rod diameter, 8in stroke, double acting. | Stock | 1032
HP0400B8S | Peninsular hydraulic cylinder, NFPA tie rod, 4in bore, 2in rod diameter, 8in stroke, double acting. | Stock | 1193
HP0400A10S | Peninsular hydraulic cylinder, NFPA tie rod, 4in bore, 1-3/4in rod diameter, 10in stroke, double acting. | Stock | 1054
HP0400B10S | Peninsular hydraulic cylinder, NFPA tie rod, 4in bore, 2in rod diameter, 10in stroke, double acting. | Stock | 1242
HP0400A12S | Peninsular hydraulic cylinder, NFPA tie rod, 4in bore, 1-3/4in rod diameter, 12in stroke, double acting. | Stock | 1093
HP0400B12S | Peninsular hydraulic cylinder, NFPA tie rod, 4in bore, 2in rod diameter, 12in stroke, double acting. | Stock | 1279
HP0400A14S | Peninsular hydraulic cylinder, NFPA tie rod, 4in bore, 1-3/4in rod diameter, 14in stroke, double acting. | Stock | 1132
HP0400B14S | Peninsular hydraulic cylinder, NFPA tie rod, 4in bore, 2in rod diameter, 14in stroke, double acting. | Stock | 1309
HP0400A16S | Peninsular hydraulic cylinder, NFPA tie rod, 4in bore, 1-3/4in rod diameter, 16in stroke, double acting. | Stock | 1169
HP0400B16S | Peninsular hydraulic cylinder, NFPA tie rod, 4in bore, 2in rod diameter, 16in stroke, double acting. | Stock | 1349
HP0400A20S | Peninsular hydraulic cylinder, NFPA tie rod, 4in bore, 1-3/4in rod diameter, 20in stroke, double acting. | Stock | 1237
HP0400B20S | Peninsular hydraulic cylinder, NFPA tie rod, 4in bore, 2in rod diameter, 20in stroke, double acting. | Stock | 1423
HP0400A24S | Peninsular hydraulic cylinder, NFPA tie rod, 4in bore, 1-3/4in rod diameter, 24in stroke, double acting. | Stock | 1311
HP0400B24S | Peninsular hydraulic cylinder, NFPA tie rod, 4in bore, 2in rod diameter, 24in stroke, double acting. | Stock | 1503
Accessories for Hydraulic Cylinders
HDM-1201 | Peninsular flange mount plate, steel. For use with 1-1/2in bore x 5/8in rod hydraulic NFPA cylinders. Mounting hardware included. | Stock | 26
HDM-1202 | Peninsular flange mount plate, steel. For use with 1-1/2in bore x 1in rod hydraulic NFPA cylinders. Mounting hardware included. | Stock | 26
HDM-1203 | Peninsular flange mount plate, steel. For use with 2in bore x 1in rod hydraulic NFPA cylinders. Mounting hardware included. | Stock | 52
HDM-1204 | Peninsular flange mount plate, steel. For use with 2in bore x 1-3/8in rod hydraulic NFPA cylinders. Mounting hardware included. | Stock | 52
HDM-1205 | Peninsular flange mount plate, steel. For use with 2-1/2in bore x 1in rod hydraulic NFPA cylinders. Mounting hardware included. | Stock | 51
HDM-1206 | Peninsular flange mount plate, steel. For use with 2-1/2in bore x 1-3/8in rod hydraulic NFPA cylinders. Mounting hardware included. | Stock | 51
HDM-1207 | Peninsular flange mount plate, steel. For use with 3-1/4in bore x 1-3/8in rod hydraulic NFPA cylinders. Mounting hardware included. | Stock | 76
HDM-1208 | Peninsular flange mount plate, steel. For use with 3-1/4in bore x 1-3/4in rod hydraulic NFPA cylinders. Mounting hardware included. | Stock | 76
HM4400A | Peninsular flange mount plate, steel. For use with 4in bore x 1-3/4in rod hydraulic NFPA cylinders. Mounting hardware included. | Stock | 175
HM4400B | Peninsular flange mount plate, steel. For use with 4in bore x 2in rod hydraulic NFPA cylinders. Mounting hardware included. | Stock | 175
HM21150-6 | Peninsular rear pivot eye, steel. For use with 1-1/2in bore hydraulic NFPA cylinders. Mounting hardware included. | Stock | 33
HM21200-6 | Peninsular rear pivot eye, steel. For use with 2in bore hydraulic NFPA cylinders. Mounting hardware included. | Stock | 56
HM21250-6 | Peninsular rear pivot eye, steel. For use with 2-1/2in bore hydraulic NFPA cylinders. Mounting hardware included. | Stock | 82
HM21325-6 | Peninsular rear pivot eye, steel. For use with 3-1/4in bore hydraulic NFPA cylinders. Mounting hardware included. | Stock | 85
HM21400-6 | Peninsular rear pivot eye, steel. For use with 4in bore hydraulic NFPA cylinders. Mounting hardware included. | Stock | 232
HM24150-6 | Peninsular cylinder rear clevis bracket, steel. For use with 1-1/2in bore hydraulic NFPA cylinders. Mounting hardware included. | Stock | 44.5
HM24200-6 | Peninsular cylinder rear clevis bracket, steel. For use with 2in bore hydraulic NFPA cylinders. Mounting hardware included. | Stock | 82
HM24250-6 | Peninsular cylinder rear clevis bracket, steel. For use with 2-1/2in bore hydraulic NFPA cylinders. Mounting hardware included. | Stock | 110
HM24325-6 | Peninsular cylinder rear clevis bracket, steel. For use with 3-1/4in bore hydraulic NFPA cylinders. Mounting hardware included. | Stock | 186
HM24400-6 | Peninsular cylinder rear clevis bracket, steel. For use with 4in bore hydraulic NFPA cylinders. Mounting hardware included. | Stock | 279
C1150-86 | Peninsular rod clevis, 7/16-20 UNF thread, steel. For use with 5/8in rod hydraulic NFPA cylinders. 1/2in clevis pin included. | Stock | 23
C1200-86 | Peninsular rod clevis, 3/4-16 UNF thread, steel. For use with 1in rod hydraulic NFPA cylinders. 3/4in clevis pin included. | Stock | 40.5
C1400-86 | Peninsular rod clevis, 1-14 UNS thread, steel. For use with 1-3/8in rod hydraulic NFPA cylinders. 1in clevis pin included. | Stock | 69
C1600-86 | Peninsular rod clevis, 1-1/4-12 UNF thread, steel. For use with 1-3/4in rod hydraulic NFPA cylinders. 1-3/8in clevis pin included. | Stock | 97
C1800-86 | Peninsular rod clevis, 1-1/2-12 UNF thread, steel. For use with 2in rod hydraulic NFPA cylinders. 1-3/4in clevis pin included. | Stock | 138
Hydraulic Hose Assemblies
1/4MXT-24IN-FJXEE | Gates MXT petroleum based hydraulic fluid hose assembly, synthetic rubber, braided steel wire reinforced, black, 1/4in inside diameter, 0.55in outside diameter, (2) -4 female straight JIC 37 deg fittings, 2ft working length. | Stock | 40
1/4PFX-24IN-FJXEE | Gates ProFlex petroleum based hydraulic fluid hose assembly, synthetic rubber, braided steel wire reinforced, black, 1/4in inside diameter, 0.52in outside diameter, (2) -4 female straight JIC 37 deg fittings, 2ft working length. | Stock | 29
1/4MXT-48IN-FJXEE | Gates MXT petroleum based hydraulic fluid hose assembly, synthetic rubber, braided steel wire reinforced, black, 1/4in inside diameter, 0.55in outside diameter, (2) -4 female straight JIC 37 deg fittings, 4ft working length. | Stock | 56
1/4PFX-48IN-FJXEE | Gates ProFlex petroleum based hydraulic fluid hose assembly, synthetic rubber, braided steel wire reinforced, black, 1/4in inside diameter, 0.52in outside diameter, (2) -4 female straight JIC 37 deg fittings, 4ft working length. | Stock | 33
1/4MXT-72IN-FJXEE | Gates MXT petroleum based hydraulic fluid hose assembly, synthetic rubber, braided steel wire reinforced, black, 1/4in inside diameter, 0.55in outside diameter, (2) -4 female straight JIC 37 deg fittings, 6ft working length. | Stock | 72
1/4PFX-72IN-FJXEE | Gates ProFlex petroleum based hydraulic fluid hose assembly, synthetic rubber, braided steel wire reinforced, black, 1/4in inside diameter, 0.52in outside diameter, (2) -4 female straight JIC 37 deg fittings, 6ft working length. | Stock | 37
1/4MXT-96IN-FJXEE | Gates MXT petroleum based hydraulic fluid hose assembly, synthetic rubber, braided steel wire reinforced, black, 1/4in inside diameter, 0.55in outside diameter, (2) -4 female straight JIC 37 deg fittings, 8ft working length. | Stock | 89
1/4PFX-96IN-FJXEE | Gates ProFlex petroleum based hydraulic fluid hose assembly, synthetic rubber, braided steel wire reinforced, black, 1/4in inside diameter, 0.52in outside diameter, (2) -4 female straight JIC 37 deg fittings, 8ft working length. | Stock | 42
1/4MXT-120IN-FJXEE | Gates MXT petroleum based hydraulic fluid hose assembly, synthetic rubber, braided steel wire reinforced, black, 1/4in inside diameter, 0.55in outside diameter, (2) -4 female straight JIC 37 deg fittings, 10ft working length. | Stock | 105
1/4PFX-120IN-FJXEE | Gates ProFlex petroleum based hydraulic fluid hose assembly, synthetic rubber, braided steel wire reinforced, black, 1/4in inside diameter, 0.52in outside diameter, (2) -4 female straight JIC 37 deg fittings, 10ft working length. | Stock | 46
3/8MXT-24IN-FJXEE | Gates MXT petroleum based hydraulic fluid hose assembly, synthetic rubber, braided steel wire reinforced, black, 3/8in inside diameter, 0.675in outside diameter, (2) -6 female straight JIC 37 deg fittings, 2ft working length. | Stock | 46
3/8PFX-24IN-FJXEE | Gates ProFlex petroleum based hydraulic fluid hose assembly, synthetic rubber, braided steel wire reinforced, black, 3/8in inside diameter, 0.65in outside diameter, (2) -6 female straight JIC 37 deg fittings, 2ft working length. | Stock | 33
3/8MXT-48IN-FJXEE | Gates MXT petroleum based hydraulic fluid hose assembly, synthetic rubber, braided steel wire reinforced, black, 3/8in inside diameter, 0.675in outside diameter, (2) -6 female straight JIC 37 deg fittings, 4ft working length. | Stock | 65
3/8PFX-48IN-FJXEE | Gates ProFlex petroleum based hydraulic fluid hose assembly, synthetic rubber, braided steel wire reinforced, black, 3/8in inside diameter, 0.65in outside diameter, (2) -6 female straight JIC 37 deg fittings, 4ft working length. | Stock | 39
3/8MXT-72IN-FJXEE | Gates MXT petroleum based hydraulic fluid hose assembly, synthetic rubber, braided steel wire reinforced, black, 3/8in inside diameter, 0.675in outside diameter, (2) -6 female straight JIC 37 deg fittings, 6ft working length. | Stock | 84
3/8PFX-72IN-FJXEE | Gates ProFlex petroleum based hydraulic fluid hose assembly, synthetic rubber, braided steel wire reinforced, black, 3/8in inside diameter, 0.65in outside diameter, (2) -6 female straight JIC 37 deg fittings, 6ft working length. | Stock | 44
3/8MXT-96IN-FJXEE | Gates MXT petroleum based hydraulic fluid hose assembly, synthetic rubber, braided steel wire reinforced, black, 3/8in inside diameter, 0.675in outside diameter, (2) -6 female straight JIC 37 deg fittings, 8ft working length. | Stock | 103
3/8PFX-96IN-FJXEE | Gates ProFlex petroleum based hydraulic fluid hose assembly, synthetic rubber, braided steel wire reinforced, black, 3/8in inside diameter, 0.65in outside diameter, (2) -6 female straight JIC 37 deg fittings, 8ft working length. | Stock | 50
3/8MXT-120IN-FJXEE | Gates MXT petroleum based hydraulic fluid hose assembly, synthetic rubber, braided steel wire reinforced, black, 3/8in inside diameter, 0.675in outside diameter, (2) -6 female straight JIC 37 deg fittings, 10ft working length. | Stock | 122
3/8PFX-120IN-FJXEE | Gates ProFlex petroleum based hydraulic fluid hose assembly, synthetic rubber, braided steel wire reinforced, black, 3/8in inside diameter, 0.65in outside diameter, (2) -6 female straight JIC 37 deg fittings, 10ft working length. | Stock | 55
1/2MXT-24IN-FJXEE | Gates MXT petroleum based hydraulic fluid hose assembly, synthetic rubber, braided steel wire reinforced, black, 1/2in inside diameter, 0.795in outside diameter, (2) -8 female straight JIC 37 deg fittings, 2ft working length. | Stock | 56
1/2PFX-24IN-FJXEE | Gates ProFlex petroleum based hydraulic fluid hose assembly, synthetic rubber, braided steel wire reinforced, black, 1/2in inside diameter, 0.81in outside diameter, (2) -8 female straight JIC 37 deg fittings, 2ft working length. | Stock | 42
1/2MXT-48IN-FJXEE | Gates MXT petroleum based hydraulic fluid hose assembly, synthetic rubber, braided steel wire reinforced, black, 1/2in inside diameter, 0.795in outside diameter, (2) -8 female straight JIC 37 deg fittings, 4ft working length. | Stock | 78
1/2PFX-48IN-FJXEE | Gates ProFlex petroleum based hydraulic fluid hose assembly, synthetic rubber, braided steel wire reinforced, black, 1/2in inside diameter, 0.81in outside diameter, (2) -8 female straight JIC 37 deg fittings, 4ft working length. | Stock | 49
1/2MXT-72IN-FJXEE | Gates MXT petroleum based hydraulic fluid hose assembly, synthetic rubber, braided steel wire reinforced, black, 1/2in inside diameter, 0.795in outside diameter, (2) -8 female straight JIC 37 deg fittings, 6ft working length. | Stock | 100
1/2PFX-72IN-FJXEE | Gates ProFlex petroleum based hydraulic fluid hose assembly, synthetic rubber, braided steel wire reinforced, black, 1/2in inside diameter, 0.81in outside diameter, (2) -8 female straight JIC 37 deg fittings, 6ft working length. | Stock | 55
1/2MXT-96IN-FJXEE | Gates MXT petroleum based hydraulic fluid hose assembly, synthetic rubber, braided steel wire reinforced, black, 1/2in inside diameter, 0.795in outside diameter, (2) -8 female straight JIC 37 deg fittings, 8ft working length. | Stock | 121
1/2PFX-96IN-FJXEE | Gates ProFlex petroleum based hydraulic fluid hose assembly, synthetic rubber, braided steel wire reinforced, black, 1/2in inside diameter, 0.81in outside diameter, (2) -8 female straight JIC 37 deg fittings, 8ft working length. | Stock | 61
1/2MXT-120IN-FJXEE | Gates MXT petroleum based hydraulic fluid hose assembly, synthetic rubber, braided steel wire reinforced, black, 1/2in inside diameter, 0.795in outside diameter, (2) -8 female straight JIC 37 deg fittings, 10ft working length. | Stock | 143
1/2PFX-120IN-FJXEE | Gates ProFlex petroleum based hydraulic fluid hose assembly, synthetic rubber, braided steel wire reinforced, black, 1/2in inside diameter, 0.81in outside diameter, (2) -8 female straight JIC 37 deg fittings, 10ft working length. | Stock | 68
3/4MXT-24IN-FJXEE | Gates MXT petroleum based hydraulic fluid hose assembly, synthetic rubber, braided steel wire reinforced, black, 3/4in inside diameter, 1.08in outside diameter, (2) -12 female straight JIC 37 deg fittings, 2ft working length. | Stock | 103
3/4PFX-24IN-FJXEE | Gates ProFlex petroleum based hydraulic fluid hose assembly, synthetic rubber, braided steel wire reinforced, black, 3/4in inside diameter, 1.08in outside diameter, (2) -12 female straight JIC 37 deg fittings, 2ft working length. | Stock | 81
3/4MXT-48IN-FJXEE | Gates MXT petroleum based hydraulic fluid hose assembly, synthetic rubber, braided steel wire reinforced, black, 3/4in inside diameter, 1.08in outside diameter, (2) -12 female straight JIC 37 deg fittings, 4ft working length. | Stock | 140
3/4PFX-48IN-FJXEE | Gates ProFlex petroleum based hydraulic fluid hose assembly, synthetic rubber, braided steel wire reinforced, black, 3/4in inside diameter, 1.08in outside diameter, (2) -12 female straight JIC 37 deg fittings, 4ft working length. | Stock | 91
3/4MXT-72IN-FJXEE | Gates MXT petroleum based hydraulic fluid hose assembly, synthetic rubber, braided steel wire reinforced, black, 3/4in inside diameter, 1.08in outside diameter, (2) -12 female straight JIC 37 deg fittings, 6ft working length. | Stock | 176
3/4PFX-72IN-FJXEE | Gates ProFlex petroleum based hydraulic fluid hose assembly, synthetic rubber, braided steel wire reinforced, black, 3/4in inside diameter, 1.08in outside diameter, (2) -12 female straight JIC 37 deg fittings, 6ft working length. | Stock | 102
3/4MXT-96IN-FJXEE | Gates MXT petroleum based hydraulic fluid hose assembly, synthetic rubber, braided steel wire reinforced, black, 3/4in inside diameter, 1.08in outside diameter, (2) -12 female straight JIC 37 deg fittings, 8ft working length. | Stock | 213
3/4PFX-96IN-FJXEE | Gates ProFlex petroleum based hydraulic fluid hose assembly, synthetic rubber, braided steel wire reinforced, black, 3/4in inside diameter, 1.08in outside diameter, (2) -12 female straight JIC 37 deg fittings, 8ft working length. | Stock | 113
3/4MXT-120IN-FJXEE | Gates MXT petroleum based hydraulic fluid hose assembly, synthetic rubber, braided steel wire reinforced, black, 3/4in inside diameter, 1.08in outside diameter, (2) -12 female straight JIC 37 deg fittings, 10ft working length. | Stock | 249
3/4PFX-120IN-FJXEE | Gates ProFlex petroleum based hydraulic fluid hose assembly, synthetic rubber, braided steel wire reinforced, black, 3/4in inside diameter, 1.08in outside diameter, (2) -12 female straight JIC 37 deg fittings, 10ft working length. | Stock | 124
Hydraulic Adapters
4MJ-4MB | HY-TECH hydraulic fluid adapter, straight, plated steel body, (1) -4 male JIC 37 deg and (1) -4 male o-ring boss. Package of 2. | Stock | 3.75
4MJ-6MB | HY-TECH hydraulic fluid adapter, straight, plated steel body, (1) -4 male JIC 37 deg and (1) -6 male o-ring boss. Package of 2. | Stock | 4.75
4MJ-8MB | HY-TECH hydraulic fluid adapter, straight, plated steel body, (1) -4 male JIC 37 deg and (1) -8 male o-ring boss. Package of 2. | Stock | 6.5
6MJ-4MB | HY-TECH hydraulic fluid adapter, straight, plated steel body, (1) -6 male JIC 37 deg and (1) -4 male o-ring boss. Package of 2. | Stock | 4.5
6MJ-6MB | HY-TECH hydraulic fluid adapter, straight, plated steel body, (1) -6 male JIC 37 deg and (1) -6 male o-ring boss. Package of 2. | Stock | 4.25
6MJ-8MB | HY-TECH hydraulic fluid adapter, straight, plated steel body, (1) -6 male JIC 37 deg and (1) -8 male o-ring boss. Package of 2. | Stock | 6.25
6MJ-10MB | HY-TECH hydraulic fluid adapter, straight, plated steel body, (1) -6 male JIC 37 deg and (1) -10 male o-ring boss. Package of 2. | Stock | 8.75
8MJ-6MB | HY-TECH hydraulic fluid adapter, straight, plated steel body, (1) -8 male JIC 37 deg and (1) -6 male o-ring boss. Package of 2. | Stock | 6
8MJ-8MB | HY-TECH hydraulic fluid adapter, straight, plated steel body, (1) -8 male JIC 37 deg and (1) -8 male o-ring boss. Package of 2. | Stock | 6.5
8MJ-10MB | HY-TECH hydraulic fluid adapter, straight, plated steel body, (1) -8 male JIC 37 deg and (1) -10 male o-ring boss. Package of 2. | Stock | 9
8MJ-12MB | HY-TECH hydraulic fluid adapter, straight, plated steel body, (1) -8 male JIC 37 deg and (1) -12 male o-ring boss. Package of 2. | Stock | 11
10MJ-8MB | HY-TECH hydraulic fluid adapter, straight, plated steel body, (1) -10 male JIC 37 deg and (1) -8 male o-ring boss. Package of 2. | Stock | 8.75
10MJ-10MB | HY-TECH hydraulic fluid adapter, straight, plated steel body, (1) -10 male JIC 37 deg and (1) -10 male o-ring boss. Package of 2. | Stock | 9.25
12MJ-8MB | HY-TECH hydraulic fluid adapter, straight, plated steel body, (1) -12 male JIC 37 deg and (1) -8 male o-ring boss. Package of 2. | Stock | 12
12MJ-10MB | HY-TECH hydraulic fluid adapter, straight, plated steel body, (1) -12 male JIC 37 deg and (1) -10 male o-ring boss. Package of 2. | Stock | 12
12MJ-12MB | HY-TECH hydraulic fluid adapter, straight, plated steel body, (1) -12 male JIC 37 deg and (1) -12 male o-ring boss. Package of 2. | Stock | 12
12MJ-16MB | HY-TECH hydraulic fluid adapter, straight, plated steel body, (1) -12 male JIC 37 deg and (1) -16 male o-ring boss. Package of 2. | Stock | 19.5
4MJ-4MB90 | HY-TECH hydraulic fluid adapter, elbow, plated steel body, (1) -4 male JIC 37 deg and (1) -4 male o-ring boss. Package of 2. | Stock | 8.5
4MJ-6MB90 | HY-TECH hydraulic fluid adapter, elbow, plated steel body, (1) -4 male JIC 37 deg and (1) -6 male o-ring boss. Package of 2. | Stock | 9.5
4MJ-8MB90 | HY-TECH hydraulic fluid adapter, elbow, plated steel body, (1) -4 male JIC 37 deg and (1) -8 male o-ring boss. Package of 2. | Stock | 15
6MJ-4MB90 | HY-TECH hydraulic fluid adapter, elbow, plated steel body, (1) -6 male JIC 37 deg and (1) -4 male o-ring boss. Package of 2. | Stock | 10
6MJ-6MB90 | HY-TECH hydraulic fluid adapter, elbow, plated steel body, (1) -6 male JIC 37 deg and (1) -6 male o-ring boss. Package of 2. | Stock | 8.25
6MJ-8MB90 | HY-TECH hydraulic fluid adapter, elbow, plated steel body, (1) -6 male JIC 37 deg and (1) -8 male o-ring boss. Package of 2. | Stock | 12.5
6MJ-10MB90 | HY-TECH hydraulic fluid adapter, elbow, plated steel body, (1) -6 male JIC 37 deg and (1) -10 male o-ring boss. Package of 2. | Stock | 18.5
8MJ-6MB90 | HY-TECH hydraulic fluid adapter, elbow, plated steel body, (1) -8 male JIC 37 deg and (1) -6 male o-ring boss. Package of 2. | Stock | 11.5
8MJ-8MB90 | HY-TECH hydraulic fluid adapter, elbow, plated steel body, (1) -8 male JIC 37 deg and (1) -8 male o-ring boss. Package of 2. | Stock | 13
8MJ-10MB90 | HY-TECH hydraulic fluid adapter, elbow, plated steel body, (1) -8 male JIC 37 deg and (1) -10 male o-ring boss. Package of 2. | Stock | 16.5
8MJ-12MB90 | HY-TECH hydraulic fluid adapter, elbow, plated steel body, (1) -8 male JIC 37 deg and (1) -12 male o-ring boss. Package of 2. | Stock | 25
10MJ-8MB90 | HY-TECH hydraulic fluid adapter, elbow, plated steel body, (1) -10 male JIC 37 deg and (1) -8 male o-ring boss. Package of 2. | Stock | 17.5
10MJ-10MB90 | HY-TECH hydraulic fluid adapter, elbow, plated steel body, (1) -10 male JIC 37 deg and (1) -10 male o-ring boss. Package of 2. | Stock | 17.5
10MJ-12MB90 | HY-TECH hydraulic fluid adapter, elbow, plated steel body, (1) -10 male JIC 37 deg and (1) -12 male o-ring boss. Package of 2. | Stock | 28.5
12MJ-8MB90 | HY-TECH hydraulic fluid adapter, elbow, plated steel body, (1) -12 male JIC 37 deg and (1) -8 male o-ring boss. Package of 2. | Stock | 33
12MJ-10MB90 | HY-TECH hydraulic fluid adapter, elbow, plated steel body, (1) -12 male JIC 37 deg and (1) -10 male o-ring boss. Package of 2. | Stock | 25
12MJ-12MB90 | HY-TECH hydraulic fluid adapter, elbow, plated steel body, (1) -12 male JIC 37 deg and (1) -12 male o-ring boss. Package of 2. | Stock | 23
4MJ-4FJX90 | HY-TECH hydraulic fluid adapter, elbow, plated steel body, (1) -4 male JIC 37 deg and (1) -4 female JIC 37 deg. Package of 2. | Stock | 9.75
6MJ-6FJX90 | HY-TECH hydraulic fluid adapter, elbow, plated steel body, (1) -6 male JIC 37 deg and (1) -6 female JIC 37 deg. Package of 2. | Stock | 11
8MJ-8FJX90 | HY-TECH hydraulic fluid adapter, elbow, plated steel body, (1) -8 male JIC 37 deg and (1) -8 female JIC 37 deg. Package of 2. | Stock | 13
10MJ-10FJX90 | HY-TECH hydraulic fluid adapter, elbow, plated steel body, (1) -10 male JIC 37 deg and (1) -10 female JIC 37 deg. Package of 2. | Stock | 18
12MJ-12FJX90 | HY-TECH hydraulic fluid adapter, elbow, plated steel body, (1) -12 male JIC 37 deg and (1) -12 female JIC 37 deg. Package of 2. | Stock | 27
8MB-4FB | HY-TECH hydraulic fluid adapter, straight, plated steel body, (1) -8 male o-ring boss and (1) -4 female o-ring boss. Package of 2. | Stock | 16
8MB-6FB | HY-TECH hydraulic fluid adapter, straight, plated steel body, (1) -8 male o-ring boss and (1) -6 female o-ring boss. Package of 2. | Stock | 7.75
10MB-8FB | HY-TECH hydraulic fluid adapter, straight, plated steel body, (1) -10 male o-ring boss and (1) -8 female o-ring boss. Package of 2. | Stock | 9.25
12MB-8FB | HY-TECH hydraulic fluid adapter, straight, plated steel body, (1) -12 male o-ring boss and (1) -8 female o-ring boss. Package of 2. | Stock | 15
12MB-10FB | HY-TECH hydraulic fluid adapter, straight, plated steel body, (1) -12 male o-ring boss and (1) -10 female o-ring boss. Package of 2. | Stock | 15.5
4MB-4FB90 | HY-TECH hydraulic fluid adapter, elbow, plated steel body, (1) -4 male o-ring boss and (1) -4 female o-ring boss. Package of 2. | Stock | 18
6MB-6FB90 | HY-TECH hydraulic fluid adapter, elbow, plated steel body, (1) -6 male o-ring boss and (1) -6 female o-ring boss. Package of 2. | Stock | 25
6MJ-6FFORX | HY-TECH hydraulic fluid adapter, straight, plated steel body, (1) -6 male JIC 37 deg and (1) -6 female flat face o-ring. Package of 2. | Stock | 13.5
8MJ-8FFORX | HY-TECH hydraulic fluid adapter, straight, plated steel body, (1) -8 male JIC 37 deg and (1) -8 female flat face o-ring. Package of 2. | Stock | 18.5
General Duty Barcode Scanners
CR2702-200-C298 | Code barcode scanner, 1D and 2D, imager, cordless, Bluetooth communication, USB, general duty, 1280 x 960 optical resolution. Removable battery, charging base station and 3ft USB cable included. | Stock | 806
CR2701-200-C298 | Code barcode scanner, 1D and 2D, imager, cordless, Bluetooth communication, USB, general duty, 1280 x 960 optical resolution. Removable battery, charging base station and 3ft USB cable included. | Stock | 764
CR1500-K201-C298 | Code barcode scanner, 1D and 2D, imager, corded, USB, general duty, dual 960 x 640 optical resolution. 6ft USB cable included. | Stock | 246
CR1500-K202-C298 | Code barcode scanner, 1D and 2D, imager, corded, RS-232, general duty, dual 960 x 640 optical resolution. 8ft RS-232 cable and power supply included. | Stock | 263
CR5210-C502-C298 | Code barcode scanner, 1D and 2D, imager, corded, RS-232, general duty, 1280 x 960 optical resolution. 6ft RS-232 cable and power supply included. | Stock | 352
CR5210-C500-C298 | Code barcode scanner, 1D and 2D, imager, corded, USB, general duty, 1280 x 960 optical resolution. 6ft USB cable included. | Stock | 318
CR950-K301-C298 | Code barcode scanner, 1D and 2D, imager, corded, USB, general duty, 1280 x 960 optical resolution. 6ft USB cable included. | Stock | 156
CR950-K302-C298 | Code barcode scanner, 1D and 2D, imager, corded, RS-232, general duty, 1280 x 960 optical resolution. 6ft RS-232 cable and power supply included. | Stock | 180
CR1100-K201-C298 | Code barcode scanner, 1D and 2D, imager, corded, USB, general duty, dual 960 x 640 optical resolution. 6ft USB cable included. | Stock | 240
CR1100-K202-C298 | Code barcode scanner, 1D and 2D, imager, corded, RS-232, general duty, dual 960 x 640 optical resolution. 6ft RS-232 cable and power supply included. | Stock | 265
Rugged Duty Barcode Scanners
PM9600-SR910RBK10 | Datalogic PowerScan 960X series barcode scanner, 1D and 2D, imager, cordless, RF communication, USB, rugged duty, 1280 x 800 optical resolution. Scanner with removable battery, base station, USB cable, power brick, and power cord included. | Stock | 887
PM9600-SR910RBK20 | Datalogic PowerScan 960X series barcode scanner, 1D and 2D, imager, cordless, RF communication, RS-232, rugged duty, 1280 x 800 optical resolution. Scanner with removable battery, base station, RS232 cable, power brick, and power cord included. | Stock | 887
PBT9600-SRRBK20US | Datalogic PowerScan 960X series barcode scanner, 1D and 2D, imager, cordless, Bluetooth communication, RS-232, rugged duty, 1280 x 800 optical resolution. Scanner with removable battery, base station, RS232 cable, power brick, and power cord included. | Stock | 887
PBT9600-SRRBK10US | Datalogic PowerScan 960X series barcode scanner, 1D and 2D, imager, cordless, Bluetooth communication, USB, rugged duty, 1280 x 800 optical resolution. Scanner with removable battery, base station, USB cable, power brick, and power cord included. | Stock | 887
PBT9600-SRRB | Datalogic PowerScan 960X series barcode scanner, 1D and 2D, imager, cordless, Bluetooth communication, rugged duty, 1280 x 800 optical resolution. Scanner with removable battery included. | Stock | 595
PM9600-SR910RB | Datalogic PowerScan 960X series barcode scanner, 1D and 2D, imager, cordless, RF communication, rugged duty, 1280 x 800 optical resolution. Scanner with removable battery included. | Stock | 595
Machine Mount Barcode Scanners
O2I500 | ifm efector O2I series barcode scanner, industrial machine mount, 1D and 2D, imager, visible red light emission, standard lens, 1280 x 960 optical resolution, TCP/IP and EtherNet/IP, IP65. | Stock | 1436
O2I501 | ifm efector O2I series barcode scanner, industrial machine mount, 1D and 2D, imager, infrared light emission, standard lens, 1280 x 960 optical resolution, TCP/IP and EtherNet/IP, IP65. | Stock | 1436
O2I502 | ifm efector O2I series barcode scanner, industrial machine mount, 1D and 2D, imager, visible red light emission, wide angle lens, 1280 x 960 optical resolution, TCP/IP and EtherNet/IP, IP65. | Stock | 1436
O2I503 | ifm efector O2I series barcode scanner, industrial machine mount, 1D and 2D, imager, infrared light emission, wide angle lens, 1280 x 960 optical resolution, TCP/IP and EtherNet/IP, IP65. | Stock | 1436
Accessories for Barcode Scanners
BC9630-BT | Datalogic base station, Bluetooth communication, RS-232 and USB. For use with Bluetooth compatible PowerScan 960X barcode scanners. | Stock | 388
BC9630-910 | Datalogic base station, RF communication, RS-232 and USB. For use with RF compatible PowerScan 960X barcode scanners. | Stock | 370
VMK-P096 | Datalogic vehicle mount, for use with PowerScan 960X Barcode Scanners. | Stock | 120
RBP-PM96 | Datalogic battery, replacement. For use with PowerScan 960X Barcode Scanners. | Stock | 61
8-0935 | Datalogic US power supply, replacement. For use with PowerScan 960X Series base stations BC9630-BT and BC9630-910. | Stock | 24.5
6003-0941 | Datalogic US power cord, replacement. For use with Datalogic power supply 8-0935. | Stock | 8.75
CAB-549 | Datalogic cable, coiled connection, RJ50 to 9-pin female D-sub, 8ft cable length. | Stock | 53
CAB-548 | Datalogic cable, connection, RJ50 to 9-pin female D-sub, 6ft cable length. | Stock | 44
CAB-551 | Datalogic cable, connection, RJ50 to USB A, 6.5ft/2m cable length. | Stock | 44
E2D500 | ifm efector mounting bracket, right-angle, 316L stainless steel, 12mm rod mount. For use with ifm efector O2D vision cameras and O2I barcode scanners. | Stock | 41.5
E21112 | ifm efector mounting rod, 12mm diameter, 200mm length, 316L stainless steel. | Stock | 18
E21113 | ifm efector mounting rod, 12mm diameter, 300mm length, 316L stainless steel. | Stock | 20.5
CRA-US3-C298 | Code presentation stand, plastic, dark gray. For use with Code CR950, CR1100 and CR1500 series barcode scanners. | Stock | 26.5
CRA-US9-C298 | Code presentation stand, plastic, dark gray. For use with Code CR950, CR1100 and CR1500 series barcode scanners. | Stock | 18
CR2AG-P1-C298 | Code power adapter, replacement. For use with RS232 Code barcode scanners and battery charger. | Stock | 26.5
CRA-C500-C298 | Code connection cable, RJ50 to USB Type A male, gray, 6ft cable length. | Stock | 15
CRA-C501-C298 | Code coiled connection cable, RJ50 to 9-pin D-sub female, gray, 8ft cable length. | Stock | 15
CRA-C502-C298 | Code connection cable, RJ50 to 9-pin D-sub female, gray, 6ft cable length. | Stock | 15
CRA-C503-C298 | Code connection cable, RJ50 to 9-pin D-sub male, gray, 8ft cable length. | Stock | 39
CRA-C508-C298 | Code coiled connection cable, RJ50 to USB Type A male, gray, 8ft cable length. | Stock | 15
CRA-C519-C298 | Code connection cable, 6-pin RJ12 to 9-pin D-sub male, gray, 6ft cable length. | Stock | 15
CRA-C34-C298 | Code connection cable, microB-USB to USB Type A male, gray, 3ft cable length. | Stock | 15.5
CRA-B27DK-C298 | Code battery, replacement. For use with Code barcode scanners CR2702-200-C298 and CR2701-200-C298. | Stock | 76
CRA-A274-P1-C298 | Code quad-bay battery charger, for use with Code battery CRA-B27DK-C298. | Stock | 110
RFID Read-Write Modules
RFID-SA-HF-EIP | AutomationDirect RFID read-write-evaluation module, rectangular, HF communication, 13.56 MHz, 220mm read-write distance, (2) 5-pin M12 D-coded and (1) 5-pin M12 quick-disconnect port(s), TCP/IP and EtherNet/IP, 113 x 118.5 x 50mm body, IP67. | Stock | 659
RLH-C44PA-NIS | Contrinex RFID read-write module, rectangular, non-flush mount, HF communication, 13.56 MHz, 80mm read-write distance, (1) 4-pin M12 A-coded (IO-Link) port(s), IO-Link Class A Device, 40 x 40 x 67mm body, IP68 IP69K. | Stock | 219
RLH-M18PA-NIS | Contrinex RFID read-write module, tubular, non-flush mount, HF communication, 13.56 MHz, 26mm read-write distance, (1) 4-pin M12 A-coded (IO-Link) port(s), IO-Link Class A Device, 18mm diameter x 63.5mm body, IP67. | Stock | 206
RLH-M30PA-NIS | Contrinex RFID read-write module, tubular, non-flush mount, HF communication, 13.56 MHz, 58mm read-write distance, (1) 4-pin M12 A-coded (IO-Link) port(s), IO-Link Class A Device, 30mm diameter x 63.5mm body, IP67. | Stock | 219
RFID Tags
RTH-D26RV-EC0 | Contrinex high temperature RFID tag, round, 26mm diameter, flush mount, HF communication, 13.56 MHz, EEPROM memory, 128 bytes, IP68 IP69K. | Stock | 37.5
RTH-D09RA-NF0-901 | Contrinex basic RFID tag, round, 9mm diameter, non-flush mount, HF communication, 13.56 MHz, EEPROM memory, 320 bytes, IP67. Package of 10. | Stock | 60
RTH-D16RA-NF0-901 | Contrinex basic RFID tag, round, 16mm diameter, non-flush mount, HF communication, 13.56 MHz, EEPROM memory, 320 bytes, IP67. Package of 10. | Stock | 54
RTH-D20QA-NF0-901 | Contrinex basic RFID tag, round, 20mm diameter, non-flush mount, HF communication, 13.56 MHz, EEPROM memory, 320 bytes, IP68 IP69K. Package of 10. | Stock | 96
RTH-D20QA-ND0 | Contrinex basic RFID tag, round, 20mm diameter, non-flush mount, HF communication, 13.56 MHz, FRAM memory, 2048 bytes, IP68 IP69K. | Stock | 13
RTH-D30QA-NF0-901 | Contrinex basic RFID tag, round, 30mm diameter, non-flush mount, HF communication, 13.56 MHz, EEPROM memory, 320 bytes, IP68 IP69K. Package of 10. | Stock | 96
RTH-D30QA-ND0 | Contrinex basic RFID tag, round, 30mm diameter, non-flush mount, HF communication, 13.56 MHz, FRAM memory, 2048 bytes, IP68 IP69K. | Stock | 21
RTH-D50QA-NF0 | Contrinex basic RFID tag, round, 50mm diameter, non-flush mount, HF communication, 13.56 MHz, EEPROM memory, 320 bytes, IP68 IP69K. | Stock | 11
RTH-D50QA-ND0 | Contrinex basic RFID tag, round, 50mm diameter, non-flush mount, HF communication, 13.56 MHz, FRAM memory, 2048 bytes, IP68 IP69K. | Stock | 23.5
RTP-0263-020 | Contrinex high temperature RFID tag, round, 26mm diameter, flush mount, HF communication, 13.56 MHz, EEPROM memory, 256 bytes, IP68 IP69K. | Stock | 20
Accessories for RFID Devices
RFID-SA-BA1 | AutomationDirect mounting bracket, right-angle, 304 stainless steel. For use with RFID read-write unit RFID-SA-HF-EIP. Mounting hardware included. | Stock | 31
Vision Sensors
959971320 | Datalogic Smart-VS series vision sensor, 50-150mm operating distance, standard lens, 320 x 240 resolution, polarized white light emission, IP65 IP67. | Stock | 984
959970005 | Datalogic Smart-VS Plus series vision sensor, 50-400mm operating distance, standard lens, object detection 3 classes, 320 x 240 resolution, polarized white light emission, IP65 IP67. | Stock | 1192
959970009 | Datalogic Smart-VS EVO series vision sensor, 50-400mm operating distance, standard lens, object detection 6 classes and anomoly detection, 320 x 240 resolution, polarized white light emission, IP65 IP67. | Stock | 1327
Fixed Mount Lens Vision Cameras
O2D500 | ifm efector O2D series 2D vision camera, 85-2500mm operating distance, standard lens, 1280 x 960 resolution, RGBW light emission, TCP/IP and EtherNet/IP, IP65. | Stock | 1436
O2D502 | ifm efector O2D series 2D vision camera, 35-2500mm operating distance, wide angle lens, 1280 x 960 resolution, RGBW light emission, TCP/IP and EtherNet/IP, IP65. | Stock | 1436
O2D520 | ifm efector O2D series 2D vision camera, 85-2500mm operating distance, standard lens, 1280 x 960 resolution, infrared light emission, TCP/IP and EtherNet/IP, IP65. | Stock | 1436
O2D522 | ifm efector O2D series 2D vision camera, 35-2500mm operating distance, wide angle lens, 1280 x 960 resolution, infrared light emission, TCP/IP and EtherNet/IP, IP65. | Stock | 1436
S-Mount Lens Vision Cameras
CS60-BM28-EP15/300 | di-soric CS60 series 2D vision camera, 50-515mm operating distance, localization, detection and counting, 736 x 480 resolution, white and red light emission, TCP/IP, FTP Client, SFTP Client, PROFINET and EtherNet/IP, IP67. | Stock | 1064
CS60-BM38-EP15/300 | di-soric CS60 series 2D vision camera, 50-515mm operating distance, localization, detection and counting, 1440 x 1080 resolution, white and red light emission, TCP/IP, FTP Client, SFTP Client, PROFINET and EtherNet/IP, IP67. | Stock | 1383
CS60-BM28-EP15/300ID | di-soric CS60 series 2D vision camera, 50-515mm operating distance, localization, detection, counting and read code, 736 x 480 resolution, white and red light emission, TCP/IP, FTP Client, SFTP Client, PROFINET and EtherNet/IP, IP67. | Stock | 1407
CS60-BM38-EP15/300ID | di-soric CS60 series 2D vision camera, 50-515mm operating distance, localization, detection, counting and read code, 1440 x 1080 resolution, white and red light emission, TCP/IP, FTP Client, SFTP Client, PROFINET and EtherNet/IP, IP67. | Stock | 1702
CS60-BM28-EP15/400 | di-soric CS60 series 2D vision camera, 50-515mm operating distance, localization, detection, counting and measurement, 736 x 480 resolution, white and red light emission, TCP/IP, FTP Client, SFTP Client, PROFINET and EtherNet/IP, IP67. | Stock | 1407
CS60-BM38-EP15/400 | di-soric CS60 series 2D vision camera, 50-515mm operating distance, localization, detection, counting and measurement, 1440 x 1080 resolution, white and red light emission, TCP/IP, FTP Client, SFTP Client, PROFINET and EtherNet/IP, IP67. | Stock | 1702
CS60-BM28-EP15/400ID | di-soric CS60 series 2D vision camera, 50-515mm operating distance, localization, detection, counting, read code, and measurement, 736 x 480 resolution, white and red light emission, TCP/IP, FTP Client, SFTP Client, PROFINET and EtherNet/IP, IP67. | Stock | 1672
CS60-BM38-EP15/400ID | di-soric CS60 series 2D vision camera, 50-515mm operating distance, localization, detection, counting, read code, and measurement, 1440 x 1080 resolution, white and red light emission, TCP/IP, FTP Client, SFTP Client, PROFINET and EtherNet/IP, IP67. | Stock | 1937
3D Vision Sensors
O3D302 | ifm efector O3D series 3D vision sensor, 500-5000mm operating distance, standard lens, 176 x 132 resolution, infrared light emission, TCP/IP and EtherNet/IP, IP65. | Stock | 1520
O3D304 | ifm efector O3D series 3D vision sensor, 500-5000mm operating distance, wide angle lens, 176 x 132 resolution, infrared light emission, TCP/IP and EtherNet/IP, IP65. | Stock | 1520
Lenses for Vision Cameras
O-S1-S-036-40 | di-soric lens, 3.6mm focal length, fixed f/4.0 aperture, S-mount. | Stock | 43.5
O-S1-S-036-80 | di-soric lens, 3.6mm focal length, fixed f/8.0 aperture, S-mount. | Stock | 43.5
O-S1-S-080-40 | di-soric lens, 8mm focal length, fixed f/4.0 aperture, S-mount. | Stock | 28.5
O-S1-S-080-80 | di-soric lens, 8mm focal length, fixed f/8.0 aperture, S-mount. | Stock | 28.5
O-S1-S-160-40 | di-soric lens, 16mm focal length, fixed f/4.0 aperture, S-mount. | Stock | 28.5
O-S1-S-160-80 | di-soric lens, 16mm focal length, fixed f/8.0 aperture, S-mount. | Stock | 28.5
O-S1-S-250-40 | di-soric lens, 25mm focal length, fixed f/4.0 aperture, S-mount. | Stock | 33.5
O-S1-S-250-80 | di-soric lens, 25mm focal length, fixed f/8.0 aperture, S-mount. | Stock | 33.5
Accessories for Vision Devices
CS60-BP-470-D11.8 | di-soric filter, blue bandpass, press fit mount. For use with CS60 lens protector. | Stock | 335
CS60-BP-850-D11.8 | di-soric filter, infrared bandpass, press fit mount. For use with CS60 lens protector. | Stock | 97
CS60-BP-635-D11.8 | di-soric filter, red bandpass, press fit mount. For use with CS60 lens protector. | Stock | 111
CS60-WINDOW-DIFFUS | di-soric lens protector, diffused filter, press fit mount. For use with CS60 cameras. | Stock | 121
CS60-WINDOW-POLAR | di-soric lens protector, polarized filter, press fit mount. For use with CS60 cameras. | Stock | 204
CS60-WINDOW | di-soric lens protector, transparent, press fit mount. For use with CS60 cameras. | Stock | 76
CS60-WINDOW-FOKUS | di-soric focus adjustment aid, for use with CS60 cameras. | Stock | 112
SH-G-CSR | di-soric mounting plate, aluminum. For use with CS60 cameras and HS-KL-12-20-V mounting bracket. Mounting hardware included. | Stock | 43
HS-KL-12-20-V | di-soric mounting bracket, right-angle, stainless steel, 12mm rod mount. For use with SH-G-CSR mounting plate. Mounting hardware included. | Stock | 10.5
HS-VS-CS60-MP-KK-M3 | di-soric mounting bracket, ball joint, 45 degrees vertical and 360 degrees horizontal adjustment, aluminum. For use with CS60 cameras. Mounting hardware included. | Stock | 139
206897 | di-soric cable, connection, 12-pin M12 quick-disconnect to pigtail, 16.4ft/5m cable length. | Stock | 100
206957 | di-soric cable, connection, 12-pin M12 quick-disconnect to pigtail, 32.8ft/10m cable length. | Stock | 107
CS60-Y-1/12-A | di-soric Y-cable, 12-pin M12 quick-disconnect to (1) 4-pin M12 quick-disconnect and (1) 12-pin M12 quick-disconnect. For use with CS60 cameras and 4-pin M12 external lights. | Stock | 165
E3D301 | ifm efector mounting bracket, right-angle, 304 stainless steel, 14mm rod mount. For use with ifm efector O3D vision sensors. | Stock | 73
E3D302 | ifm efector heatsink, for use with ifm efector O3D vision sensors. | Stock | 104
E21228 | ifm efector mounting rod, 14mm diameter, 200mm length, 316L stainless steel. | Stock | 26.5
E21229 | ifm efector mounting rod, 14mm diameter, 300mm length, 316L stainless steel. | Stock | 27.5
E21232 | ifm efector mounting rod, 14mm diameter, 500mm length, 316L stainless steel. | Stock | 30.5
CAB-GD03 | Datalogic cable, connection, M12 axial female to pigtail, 17-pole, PVC, 9.8ft/3m cable length. | Stock | 115
CAB-GD05 | Datalogic cable, connection, M12 axial female to pigtail, 17-pole, PVC, 16.4ft/5m cable length. | Stock | 153
BK-22-000 | Datalogic mounting bracket, replacement, stainless steel, bottom mount. For use with Datalogic Smart-VS series vision sensor. | Stock | 49
Bar Lights for Vision Lighting
PD01PD5CY | Lumher PD machine vision lighting, bar light, white light emission, 5000K, plus or minus 30 degrees, 90mm luminous field, continuous, 134 x 31 x 25mm housing, 22.8-25.2 VDC operating voltage. | Stock | 241
PD02PD5CY | Lumher PD machine vision lighting, bar light, white light emission, 5000K, plus or minus 30 degrees, 180mm luminous field, continuous, 224 x 31 x 25mm housing, 22.8-25.2 VDC operating voltage. | Stock | 275
PD04PD5CY | Lumher PD machine vision lighting, bar light, white light emission, 5000K, plus or minus 30 degrees, 360mm luminous field, continuous, 404 x 31 x 25mm housing, 22.8-25.2 VDC operating voltage. | Stock | 343
PD05PD5CY | Lumher PD machine vision lighting, bar light, white light emission, 5000K, plus or minus 30 degrees, 450mm luminous field, continuous, 494 x 31 x 25mm housing, 22.8-25.2 VDC operating voltage. | Stock | 378
PD07PD5CY | Lumher PD machine vision lighting, bar light, white light emission, 5000K, plus or minus 30 degrees, 630mm luminous field, continuous, 674 x 31 x 25mm housing, 22.8-25.2 VDC operating voltage. | Stock | 448
PD01ZD5CY | Lumher PD machine vision lighting, bar light, white light emission, 5000K, plus or minus 30 degrees, 90mm luminous field, continuous and strobe, 134 x 31 x 25mm housing, 22.8-25.2 VDC operating voltage. | Stock | 469
PD02ZD5CY | Lumher PD machine vision lighting, bar light, white light emission, 5000K, plus or minus 30 degrees, 180mm luminous field, continuous and strobe, 224 x 31 x 25mm housing, 22.8-25.2 VDC operating voltage. | Stock | 370
PD04ZD5CY | Lumher PD machine vision lighting, bar light, white light emission, 5000K, plus or minus 30 degrees, 360mm luminous field, continuous and strobe, 404 x 31 x 25mm housing, 22.8-25.2 VDC operating voltage. | Stock | 469
PD05ZD5CY | Lumher PD machine vision lighting, bar light, white light emission, 5000K, plus or minus 30 degrees, 450mm luminous field, continuous and strobe, 494 x 31 x 25mm housing, 22.8-25.2 VDC operating voltage. | Stock | 605
PD07ZD5CY | Lumher PD machine vision lighting, bar light, white light emission, 5000K, plus or minus 30 degrees, 630mm luminous field, continuous and strobe, 674 x 31 x 25mm housing, 22.8-25.2 VDC operating voltage. | Stock | 675
PD01ZD5UY | Lumher PD machine vision lighting, bar light, white light emission, 5000K, plus or minus 55 degrees, 90mm luminous field, continuous and strobe, 134 x 31 x 25mm housing, 22.8-25.2 VDC operating voltage. | Stock | 469
PD02ZD5UY | Lumher PD machine vision lighting, bar light, white light emission, 5000K, plus or minus 55 degrees, 180mm luminous field, continuous and strobe, 224 x 31 x 25mm housing, 22.8-25.2 VDC operating voltage. | Stock | 503
PD04ZD5UY | Lumher PD machine vision lighting, bar light, white light emission, 5000K, plus or minus 55 degrees, 360mm luminous field, continuous and strobe, 404 x 31 x 25mm housing, 22.8-25.2 VDC operating voltage. | Stock | 571
PD05ZD5UY | Lumher PD machine vision lighting, bar light, white light emission, 5000K, plus or minus 55 degrees, 450mm luminous field, continuous and strobe, 494 x 31 x 25mm housing, 22.8-25.2 VDC operating voltage. | Stock | 605
PD07ZD5UY | Lumher PD machine vision lighting, bar light, white light emission, 5000K, plus or minus 55 degrees, 630mm luminous field, continuous and strobe, 674 x 31 x 25mm housing, 22.8-25.2 VDC operating voltage. | Stock | 675
PD04ZR5CY | Lumher PD machine vision lighting, bar light, red light emission, plus or minus 30 degrees, 360mm luminous field, continuous and strobe, 404 x 31 x 25mm housing, 22.8-25.2 VDC operating voltage. | Stock | 615
PD05ZR5CY | Lumher PD machine vision lighting, bar light, red light emission, plus or minus 30 degrees, 450mm luminous field, continuous and strobe, 494 x 31 x 25mm housing, 22.8-25.2 VDC operating voltage. | Stock | 660
PD01PF5CY | Lumher PD machine vision lighting, bar light, infrared light emission, plus or minus 30 degrees, 90mm luminous field, continuous, 134 x 42 x 29.5mm housing, 22.8-25.2 VDC operating voltage. | Stock | 247
PD02PF5CY | Lumher PD machine vision lighting, bar light, infrared light emission, plus or minus 30 degrees, 180mm luminous field, continuous, 224 x 42 x 29.5mm housing, 22.8-25.2 VDC operating voltage. | Stock | 286
PD04PF5CY | Lumher PD machine vision lighting, bar light, infrared light emission, plus or minus 30 degrees, 360mm luminous field, continuous, 404 x 42 x 29.5mm housing, 22.8-25.2 VDC operating voltage. | Stock | 365
PD05PF5CY | Lumher PD machine vision lighting, bar light, infrared light emission, plus or minus 30 degrees, 450mm luminous field, continuous, 494 x 42 x 29.5mm housing, 22.8-25.2 VDC operating voltage. | Stock | 404
PD07PF5CY | Lumher PD machine vision lighting, bar light, infrared light emission, plus or minus 30 degrees, 630mm luminous field, continuous, 674 x 42 x 29.5mm housing, 22.8-25.2 VDC operating voltage. | Stock | 487
FD01PD5CY | Lumher FD machine vision lighting, high power bar light, white light emission, 5000K, plus or minus 30 degrees, 90mm luminous field, continuous, 134 x 42 x 29.5mm housing, 22.8-25.2 VDC operating voltage. | Stock | 265
FD02PD5CY | Lumher FD machine vision lighting, high power bar light, white light emission, 5000K, plus or minus 30 degrees, 180mm luminous field, continuous, 224 x 42 x 29.5mm housing, 22.8-25.2 VDC operating voltage. | Stock | 304
FD04PD5CY | Lumher FD machine vision lighting, high power bar light, white light emission, 5000K, plus or minus 30 degrees, 360mm luminous field, continuous, 404 x 42 x 29.5mm housing, 22.8-25.2 VDC operating voltage. | Stock | 382
FD05PD5CY | Lumher FD machine vision lighting, high power bar light, white light emission, 5000K, plus or minus 30 degrees, 450mm luminous field, continuous, 494 x 42 x 29.5mm housing, 22.8-25.2 VDC operating voltage. | Stock | 421
FD07PD5CY | Lumher FD machine vision lighting, high power bar light, white light emission, 5000K, plus or minus 30 degrees, 630mm luminous field, continuous, 674 x 42 x 29.5mm housing, 22.8-25.2 VDC operating voltage. | Stock | 501
OPT2400 | WenglorTPL M-EBAR machine vision lighting, bar light, white light emission, 5800K, plus or minus 7 degrees, 125mm luminous field, continuous and strobe, 170 x 47.6 x 45mm housing, 21.6-30 VDC operating voltage. | Stock | 419
OPT2401 | WenglorTPL M-EBAR machine vision lighting, bar light, white light emission, 5800K, plus or minus 7 degrees, 250mm luminous field, continuous and strobe, 295 x 47.6 x 45mm housing, 21.6-30 VDC operating voltage. | Stock | 562
OPT2402 | WenglorTPL M-EBAR machine vision lighting, bar light, white light emission, 5800K, plus or minus 7 degrees, 375mm luminous field, continuous and strobe, 420 x 47.6 x 45mm housing, 21.6-30 VDC operating voltage. | Stock | 706
OPT2403 | WenglorTPL M-EBAR machine vision lighting, bar light, white light emission, 5800K, plus or minus 7 degrees, 500mm luminous field, continuous and strobe, 545 x 47.6 x 45mm housing, 21.6-30 VDC operating voltage. | Stock | 853
OPT2404 | WenglorTPL M-EBAR machine vision lighting, bar light, infrared light emission, plus or minus 7 degrees, 125mm luminous field, continuous and strobe, 170 x 47.6 x 45mm housing, 21.6-30 VDC operating voltage. | Stock | 441
OPT2405 | WenglorTPL M-EBAR machine vision lighting, bar light, infrared light emission, plus or minus 7 degrees, 250mm luminous field, continuous and strobe, 295 x 47.6 x 45mm housing, 21.6-30 VDC operating voltage. | Stock | 585
OPT2406 | WenglorTPL M-EBAR machine vision lighting, bar light, infrared light emission, plus or minus 7 degrees, 375mm luminous field, continuous and strobe, 420 x 47.6 x 45mm housing, 21.6-30 VDC operating voltage. | Stock | 725
OPT2407 | WenglorTPL M-EBAR machine vision lighting, bar light, infrared light emission, plus or minus 7 degrees, 500mm luminous field, continuous and strobe, 545 x 47.6 x 45mm housing, 21.6-30 VDC operating voltage. | Stock | 868
Ring Lights for Vision Lighting
RD1PD5CY | Lumher RD machine vision lighting, ring light, white light emission, 5000K, plus or minus 30 degrees, continuous, 135 x 135 x 25mm housing, 22.8-25.2 VDC operating voltage. | Stock | 658
RD2PD5CY | Lumher RD machine vision lighting, ring light, white light emission, 5000K, plus or minus 30 degrees, continuous, 225 x 225 x 25mm housing, 22.8-25.2 VDC operating voltage. | Stock | 945
RD1ZD5CY | Lumher RD machine vision lighting, ring light, white light emission, 5000K, plus or minus 30 degrees, continuous and strobe, 135 x 135 x 25mm housing, 22.8-25.2 VDC operating voltage. | Stock | 880
RD2ZD5CY | Lumher RD machine vision lighting, ring light, white light emission, 5000K, plus or minus 30 degrees, continuous and strobe, 225 x 225 x 25mm housing, 22.8-25.2 VDC operating voltage. | Stock | 1169
RD1ZD5UY | Lumher RD machine vision lighting, ring light, white light emission, 5000K, plus or minus 55 degrees, continuous and strobe, 135 x 135 x 25mm housing, 22.8-25.2 VDC operating voltage. | Stock | 880
RD2ZD5UY | Lumher RD machine vision lighting, ring light, white light emission, 5000K, plus or minus 55 degrees, continuous and strobe, 225 x 225 x 25mm housing, 22.8-25.2 VDC operating voltage. | Stock | 1169
RD1PF5CY | Lumher RD machine vision lighting, ring light, infrared light emission, plus or minus 30 degrees, continuous, 135 x 135 x 25mm housing, 22.8-25.2 VDC operating voltage. | Stock | 679
RD2PF5CY | Lumher RD machine vision lighting, ring light, infrared light emission, plus or minus 30 degrees, continuous, 225 x 225 x 25mm housing, 22.8-25.2 VDC operating voltage. | Stock | 988
OPT2424 | WenglorTPL Modular-RING 80mm machine vision lighting, ring light, visible red and cyan light emission, plus or minus 65 degrees, continuous and strobe, 136 x 181 x 31mm housing, 21.6-30 VDC operating voltage. | Stock | 833
OPT2425 | WenglorTPL Modular-RING 80mm machine vision lighting, ring light, white and infrared light emission, 5000K, plus or minus 65 degrees, continuous and strobe, 136 x 181 x 31mm housing, 21.6-30 VDC operating voltage. | Stock | 833
OPT2426 | WenglorTPL Modular-RING 130mm machine vision lighting, ring light, visible red and cyan light emission, plus or minus 65 degrees, continuous and strobe, 242 x 197 x 31mm housing, 21.6-30 VDC operating voltage. | Stock | 1106
OPT2427 | WenglorTPL Modular-RING 130mm machine vision lighting, ring light, white and infrared light emission, 5000K, plus or minus 65 degrees, continuous and strobe, 242 x 197 x 31mm housing, 21.6-30 VDC operating voltage. | Stock | 1106
Flat Lights for Vision Lighting
BD1PD5CY | Lumher BD machine vision lighting, backlight, white light emission, 5000K, plus or minus 30 degrees, 100 x 100mm luminous field, continuous, 125 x 125 x 25mm housing, 22.8-25.2 VDC operating voltage. | Stock | 766
BD2PD5CY | Lumher BD machine vision lighting, backlight, white light emission, 5000K, plus or minus 30 degrees, 100 x 190mm luminous field, continuous, 125 x 215 x 25mm housing, 22.8-25.2 VDC operating voltage. | Stock | 1061
BD1ZD5CY | Lumher BD machine vision lighting, backlight, white light emission, 5000K, plus or minus 30 degrees, 100 x 100mm luminous field, continuous and strobe, 125 x 125 x 25mm housing, 22.8-25.2 VDC operating voltage. | Stock | 987
BD2ZD5CY | Lumher BD machine vision lighting, backlight, white light emission, 5000K, plus or minus 30 degrees, 100 x 190mm luminous field, continuous and strobe, 125 x 215 x 25mm housing, 22.8-25.2 VDC operating voltage. | Stock | 1283
OPT2418 | WenglorTPL HP-BACK machine vision lighting, backlight, white light emission, 5700K, 200 x 200mm luminous field, continuous and strobe, 220 x 220 x 45mm housing, 24 VDC operating voltage. | Stock | 744
OPT2419 | WenglorTPL HP-BACK machine vision lighting, backlight, infrared light emission, 200 x 200mm luminous field, continuous and strobe, 220 x 220 x 45mm housing, 24 VDC operating voltage. | Stock | 925
OPT2420 | WenglorTPL HP-BACK machine vision lighting, backlight, white light emission, 5700K, 300 x 300mm luminous field, continuous and strobe, 320 x 320 x 45mm housing, 24 VDC operating voltage. | Stock | 1249
OPT2421 | WenglorTPL HP-BACK machine vision lighting, backlight, infrared light emission, 300 x 300mm luminous field, continuous and strobe, 320 x 320 x 45mm housing, 24 VDC operating voltage. | Stock | 1701
OPT2422 | WenglorTPL HP-BACK machine vision lighting, backlight, white light emission, 5700K, 400 x 400mm luminous field, continuous and strobe, 420 x 420 x 45mm housing, 24 VDC operating voltage. | Stock | 1811
OPT2423 | WenglorTPL HP-BACK machine vision lighting, backlight, infrared light emission, 400 x 400mm luminous field, continuous and strobe, 420 x 420 x 45mm housing, 24 VDC operating voltage. | Stock | 2499
Flat Dome Lights for Vision Lighting
OPT2435 | WenglorTPL HPF-DOME machine vision lighting, flat dome light, white light emission, 5700K, 200 x 200mm luminous field, continuous and strobe, 220 x 220 x 45mm housing, 24 VDC operating voltage. | Stock | 1102
OPT2436 | WenglorTPL HPF-DOME machine vision lighting, flat dome light, infrared light emission, 200 x 200mm luminous field, continuous and strobe, 220 x 220 x 45mm housing, 24 VDC operating voltage. | Stock | 1287
OPT2437 | WenglorTPL HPF-DOME machine vision lighting, flat dome light, white light emission, 5700K, 300 x 300mm luminous field, continuous and strobe, 320 x 320 x 45mm housing, 24 VDC operating voltage. | Stock | 1576
OPT2438 | WenglorTPL HPF-DOME machine vision lighting, flat dome light, infrared light emission, 300 x 300mm luminous field, continuous and strobe, 320 x 320 x 45mm housing, 24 VDC operating voltage. | Stock | 1851
Spot Lights for Vision Lighting
BS1PD5QY | Lumher BS machine vision lighting, spot light, white light emission, 5000K, plus or minus 3 degrees, continuous, 125 x 125 x 25mm housing, 22.8-25.2 VDC operating voltage. | Stock | 827
BS1ZD5QY | Lumher BS machine vision lighting, spot light, white light emission, 5000K, plus or minus 3 degrees, continuous and strobe, 125 x 125 x 25mm housing, 22.8-25.2 VDC operating voltage. | Stock | 1049
Accessories for Vision Lighting
OPT2408 | WenglorTPL angle changer, narrow, plus or minus 10 degrees. For use with M-EBAR bar lights. | Stock | 33.5
OPT2408-2 | WenglorTPL angle changer, narrow, plus or minus 10 degrees. Package of 2. For use with M-EBAR bar lights. | Stock | 64
OPT2408-4 | WenglorTPL angle changer, narrow, plus or minus 10 degrees. Package of 4. For use with M-EBAR bar lights. | Stock | 121
OPT2409 | WenglorTPL angle changer, medium, plus or minus 17 degrees. For use with M-EBAR bar lights. | Stock | 33.5
OPT2409-2 | WenglorTPL angle changer, medium, plus or minus 17 degrees. Package of 2. For use with M-EBAR bar lights. | Stock | 64
OPT2409-4 | WenglorTPL angle changer, medium, plus or minus 17 degrees. Package of 4. For use with M-EBAR bar lights. | Stock | 121
OPT2410 | WenglorTPL angle changer, wide, plus or minus 25 degrees. For use with M-EBAR bar lights. | Stock | 33.5
OPT2410-2 | WenglorTPL angle changer, wide, plus or minus 25 degrees. Package of 2. For use with M-EBAR bar lights. | Stock | 64
OPT2410-4 | WenglorTPL angle changer, wide, plus or minus 25 degrees. Package of 4. For use with M-EBAR bar lights. | Stock | 121
OPT2411 | WenglorTPL angle changer, line light, plus or minus 9 x 16 degrees. For use with M-EBAR bar lights. | Stock | 33.5
OPT2412 | WenglorTPL angle changer, narrow, plus or minus 10 degrees, polarization filter. For use with M-EBAR bar lights. | Stock | 77
OPT2413 | WenglorTPL angle changer, medium, plus or minus 17 degrees, polarization filter. For use with M-EBAR bar lights. | Stock | 77
OPT2414 | WenglorTPL angle changer, wide, plus or minus 25 degrees, polarization filter. For use with M-EBAR bar lights. | Stock | 77
OPT2415 | WenglorTPL angle changer, line light, plus or minus 9 x 16 degrees, polarization filter. For use with M-EBAR bar lights. | Stock | 77
OPT2416 | WenglorTPL angle changer, transparent, polarization filter. For use with M-EBAR bar lights. | Stock | 57
OPT2417 | WenglorTPL angle changer, transparent. For use with M-EBAR bar lights. | Stock | 23
OPT2417-2 | WenglorTPL angle changer, transparent. Package of 2. For use with M-EBAR bar lights. | Stock | 43.5
OPT2417-4 | WenglorTPL angle changer, transparent. Package of 4. For use with M-EBAR bar lights. | Stock | 82
OPT2428 | WenglorTPL dome, for use with Modular-RING 80mm ring lights. | Stock | 100
OPT2429 | WenglorTPL dome, for use with Modular-RING 130mm ring lights. | Stock | 127
OPT2430 | WenglorTPL dome, low angle. For use with Modular-RING 80mm ring lights. | Stock | 100
OPT2431 | WenglorTPL dome, low angle. For use with Modular-RING 130mm ring lights. | Stock | 127
OPT2432 | WenglorTPL bar clamp, aluminum. For use with M-EBAR bar lights. | Stock | 90
OPT2433 | WenglorTPL mounting bracket, aluminum. Package of 4. For use with backlights and flat dome lights. | Stock | 91
OPT2434 | WenglorTPL mounting bracket, aluminum. For use with Modular-RING lights. | Stock | 71
P00G1 | Lumher mounting bracket, fixed 0 degrees or 90 degrees adjustment, stainless steel. Package of 2. For use with Lumher P series lights. | Stock | 18
P00G2 | Lumher mounting bracket, fixed 0 degrees or 90 degrees adjustment, plastic. Package of 2. For use with Lumher P series lights. | Stock | 10.5
P00G3 | Lumher mounting bracket, fixed 0, 15, 30, 60, 75 or 90 degrees adjustment, plastic. Package of 2. For use with Lumher P series lights. | Stock | 10.5
P00G4 | Lumher mounting bracket, fixed at 0 degrees adjustment, plastic, magnet mount. Package of 2. For use with Lumher P series lights. | Stock | 27
P00R1 | Lumher mounting bracket, 0 degrees to 90 degrees adjustment, stainless steel. Package of 2. For use with Lumher P series lights. | Stock | 18
P00R2 | Lumher dual mounting bracket, axial, 0 degrees to 90 degrees adjustment, stainless steel. Package of 2. For use with Lumher P series lights. | Stock | 34.5
P00R3 | Lumher dual mounting bracket, 60 degrees, 0 degrees to 90 degrees adjustment, stainless steel. Package of 3. For use with Lumher P series lights. | Stock | 57
P00R4 | Lumher dual mounting bracket, 90 degrees, 0 degrees to 90 degrees adjustment, stainless steel. Package of 2. For use with Lumher P series lights. | Stock | 29
M6D16 | Lumher mounting bracket, replacement, stainless steel. Package of 2. For use with mounting brackets P00R1, P00R4 and F00R1. | Stock | 17
B00S1 | Lumher mounting bracket, stainless steel. Package of 1. For use with Lumher B series lights. | Stock | 18
F00G2 | Lumher mounting bracket, fixed at 0 degrees adjustment, plastic. Package of 2. For use with Lumher F series lights. | Stock | 10.5
F00G4 | Lumher mounting bracket, fixed at 0 degrees adjustment, plastic, magnet mount. Package of 2. For use with Lumher F series lights. | Stock | 27
F00R1 | Lumher mounting bracket, 0 degrees to 90 degrees adjustment, stainless steel. Package of 2. For use with Lumher F series lights. | Stock | 23.5
Device Mounting Kits
AFSB-1002 | Swivellink Standard series imperial mounting kit, 2in link. | Stock | 199
AFSB-1004 | Swivellink Standard series imperial mounting kit, 4in link. | Stock | 202
AFSB-1006 | Swivellink Standard series imperial mounting kit, 6in link. | Stock | 205
SLM-10050 | Swivellink Standard series metric mounting kit, 50mm link. | Stock | 199
SLM-100100 | Swivellink Standard series metric mounting kit, 100mm link. | Stock | 202
AFSB-1002XS | Swivellink XS series imperial mounting kit, 2in link. | Stock | 138
AFSB-1004XS | Swivellink XS series imperial mounting kit, 4in link. | Stock | 146
SLM-10050XS | Swivellink XS series metric mounting kit, 50mm link. | Stock | 138
SLM-100100XS | Swivellink XS series metric mounting kit, 100mm link. | Stock | 145
AFSB-SBKIT-8 | Swivellink Standard series imperial mounting kit, 8mm sensor. | Stock | 139
AFSB-SBKIT-12 | Swivellink Standard series imperial mounting kit, 12mm sensor. | Stock | 138
AFSB-SBKIT-18 | Swivellink Standard series imperial mounting kit, 18mm sensor. | Stock | 138
AFSB-SBKIT-30 | Swivellink Standard series imperial mounting kit, 30mm sensor. | Stock | 138
SLM-SBKIT-8 | Swivellink Standard series metric mounting kit, 8mm sensor. | Stock | 134
SLM-SBKIT-12 | Swivellink Standard series metric mounting kit, 12mm sensor. | Stock | 134
SLM-SBKIT-18 | Swivellink Standard series metric mounting kit, 18mm sensor. | Stock | 139
SLM-SBKIT-30 | Swivellink Standard series metric mounting kit, 30mm sensor. | Stock | 135
Device Mounts
AFSB-1 | Swivellink Standard series imperial ball base, round. | Stock | 34
AFSB-1-15 | Swivellink Standard series imperial ball base, narrow. | Stock | 51
AFSB-2 | Swivellink Standard series imperial knuckle. | Stock | 43
AFSB-290 | Swivellink Standard series imperial tee knuckle. | Stock | 44
AFSB-3-12 | Swivellink Standard series imperial link, 12in length. | Stock | 39.5
AFSB-3-2 | Swivellink Standard series imperial link, 2in length. | Stock | 21.5
AFSB-3-4 | Swivellink Standard series imperial link, 4in length. | Stock | 24.5
AFSB-3-6 | Swivellink Standard series imperial link, 6in length. | Stock | 27.5
AFSB-3-8 | Swivellink Standard series imperial link, 8in length. | Stock | 33
AFSB-3T | Swivellink Standard series imperial tee link, 4in length. | Stock | 30.5
AFSB-1XS | Swivellink XS series imperial ball base, round. | Stock | 16
AFSB-2XS | Swivellink XS series imperial knuckle. | Stock | 33
AFSB-2XS90 | Swivellink XS series imperial tee knuckle. | Stock | 34.5
AFSB-3XST | Swivellink XS series imperial tee link, 3in length. | Stock | 27
AFSB-3-2XS | Swivellink XS series imperial link, 2in length. | Stock | 17
AFSB-3-4XS | Swivellink XS series imperial link, 4in length. | Stock | 24.5
AFSB-5 | Swivellink Standard series imperial mounting plate, for use with ball bases AFSB-1 or AFSB-1-15 or AFSB-1XS and Cognex, Dalsa and Keyence cameras. | Stock | 45.5
AFSB-521-C-DI | Swivellink Standard series imperial mounting plate, for use with ball bases AFSB-1 or AFSB-1-15 or AFSB-1XS and Cognex Dataman readers and Insight cameras. | Stock | 49
AFSB-523-C-I2000 | Swivellink Standard series imperial mounting plate, for use with ball bases AFSB-1 or AFSB-1-15 or AFSB-1XS and Cognex Insight cameras. | Stock | 49
AFSB-550-K-CVIV | Swivellink Standard series imperial mounting plate, for use with ball bases AFSB-1 or AFSB-1-15 or AFSB-1XS and WenglorTPL bar lights and Keyence cameras. | Stock | 41
AFSB-6 | Swivellink Standard series imperial mounting plate, for use with ball bases AFSB-1 or AFSB-1-15 and end user custom hole patterns. | Stock | 31.5
AFSB-620-S75 | Swivellink Standard series imperial mounting plate, for use with ball bases AFSB-1 or AFSB-1-15 or AFSB-1XS and Smart Vision lights. | Stock | 49
AFSB-621-L300 | Swivellink Standard series imperial mounting plate, for use with ball bases AFSB-1 or AFSB-1-15 or AFSB-1XS and Smart Vision lights. | Stock | 63
AFSB-9 | Swivellink Standard series imperial mounting plate, for use with ball bases AFSB-1 or AFSB-1-15 and components compatible with a VESA Mount. | Stock | 64
AFSB-6XS | Swivellink XS series imperial mounting plate, for use with ball base AFSB-1XS and end user custom hole patterns. | Stock | 17.5
AFSB-SB-8 | Swivellink Standard series imperial sensor mount, for use with AFSB-SBH, AFSB-SBH-XS and 8mm threaded barrel-type sensors. | Stock | 14.5
AFSB-SB-12 | Swivellink Standard series imperial sensor mount, for use with AFSB-SBH, AFSB-SBH-XS and 12mm threaded barrel-type sensors. | Stock | 15
AFSB-SB-18 | Swivellink Standard series imperial sensor mount, for use with AFSB-SBH, AFSB-SBH-XS and 18mm threaded barrel-type sensors. | Stock | 15
AFSB-SB-30 | Swivellink Standard series imperial sensor mount, for use with AFSB-SBH, AFSB-SBH-XS and 30mm threaded barrel-type sensors. | Stock | 15
AFSB-SBH | Swivellink Standard series imperial sensor mount holder, for use with AFSB-2, AFSB-290 and AFSB-2-2XS. | Stock | 46.5
AFSB-SBH-XS | Swivellink XS series imperial sensor mount holder, for use with AFSB-2XS, AFSB-2XS90 and AFSB-2-2XS. | Stock | 41
AFSB-7 | Swivellink Standard series imperial sensor mount, for use with AFSB-2, AFSB-290 or AFSB-2-2XS and 30mm threaded barrel-type sensors. | Stock | 31
AFSB-8 | Swivellink Standard series imperial sensor mount, for use with AFSB-2, AFSB-290 or AFSB-2-2XS and 18mm threaded barrel-type sensors. | Stock | 32.5
AFSB-7XS | Swivellink XS series imperial sensor mount, for use with AFSB-2XS, AFSB-2XS90 and AFSB-2-2XS and 12mm threaded barrel-type sensors. | Stock | 26.5
AFSB-8XS | Swivellink XS series imperial sensor mount, for use with AFSB-2XS, AFSB-2XS90 and AFSB-2-2XS and 8mm threaded barrel-type sensors. | Stock | 22
SLM-1 | Swivellink Standard series metric ball base, round. | Stock | 34
SLM-1-40 | Swivellink Standard series metric ball base, narrow. | Stock | 51
SLM-2 | Swivellink Standard series metric knuckle. | Stock | 43
SLM-290 | Swivellink Standard series metric tee knuckle. | Stock | 44
SLM-3-100 | Swivellink Standard series metric link, 100mm length. | Stock | 24.5
SLM-3-150 | Swivellink Standard series metric link, 150mm length. | Stock | 27.5
SLM-3-200 | Swivellink Standard series metric link, 200mm length. | Stock | 33
SLM-3-300 | Swivellink Standard series metric link, 300mm length. | Stock | 47
SLM-3-50 | Swivellink Standard series metric link, 50mm length. | Stock | 22
SLM-3T | Swivellink Standard series metric tee link, 100mm length. | Stock | 30.5
SLM-1XS | Swivellink XS series metric ball base, round. | Stock | 16
SLM-2XS | Swivellink XS series metric knuckle. | Stock | 33
SLM-2XS90 | Swivellink XS series metric tee knuckle. | Stock | 34.5
SLM-3XST | Swivellink XS series metric tee link, 75mm length. | Stock | 27
SLM-3-50XS | Swivellink XS series metric link, 50mm length. | Stock | 17.5
SLM-3-100XS | Swivellink XS series metric link, 100mm length. | Stock | 24.5
SLM-5 | Swivellink Standard series metric mounting plate, for use with ball bases SLM-1 or SLM-1-40 or SLM-1XS and Cognex, Dalsa and Keyence cameras. | Stock | 49
SLM-521-C-DI | Swivellink Standard series metric mounting plate, for use with ball bases SLM-1 or SLM-1-40 or SLM-1XS and Cognex Dataman readers and Insight cameras. | Stock | 49
SLM-523-C-I2000 | Swivellink Standard series metric mounting plate, for use with ball bases SLM-1 or SLM-1-40 or SLM-1XS and Cognex Insight cameras. | Stock | 49
SLM-550-K-CVIV | Swivellink Standard series metric mounting plate, for use with ball bases SLM-1 or SLM-1-40 or SLM-1XS and WenglorTPL bar lights and Keyence cameras. | Stock | 43.5
SLM-6 | Swivellink Standard series metric mounting plate, for use with ball bases SLM-1 or SLM-1-40 and end user custom hole patterns. | Stock | 34.5
SLM-620-S75 | Swivellink Standard series metric mounting plate, for use with ball bases SLM-1 or SLM-1-40 or SLM-1XS and Smart Vision lights. | Stock | 49
SLM-621-L300 | Swivellink Standard series metric mounting plate, for use with ball bases SLM-1 or SLM-1-40 or SLM-1XS and Smart Vision lights. | Stock | 63
SLM-540-IFM | Swivellink Standard series metric mounting plate, for use with SLM-1 or SLM-1-40 and IFM cameras. | Stock | 43
SLM-9 | Swivellink Standard series metric mounting plate, for use with ball bases SLM-1 or SLM-1-40 and components compatible with a VESA Mount. | Stock | 64
SLM-6XS | Swivellink XS series metric mounting plate, for use with ball base SLM-1XS and end user custom hole patterns. | Stock | 17.5
SLM-SB-8 | Swivellink Standard series metric sensor mount, for use with SLM-SBH, SLM-SBH-XS and 8mm threaded barrel-type sensors. | Stock | 10
SLM-SB-12 | Swivellink Standard series metric sensor mount, for use with SLM-SBH, SLM-SBH-XS and 12mm threaded barrel-type sensors. | Stock | 10.5
SLM-SB-18 | Swivellink Standard series metric sensor mount, for use with SLM-SBH, SLM-SBH-XS and 18mm threaded barrel-type sensors. | Stock | 15
SLM-SB-30 | Swivellink Standard series metric sensor mount, for use with SLM-SBH, SLM-SBH-XS and 30mm threaded barrel-type sensors. | Stock | 11
SLM-SBH | Swivellink Standard series metric sensor mount holder, for use with SLM-2, SLM-290 and SLM-2-2XS. | Stock | 46.5
SLM-SBH-XS | Swivellink XS series metric sensor mount holder, for use with SLM-2XS, SLM-2XS90 and SLM-2-2XS. | Stock | 29.5
SLM-7 | Swivellink Standard series metric sensor mount, for use with SLM-2, SLM-290 or SLM-2-2XS and 30mm threaded barrel-type sensors. | Stock | 39
SLM-8 | Swivellink Standard series metric sensor mount, for use with SLM-2, SLM-290 or SLM-2-2XS and 18mm threaded barrel-type sensors. | Stock | 39.5
SLM-7XS | Swivellink XS series metric sensor mount, for use with SLM-2XS, SLM-2XS90 and SLM-2-2XS and 12mm threaded barrel-type sensors. | Stock | 38
SLM-8XS | Swivellink XS series metric sensor mount, for use with SLM-2XS, SLM-2XS90 and SLM-2-2XS and 8mm threaded barrel-type sensors. | Stock | 32.5
Accessories for Device Mounting Systems
AFSB-2-2XS | Swivellink XS series imperial coupler, for use with Standard and XS series imperial components. | Stock | 47
AFSB-5XS | Swivellink XS series imperial tripod mount, for use with AFSB-2XS, AFSB-2XS90 and AFSB-2-2XS. | Stock | 19.5
AFSB-CB | Swivellink imperial clamp on base, for use with AFSB-1 or AFSB-1XS. | Stock | 98
SLM-2-2XS | Swivellink XS series metric coupler, for use with Standard and XS series metric components. | Stock | 47
SLM-5XS | Swivellink XS series metric tripod mount, for use with SLM-2XS, SLM-2XS90 and SLM-2-2XS. | Stock | 28
SLM-CB | Swivellink metric clamp on base, for use with SLM-1 or SLM-1XS. | Stock | 126
AFSB-CLAMP-HANDLE | Swivellink imperial clamp handle, for use with Standard and XS series imperial knuckles. | Stock | 23
SLM-CLAMP-HANDLE | Swivellink metric clamp handle, for use with Standard and XS series metric knuckles. | Stock | 23
Remote Monitoring / Reporting
SE-SL3001 | StrideLinx Basic industrial VPN router, wired Internet connectivity, (5) Ethernet Gigabit (RJ45) port(s), Android/iOS with mobile VPN, 12-24 VDC required. | Stock | 428
SE-SL3011 | StrideLinx Pro industrial VPN router, wired Internet connectivity, (5) Ethernet Gigabit (RJ45) port(s), MQTTs, Android/iOS with mobile VPN, 12-24 VDC required. | Stock | 555
SE-SL3011-WF | StrideLinx Pro industrial VPN router, wired + 802.11 b/g/n WiFi Internet connectivity, WiFi LAN and (5) Ethernet Gigabit (RJ45) port(s), MQTTs, Android/iOS with mobile VPN, 12-24 VDC required. | Stock | 697
SE-SL3011-4GG | StrideLinx Pro industrial VPN router, wired + 4G Global LTE and US LTE Verizon Internet connectivity, (5) Ethernet Gigabit (RJ45) port(s), MQTTs, Android/iOS with mobile VPN, 12-24 VDC required. | Stock | 815
SE-SLR001-1 | StrideLinx professional license, valid for 1 year, license includes white label StrideLinx platform, unlimited VPN data traffic and advanced user and device access management. For use with (1) StrideLinx company. | Stock | 966
SE-SL021-1 | StrideLinx notify license, valid for 1 year, license includes alarm, trigger, recipient, and priority management with push and email notifications. For use with (1) StrideLinx router. | Stock | 133
SE-SLR010-1 | StrideLinx basic reporting and logging license, valid for 1 year, license includes email notification, data logging enabled at 1,000 data samples per hour with schedule reporting. For use with (1) StrideLinx router. | Stock | 284
SE-SLR011-1 | StrideLinx professional reporting and logging license, valid for 1 year, license includes email notification, data logging enabled at 10,000 data samples per hour with schedule reporting. For use with (1) StrideLinx router. | Stock | 508
SE-ANT110 | STRIDE whip/tilt LTE antenna, connector mount. For use with SE-SL3011-4G and SE-SL3011-4GG VPN routers. | Stock | 17.5
SE-ANT130 | STRIDE whip/straight LTE antenna, magnetic base mount, 9.8ft/3m cable length. For use with SE-SL3011-4G and SE-SL3011-4GG VPN routers. | Stock | 40.5
SE-ANT150 | STRIDE dome LTE antenna, IP67, panel mount, 9.8ft/3m cable length. For use with SE-SL3011-4G and SE-SL3011-4GG VPN routers. | Stock | 53
SE-ANT210 | STRIDE whip/straight 2.4 GHz WiFi antenna, IP65, connector mount. For use with SE-SL3011-WF VPN router and CLICK PLUS PLCs. | Stock | 13
SE-ANT250 | STRIDE dome 2.4 GHz WiFi antenna, IP67, panel mount, 9.8ft/3m cable length. For use with SE-SL3011-WF VPN router and CLICK PLUS PLCs. | Stock | 48
SE-SL051 | StrideLinx mobile app sustained service license, valid for 1 year, license includes sustained service of white label StrideLinx iOS/Android mobile app with branding. For use with (1) existing white label StrideLinx iOS/Android mobile app. | Stock | 953
Unmanaged Industrial Ethernet Switches
SE3-SW5U | STRIDE industrial unmanaged Ethernet switch, 5 ports, (5) Ethernet 10/100Base-T (RJ45) port(s), -10 to +65 deg C, metal housing, IP30, 35mm DIN rail or panel mount. | Stock | 76
SE3-SW5U-T | STRIDE industrial unmanaged Ethernet switch, 5 ports, (5) Ethernet 10/100Base-T (RJ45) port(s), -40 to +75 deg C, metal housing, IP30, 35mm DIN rail or panel mount. | Stock | 113
SE3-SW5U-1C1-T | STRIDE industrial unmanaged Ethernet switch, 5 ports, (4) Ethernet 10/100Base-T (RJ45) and (1) multi-mode SC 100FX fiber port(s), -40 to +75 deg C, metal housing, IP30, NEMA TS2, 35mm DIN rail or panel mount. | Stock | 187
SE3-SW5U-1T1-T | STRIDE industrial unmanaged Ethernet switch, 5 ports, (4) Ethernet 10/100Base-T (RJ45) and (1) multi-mode ST 100FX fiber port(s), -40 to +75 deg C, metal housing, IP30, NEMA TS2, 35mm DIN rail or panel mount. | Stock | 187
SE3-SW5UG-T | STRIDE industrial unmanaged Ethernet switch, 5 ports, (5) Ethernet Gigabit (RJ45) port(s), -40 to +75 deg C, metal housing, IP30, 35mm DIN rail or panel mount. | Stock | 179
SE3-SW5UG-1P-T | STRIDE industrial unmanaged Ethernet switch, 5 ports, (4) Ethernet Gigabit (RJ45) and (1) SFP combo Gigabit port(s), -40 to +75 deg C, metal housing, IP30, 35mm DIN rail or panel mount. | Stock | 223
SE3-SW5U-N67-T | STRIDE industrial unmanaged Ethernet switch, 5 ports, (5) Ethernet 10/100Base-T (M12) port(s), -40 to +75 deg C, plastic housing, IP67, 35mm DIN rail or panel mount. | Stock | 279
SE3-SW8U | STRIDE industrial unmanaged Ethernet switch, 8 ports, (8) Ethernet 10/100Base-T (RJ45) port(s), -10 to +65 deg C, metal housing, IP30, 35mm DIN rail or panel mount. | Stock | 115
SE3-SW8U-T | STRIDE industrial unmanaged Ethernet switch, 8 ports, (8) Ethernet 10/100Base-T (RJ45) port(s), -40 to +75 deg C, metal housing, IP30, 35mm DIN rail or panel mount. | Stock | 153
SE3-SW8U-N67-T | STRIDE industrial unmanaged Ethernet switch, 8 ports, (8) Ethernet 10/100Base-T (4-pin M12 D-coded female) port(s), -40 to +75 deg C, plastic housing, IP67, 35mm DIN rail or panel mount. | Stock | 449
SE3-SW6U-2C1-T | STRIDE industrial unmanaged Ethernet switch, 6 ports, (4) Ethernet 10/100Base-T (RJ45) and (2) multi-mode SC 100FX fiber port(s), -40 to +75 deg C, metal housing, IP30, 35mm DIN rail or panel mount. | Stock | 245
SE3-SW6U-2T1-T | STRIDE industrial unmanaged Ethernet switch, 6 ports, (4) Ethernet 10/100Base-T (RJ45) and (2) multi-mode ST 100FX fiber port(s), -40 to +75 deg C, metal housing, IP30, 35mm DIN rail or panel mount. | Stock | 245
SE3-SW7U-2P-T | STRIDE industrial unmanaged Ethernet switch, 7 ports, (5) Ethernet 10/100Base-T (RJ45) and (2) SFP combo Gigabit port(s), -40 to +75 deg C, metal housing, IP30, 35mm DIN rail or panel mount. | Stock | 245
SE3-SW8UG-T | STRIDE industrial unmanaged Ethernet switch, 8 ports, (8) Ethernet Gigabit (RJ45) port(s), -40 to +75 deg C, metal housing, IP30, 35mm DIN rail or panel mount. | Stock | 257
SE3-SW10UG-2P-T | STRIDE industrial unmanaged Ethernet switch, 10 ports, (8) Ethernet Gigabit (RJ45) and (2) SFP combo Gigabit port(s), -40 to +75 deg C, metal housing, IP30, 35mm DIN rail or panel mount. | Stock | 369
SE3-SW16UG-4P-T | STRIDE industrial unmanaged Ethernet switch, 16 ports, (12) Ethernet Gigabit (RJ45) and (4) SFP combo Gigabit port(s), -40 to +75 deg C, metal housing, IP30, 35mm DIN rail or panel mount. | Stock | 559
SE3-SWP2A7U-2P-T | STRIDE industrial unmanaged PoE+ switch, IEEE 802.3af/at, up to 120W, 7 ports, (4) PoE+ 10/100Base-T (RJ45), (1) Ethernet 10/100Base-T (RJ45) and (2) SFP combo Gigabit port(s), 12-55 VDC nominal input, -40 to +75 deg C, 35mm DIN rail or panel mount. | Stock | 335
SE3-SWP2A5UG-T | STRIDE industrial unmanaged PoE+ switch, IEEE 802.3af/at, 120W, 5 ports, (4) PoE+ Gigabit (RJ45) and (1) Ethernet Gigabit (RJ45) port(s), 12-36 VDC nominal input, -40 to +75 deg C, NEMA TS2, 35mm DIN rail or panel mount, hazardous location rated. | Stock | 355
SE3-SWP2B5UG-1P-T | STRIDE industrial unmanaged PoE++ switch, IEEE 802.3af/at/bt, up to 240W, 5 ports, (4) PoE++ 10/100/1000Base-T (RJ45) and (1) SFP combo Gigabit port(s), 9-55 VDC nominal input, -40 to +75 deg C, 35mm DIN rail or panel mount. | Stock | 648
SE3-SWP2A5U-T | STRIDE industrial unmanaged PoE+ switch, IEEE 802.3af/at, 120W, 5 ports, (4) PoE+ 10/100Base-T (RJ45) and (1) Ethernet 10/100Base-T (RJ45) port(s), 12-36 VDC nominal input, -40 to +75 deg C, NEMA TS2, 35mm DIN rail or panel mount, hazardous location rated. | Stock | 290
SE3-SWP1A5U-T | STRIDE industrial unmanaged PoE+ switch, IEEE 802.3af/at, 120W, 5 ports, (4) PoE+ 10/100Base-T (RJ45) and (1) Ethernet 10/100Base-T (RJ45) port(s), 48-55 VDC nominal input, -40 to +75 deg C, 35mm DIN rail or panel mount, hazardous location rated. | Stock | 279
SE-SW5U | STRIDE industrial unmanaged Ethernet switch, 5 ports, (5) Ethernet 10/100Base-T (RJ45) port(s), -10 to +60 deg C, plastic housing, IP40, 35mm DIN rail mount. | Stock | 145
SE-SW5U-SC | STRIDE industrial unmanaged Ethernet switch, 5 ports, (4) Ethernet 10/100Base-T (RJ45) and (1) multi-mode SC 100FX fiber port(s), -10 to +60 deg C, plastic housing, IP40, 35mm DIN rail mount. | Stock | 268
SE-SW5U-SC-WT | STRIDE industrial unmanaged Ethernet switch, 5 ports, (4) Ethernet 10/100Base-T (RJ45) and (1) multi-mode SC 100FX fiber port(s), -40 to +85 deg C, metal housing, IP40, 35mm DIN rail mount. | Stock | 369
SE-SW5U-ST | STRIDE industrial unmanaged Ethernet switch, 5 ports, (4) Ethernet 10/100Base-T (RJ45) and (1) multi-mode ST 100FX fiber port(s), -10 to +60 deg C, plastic housing, IP40, 35mm DIN rail mount. | Stock | 279
SE-SW5U-ST-WT | STRIDE industrial unmanaged Ethernet switch, 5 ports, (4) Ethernet 10/100Base-T (RJ45) and (1) multi-mode ST 100FX fiber port(s), -40 to +85 deg C, metal housing, IP40, 35mm DIN rail mount. | Stock | 369
SE-SW5U-WT | STRIDE industrial unmanaged Ethernet switch, 5 ports, (5) Ethernet 10/100Base-T (RJ45) port(s), -40 to +85 deg C, metal housing, IP40, 35mm DIN rail mount. | Stock | 259
SE-SW9U-SC-WT | STRIDE industrial unmanaged Ethernet switch, 9 ports, (8) Ethernet 10/100Base-T (RJ45) and (1) multi-mode SC 100FX fiber port(s), -40 to +85 deg C, metal housing, IP40, 35mm DIN rail mount. | Stock | 409
Unmanaged+ Ethernet Switches
SEP1-SW5U | STRIDE PRO industrial unmanaged+ Ethernet switch, 5 ports, (5) Ethernet 10/100Base-T (RJ45) port(s), -10 to +65 deg C, metal housing, IP30, 35mm DIN rail or panel mount. | Stock | 98
SEP1-SW5U-T | STRIDE PRO industrial unmanaged+ Ethernet switch, 5 ports, (5) Ethernet 10/100Base-T (RJ45) port(s), -40 to +75 deg C, metal housing, IP30, 35mm DIN rail or panel mount. | Stock | 128
SEP1-SW8U | STRIDE PRO industrial unmanaged+ Ethernet switch, 8 ports, (8) Ethernet 10/100Base-T (RJ45) port(s), -10 to +65 deg C, metal housing, IP30, 35mm DIN rail or panel mount. | Stock | 144
SEP1-SW8U-T | STRIDE PRO industrial unmanaged+ Ethernet switch, 8 ports, (8) Ethernet 10/100Base-T (RJ45) port(s), -40 to +75 deg C, metal housing, IP30, 35mm DIN rail or panel mount. | Stock | 178
SEP1-SW5UG-1P-T | STRIDE PRO industrial unmanaged+ Ethernet switch, 5 ports, (4) Ethernet Gigabit (RJ45) and (1) SFP combo Gigabit port(s), -40 to +75 deg C, metal housing, IP30, 35mm DIN rail or panel mount. | Stock | 299
SEP1-SW6UG-1P-T | STRIDE PRO industrial unmanaged+ Ethernet switch, 6 ports, (5) Ethernet Gigabit (RJ45) and (1) SFP combo Gigabit port(s), -40 to +75 deg C, metal housing, IP30, 35mm DIN rail or panel mount. | Stock | 349
SEP1-SW7UG-2P-T | STRIDE PRO industrial unmanaged+ Ethernet switch, 7 ports, (5) Ethernet Gigabit (RJ45) and (2) SFP combo Gigabit port(s), -40 to +75 deg C, metal housing, IP30, 35mm DIN rail or panel mount. | Stock | 369
SEP1-SW10UG-2P-T | STRIDE PRO industrial unmanaged+ Ethernet switch, 10 ports, (8) Ethernet Gigabit (RJ45) and (2) SFP combo Gigabit port(s), -40 to +75 deg C, metal housing, IP30, 35mm DIN rail or panel mount. | Stock | 439
SEP1-SW12UG-2P-T | STRIDE PRO industrial unmanaged+ Ethernet switch, 12 ports, (10) Ethernet Gigabit (RJ45) and (2) SFP combo Gigabit port(s), -40 to +75 deg C, metal housing, IP30, 35mm DIN rail or panel mount. | Stock | 499
SEP1-SWP2A5UG-T | STRIDE PRO industrial unmanaged+ PoE+ switch, IEEE 802.3af/at, 120W, 5 ports, (4) PoE+ Gigabit (RJ45) and (1) Ethernet Gigabit (RJ45) port(s), 12-55 VDC nominal input, -40 to +75 deg C, 35mm DIN rail or panel mount. | Stock | 399
SEP1-SWP2A8UG-T | STRIDE PRO industrial unmanaged+ PoE+ switch, IEEE 802.3af/at, 240W, 8 ports, (8) PoE+ Gigabit (RJ45) port(s), 12-55 VDC nominal input, -40 to +75 deg C, 35mm DIN rail or panel mount. | Stock | 689
SEP1-SWP2A10UG-2P-T | STRIDE PRO industrial unmanaged+ PoE+ switch, IEEE 802.3af/at, 240W, 10 ports, (8) PoE+ Gigabit (RJ45) and (2) SFP combo Gigabit port(s), 12-55 VDC nominal input, -40 to +75 deg C, 35mm DIN rail or panel mount. | Stock | 855
Lean Managed Ethernet Switches
852-1816 | WAGO industrial lean managed Ethernet switch, 16 ports, (16) Ethernet Gigabit (RJ45) port(s), Modbus TCP and SNMP, -40 to +60 deg C, metal housing, IP30, 35mm DIN rail mount. | Stock | 1180
852-1813 | WAGO industrial lean managed Ethernet switch, 10 ports, (8) Ethernet Gigabit (RJ45) and (2) SFP combo Gigabit port(s), Modbus TCP and SNMP, -40 to +60 deg C, metal housing, IP30, 35mm DIN rail mount. | Stock | 895
852-1812 | WAGO industrial lean managed Ethernet switch, 8 ports, (8) Ethernet Gigabit (RJ45) port(s), Modbus TCP and SNMP, -40 to +60 deg C, metal housing, IP30, 35mm DIN rail mount. | Stock | 773
852-1813/000-001 | WAGO industrial lean managed PoE+ switch, IEEE 802.3af/at, 120W @ 24-48 VDC, 240W @ 48-57 VDC, 8 ports, (8) PoE+ 10/100/1000Base-T (RJ45) and (2) SFP combo Gigabit port(s), Modbus TCP and SNMP, 24-57 VDC nominal input, -40 to +60 deg C, 35mm DIN rail mount. | Stock | 1231
852-1322 | WAGO industrial lean managed Ethernet switch, MAC Security, 8 ports, (8) Ethernet Gigabit (RJ45) port(s), Modbus TCP and SNMP, -20 to +70 deg C, metal housing, IP30, 35mm DIN rail mount. | Stock | 982
852-1328 | WAGO industrial lean managed Ethernet switch, MAC Security, 8 ports, (6) Ethernet Gigabit (RJ45) and (2) SFP combo Gigabit port(s), Modbus TCP and SNMP, -20 to +70 deg C, metal housing, IP30, 35mm DIN rail mount. | Stock | 1009
Layer 2 Managed Ethernet Switches
SE-SW5M | STRIDE industrial Layer 2 managed Ethernet switch, 5 ports, (5) Ethernet 10/100Base-T (RJ45) port(s), Modbus TCP, -40 to +75 deg C, metal housing, IP40, 35mm DIN rail mount. | Stock | 581
SE-SW5M-2SC | STRIDE industrial Layer 2 managed Ethernet switch, 5 ports, (3) Ethernet 10/100Base-T (RJ45) and (2) multi-mode SC 100FX fiber port(s), Modbus TCP, -40 to +75 deg C, metal housing, IP40, 35mm DIN rail mount. | Stock | 1067
SE-SW5M-2ST | STRIDE industrial Layer 2 managed Ethernet switch, 5 ports, (3) Ethernet 10/100Base-T (RJ45) and (2) multi-mode ST 100FX fiber port(s), Modbus TCP, -40 to +75 deg C, metal housing, IP40, 35mm DIN rail mount. | Stock | 1067
SE-SW10MG-2P | STRIDE industrial Layer 2 managed Ethernet switch, 10 ports, (7) Ethernet 10/100Base-T (RJ45), (3) Ethernet Gigabit (RJ45) and (2) SFP combo Gigabit port(s), Modbus TCP, -40 to +75 deg C, metal housing, IP40, 35mm DIN rail mount. | Stock | 1712
SE-SW16M | STRIDE industrial Layer 2 managed Ethernet switch, 16 ports, (16) Ethernet 10/100Base-T (RJ45) port(s), Modbus TCP, -40 to +75 deg C, metal housing, IP40, 35mm DIN rail mount. | Stock | 1455
SFP Modules for Ethernet Switches and Media Converters
SFP-1GC-T | STRIDE Gigabit (1.25 Gb) small form factor pluggable (SFP) transceiver module, copper, 100m, Cat6A Ethernet (RJ45). | Stock | 93
SFP-4K-FMF | STRIDE 100 Mbps small form factor pluggable (SFP) transceiver module, 1310nm, 4km, multi-mode fiber, Duplex LC. | Stock | 66
SFP-30K-FSF | STRIDE 100 Mbps small form factor pluggable (SFP) transceiver module, 1310nm, 30km, single-mode fiber, Duplex LC. | Stock | 59
SFP-500-GMF | STRIDE Gigabit (1.25 Gb) small form factor pluggable (SFP) transceiver module, 850nm, 550m, multi-mode fiber, Duplex LC. | Stock | 53
SFP-2K-GMF | STRIDE Gigabit (1.25 Gb) small form factor pluggable (SFP) transceiver module, 1310nm, 2km, multi-mode fiber, Duplex LC. | Stock | 88
SFP-10K-GSF | STRIDE Gigabit (1.25 Gb) small form factor pluggable (SFP) transceiver module, 1310nm, 10km, single-mode fiber, Duplex LC. | Stock | 53
SFP-30K-GSF | STRIDE Gigabit (1.25 Gb) small form factor pluggable (SFP) transceiver module, 1310nm, 30km, single-mode fiber, Duplex LC. | Stock | 121
Accessories for Ethernet Switches
SEP1-DIN-RAIL-KIT | STRIDE PRO DIN rail mounting bracket, 44 x 70 x 10.2mm. For use with SE3 series and SEP1 series Ethernet switches. Mounting hardware included. Allows SE3 and SEP1 series Ethernet switches to be mounted on 35mm DIN rail. | Stock | 13
Media Converters for Ethernet Networks
SE3-MC2U-C1-T | STRIDE industrial unmanaged Ethernet media converter, 2 ports, (1) Ethernet 10/100Base-T (RJ45) and (1) multi-mode SC 100FX fiber port(s), (1) Form A (SPST) relay, -40 to +80 deg C, metal housing, IP30, 35mm DIN rail or panel mount. | Stock | 158
SE3-MC2U-T1-T | STRIDE industrial unmanaged Ethernet media converter, 2 ports, (1) Ethernet 10/100Base-T (RJ45) and (1) multi-mode ST 100FX fiber port(s), (1) Form A (SPST) relay, -40 to +80 deg C, metal housing, IP30, 35mm DIN rail or panel mount. | Stock | 158
SE3-MC2UG-1P-T | STRIDE industrial unmanaged Ethernet media converter, 2 ports, (1) Ethernet 10/100/1000Base-T (RJ45) and (1) SFP combo Gigabit port(s), -40 to +80 deg C, metal housing, IP30, 35mm DIN rail or panel mount. | Stock | 201
SE-MC2U-SC | STRIDE industrial unmanaged Ethernet media converter, 2 ports, (1) Ethernet 10/100Base-T (RJ45) and (1) multi-mode SC 100FX fiber port(s), -10 to +60 deg C, plastic housing, IP40, 35mm DIN rail mount, hazardous location rated. | Stock | 263
SE-MC2U-ST | STRIDE industrial unmanaged Ethernet media converter, 2 ports, (1) Ethernet 10/100Base-T (RJ45) and (1) multi-mode ST 100FX fiber port(s), -10 to +60 deg C, plastic housing, IP40, 35mm DIN rail mount, hazardous location rated. | Stock | 266
POE Injectors for Ethernet Networks
SE3-IJ2A2UG-T | STRIDE industrial unmanaged, PoE++ injector, IEEE 802.3af/at/bt, up to 100W, 2 ports, (1) PoE++ Gigabit (RJ45) and (1) Ethernet Gigabit (RJ45) port(s), 9-55 VDC nominal input, -40 to +75 deg C, 35mm DIN rail or panel mount. | Stock | 313
SE3-IJ2B2UG-T | STRIDE industrial unmanaged, PoE++ injector, IEEE 802.3af/at/bt, up to 90W, 2 ports, (1) PoE++ Gigabit (RJ45) and (1) Ethernet Gigabit (RJ45) port(s), 9-55 VDC nominal input, -40 to +75 deg C, 35mm DIN rail or panel mount. | Stock | 290
Modbus Gateways for Communication Networks
EKI-1221-CE | Advantech Modbus gateway, serial Master/Slave and Ethernet Client/Server, (2) Ethernet 10/100Base-T (RJ45) and (1) RS-232/422/485 (9-pin D-sub male) port(s), (64) simultaneous Ethernet connections, (32) serial device(s), 12-48 VDC required. | Stock | 283
EKI-1222-CE | Advantech Modbus gateway, serial Master/Slave and Ethernet Client/Server, (2) Ethernet 10/100Base-T (RJ45) and (2) RS-232/422/485 (9-pin D-sub male) port(s), (64) simultaneous Ethernet connections, (64) serial device(s), 12-48 VDC required. | Stock | 392
EKI-1224-CE | Advantech Modbus gateway, serial Master/Slave and Ethernet Client/Server, (2) Ethernet 10/100Base-T (RJ45) and (4) RS-232/422/485 (9-pin D-sub male) port(s), (64) simultaneous Ethernet connections, (128) serial device(s), 12-48 VDC required. | Stock | 534
MB-GATEWAY | AutomationDirect Modbus gateway, Ethernet to serial, (1) Ethernet 10/100Base-T (RJ45) and (1) RS-422/485 (6-pin terminal) port(s), (12) simultaneous Ethernet connections, (128) serial device(s), 12-24 VDC required. | Stock | 275
MQTT Gateways for Communication Networks
SGW-MQ1611 | STRIDE industrial MQTT gateway, (1) Ethernet 10/100Base-T (RJ45) and (1) RS-485 (2-pin terminal) port(s), wired Internet connectivity, 10-30 VDC required. | Stock | 324
SGW-MQ1611-WF | STRIDE industrial MQTT gateway, (1) Ethernet 10/100Base-T (RJ45) and (1) RS-485 (2-pin terminal) port(s), wired + 802.11 a/b/g/n/ac WiFi Internet connectivity, 10-30 VDC required. | Stock | 328
Accessories for Serial Communication Systems
MB-GW-CON | AutomationDirect connector pack, package of 2. For use with MB-GATEWAY. (1) 3-pin power connector and (1) 6-pin serial connector included. | Stock | 21.5
Industrial USB Cables and Adapters
USB-485M | AutomationDirect PC adapter, USB A to RS-485 (RJ45/RJ12). For use with GS series AC drives, Toshiba AS3 series AC drives, SureServo servo drives, SOLO and ProSense process controllers, CLICK PLCs and P3-550 PLC. | Stock | 70
USB-CBL-AB3 | AutomationDirect programming cable, USB A to USB B, 3ft cable length. For use with C-more HMIs, Do-more and Productivity series CPUs and most USB devices. | Stock | 12
USB-CBL-AB6 | AutomationDirect programming cable, USB A to USB B, 6ft cable length. For use with C-more HMIs, Do-more and Productivity series CPUs and most USB devices. | Stock | 16.5
USB-CBL-AB10 | AutomationDirect programming cable, USB A to USB B, 10ft cable length. For use with C-more HMIs, Do-more and Productivity series CPUs and most USB devices. | Stock | 37
USB-CBL-AB15 | AutomationDirect programming cable, USB A to USB B, 15ft cable length. For use with C-more HMIs, Do-more and Productivity series CPUs and most USB devices. | Stock | 43.5
Micro AC Variable Frequency Drives (VFD)
GS11N-10P2 | DURApulse GS10 series AC micro drive, enclosed, 120 VAC, 1/4hp with 1-phase input, SVC or V/Hz mode, A1 frame, RS-485, integrated dynamic braking. | Stock | 148
GS11N-10P5 | DURApulse GS10 series AC micro drive, enclosed, 120 VAC, 1/2hp with 1-phase input, SVC or V/Hz mode, A3 frame, RS-485, integrated dynamic braking. | Stock | 157
GS11N-11P0 | DURApulse GS10 series AC micro drive, enclosed, 120 VAC, 1hp with 1-phase input, SVC or V/Hz mode, C1 frame, RS-485, integrated dynamic braking. | Stock | 176
GS11N-20P2 | DURApulse GS10 series AC micro drive, enclosed, 230 VAC, 1/4hp with 1-phase input, SVC or V/Hz mode, A1 frame, RS-485, integrated dynamic braking. | Stock | 138
GS11N-20P5 | DURApulse GS10 series AC micro drive, enclosed, 230 VAC, 1/2hp with 1-phase input, SVC or V/Hz mode, A3 frame, RS-485, integrated dynamic braking. | Stock | 142
GS11N-21P0 | DURApulse GS10 series AC micro drive, enclosed, 230 VAC, 1hp with 1-phase input, SVC or V/Hz mode, B2 frame, RS-485, integrated dynamic braking. | Stock | 153
GS11N-22P0 | DURApulse GS10 series AC micro drive, enclosed, 230 VAC, 2hp with 1-phase input, SVC or V/Hz mode, C1 frame, RS-485, integrated dynamic braking. | Stock | 193
GS11N-23P0 | DURApulse GS10 series AC micro drive, enclosed, 230 VAC, 3hp with 1-phase input, SVC or V/Hz mode, C1 frame, RS-485, integrated dynamic braking. | Stock | 230
GS13N-20P2 | DURApulse GS10 series AC micro drive, enclosed, 230 VAC, 1/4hp with 3-phase input, 1/10hp with 1-phase input, SVC or V/Hz mode, A1 frame, RS-485, integrated dynamic braking. | Stock | 148
GS13N-20P5 | DURApulse GS10 series AC micro drive, enclosed, 230 VAC, 1/2hp with 3-phase input, 1/4hp with 1-phase input, SVC or V/Hz mode, A2 frame, RS-485, integrated dynamic braking. | Stock | 150
GS13N-21P0 | DURApulse GS10 series AC micro drive, enclosed, 230 VAC, 1hp with 3-phase input, 1/2hp with 1-phase input, SVC or V/Hz mode, A5 frame, RS-485, integrated dynamic braking. | Stock | 165
GS13N-22P0 | DURApulse GS10 series AC micro drive, enclosed, 230 VAC, 2hp with 3-phase input, 1hp with 1-phase input, SVC or V/Hz mode, B1 frame, RS-485, integrated dynamic braking. | Stock | 197
GS13N-23P0 | DURApulse GS10 series AC micro drive, enclosed, 230 VAC, 3hp with 3-phase input, 1-1/2hp with 1-phase input, SVC or V/Hz mode, C1 frame, RS-485, integrated dynamic braking. | Stock | 242
GS13N-25P0 | DURApulse GS10 series AC micro drive, enclosed, 230 VAC, 5hp with 3-phase input, 2-1/2hp with 1-phase input, SVC or V/Hz mode, C1 frame, RS-485, integrated dynamic braking. | Stock | 259
GS13N-27P5 | DURApulse GS10 series AC micro drive, enclosed, 230 VAC, 7-1/2hp with 3-phase input, 3-1/2hp with 1-phase input, SVC or V/Hz mode, D1 frame, RS-485, integrated dynamic braking. | Stock | 392
GS13N-40P5 | DURApulse GS10 series AC micro drive, enclosed, 460 VAC, 1/2hp with 3-phase input, SVC or V/Hz mode, A4 frame, RS-485, integrated dynamic braking. | Stock | 181
GS13N-41P0 | DURApulse GS10 series AC micro drive, enclosed, 460 VAC, 1hp with 3-phase input, SVC or V/Hz mode, A6 frame, RS-485, integrated dynamic braking. | Stock | 182
GS13N-42P0 | DURApulse GS10 series AC micro drive, enclosed, 460 VAC, 2hp with 3-phase input, SVC or V/Hz mode, B1 frame, RS-485, integrated dynamic braking. | Stock | 211
GS13N-43P0 | DURApulse GS10 series AC micro drive, enclosed, 460 VAC, 3hp with 3-phase input, SVC or V/Hz mode, C1 frame, RS-485, integrated dynamic braking. | Stock | 235
GS13N-45P0 | DURApulse GS10 series AC micro drive, enclosed, 460 VAC, 5hp with 3-phase input, SVC or V/Hz mode, C1 frame, RS-485, integrated dynamic braking. | Stock | 276
GS13N-47P5 | DURApulse GS10 series AC micro drive, enclosed, 460 VAC, 7-1/2hp with 3-phase input, SVC or V/Hz mode, D1 frame, RS-485, integrated dynamic braking. | Stock | 380
GS13N-4010 | DURApulse GS10 series AC micro drive, enclosed, 460 VAC, 10hp with 3-phase input, SVC or V/Hz mode, D1 frame, RS-485, integrated dynamic braking. | Stock | 428
ACM-10P2 | IronHorse ACM series AC micro drive, enclosed, 120 VAC, 1/4hp with 1-phase input, SVC or V/Hz mode, B frame, RS-485. | Stock | 149
ACM-10P5 | IronHorse ACM series AC micro drive, enclosed, 120 VAC, 1/2hp with 1-phase input, SVC or V/Hz mode, B frame, RS-485. | Stock | 166
ACM-11P0 | IronHorse ACM series AC micro drive, enclosed, 120 VAC, 1hp with 1-phase input, SVC or V/Hz mode, C frame, RS-485, integrated dynamic braking. | Stock | 180
ACM-20P1 | IronHorse ACM series AC micro drive, enclosed, 230 VAC, 1/8hp with 1-phase input, SVC or V/Hz mode, A frame, RS-485. | Stock | 125
ACM-20P2 | IronHorse ACM series AC micro drive, enclosed, 230 VAC, 1/4hp with 1-phase input, SVC or V/Hz mode, A frame, RS-485. | Stock | 132
ACM-20P5 | IronHorse ACM series AC micro drive, enclosed, 230 VAC, 1/2hp with 1-phase input, SVC or V/Hz mode, B frame, RS-485. | Stock | 146
ACM-21P0 | IronHorse ACM series AC micro drive, enclosed, 230 VAC, 1hp with 1-phase input, SVC or V/Hz mode, B frame, RS-485. | Stock | 165
ACM-22P0 | IronHorse ACM series AC micro drive, enclosed, 230 VAC, 2hp with 1-phase input, SVC or V/Hz mode, C frame, RS-485, integrated dynamic braking. | Stock | 197
ACM-23P0 | IronHorse ACM series AC micro drive, enclosed, 230 VAC, 3hp with 1-phase input, SVC or V/Hz mode, C frame, RS-485, integrated dynamic braking. | Stock | 218
CFW100A01P6S120G2 | WEG Electric CFW100 series AC micro drive, enclosed, 120 VAC, 1/4hp with 1-phase input, SVC, V/Hz or VVW mode, A frame. Optional communication and input modules available. | Stock | 182
CFW100B02P6S120G2 | WEG Electric CFW100 series AC micro drive, enclosed, 120 VAC, 1/2hp with 1-phase input, SVC, V/Hz or VVW mode, B frame. Optional communication and input modules available. | Stock | 199
CFW100A01P6S220G2 | WEG Electric CFW100 series AC micro drive, enclosed, 230 VAC, 1/4hp with 1-phase input, SVC, V/Hz or VVW mode, A frame. Optional communication and input modules available. | Stock | 164
CFW100B02P6S220G2 | WEG Electric CFW100 series AC micro drive, enclosed, 230 VAC, 1/2hp with 1-phase input, SVC, V/Hz or VVW mode, B frame. Optional communication and input modules available. | Stock | 176
CFW100C04P2S220G2 | WEG Electric CFW100 series AC micro drive, enclosed, 230 VAC, 1hp with 1-phase input, SVC, V/Hz or VVW mode, C frame. Optional communication and input modules available. | Stock | 187
ES1-3A-C | IronHorse ES1 series AC general purpose drive, open frame, 120 VAC and 230 VAC, 3/4hp with 1-phase input, V/Hz mode, 1 frame. | Stock | 214
ES1-6A-C | IronHorse ES1 series AC general purpose drive, open frame, 120 VAC and 230 VAC, 2hp @ 230 VAC or 1hp @ 120 VAC with 1-phase input, V/Hz mode, 1 frame. | Stock | 244
General Purpose AC Variable Frequency Drives (VFD)
GS21-10P2 | DURApulse GS20 series AC general purpose drive, enclosed, 120 VAC, 1/4hp with 1-phase input, SVC, V/Hz, FOC or torque mode, A1 frame, RS-485, integrated dynamic braking. Optional EtherNet/IP and Modbus TCP card available. | Stock | 182
GS21-10P5 | DURApulse GS20 series AC general purpose drive, enclosed, 120 VAC, 1/2hp with 1-phase input, SVC, V/Hz, FOC or torque mode, A3 frame, RS-485, integrated dynamic braking. Optional EtherNet/IP and Modbus TCP card available. | Stock | 193
GS21-11P0 | DURApulse GS20 series AC general purpose drive, enclosed, 120 VAC, 1hp with 1-phase input, SVC, V/Hz, FOC or torque mode, C frame, RS-485, integrated dynamic braking. Optional EtherNet/IP and Modbus TCP card available. | Stock | 217
GS21-20P2 | DURApulse GS20 series AC general purpose drive, enclosed, 230 VAC, 1/4hp with 1-phase input, SVC, V/Hz, FOC or torque mode, A1 frame, RS-485, integrated dynamic braking. Optional EtherNet/IP and Modbus TCP card available. | Stock | 171
GS21-20P5 | DURApulse GS20 series AC general purpose drive, enclosed, 230 VAC, 1/2hp with 1-phase input, SVC, V/Hz, FOC or torque mode, A3 frame, RS-485, integrated dynamic braking. Optional EtherNet/IP and Modbus TCP card available. | Stock | 176
GS21-21P0 | DURApulse GS20 series AC general purpose drive, enclosed, 230 VAC, 1hp with 1-phase input, SVC, V/Hz, FOC or torque mode, B2 frame, RS-485, integrated dynamic braking. Optional EtherNet/IP and Modbus TCP card available. | Stock | 194
GS21-22P0 | DURApulse GS20 series AC general purpose drive, enclosed, 230 VAC, 2hp with 1-phase input, SVC, V/Hz, FOC or torque mode, C frame, RS-485, integrated dynamic braking. Optional EtherNet/IP and Modbus TCP card available. | Stock | 237
GS21-23P0 | DURApulse GS20 series AC general purpose drive, enclosed, 230 VAC, 3hp with 1-phase input, SVC, V/Hz, FOC or torque mode, C frame, RS-485, integrated dynamic braking. Optional EtherNet/IP and Modbus TCP card available. | Stock | 294
GS23-20P2 | DURApulse GS20 series AC general purpose drive, enclosed, 230 VAC, 1/4hp with 3-phase input, 1/10hp with 1-phase input, SVC, V/Hz, FOC or torque mode, A1 frame, RS-485, integrated dynamic braking. Optional EtherNet/IP and Modbus TCP card available. | Stock | 200
GS23-20P5 | DURApulse GS20 series AC general purpose drive, enclosed, 230 VAC, 1/2hp with 3-phase input, 1/4hp with 1-phase input, SVC, V/Hz, FOC or torque mode, A2 frame, RS-485, integrated dynamic braking. Optional EtherNet/IP and Modbus TCP card available. | Stock | 208
GS23-21P0 | DURApulse GS20 series AC general purpose drive, enclosed, 230 VAC, 1hp with 3-phase input, 1/2hp with 1-phase input, SVC, V/Hz, FOC or torque mode, A5 frame, RS-485, integrated dynamic braking. Optional EtherNet/IP and Modbus TCP card available. | Stock | 214
GS23-22P0 | DURApulse GS20 series AC general purpose drive, enclosed, 230 VAC, 2hp with 3-phase input, 1hp with 1-phase input, SVC, V/Hz, FOC or torque mode, B1 frame, RS-485, integrated dynamic braking. Optional EtherNet/IP and Modbus TCP card available. | Stock | 247
GS23-23P0 | DURApulse GS20 series AC general purpose drive, enclosed, 230 VAC, 3hp with 3-phase input, 1-1/2hp with 1-phase input, SVC, V/Hz, FOC or torque mode, C frame, RS-485, integrated dynamic braking. Optional EtherNet/IP and Modbus TCP card available. | Stock | 308
GS23-25P0 | DURApulse GS20 series AC general purpose drive, enclosed, 230 VAC, 5hp with 3-phase input, 2-1/2hp with 1-phase input, SVC, V/Hz, FOC or torque mode, C frame, RS-485, integrated dynamic braking. Optional EtherNet/IP and Modbus TCP card available. | Stock | 321
GS23-27P5 | DURApulse GS20 series AC general purpose drive, enclosed, 230 VAC, 7-1/2hp with 3-phase input, 3-1/2hp with 1-phase input, SVC, V/Hz, FOC or torque mode, D frame, RS-485, integrated dynamic braking. Optional EtherNet/IP and Modbus TCP card available. | Stock | 485
GS23-2010 | DURApulse GS20 series AC general purpose drive, enclosed, 230 VAC, 10hp with 3-phase input, 5hp with 1-phase input, SVC, V/Hz, FOC or torque mode, E frame, RS-485, integrated dynamic braking. Optional EtherNet/IP and Modbus TCP card available. | Stock | 593
GS23-2015 | DURApulse GS20 series AC general purpose drive, enclosed, 230 VAC, 15hp with 3-phase input, 7-1/2hp with 1-phase input, SVC, V/Hz, FOC or torque mode, E frame, RS-485, integrated dynamic braking. Optional EtherNet/IP and Modbus TCP card available. | Stock | 736
GS23-2020 | DURApulse GS20 series AC general purpose drive, enclosed, 230 VAC, 20hp with 3-phase input, 10hp with 1-phase input, SVC, V/Hz, FOC or torque mode, F frame, RS-485, integrated dynamic braking. Optional EtherNet/IP and Modbus TCP card available. | Stock | 1028
GS23-40P5 | DURApulse GS20 series AC general purpose drive, enclosed, 460 VAC, 1/2hp with 3-phase input, SVC, V/Hz, FOC or torque mode, A4 frame, RS-485, integrated dynamic braking. Optional EtherNet/IP and Modbus TCP card available. | Stock | 224
GS23-41P0 | DURApulse GS20 series AC general purpose drive, enclosed, 460 VAC, 1hp with 3-phase input, SVC, V/Hz, FOC or torque mode, A5 frame, RS-485, integrated dynamic braking. Optional EtherNet/IP and Modbus TCP card available. | Stock | 230
GS23-42P0 | DURApulse GS20 series AC general purpose drive, enclosed, 460 VAC, 2hp with 3-phase input, SVC, V/Hz, FOC or torque mode, B1 frame, RS-485, integrated dynamic braking. Optional EtherNet/IP and Modbus TCP card available. | Stock | 265
GS23-43P0 | DURApulse GS20 series AC general purpose drive, enclosed, 460 VAC, 3hp with 3-phase input, SVC, V/Hz, FOC or torque mode, C frame, RS-485, integrated dynamic braking. Optional EtherNet/IP and Modbus TCP card available. | Stock | 296
GS23-45P0 | DURApulse GS20 series AC general purpose drive, enclosed, 460 VAC, 5hp with 3-phase input, SVC, V/Hz, FOC or torque mode, C frame, RS-485, integrated dynamic braking. Optional EtherNet/IP and Modbus TCP card available. | Stock | 359
GS23-47P5 | DURApulse GS20 series AC general purpose drive, enclosed, 460 VAC, 7-1/2hp with 3-phase input, SVC, V/Hz, FOC or torque mode, D frame, RS-485, integrated dynamic braking. Optional EtherNet/IP and Modbus TCP card available. | Stock | 493
GS23-4010 | DURApulse GS20 series AC general purpose drive, enclosed, 460 VAC, 10hp with 3-phase input, SVC, V/Hz, FOC or torque mode, D frame, RS-485, integrated dynamic braking. Optional EtherNet/IP and Modbus TCP card available. | Stock | 556
GS23-4015 | DURApulse GS20 series AC general purpose drive, enclosed, 460 VAC, 15hp with 3-phase input, SVC, V/Hz, FOC or torque mode, E frame, RS-485, integrated dynamic braking. Optional EtherNet/IP and Modbus TCP card available. | Stock | 736
GS23-4020 | DURApulse GS20 series AC general purpose drive, enclosed, 460 VAC, 20hp with 3-phase input, SVC, V/Hz, FOC or torque mode, E frame, RS-485, integrated dynamic braking. Optional EtherNet/IP and Modbus TCP card available. | Stock | 876
GS23-4025 | DURApulse GS20 series AC general purpose drive, enclosed, 460 VAC, 25hp with 3-phase input, SVC, V/Hz, FOC or torque mode, F frame, RS-485, integrated dynamic braking. Optional EtherNet/IP and Modbus TCP card available. | Stock | 1084
GS23-4030 | DURApulse GS20 series AC general purpose drive, enclosed, 460 VAC, 30hp with 3-phase input, SVC, V/Hz, FOC or torque mode, F frame, RS-485, integrated dynamic braking. Optional EtherNet/IP and Modbus TCP card available. | Stock | 1239
GS23-51P0 | DURApulse GS20 series AC general purpose drive, enclosed, 575 VAC, 1hp with 3-phase input, SVC, V/Hz, FOC or torque mode, A5 frame, RS-485, integrated dynamic braking. Optional EtherNet/IP and Modbus TCP card available. | Stock | 278
GS23-52P0 | DURApulse GS20 series AC general purpose drive, enclosed, 575 VAC, 2hp with 3-phase input, SVC, V/Hz, FOC or torque mode, B1 frame, RS-485, integrated dynamic braking. Optional EtherNet/IP and Modbus TCP card available. | Stock | 320.5
GS23-53P0 | DURApulse GS20 series AC general purpose drive, enclosed, 575 VAC, 3hp with 3-phase input, SVC, V/Hz, FOC or torque mode, C frame, RS-485, integrated dynamic braking. Optional EtherNet/IP and Modbus TCP card available. | Stock | 377
GS23-55P0 | DURApulse GS20 series AC general purpose drive, enclosed, 575 VAC, 5hp with 3-phase input, SVC, V/Hz, FOC or torque mode, C frame, RS-485, integrated dynamic braking. Optional EtherNet/IP and Modbus TCP card available. | Stock | 487
GS23-57P5 | DURApulse GS20 series AC general purpose drive, enclosed, 575 VAC, 7-1/2hp with 3-phase input, SVC, V/Hz, FOC or torque mode, D frame, RS-485, integrated dynamic braking. Optional EtherNet/IP and Modbus TCP card available. | Stock | 640
GS23-5010 | DURApulse GS20 series AC general purpose drive, enclosed, 575 VAC, 10hp with 3-phase input, SVC, V/Hz, FOC or torque mode, D frame, RS-485, integrated dynamic braking. Optional EtherNet/IP and Modbus TCP card available. | Stock | 721.5
ACG-20P5 | IronHorse ACG series AC general purpose drive, enclosed, 230 VAC, 1/2hp with 3-phase input, 1/6hp with 1-phase input, SVC or V/Hz mode, A frame, RS-485, integrated dynamic braking. Optional EtherNet/IP and Modbus TCP card available. | Stock | 184
ACG-21P0 | IronHorse ACG series AC general purpose drive, enclosed, 230 VAC, 1hp with 3-phase input, 1/2hp with 1-phase input, SVC or V/Hz mode, A frame, RS-485, integrated dynamic braking. Optional EtherNet/IP and Modbus TCP card available. | Stock | 194
ACG-22P0 | IronHorse ACG series AC general purpose drive, enclosed, 230 VAC, 2hp with 3-phase input, 1hp with 1-phase input, SVC or V/Hz mode, B frame, RS-485, integrated dynamic braking. Optional EtherNet/IP and Modbus TCP card available. | Stock | 207
ACG-23P0 | IronHorse ACG series AC general purpose drive, enclosed, 230 VAC, 3hp with 3-phase input, 1-1/2hp with 1-phase input, SVC or V/Hz mode, B frame, RS-485, integrated dynamic braking. Optional EtherNet/IP and Modbus TCP card available. | Stock | 216
ACG-25P0 | IronHorse ACG series AC general purpose drive, enclosed, 230 VAC, 5hp with 3-phase input, 2hp with 1-phase input, SVC or V/Hz mode, C frame, RS-485, integrated dynamic braking. Optional EtherNet/IP and Modbus TCP card available. | Stock | 263
ACG-27P5 | IronHorse ACG series AC general purpose drive, enclosed, 230 VAC, 7-1/2hp with 3-phase input, 3hp with 1-phase input, SVC or V/Hz mode, D frame, RS-485, integrated dynamic braking. Optional EtherNet/IP and Modbus TCP card available. | Stock | 410
ACG-2010 | IronHorse ACG series AC general purpose drive, enclosed, 230 VAC, 10hp with 3-phase input, 5hp with 1-phase input, SVC or V/Hz mode, D frame, RS-485, integrated dynamic braking. Optional EtherNet/IP and Modbus TCP card available. | Stock | 464
ACG-2015 | IronHorse ACG series AC general purpose drive, enclosed, 230 VAC, 15hp with 3-phase input, 7-1/2hp with 1-phase input, SVC or V/Hz mode, E frame, RS-485, integrated dynamic braking. Optional EtherNet/IP and Modbus TCP card available. | Stock | 981
ACG-2020 | IronHorse ACG series AC general purpose drive, enclosed, 230 VAC, 20hp with 3-phase input, 10hp with 1-phase input, SVC or V/Hz mode, F frame, RS-485, integrated dynamic braking. Optional EtherNet/IP and Modbus TCP card available. | Stock | 1117
ACG-40P5 | IronHorse ACG series AC general purpose drive, enclosed, 460 VAC, 1/2hp with 3-phase input, 1/6hp with 1-phase input, SVC or V/Hz mode, A frame, RS-485, integrated dynamic braking. Optional EtherNet/IP and Modbus TCP card available. | Stock | 196
ACG-41P0 | IronHorse ACG series AC general purpose drive, enclosed, 460 VAC, 1hp with 3-phase input, 1/2hp with 1-phase input, SVC or V/Hz mode, A frame, RS-485, integrated dynamic braking. Optional EtherNet/IP and Modbus TCP card available. | Stock | 206
ACG-42P0 | IronHorse ACG series AC general purpose drive, enclosed, 460 VAC, 2hp with 3-phase input, 1hp with 1-phase input, SVC or V/Hz mode, B frame, RS-485, integrated dynamic braking. Optional EtherNet/IP and Modbus TCP card available. | Stock | 216
ACG-43P0 | IronHorse ACG series AC general purpose drive, enclosed, 460 VAC, 3hp with 3-phase input, 1-1/2hp with 1-phase input, SVC or V/Hz mode, B frame, RS-485, integrated dynamic braking. Optional EtherNet/IP and Modbus TCP card available. | Stock | 227
ACG-45P0 | IronHorse ACG series AC general purpose drive, enclosed, 460 VAC, 5hp with 3-phase input, 2hp with 1-phase input, SVC or V/Hz mode, C frame, RS-485, integrated dynamic braking. Optional EtherNet/IP and Modbus TCP card available. | Stock | 256
ACG-47P5 | IronHorse ACG series AC general purpose drive, enclosed, 460 VAC, 7-1/2hp with 3-phase input, 3hp with 1-phase input, SVC or V/Hz mode, D frame, RS-485, integrated dynamic braking. Optional EtherNet/IP and Modbus TCP card available. | Stock | 365
ACG-4010 | IronHorse ACG series AC general purpose drive, enclosed, 460 VAC, 10hp with 3-phase input, 5hp with 1-phase input, SVC or V/Hz mode, D frame, RS-485, integrated dynamic braking. Optional EtherNet/IP and Modbus TCP card available. | Stock | 390
ACG-4015 | IronHorse ACG series AC general purpose drive, enclosed, 460 VAC, 15hp with 3-phase input, 7-1/2hp with 1-phase input, SVC or V/Hz mode, E frame, RS-485, integrated dynamic braking. Optional EtherNet/IP and Modbus TCP card available. | Stock | 1075
ACG-4020 | IronHorse ACG series AC general purpose drive, enclosed, 460 VAC, 20hp with 3-phase input, 10hp with 1-phase input, SVC or V/Hz mode, E frame, RS-485, integrated dynamic braking. Optional EtherNet/IP and Modbus TCP card available. | Stock | 1169
ACG-4025 | IronHorse ACG series AC general purpose drive, enclosed, 460 VAC, 25hp with 3-phase input, 10hp with 1-phase input, SVC or V/Hz mode, F frame, RS-485, integrated dynamic braking. Optional EtherNet/IP and Modbus TCP card available. | Stock | 1295
ACG-4030 | IronHorse ACG series AC general purpose drive, enclosed, 460 VAC, 30hp with 3-phase input, 15hp with 1-phase input, SVC or V/Hz mode, F frame, RS-485, integrated dynamic braking. Optional EtherNet/IP and Modbus TCP card available. | Stock | 1371
CFW300A01P6S1NB20 | WEG Electric CFW300 series AC general purpose drive, enclosed, 120 VAC, 1/4hp with 1-phase input, SVC, V/Hz or VVW mode, A frame. Optional communication modules available. | Stock | 126
CFW300A01P6S2NB20 | WEG Electric CFW300 series AC general purpose drive, enclosed, 230 VAC, 1/4hp with 1-phase input, SVC, V/Hz or VVW mode, A frame. Optional communication modules available. | Stock | 113
CFW300A01P6T2NB20 | WEG Electric CFW300 series AC general purpose drive, enclosed, 230 VAC, 1/4hp with 3-phase input, SVC, V/Hz or VVW mode, A frame. Optional communication modules available. | Stock | 120
CFW300A06P0T2NB20 | WEG Electric CFW300 series AC general purpose drive, enclosed, 230 VAC, 1-1/2hp with 3-phase input, SVC, V/Hz or VVW mode, A frame. Optional communication modules available. | Stock | 169
CFW300A07P3T2NB20 | WEG Electric CFW300 series AC general purpose drive, enclosed, 230 VAC, 2hp with 3-phase input, SVC, V/Hz or VVW mode, A frame. Optional communication modules available. | Stock | 199
CFW300B10P0B2DB20 | WEG Electric CFW300 series AC general purpose drive, enclosed, 230 VAC, 3hp with 3-phase and 1-phase input, SVC, V/Hz or VVW mode, B frame, integrated dynamic braking. Optional communication modules available. | Stock | 226
CFW300B15P2T2DB20 | WEG Electric CFW300 series AC general purpose drive, enclosed, 230 VAC, 5hp with 3-phase input, SVC, V/Hz or VVW mode, B frame, integrated dynamic braking. Optional communication modules available. | Stock | 276
CFW320A01P6S1NB20 | WEG Electric CFW320 series AC general purpose drive, enclosed, 120 VAC, 1/4hp with 1-phase input, SVC, V/Hz or VVW mode, A frame. Optional communication and I/O modules available. | Stock | 223
CFW320A01P6S2NB20 | WEG Electric CFW320 series AC general purpose drive, enclosed, 230 VAC, 1/4hp with 1-phase input, SVC, V/Hz or VVW mode, A frame. Optional communication and I/O modules available. | Stock | 200
CFW320A01P6T2NB20 | WEG Electric CFW320 series AC general purpose drive, enclosed, 230 VAC, 1/4hp with 3-phase input, SVC, V/Hz or VVW mode, A frame. Optional communication and I/O modules available. | Stock | 212
CFW320A02P6S1NB20 | WEG Electric CFW320 series AC general purpose drive, enclosed, 120 VAC, 1/2hp with 1-phase input, SVC, V/Hz or VVW mode, A frame. Optional communication and I/O modules available. | Stock | 242
CFW320A02P6S2NB20 | WEG Electric CFW320 series AC general purpose drive, enclosed, 230 VAC, 1/2hp with 1-phase input, SVC, V/Hz or VVW mode, A frame. Optional communication and I/O modules available. | Stock | 215
CFW320A02P6T2NB20 | WEG Electric CFW320 series AC general purpose drive, enclosed, 230 VAC, 1/2hp with 3-phase input, SVC, V/Hz or VVW mode, A frame. Optional communication and I/O modules available. | Stock | 232
CFW320A04P2S1NB20 | WEG Electric CFW320 series AC general purpose drive, enclosed, 120 VAC, 1hp with 1-phase input, SVC, V/Hz or VVW mode, A frame. Optional communication and I/O modules available. | Stock | 259
CFW320A04P2S2NB20 | WEG Electric CFW320 series AC general purpose drive, enclosed, 230 VAC, 1hp with 1-phase input, SVC, V/Hz or VVW mode, A frame. Optional communication and I/O modules available. | Stock | 229
CFW320A04P2T2NB20 | WEG Electric CFW320 series AC general purpose drive, enclosed, 230 VAC, 1hp with 3-phase input, SVC, V/Hz or VVW mode, A frame. Optional communication and I/O modules available. | Stock | 245
CFW320A06P0S1NB20 | WEG Electric CFW320 series AC general purpose drive, enclosed, 120 VAC, 1-1/2hp with 1-phase input, SVC, V/Hz or VVW mode, A frame. Optional communication and I/O modules available. | Stock | 313
CFW320A06P0S2NB20 | WEG Electric CFW320 series AC general purpose drive, enclosed, 230 VAC, 1-1/2hp with 1-phase input, SVC, V/Hz or VVW mode, A frame. Optional communication and I/O modules available. | Stock | 284
CFW320A06P0T2NB20 | WEG Electric CFW320 series AC general purpose drive, enclosed, 230 VAC, 1-1/2hp with 3-phase input, SVC, V/Hz or VVW mode, A frame. Optional communication and I/O modules available. | Stock | 298
CFW320A07P3S2NB20 | WEG Electric CFW320 series AC general purpose drive, enclosed, 230 VAC, 2hp with 1-phase input, SVC, V/Hz or VVW mode, A frame. Optional communication and I/O modules available. | Stock | 334
CFW320A07P3T2NB20 | WEG Electric CFW320 series AC general purpose drive, enclosed, 230 VAC, 2hp with 3-phase input, SVC, V/Hz or VVW mode, A frame. Optional communication and I/O modules available. | Stock | 351
CFW320B10P0B2DB20 | WEG Electric CFW320 series AC general purpose drive, enclosed, 230 VAC, 3hp with 3-phase and 1-phase input, SVC, V/Hz or VVW mode, B frame, integrated dynamic braking. Optional communication and I/O modules available. | Stock | 399
CFW320B15P2T2DB20 | WEG Electric CFW320 series AC general purpose drive, enclosed, 230 VAC, 5hp with 3-phase input, SVC, V/Hz or VVW mode, B frame, integrated dynamic braking. Optional communication and I/O modules available. | Stock | 488
CFW320A01P1T4NB20 | WEG Electric CFW320 series AC general purpose drive, enclosed, 460 VAC, 1/2hp with 3-phase input, SVC, V/Hz or VVW mode, A frame. Optional communication and I/O modules available. | Stock | 287
CFW320B01P1T4DB20 | WEG Electric CFW320 series AC general purpose drive, enclosed, 460 VAC, 1/2hp with 3-phase input, SVC, V/Hz or VVW mode, B frame, integrated dynamic braking. Optional communication and I/O modules available. | Stock | 300
CFW320A02P6T4NB20 | WEG Electric CFW320 series AC general purpose drive, enclosed, 460 VAC, 1hp with 3-phase input, SVC, V/Hz or VVW mode, A frame. Optional communication and I/O modules available. | Stock | 297
CFW320B02P6T4DB20 | WEG Electric CFW320 series AC general purpose drive, enclosed, 460 VAC, 1hp with 3-phase input, SVC, V/Hz or VVW mode, B frame, integrated dynamic braking. Optional communication and I/O modules available. | Stock | 316
CFW320A03P5T4NB20 | WEG Electric CFW320 series AC general purpose drive, enclosed, 460 VAC, 2hp with 3-phase input, SVC, V/Hz or VVW mode, A frame. Optional communication and I/O modules available. | Stock | 320
CFW320B03P5T4DB20 | WEG Electric CFW320 series AC general purpose drive, enclosed, 460 VAC, 2hp with 3-phase input, SVC, V/Hz or VVW mode, B frame, integrated dynamic braking. Optional communication and I/O modules available. | Stock | 348
CFW320A04P8T4NB20 | WEG Electric CFW320 series AC general purpose drive, enclosed, 460 VAC, 3hp with 3-phase input, SVC, V/Hz or VVW mode, A frame. Optional communication and I/O modules available. | Stock | 393
CFW320B04P8T4DB20 | WEG Electric CFW320 series AC general purpose drive, enclosed, 460 VAC, 3hp with 3-phase input, SVC, V/Hz or VVW mode, B frame, integrated dynamic braking. Optional communication and I/O modules available. | Stock | 440
CFW320B07P6T4NB20 | WEG Electric CFW320 series AC general purpose drive, enclosed, 460 VAC, 5hp with 3-phase input, SVC, V/Hz or VVW mode, B frame. Optional communication and I/O modules available. | Stock | 498
CFW320B07P6T4DB20 | WEG Electric CFW320 series AC general purpose drive, enclosed, 460 VAC, 5hp with 3-phase input, SVC, V/Hz or VVW mode, B frame, integrated dynamic braking. Optional communication and I/O modules available. | Stock | 525
CFW320C11P0T4NB20 | WEG Electric CFW320 series AC general purpose drive, enclosed, 460 VAC, 7-1/2hp with 3-phase input, SVC, V/Hz or VVW mode, C frame. Optional communication and I/O modules available. | Stock | 566
CFW320C11P0T4DB20 | WEG Electric CFW320 series AC general purpose drive, enclosed, 460 VAC, 7-1/2hp with 3-phase input, SVC, V/Hz or VVW mode, C frame, integrated dynamic braking. Optional communication and I/O modules available. | Stock | 595
CFW320C14P0T4NB20 | WEG Electric CFW320 series AC general purpose drive, enclosed, 460 VAC, 10hp with 3-phase input, SVC, V/Hz or VVW mode, C frame. Optional communication and I/O modules available. | Stock | 699
CFW320C14P0T4DB20 | WEG Electric CFW320 series AC general purpose drive, enclosed, 460 VAC, 10hp with 3-phase input, SVC, V/Hz or VVW mode, C frame, integrated dynamic braking. Optional communication and I/O modules available. | Stock | 736
High-Performance AC Variable Frequency Drives (VFD)
GS31-20P5 | DURApulse GS30 series AC high-performance drive, enclosed, 230 VAC, 1/2hp with 1-phase input, SVC, V/Hz, FOC, encoder or torque mode, A2 frame, RS-485, integrated dynamic braking. Optional communication, encoder and I/O modules available. | Stock | 277
GS31-21P0 | DURApulse GS30 series AC high-performance drive, enclosed, 230 VAC, 1hp with 1-phase input, SVC, V/Hz, FOC, encoder or torque mode, B2 frame, RS-485, integrated dynamic braking. Optional communication, encoder and I/O modules available. | Stock | 292
GS31-22P0 | DURApulse GS30 series AC high-performance drive, enclosed, 230 VAC, 2hp with 1-phase input, SVC, V/Hz, FOC, encoder or torque mode, C1 frame, RS-485, integrated dynamic braking. Optional communication, encoder and I/O modules available. | Stock | 341
GS31-23P0 | DURApulse GS30 series AC high-performance drive, enclosed, 230 VAC, 3hp with 1-phase input, SVC, V/Hz, FOC, encoder or torque mode, C1 frame, RS-485, integrated dynamic braking. Optional communication, encoder and I/O modules available. | Stock | 373
GS33-20P5 | DURApulse GS30 series AC high-performance drive, enclosed, 230 VAC, 1/2hp with 3-phase input, SVC, V/Hz, FOC, encoder or torque mode, A2 frame, RS-485, integrated dynamic braking. Optional communication, encoder and I/O modules available. | Stock | 328
GS33-21P0 | DURApulse GS30 series AC high-performance drive, enclosed, 230 VAC, 1hp with 3-phase input, SVC, V/Hz, FOC, encoder or torque mode, A3 frame, RS-485, integrated dynamic braking. Optional communication, encoder and I/O modules available. | Stock | 338
GS33-22P0 | DURApulse GS30 series AC high-performance drive, enclosed, 230 VAC, 2hp with 3-phase input, SVC, V/Hz, FOC, encoder or torque mode, B1 frame, RS-485, integrated dynamic braking. Optional communication, encoder and I/O modules available. | Stock | 371
GS33-23P0 | DURApulse GS30 series AC high-performance drive, enclosed, 230 VAC, 3hp with 3-phase input, SVC, V/Hz, FOC, encoder or torque mode, C1 frame, RS-485, integrated dynamic braking. Optional communication, encoder and I/O modules available. | Stock | 388
GS33-25P0 | DURApulse GS30 series AC high-performance drive, enclosed, 230 VAC, 5hp with 3-phase input, SVC, V/Hz, FOC, encoder or torque mode, C1 frame, RS-485, integrated dynamic braking. Optional communication, encoder and I/O modules available. | Stock | 404
GS33-27P5 | DURApulse GS30 series AC high-performance drive, enclosed, 230 VAC, 7-1/2hp with 3-phase input, SVC, V/Hz, FOC, encoder or torque mode, D frame, RS-485, integrated dynamic braking. Optional communication, encoder and I/O modules available. | Stock | 564
GS33-2010 | DURApulse GS30 series AC high-performance drive, enclosed, 230 VAC, 10hp with 3-phase input, SVC, V/Hz, FOC, encoder or torque mode, E frame, RS-485, integrated dynamic braking. Optional communication, encoder and I/O modules available. | Stock | 692
GS33-2015 | DURApulse GS30 series AC high-performance drive, enclosed, 230 VAC, 15hp with 3-phase input, SVC, V/Hz, FOC, encoder or torque mode, E frame, RS-485, integrated dynamic braking. Optional communication, encoder and I/O modules available. | Stock | 863
GS33-2020 | DURApulse GS30 series AC high-performance drive, enclosed, 230 VAC, 20hp with 3-phase input, SVC, V/Hz, FOC, encoder or torque mode, F frame, RS-485, integrated dynamic braking. Optional communication, encoder and I/O modules available. | Stock | 1157
GS33-2025 | DURApulse GS30 series AC high-performance drive, enclosed, 230 VAC, 25hp with 3-phase input, SVC, V/Hz, FOC, encoder or torque mode, G frame, RS-485, integrated dynamic braking. Optional communication, encoder and I/O modules available. | Stock | 1266
GS33-2030 | DURApulse GS30 series AC high-performance drive, enclosed, 230 VAC, 30hp with 3-phase input, SVC, V/Hz, FOC, encoder or torque mode, G frame, RS-485, integrated dynamic braking. Optional communication, encoder and I/O modules available. | Stock | 1456
GS33-2040 | DURApulse GS30 series AC high-performance drive, enclosed, 230 VAC, 40hp with 3-phase input, SVC, V/Hz, FOC, encoder or torque mode, I frame, RS-485, external dynamic braking unit required. Optional communication, encoder and I/O modules available. | Stock | 2194
GS33-2050 | DURApulse GS30 series AC high-performance drive, enclosed, 230 VAC, 50hp with 3-phase input, SVC, V/Hz, FOC, encoder or torque mode, I frame, RS-485, external dynamic braking unit required. Optional communication, encoder and I/O modules available. | Stock | 2502
GS33-40P5 | DURApulse GS30 series AC high-performance drive, enclosed, 460 VAC, 1/2hp with 3-phase input, SVC, V/Hz, FOC, encoder or torque mode, A2 frame, RS-485, integrated dynamic braking. Optional communication, encoder and I/O modules available. | Stock | 328
GS33-41P0 | DURApulse GS30 series AC high-performance drive, enclosed, 460 VAC, 1hp with 3-phase input, SVC, V/Hz, FOC, encoder or torque mode, A3 frame, RS-485, integrated dynamic braking. Optional communication, encoder and I/O modules available. | Stock | 339
GS33-42P0 | DURApulse GS30 series AC high-performance drive, enclosed, 460 VAC, 2hp with 3-phase input, SVC, V/Hz, FOC, encoder or torque mode, B1 frame, RS-485, integrated dynamic braking. Optional communication, encoder and I/O modules available. | Stock | 351
GS33-43P0 | DURApulse GS30 series AC high-performance drive, enclosed, 460 VAC, 3hp with 3-phase input, SVC, V/Hz, FOC, encoder or torque mode, C1 frame, RS-485, integrated dynamic braking. Optional communication, encoder and I/O modules available. | Stock | 400
GS33-45P0 | DURApulse GS30 series AC high-performance drive, enclosed, 460 VAC, 5hp with 3-phase input, SVC, V/Hz, FOC, encoder or torque mode, C1 frame, RS-485, integrated dynamic braking. Optional communication, encoder and I/O modules available. | Stock | 421
GS33-47P5 | DURApulse GS30 series AC high-performance drive, enclosed, 460 VAC, 7-1/2hp with 3-phase input, SVC, V/Hz, FOC, encoder or torque mode, D frame, RS-485, integrated dynamic braking. Optional communication, encoder and I/O modules available. | Stock | 567
GS33-4010 | DURApulse GS30 series AC high-performance drive, enclosed, 460 VAC, 10hp with 3-phase input, SVC, V/Hz, FOC, encoder or torque mode, D frame, RS-485, integrated dynamic braking. Optional communication, encoder and I/O modules available. | Stock | 729
GS33-4015 | DURApulse GS30 series AC high-performance drive, enclosed, 460 VAC, 15hp with 3-phase input, SVC, V/Hz, FOC, encoder or torque mode, E frame, RS-485, integrated dynamic braking. Optional communication, encoder and I/O modules available. | Stock | 915
GS33-4020 | DURApulse GS30 series AC high-performance drive, enclosed, 460 VAC, 20hp with 3-phase input, SVC, V/Hz, FOC, encoder or torque mode, E frame, RS-485, integrated dynamic braking. Optional communication, encoder and I/O modules available. | Stock | 1135
GS33-4025 | DURApulse GS30 series AC high-performance drive, enclosed, 460 VAC, 25hp with 3-phase input, SVC, V/Hz, FOC, encoder or torque mode, F frame, RS-485, integrated dynamic braking. Optional communication, encoder and I/O modules available. | Stock | 1335
GS33-4030 | DURApulse GS30 series AC high-performance drive, enclosed, 460 VAC, 30hp with 3-phase input, SVC, V/Hz, FOC, encoder or torque mode, F frame, RS-485, integrated dynamic braking. Optional communication, encoder and I/O modules available. | Stock | 1511
GS33-4040 | DURApulse GS30 series AC high-performance drive, enclosed, 460 VAC, 40hp with 3-phase input, SVC, V/Hz, FOC, encoder or torque mode, G frame, RS-485, integrated dynamic braking. Optional communication, encoder and I/O modules available. | Stock | 1939
GS33-4050 | DURApulse GS30 series AC high-performance drive, enclosed, 460 VAC, 50hp with 3-phase input, SVC, V/Hz, FOC, encoder or torque mode, H frame, RS-485, external dynamic braking unit required. Optional communication, encoder and I/O modules available. | Stock | 2341
GS33-4060 | DURApulse GS30 series AC high-performance drive, enclosed, 460 VAC, 60hp with 3-phase input, SVC, V/Hz, FOC, encoder or torque mode, H frame, RS-485, external dynamic braking unit required. Optional communication, encoder and I/O modules available. | Stock | 2673
GS33-4075 | DURApulse GS30 series AC high-performance drive, enclosed, 460 VAC, 75hp with 3-phase input, SVC, V/Hz, FOC, encoder or torque mode, I frame, RS-485, external dynamic braking unit required. Optional communication, encoder and I/O modules available. | Stock | 2967
GS33-4100 | DURApulse GS30 series AC high-performance drive, enclosed, 460 VAC, 100hp with 3-phase input, SVC, V/Hz, FOC, encoder or torque mode, I frame, RS-485, external dynamic braking unit required. Optional communication, encoder and I/O modules available. | Stock | 3452
GS4-21P0 | DURApulse GS4 series AC high-performance drive, NEMA 1, 230 VAC, 1hp with 3-phase input, 1/2hp with 1-phase input, SVC or V/Hz mode, A frame, RS-485, integrated dynamic braking. Optional EtherNet/IP and Modbus TCP cards available. | Stock | 609
GS4-22P0 | DURApulse GS4 series AC high-performance drive, NEMA 1, 230 VAC, 2hp with 3-phase input, 3/4hp with 1-phase input, SVC or V/Hz mode, A frame, RS-485, integrated dynamic braking. Optional EtherNet/IP and Modbus TCP cards available. | Stock | 670
GS4-23P0 | DURApulse GS4 series AC high-performance drive, NEMA 1, 230 VAC, 3hp with 3-phase input, 1hp with 1-phase input, SVC or V/Hz mode, A frame, RS-485, integrated dynamic braking. Optional EtherNet/IP and Modbus TCP cards available. | Stock | 757
GS4-25P0 | DURApulse GS4 series AC high-performance drive, NEMA 1, 230 VAC, 5hp with 3-phase input, 2hp with 1-phase input, SVC or V/Hz mode, A frame, RS-485, integrated dynamic braking. Optional EtherNet/IP and Modbus TCP cards available. | Stock | 856
GS4-27P5 | DURApulse GS4 series AC high-performance drive, NEMA 1, 230 VAC, 7-1/2hp with 3-phase input, 3hp with 1-phase input, SVC or V/Hz mode, B frame, RS-485, integrated dynamic braking. Optional EtherNet/IP and Modbus TCP cards available. | Stock | 968
GS4-2010 | DURApulse GS4 series AC high-performance drive, NEMA 1, 230 VAC, 10hp with 3-phase input, 3hp with 1-phase input, SVC or V/Hz mode, B frame, RS-485, integrated dynamic braking. Optional EtherNet/IP and Modbus TCP cards available. | Stock | 1081
GS4-2015 | DURApulse GS4 series AC high-performance drive, NEMA 1, 230 VAC, 15hp with 3-phase input, 5hp with 1-phase input, SVC or V/Hz mode, B frame, RS-485, integrated dynamic braking. Optional EtherNet/IP and Modbus TCP cards available. | Stock | 1304
GS4-2020 | DURApulse GS4 series AC high-performance drive, NEMA 1, 230 VAC, 20hp with 3-phase input, 7-1/2hp with 1-phase input, SVC or V/Hz mode, C frame, RS-485, integrated dynamic braking. Optional EtherNet/IP and Modbus TCP cards available. | Stock | 1839
GS4-2025 | DURApulse GS4 series AC high-performance drive, NEMA 1, 230 VAC, 25hp with 3-phase input, 10hp with 1-phase input, SVC or V/Hz mode, C frame, RS-485, integrated dynamic braking. Optional EtherNet/IP and Modbus TCP cards available. | Stock | 1997
GS4-2030 | DURApulse GS4 series AC high-performance drive, NEMA 1, 230 VAC, 30hp with 3-phase input, 10hp with 1-phase input, SVC or V/Hz mode, C frame, RS-485, integrated dynamic braking. Optional EtherNet/IP and Modbus TCP cards available. | Stock | 2264
GS4-2040 | DURApulse GS4 series AC high-performance drive, NEMA 1, 230 VAC, 40hp with 3-phase input, 10hp with 1-phase input, SVC or V/Hz mode, D frame, RS-485, external dynamic braking unit required. Optional EtherNet/IP and Modbus TCP cards available. | Stock | 3998
GS4-2050 | DURApulse GS4 series AC high-performance drive, open frame, 230 VAC, 50hp with 3-phase input, 10hp with 1-phase input, SVC or V/Hz mode, D frame, RS-485, external dynamic braking unit required. Optional EtherNet/IP and Modbus TCP cards available. | Stock | 4592
GS4-2060 | DURApulse GS4 series AC high-performance drive, open frame, 230 VAC, 60hp with 3-phase input, 15hp with 1-phase input, SVC or V/Hz mode, E frame, RS-485, external dynamic braking unit required. Optional EtherNet/IP and Modbus TCP cards available. | Stock | 6122
GS4-2075 | DURApulse GS4 series AC high-performance drive, open frame, 230 VAC, 75hp with 3-phase input, 20hp with 1-phase input, SVC or V/Hz mode, E frame, RS-485, external dynamic braking unit required. Optional EtherNet/IP and Modbus TCP cards available. | Stock | 6876
GS4-2100 | DURApulse GS4 series AC high-performance drive, open frame, 230 VAC, 100hp with 3-phase input, 25hp with 1-phase input, SVC or V/Hz mode, E frame, RS-485, external dynamic braking unit required. Optional EtherNet/IP and Modbus TCP cards available. | Stock | 8013
GS4-41P0 | DURApulse GS4 series AC high-performance drive, NEMA 1, 460 VAC, 1hp with 3-phase input, SVC or V/Hz mode, A frame, RS-485, integrated dynamic braking. Optional EtherNet/IP and Modbus TCP cards available. | Stock | 621
GS4-42P0 | DURApulse GS4 series AC high-performance drive, NEMA 1, 460 VAC, 2hp with 3-phase input, SVC or V/Hz mode, A frame, RS-485, integrated dynamic braking. Optional EtherNet/IP and Modbus TCP cards available. | Stock | 670
GS4-43P0 | DURApulse GS4 series AC high-performance drive, NEMA 1, 460 VAC, 3hp with 3-phase input, SVC or V/Hz mode, A frame, RS-485, integrated dynamic braking. Optional EtherNet/IP and Modbus TCP cards available. | Stock | 746
GS4-45P0 | DURApulse GS4 series AC high-performance drive, NEMA 1, 460 VAC, 5hp with 3-phase input, SVC or V/Hz mode, A frame, RS-485, integrated dynamic braking. Optional EtherNet/IP and Modbus TCP cards available. | Stock | 869
GS4-47P5 | DURApulse GS4 series AC high-performance drive, NEMA 1, 460 VAC, 7-1/2hp with 3-phase input, SVC or V/Hz mode, A frame, RS-485, integrated dynamic braking. Optional EtherNet/IP and Modbus TCP cards available. | Stock | 968
GS4-4010 | DURApulse GS4 series AC high-performance drive, NEMA 1, 460 VAC, 10hp with 3-phase input, SVC or V/Hz mode, B frame, RS-485, integrated dynamic braking. Optional EtherNet/IP and Modbus TCP cards available. | Stock | 1066
GS4-4015 | DURApulse GS4 series AC high-performance drive, NEMA 1, 460 VAC, 15hp with 3-phase input, SVC or V/Hz mode, B frame, RS-485, integrated dynamic braking. Optional EtherNet/IP and Modbus TCP cards available. | Stock | 1269
GS4-4020 | DURApulse GS4 series AC high-performance drive, NEMA 1, 460 VAC, 20hp with 3-phase input, SVC or V/Hz mode, B frame, RS-485, integrated dynamic braking. Optional EtherNet/IP and Modbus TCP cards available. | Stock | 1608
GS4-4025 | DURApulse GS4 series AC high-performance drive, NEMA 1, 460 VAC, 25hp with 3-phase input, SVC or V/Hz mode, C frame, RS-485, integrated dynamic braking. Optional EtherNet/IP and Modbus TCP cards available. | Stock | 1940
GS4-4030 | DURApulse GS4 series AC high-performance drive, NEMA 1, 460 VAC, 30hp with 3-phase input, SVC or V/Hz mode, C frame, RS-485, integrated dynamic braking. Optional EtherNet/IP and Modbus TCP cards available. | Stock | 2219
GS4-4040 | DURApulse GS4 series AC high-performance drive, NEMA 1, 460 VAC, 40hp with 3-phase input, SVC or V/Hz mode, C frame, RS-485, integrated dynamic braking. Optional EtherNet/IP and Modbus TCP cards available. | Stock | 2789
GS4-4050 | DURApulse GS4 series AC high-performance drive, NEMA 1, 460 VAC, 50hp with 3-phase input, SVC or V/Hz mode, D0 frame, RS-485, external dynamic braking unit required. Optional EtherNet/IP and Modbus TCP cards available. | Stock | 3370
GS4-4060 | DURApulse GS4 series AC high-performance drive, open frame, 460 VAC, 60hp with 3-phase input, SVC or V/Hz mode, D0 frame, RS-485, external dynamic braking unit required. Optional EtherNet/IP and Modbus TCP cards available. | Stock | 3941
GS4-4075 | DURApulse GS4 series AC high-performance drive, open frame, 460 VAC, 75hp with 3-phase input, SVC or V/Hz mode, D frame, RS-485, external dynamic braking unit required. Optional EtherNet/IP and Modbus TCP cards available. | Stock | 4570
GS4-4100 | DURApulse GS4 series AC high-performance drive, open frame, 460 VAC, 100hp with 3-phase input, SVC or V/Hz mode, D frame, RS-485, external dynamic braking unit required. Optional EtherNet/IP and Modbus TCP cards available. | Stock | 6259
GS4-4125 | DURApulse GS4 series AC high-performance drive, open frame, 460 VAC, 125hp with 3-phase input, SVC or V/Hz mode, E frame, RS-485, external dynamic braking unit required. Optional EtherNet/IP and Modbus TCP cards available. | Stock | 9037.5
GS4-4150 | DURApulse GS4 series AC high-performance drive, open frame, 460 VAC, 150hp with 3-phase input, SVC or V/Hz mode, E frame, RS-485, external dynamic braking unit required. Optional EtherNet/IP and Modbus TCP cards available. | Stock | 10170.5
GS4-4175 | DURApulse GS4 series AC high-performance drive, open frame, 460 VAC, 175hp with 3-phase input, SVC or V/Hz mode, F frame, RS-485, external dynamic braking unit required. Optional EtherNet/IP and Modbus TCP cards available. | Stock | 12111.5
GS4-4200 | DURApulse GS4 series AC high-performance drive, open frame, 460 VAC, 215hp with 3-phase input, SVC or V/Hz mode, F frame, RS-485, external dynamic braking unit required. Optional EtherNet/IP and Modbus TCP cards available. | Stock | 13867
GS4-4250 | DURApulse GS4 series AC high-performance drive, open frame, 460 VAC, 250hp with 3-phase input, SVC or V/Hz mode, G frame, RS-485, external dynamic braking unit required. Optional EtherNet/IP and Modbus TCP cards available. | Stock | 18993
GS4-4300 | DURApulse GS4 series AC high-performance drive, open frame, 460 VAC, 300hp with 3-phase input, SVC or V/Hz mode, G frame, RS-485, external dynamic braking unit required. Optional EtherNet/IP and Modbus TCP cards available. | Stock | 22173
15570800 | WEG Electric CFW500 series AC high-performance drive, enclosed, 230 VAC, 1/4hp with 3-phase and 1-phase input, SVC, V/Hz, VVW, FOC, encoder or torque mode, A frame, RS-485. Optional communication and STO modules available. | Stock | 281
15571879 | WEG Electric CFW500 series AC high-performance drive, enclosed, 230 VAC, 1/2hp with 3-phase and 1-phase input, SVC, V/Hz, VVW, FOC, encoder or torque mode, A frame, RS-485. Optional communication and STO modules available. | Stock | 288
15571881 | WEG Electric CFW500 series AC high-performance drive, enclosed, 230 VAC, 1hp with 3-phase and 1-phase input, SVC, V/Hz, VVW, FOC, encoder or torque mode, A frame, RS-485. Optional communication and STO modules available. | Stock | 312
15574655 | WEG Electric CFW500 series AC high-performance drive, enclosed, 230 VAC, 2hp with 3-phase and 1-phase input, SVC, V/Hz, VVW, FOC, encoder or torque mode, B frame, RS-485, integrated dynamic braking. Optional communication and STO modules available. | Stock | 417
15575067 | WEG Electric CFW500 series AC high-performance drive, enclosed, 230 VAC, 3hp with 3-phase and 1-phase input, SVC, V/Hz, VVW, FOC, encoder or torque mode, B frame, RS-485, integrated dynamic braking. Optional communication and STO modules available. | Stock | 486
15572625 | WEG Electric CFW500 series AC high-performance drive, enclosed, 230 VAC, 2hp with 3-phase input, SVC, V/Hz, VVW, FOC, encoder or torque mode, A frame, RS-485. Optional communication and STO modules available. | Stock | 387
15572689 | WEG Electric CFW500 series AC high-performance drive, enclosed, 230 VAC, 3hp with 3-phase input, SVC, V/Hz, VVW, FOC, encoder or torque mode, A frame, RS-485. Optional communication and STO modules available. | Stock | 475
15575202 | WEG Electric CFW500 series AC high-performance drive, enclosed, 230 VAC, 5hp with 3-phase input, SVC, V/Hz, VVW, FOC, encoder or torque mode, B frame, RS-485, integrated dynamic braking. Optional communication and STO modules available. | Stock | 518
15575701 | WEG Electric CFW500 series AC high-performance drive, enclosed, 230 VAC, 7-1/2hp with 3-phase input, SVC, V/Hz, VVW, FOC, encoder or torque mode, C frame, RS-485, integrated dynamic braking. Optional communication and STO modules available. | Stock | 878
15575716 | WEG Electric CFW500 series AC high-performance drive, enclosed, 230 VAC, 10hp with 3-phase input, SVC, V/Hz, VVW, FOC, encoder or torque mode, D frame, RS-485, integrated dynamic braking. Optional communication and STO modules available. | Stock | 1093
15576540 | WEG Electric CFW500 series AC high-performance drive, enclosed, 230 VAC, 15hp with 3-phase input, SVC, V/Hz, VVW, FOC, encoder or torque mode, D frame, RS-485, integrated dynamic braking. Optional communication and STO modules available. | Stock | 1790
15577077 | WEG Electric CFW500 series AC high-performance drive, enclosed, 230 VAC, 20hp with 3-phase input, SVC, V/Hz, VVW, FOC, encoder or torque mode, E frame, RS-485, integrated dynamic braking. Optional communication and STO modules available. | Stock | 2079
15342437 | WEG Electric CFW500 series AC high-performance drive, enclosed, 230 VAC, 25hp with 3-phase input, SVC, V/Hz, VVW, FOC, encoder or torque mode, F frame, RS-485, integrated dynamic braking. Optional communication and STO modules available. | Stock | 2552
15342760 | WEG Electric CFW500 series AC high-performance drive, enclosed, 230 VAC, 30hp with 3-phase input, SVC, V/Hz, VVW, FOC, encoder or torque mode, F frame, RS-485, integrated dynamic braking. Optional communication and STO modules available. | Stock | 3198
15342909 | WEG Electric CFW500 series AC high-performance drive, enclosed, 230 VAC, 40hp with 3-phase input, SVC, V/Hz, VVW, FOC, encoder or torque mode, F frame, RS-485, integrated dynamic braking. Optional communication and STO modules available. | Stock | 4336
15572819 | WEG Electric CFW500 series AC high-performance drive, enclosed, 460 VAC, 1/3hp with 3-phase input, SVC, V/Hz, VVW, FOC, encoder or torque mode, A frame, RS-485. Optional communication and STO modules available. | Stock | 358
15572908 | WEG Electric CFW500 series AC high-performance drive, enclosed, 460 VAC, 3/4hp with 3-phase input, SVC, V/Hz, VVW, FOC, encoder or torque mode, A frame, RS-485. Optional communication and STO modules available. | Stock | 372
15573714 | WEG Electric CFW500 series AC high-performance drive, enclosed, 460 VAC, 1hp with 3-phase input, SVC, V/Hz, VVW, FOC, encoder or torque mode, A frame, RS-485. Optional communication and STO modules available. | Stock | 399
15573819 | WEG Electric CFW500 series AC high-performance drive, enclosed, 460 VAC, 2hp with 3-phase input, SVC, V/Hz, VVW, FOC, encoder or torque mode, A frame, RS-485. Optional communication and STO modules available. | Stock | 492
15573823 | WEG Electric CFW500 series AC high-performance drive, enclosed, 460 VAC, 3hp with 3-phase input, SVC, V/Hz, VVW, FOC, encoder or torque mode, A frame, RS-485. Optional communication and STO modules available. | Stock | 605
15575568 | WEG Electric CFW500 series AC high-performance drive, enclosed, 460 VAC, 1hp with 3-phase input, SVC, V/Hz, VVW, FOC, encoder or torque mode, B frame, RS-485, integrated dynamic braking. Optional communication and STO modules available. | Stock | 436
15575577 | WEG Electric CFW500 series AC high-performance drive, enclosed, 460 VAC, 2hp with 3-phase input, SVC, V/Hz, VVW, FOC, encoder or torque mode, B frame, RS-485, integrated dynamic braking. Optional communication and STO modules available. | Stock | 549
15575665 | WEG Electric CFW500 series AC high-performance drive, enclosed, 460 VAC, 3hp with 3-phase input, SVC, V/Hz, VVW, FOC, encoder or torque mode, B frame, RS-485, integrated dynamic braking. Optional communication and STO modules available. | Stock | 657
15575699 | WEG Electric CFW500 series AC high-performance drive, enclosed, 460 VAC, 5hp with 3-phase input, SVC, V/Hz, VVW, FOC, encoder or torque mode, B frame, RS-485, integrated dynamic braking. Optional communication and STO modules available. | Stock | 743
15575707 | WEG Electric CFW500 series AC high-performance drive, enclosed, 460 VAC, 7-1/2hp with 3-phase input, SVC, V/Hz, VVW, FOC, encoder or torque mode, C frame, RS-485, integrated dynamic braking. Optional communication and STO modules available. | Stock | 919
15575711 | WEG Electric CFW500 series AC high-performance drive, enclosed, 460 VAC, 10hp with 3-phase input, SVC, V/Hz, VVW, FOC, encoder or torque mode, C frame, RS-485, integrated dynamic braking. Optional communication and STO modules available. | Stock | 1036
15576919 | WEG Electric CFW500 series AC high-performance drive, enclosed, 460 VAC, 15hp with 3-phase input, SVC, V/Hz, VVW, FOC, encoder or torque mode, D frame, RS-485, integrated dynamic braking. Optional communication and STO modules available. | Stock | 1371
15577021 | WEG Electric CFW500 series AC high-performance drive, enclosed, 460 VAC, 20hp with 3-phase input, SVC, V/Hz, VVW, FOC, encoder or torque mode, D frame, RS-485, integrated dynamic braking. Optional communication and STO modules available. | Stock | 1711
15577211 | WEG Electric CFW500 series AC high-performance drive, enclosed, 460 VAC, 25hp with 3-phase input, SVC, V/Hz, VVW, FOC, encoder or torque mode, E frame, RS-485, integrated dynamic braking. Optional communication and STO modules available. | Stock | 2057
15577452 | WEG Electric CFW500 series AC high-performance drive, enclosed, 460 VAC, 30hp with 3-phase input, SVC, V/Hz, VVW, FOC, encoder or torque mode, E frame, RS-485, integrated dynamic braking. Optional communication and STO modules available. | Stock | 2592
15733937 | WEG Electric CFW500 series AC high-performance drive, enclosed, 460 VAC, 40hp with 3-phase input, SVC, V/Hz, VVW, FOC, encoder or torque mode, F frame, RS-485, integrated dynamic braking. Optional communication and STO modules available. | Stock | 3505
15734064 | WEG Electric CFW500 series AC high-performance drive, enclosed, 460 VAC, 50hp with 3-phase input, SVC, V/Hz, VVW, FOC, encoder or torque mode, F frame, RS-485, integrated dynamic braking. Optional communication and STO modules available. | Stock | 4489
15734119 | WEG Electric CFW500 series AC high-performance drive, enclosed, 460 VAC, 60hp with 3-phase input, SVC, V/Hz, VVW, FOC, encoder or torque mode, F frame, RS-485, integrated dynamic braking. Optional communication and STO modules available. | Stock | 5473
15448371 | WEG Electric CFW500 series AC high-performance drive, enclosed, 460 VAC, 75hp with 3-phase input, SVC, V/Hz, VVW, FOC, encoder or torque mode, G frame, RS-485, integrated dynamic braking. Optional communication and STO modules available. | Stock | 6712
15448372 | WEG Electric CFW500 series AC high-performance drive, enclosed, 460 VAC, 100hp with 3-phase input, SVC, V/Hz, VVW, FOC, encoder or torque mode, G frame, RS-485, integrated dynamic braking. Optional communication and STO modules available. | Stock | 8224
15448373 | WEG Electric CFW500 series AC high-performance drive, enclosed, 460 VAC, 150hp with 3-phase input, SVC, V/Hz, VVW, FOC, encoder or torque mode, G frame, RS-485, integrated dynamic braking. Optional communication and STO modules available. | Stock | 9541
VFAS3-4004PC | Toshiba AS3 series AC high-performance drive, UL Type 1, 460 VAC, 1/2hp with 3-phase input, V/Hz, FOC, encoder or torque mode, A1 frame, Ethernet and RS-485, integrated dynamic braking. Optional EtherCAT, encoder and I/O cards available. | Stock | 610
VFAS3-4007PC | Toshiba AS3 series AC high-performance drive, UL Type 1, 460 VAC, 1hp with 3-phase input, V/Hz, FOC, encoder or torque mode, A1 frame, Ethernet and RS-485, integrated dynamic braking. Optional EtherCAT, encoder and I/O cards available. | Stock | 690
VFAS3-4015PC | Toshiba AS3 series AC high-performance drive, UL Type 1, 460 VAC, 2hp with 3-phase input, V/Hz, FOC, encoder or torque mode, A1 frame, Ethernet and RS-485, integrated dynamic braking. Optional EtherCAT, encoder and I/O cards available. | Stock | 749
VFAS3-4022PC | Toshiba AS3 series AC high-performance drive, UL Type 1, 460 VAC, 3hp with 3-phase input, V/Hz, FOC, encoder or torque mode, A1 frame, Ethernet and RS-485, integrated dynamic braking. Optional EtherCAT, encoder and I/O cards available. | Stock | 808
VFAS3-4037PC | Toshiba AS3 series AC high-performance drive, UL Type 1, 460 VAC, 5hp with 3-phase input, V/Hz, FOC, encoder or torque mode, A1 frame, Ethernet and RS-485, integrated dynamic braking. Optional EtherCAT, encoder and I/O cards available. | Stock | 970
VFAS3-4055PC | Toshiba AS3 series AC high-performance drive, UL Type 1, 460 VAC, 7-1/2hp with 3-phase input, V/Hz, FOC, encoder or torque mode, A2 frame, Ethernet and RS-485, integrated dynamic braking. Optional EtherCAT, encoder and I/O cards available. | Stock | 1183
VFAS3-4075PC | Toshiba AS3 series AC high-performance drive, UL Type 1, 460 VAC, 10hp with 3-phase input, V/Hz, FOC, encoder or torque mode, A2 frame, Ethernet and RS-485, integrated dynamic braking. Optional EtherCAT, encoder and I/O cards available. | Stock | 1469
VFAS3-4110PC | Toshiba AS3 series AC high-performance drive, UL Type 1, 460 VAC, 15hp with 3-phase input, V/Hz, FOC, encoder or torque mode, A3 frame, Ethernet and RS-485, integrated dynamic braking. Optional EtherCAT, encoder and I/O cards available. | Stock | 1910
VFAS3-4150PC | Toshiba AS3 series AC high-performance drive, UL Type 1, 460 VAC, 20hp with 3-phase input, V/Hz, FOC, encoder or torque mode, A3 frame, Ethernet and RS-485, integrated dynamic braking. Optional EtherCAT, encoder and I/O cards available. | Stock | 2387
VFAS3-4185PC | Toshiba AS3 series AC high-performance drive, UL Type 1, 460 VAC, 25hp with 3-phase input, V/Hz, FOC, encoder or torque mode, A3 frame, Ethernet and RS-485, integrated dynamic braking. Optional EtherCAT, encoder and I/O cards available. | Stock | 2938
VFAS3-4220PC | Toshiba AS3 series AC high-performance drive, UL Type 1, 460 VAC, 30hp with 3-phase input, V/Hz, FOC, encoder or torque mode, A4 frame, Ethernet and RS-485, integrated dynamic braking. Optional EtherCAT, encoder and I/O cards available. | Stock | 3086
VFAS3-4300PC | Toshiba AS3 series AC high-performance drive, UL Type 1, 460 VAC, 40hp with 3-phase input, V/Hz, FOC, encoder or torque mode, A4 frame, Ethernet and RS-485, integrated dynamic braking. Optional EtherCAT, encoder and I/O cards available. | Stock | 3710
VFAS3-4370PC | Toshiba AS3 series AC high-performance drive, UL Type 1, 460 VAC, 50hp with 3-phase input, V/Hz, FOC, encoder or torque mode, A4 frame, Ethernet and RS-485, integrated dynamic braking. Optional EtherCAT, encoder and I/O cards available. | Stock | 4921
VFAS3-4450PC | Toshiba AS3 series AC high-performance drive, UL Type 1, 460 VAC, 60hp with 3-phase input, V/Hz, FOC, encoder or torque mode, A5 frame, Ethernet and RS-485, integrated dynamic braking. Optional EtherCAT, encoder and I/O cards available. | Stock | 5949
VFAS3-4550PC | Toshiba AS3 series AC high-performance drive, UL Type 1, 460 VAC, 75hp with 3-phase input, V/Hz, FOC, encoder or torque mode, A5 frame, Ethernet and RS-485, integrated dynamic braking. Optional EtherCAT, encoder and I/O cards available. | Stock | 6538
VFAS3-4750PC | Toshiba AS3 series AC high-performance drive, UL Type 1, 460 VAC, 100hp with 3-phase input, V/Hz, FOC, encoder or torque mode, A5 frame, Ethernet and RS-485, integrated dynamic braking. Optional EtherCAT, encoder and I/O cards available. | Stock | 8080
VFAS3-4900PC | Toshiba AS3 series AC high-performance drive, open frame, 460 VAC, 125hp with 3-phase input, V/Hz, FOC, encoder or torque mode, A6 frame, Ethernet and RS-485, external dynamic braking unit required. Optional EtherCAT, encoder and I/O cards available. | Stock | 10283
VFAS3-4110KPC | Toshiba AS3 series AC high-performance drive, open frame, 460 VAC, 150hp with 3-phase input, V/Hz, FOC, encoder or torque mode, A6 frame, Ethernet and RS-485, external dynamic braking unit required. Optional EtherCAT, encoder and I/O cards available. | Stock | 11678
VFAS3-4132KPC | Toshiba AS3 series AC high-performance drive, open frame, 460 VAC, 200hp with 3-phase input, V/Hz, FOC, encoder or torque mode, A6 frame, Ethernet and RS-485, external dynamic braking unit required. Optional EtherCAT, encoder and I/O cards available. | Stock | 14102
VFAS3-4160KPC | Toshiba AS3 series AC high-performance drive, open frame, 460 VAC, 250hp with 3-phase input, V/Hz, FOC, encoder or torque mode, A7 frame, Ethernet and RS-485, integrated dynamic braking. Optional EtherCAT, encoder and I/O cards available. | Stock | 17187
VFAS3-4200KPC | Toshiba AS3 series AC high-performance drive, open frame, 460 VAC, 300hp with 3-phase input, V/Hz, FOC, encoder or torque mode, A8 frame, Ethernet and RS-485, external dynamic braking unit required. Optional EtherCAT, encoder and I/O cards available. | Stock | 20052
NEMA 4X (Washdown) AC Variable Frequency Drives (VFD)
GS21X-20P5 | DURApulse GS20X series AC general purpose drive, NEMA 4X, 230 VAC, 1/2hp with 1-phase input, SVC, V/Hz, FOC or torque mode, A frame, RS-485, integrated dynamic braking. Optional EtherNet/IP and Modbus TCP card available. | Stock | 297
GS21X-21P0 | DURApulse GS20X series AC general purpose drive, NEMA 4X, 230 VAC, 1hp with 1-phase input, SVC, V/Hz, FOC or torque mode, A frame, RS-485, integrated dynamic braking. Optional EtherNet/IP and Modbus TCP card available. | Stock | 330.5
GS21X-22P0 | DURApulse GS20X series AC general purpose drive, NEMA 4X, 230 VAC, 2hp with 1-phase input, SVC, V/Hz, FOC or torque mode, A frame, RS-485, integrated dynamic braking. Optional EtherNet/IP and Modbus TCP card available. | Stock | 399.5
GS21X-23P0 | DURApulse GS20X series AC general purpose drive, NEMA 4X, 230 VAC, 3hp with 1-phase input, SVC, V/Hz, FOC or torque mode, B frame, RS-485, integrated dynamic braking. Optional EtherNet/IP and Modbus TCP card available. | Stock | 496.5
GS23X-20P5 | DURApulse GS20X series AC general purpose drive, NEMA 4X, 230 VAC, 1/2hp with 3-phase input, 1/4hp with 1-phase input, SVC, V/Hz, FOC or torque mode, A frame, RS-485, integrated dynamic braking. Optional EtherNet/IP and Modbus TCP card available. | Stock | 317.5
GS23X-21P0 | DURApulse GS20X series AC general purpose drive, NEMA 4X, 230 VAC, 1hp with 3-phase input, 1/2hp with 1-phase input, SVC, V/Hz, FOC or torque mode, A frame, RS-485, integrated dynamic braking. Optional EtherNet/IP and Modbus TCP card available. | Stock | 335.5
GS23X-22P0 | DURApulse GS20X series AC general purpose drive, NEMA 4X, 230 VAC, 2hp with 3-phase input, 1hp with 1-phase input, SVC, V/Hz, FOC or torque mode, A frame, RS-485, integrated dynamic braking. Optional EtherNet/IP and Modbus TCP card available. | Stock | 419.5
GS23X-23P0 | DURApulse GS20X series AC general purpose drive, NEMA 4X, 230 VAC, 3hp with 3-phase input, 1-1/2hp with 1-phase input, SVC, V/Hz, FOC or torque mode, B frame, RS-485, integrated dynamic braking. Optional EtherNet/IP and Modbus TCP card available. | Stock | 487
GS23X-25P0 | DURApulse GS20X series AC general purpose drive, NEMA 4X, 230 VAC, 5hp with 3-phase input, 2-1/2hp with 1-phase input, SVC, V/Hz, FOC or torque mode, B frame, RS-485, integrated dynamic braking. Optional EtherNet/IP and Modbus TCP card available. | Stock | 537.5
GS23X-27P5 | DURApulse GS20X series AC general purpose drive, NEMA 4X, 230 VAC, 7-1/2hp with 3-phase input, 3-1/2hp with 1-phase input, SVC, V/Hz, FOC or torque mode, C frame, RS-485, integrated dynamic braking. Optional EtherNet/IP and Modbus TCP card available. | Stock | 820
GS23X-40P5 | DURApulse GS20X series AC general purpose drive, NEMA 4X, 460 VAC, 1/2hp with 3-phase input, SVC, V/Hz, FOC or torque mode, A frame, RS-485, integrated dynamic braking. Optional EtherNet/IP and Modbus TCP card available. | Stock | 378
GS23X-41P0 | DURApulse GS20X series AC general purpose drive, NEMA 4X, 460 VAC, 1hp with 3-phase input, SVC, V/Hz, FOC or torque mode, A frame, RS-485, integrated dynamic braking. Optional EtherNet/IP and Modbus TCP card available. | Stock | 389
GS23X-42P0 | DURApulse GS20X series AC general purpose drive, NEMA 4X, 460 VAC, 2hp with 3-phase input, SVC, V/Hz, FOC or torque mode, A frame, RS-485, integrated dynamic braking. Optional EtherNet/IP and Modbus TCP card available. | Stock | 448
GS23X-43P0 | DURApulse GS20X series AC general purpose drive, NEMA 4X, 460 VAC, 3hp with 3-phase input, SVC, V/Hz, FOC or torque mode, A frame, RS-485, integrated dynamic braking. Optional EtherNet/IP and Modbus TCP card available. | Stock | 498.5
GS23X-45P0 | DURApulse GS20X series AC general purpose drive, NEMA 4X, 460 VAC, 5hp with 3-phase input, SVC, V/Hz, FOC or torque mode, B frame, RS-485, integrated dynamic braking. Optional EtherNet/IP and Modbus TCP card available. | Stock | 606.5
GS23X-47P5 | DURApulse GS20X series AC general purpose drive, NEMA 4X, 460 VAC, 7-1/2hp with 3-phase input, SVC, V/Hz, FOC or torque mode, C frame, RS-485, integrated dynamic braking. Optional EtherNet/IP and Modbus TCP card available. | Stock | 832
GS23X-4010 | DURApulse GS20X series AC general purpose drive, NEMA 4X, 460 VAC, 10hp with 3-phase input, SVC, V/Hz, FOC or torque mode, C frame, RS-485, integrated dynamic braking. Optional EtherNet/IP and Modbus TCP card available. | Stock | 940
ACN-20P5 | IronHorse ACN series AC general purpose drive with disconnect, NEMA 4X, 230 VAC, 1/2hp with 3-phase input, 1/6hp with 1-phase input, SVC, V/Hz or torque mode, 1 frame, RS-485, integrated dynamic braking. Optional EtherNet/IP and Modbus TCP card available. | Stock | 433
ACN-21P0 | IronHorse ACN series AC general purpose drive with disconnect, NEMA 4X, 230 VAC, 1hp with 3-phase input, 1/2hp with 1-phase input, SVC, V/Hz or torque mode, 1 frame, RS-485, integrated dynamic braking. Optional EtherNet/IP and Modbus TCP card available. | Stock | 440
ACN-22P0 | IronHorse ACN series AC general purpose drive with disconnect, NEMA 4X, 230 VAC, 2hp with 3-phase input, 1hp with 1-phase input, SVC, V/Hz or torque mode, 2 frame, RS-485, integrated dynamic braking. Optional EtherNet/IP and Modbus TCP card available. | Stock | 564
ACN-23P0 | IronHorse ACN series AC general purpose drive with disconnect, NEMA 4X, 230 VAC, 3hp with 3-phase input, 1-1/2hp with 1-phase input, SVC, V/Hz or torque mode, 2 frame, RS-485, integrated dynamic braking. Optional EtherNet/IP and Modbus TCP card available. | Stock | 600
ACN-25P0 | IronHorse ACN series AC general purpose drive with disconnect, NEMA 4X, 230 VAC, 5hp with 3-phase input, 2hp with 1-phase input, SVC, V/Hz or torque mode, 2 frame, RS-485, integrated dynamic braking. Optional EtherNet/IP and Modbus TCP card available. | Stock | 736
ACN-27P5 | IronHorse ACN series AC general purpose drive with disconnect, NEMA 4X, 230 VAC, 7-1/2hp with 3-phase input, 3hp with 1-phase input, SVC, V/Hz or torque mode, 3 frame, RS-485, integrated dynamic braking. Optional EtherNet/IP and Modbus TCP card available. | Stock | 1050
ACN-2010 | IronHorse ACN series AC general purpose drive with disconnect, NEMA 4X, 230 VAC, 10hp with 3-phase input, 5hp with 1-phase input, SVC, V/Hz or torque mode, 3 frame, RS-485, integrated dynamic braking. Optional EtherNet/IP and Modbus TCP card available. | Stock | 1171
ACN-2015 | IronHorse ACN series AC general purpose drive with disconnect, NEMA 4X, 230 VAC, 15hp with 3-phase input, 7-1/2hp with 1-phase input, SVC, V/Hz or torque mode, 4 frame, RS-485, integrated dynamic braking. Optional EtherNet/IP and Modbus TCP card available. | Stock | 1448
ACN-2020 | IronHorse ACN series AC general purpose drive with disconnect, NEMA 4X, 230 VAC, 20hp with 3-phase input, 10hp with 1-phase input, SVC, V/Hz or torque mode, 5 frame, RS-485, integrated dynamic braking. Optional EtherNet/IP and Modbus TCP card available. | Stock | 1648
ACN-40P5 | IronHorse ACN series AC general purpose drive with disconnect, NEMA 4X, 460 VAC, 1/2hp with 3-phase input, 1/6hp with 1-phase input, SVC, V/Hz or torque mode, 1 frame, RS-485, integrated dynamic braking. Optional EtherNet/IP and Modbus TCP card available. | Stock | 527
ACN-41P0 | IronHorse ACN series AC general purpose drive with disconnect, NEMA 4X, 460 VAC, 1hp with 3-phase input, 1/2hp with 1-phase input, SVC, V/Hz or torque mode, 1 frame, RS-485, integrated dynamic braking. Optional EtherNet/IP and Modbus TCP card available. | Stock | 538
ACN-42P0 | IronHorse ACN series AC general purpose drive with disconnect, NEMA 4X, 460 VAC, 2hp with 3-phase input, 3/4hp with 1-phase input, SVC, V/Hz or torque mode, 2 frame, RS-485, integrated dynamic braking. Optional EtherNet/IP and Modbus TCP card available. | Stock | 578
ACN-43P0 | IronHorse ACN series AC general purpose drive with disconnect, NEMA 4X, 460 VAC, 3hp with 3-phase input, 1hp with 1-phase input, SVC, V/Hz or torque mode, 2 frame, RS-485, integrated dynamic braking. Optional EtherNet/IP and Modbus TCP card available. | Stock | 657
ACN-45P0 | IronHorse ACN series AC general purpose drive with disconnect, NEMA 4X, 460 VAC, 5hp with 3-phase input, 2hp with 1-phase input, SVC, V/Hz or torque mode, 2 frame, RS-485, integrated dynamic braking. Optional EtherNet/IP and Modbus TCP card available. | Stock | 1146
ACN-47P5 | IronHorse ACN series AC general purpose drive with disconnect, NEMA 4X, 460 VAC, 7-1/2hp with 3-phase input, 3hp with 1-phase input, SVC, V/Hz or torque mode, 3 frame, RS-485, integrated dynamic braking. Optional EtherNet/IP and Modbus TCP card available. | Stock | 1286
ACN-4010 | IronHorse ACN series AC general purpose drive with disconnect, NEMA 4X, 460 VAC, 10hp with 3-phase input, 5hp with 1-phase input, SVC, V/Hz or torque mode, 3 frame, RS-485, integrated dynamic braking. Optional EtherNet/IP and Modbus TCP card available. | Stock | 1426
ACN-4015 | IronHorse ACN series AC general purpose drive with disconnect, NEMA 4X, 460 VAC, 15hp with 3-phase input, 7-1/2hp with 1-phase input, SVC, V/Hz or torque mode, 4 frame, RS-485, integrated dynamic braking. Optional EtherNet/IP and Modbus TCP card available. | Stock | 1510
ACN-4020 | IronHorse ACN series AC general purpose drive with disconnect, NEMA 4X, 460 VAC, 20hp with 3-phase input, 10hp with 1-phase input, SVC, V/Hz or torque mode, 4 frame, RS-485, integrated dynamic braking. Optional EtherNet/IP and Modbus TCP card available. | Stock | 1830
ACN-4025 | IronHorse ACN series AC general purpose drive with disconnect, NEMA 4X, 460 VAC, 25hp with 3-phase input, 10hp with 1-phase input, SVC, V/Hz or torque mode, 5 frame, RS-485, integrated dynamic braking. Optional EtherNet/IP and Modbus TCP card available. | Stock | 1864
ACN-4030 | IronHorse ACN series AC general purpose drive with disconnect, NEMA 4X, 460 VAC, 30hp with 3-phase input, 15hp with 1-phase input, SVC, V/Hz or torque mode, 5 frame, RS-485, integrated dynamic braking. Optional EtherNet/IP and Modbus TCP card available. | Stock | 1992
ACNND-20P5 | IronHorse ACN series AC general purpose drive, NEMA 4X, 230 VAC, 1/2hp with 3-phase input, 1/6hp with 1-phase input, SVC, V/Hz or torque mode, 1 frame, RS-485, integrated dynamic braking. Optional EtherNet/IP and Modbus TCP card available. | Stock | 243
ACNND-21P0 | IronHorse ACN series AC general purpose drive, NEMA 4X, 230 VAC, 1hp with 3-phase input, 1/2hp with 1-phase input, SVC, V/Hz or torque mode, 1 frame, RS-485, integrated dynamic braking. Optional EtherNet/IP and Modbus TCP card available. | Stock | 283
ACNND-22P0 | IronHorse ACN series AC general purpose drive, NEMA 4X, 230 VAC, 2hp with 3-phase input, 1hp with 1-phase input, SVC, V/Hz or torque mode, 2 frame, RS-485, integrated dynamic braking. Optional EtherNet/IP and Modbus TCP card available. | Stock | 364
ACNND-23P0 | IronHorse ACN series AC general purpose drive, NEMA 4X, 230 VAC, 3hp with 3-phase input, 1-1/2hp with 1-phase input, SVC, V/Hz or torque mode, 2 frame, RS-485, integrated dynamic braking. Optional EtherNet/IP and Modbus TCP card available. | Stock | 387
ACNND-25P0 | IronHorse ACN series AC general purpose drive, NEMA 4X, 230 VAC, 5hp with 3-phase input, 2hp with 1-phase input, SVC, V/Hz or torque mode, 2 frame, RS-485, integrated dynamic braking. Optional EtherNet/IP and Modbus TCP card available. | Stock | 519
ACNND-27P5 | IronHorse ACN series AC general purpose drive, NEMA 4X, 230 VAC, 7-1/2hp with 3-phase input, 3hp with 1-phase input, SVC, V/Hz or torque mode, 3 frame, RS-485, integrated dynamic braking. Optional EtherNet/IP and Modbus TCP card available. | Stock | 712
ACNND-2010 | IronHorse ACN series AC general purpose drive, NEMA 4X, 230 VAC, 10hp with 3-phase input, 5hp with 1-phase input, SVC, V/Hz or torque mode, 3 frame, RS-485, integrated dynamic braking. Optional EtherNet/IP and Modbus TCP card available. | Stock | 794
ACNND-2015 | IronHorse ACN series AC general purpose drive, NEMA 4X, 230 VAC, 15hp with 3-phase input, 7-1/2hp with 1-phase input, SVC, V/Hz or torque mode, 4 frame, RS-485, integrated dynamic braking. Optional EtherNet/IP and Modbus TCP card available. | Stock | 980
ACNND-2020 | IronHorse ACN series AC general purpose drive, NEMA 4X, 230 VAC, 20hp with 3-phase input, 10hp with 1-phase input, SVC, V/Hz or torque mode, 5 frame, RS-485, integrated dynamic braking. Optional EtherNet/IP and Modbus TCP card available. | Stock | 1117
ACNND-40P5 | IronHorse ACN series AC general purpose drive, NEMA 4X, 460 VAC, 1/2hp with 3-phase input, 1/6hp with 1-phase input, SVC, V/Hz or torque mode, 1 frame, RS-485, integrated dynamic braking. Optional EtherNet/IP and Modbus TCP card available. | Stock | 341
ACNND-41P0 | IronHorse ACN series AC general purpose drive, NEMA 4X, 460 VAC, 1hp with 3-phase input, 1/2hp with 1-phase input, SVC, V/Hz or torque mode, 1 frame, RS-485, integrated dynamic braking. Optional EtherNet/IP and Modbus TCP card available. | Stock | 350
ACNND-42P0 | IronHorse ACN series AC general purpose drive, NEMA 4X, 460 VAC, 2hp with 3-phase input, 3/4hp with 1-phase input, SVC, V/Hz or torque mode, 2 frame, RS-485, integrated dynamic braking. Optional EtherNet/IP and Modbus TCP card available. | Stock | 375
ACNND-43P0 | IronHorse ACN series AC general purpose drive, NEMA 4X, 460 VAC, 3hp with 3-phase input, 1hp with 1-phase input, SVC, V/Hz or torque mode, 2 frame, RS-485, integrated dynamic braking. Optional EtherNet/IP and Modbus TCP card available. | Stock | 463
ACNND-45P0 | IronHorse ACN series AC general purpose drive, NEMA 4X, 460 VAC, 5hp with 3-phase input, 2hp with 1-phase input, SVC, V/Hz or torque mode, 2 frame, RS-485, integrated dynamic braking. Optional EtherNet/IP and Modbus TCP card available. | Stock | 607
ACNND-47P5 | IronHorse ACN series AC general purpose drive, NEMA 4X, 460 VAC, 7-1/2hp with 3-phase input, 3hp with 1-phase input, SVC, V/Hz or torque mode, 3 frame, RS-485, integrated dynamic braking. Optional EtherNet/IP and Modbus TCP card available. | Stock | 792
ACNND-4010 | IronHorse ACN series AC general purpose drive, NEMA 4X, 460 VAC, 10hp with 3-phase input, 5hp with 1-phase input, SVC, V/Hz or torque mode, 3 frame, RS-485, integrated dynamic braking. Optional EtherNet/IP and Modbus TCP card available. | Stock | 878
ACNND-4015 | IronHorse ACN series AC general purpose drive, NEMA 4X, 460 VAC, 15hp with 3-phase input, 7-1/2hp with 1-phase input, SVC, V/Hz or torque mode, 4 frame, RS-485, integrated dynamic braking. Optional EtherNet/IP and Modbus TCP card available. | Stock | 928
ACNND-4020 | IronHorse ACN series AC general purpose drive, NEMA 4X, 460 VAC, 20hp with 3-phase input, 10hp with 1-phase input, SVC, V/Hz or torque mode, 4 frame, RS-485, integrated dynamic braking. Optional EtherNet/IP and Modbus TCP card available. | Stock | 1127
ACNND-4025 | IronHorse ACN series AC general purpose drive, NEMA 4X, 460 VAC, 25hp with 3-phase input, 10hp with 1-phase input, SVC, V/Hz or torque mode, 5 frame, RS-485, integrated dynamic braking. Optional EtherNet/IP and Modbus TCP card available. | Stock | 1147
ACNND-4030 | IronHorse ACN series AC general purpose drive, NEMA 4X, 460 VAC, 30hp with 3-phase input, 15hp with 1-phase input, SVC, V/Hz or torque mode, 5 frame, RS-485, integrated dynamic braking. Optional EtherNet/IP and Modbus TCP card available. | Stock | 1226
14990863 | WEG Electric CFW500 series AC high-performance drive with disconnect, NEMA 4X, 230 VAC, 1/4hp with 3-phase and 1-phase input, SVC, V/Hz, VVW, FOC, encoder or torque mode, A frame, RS-485, integrated dynamic braking. Optional communication and STO modules available. | Stock | 590
14991103 | WEG Electric CFW500 series AC high-performance drive with disconnect, NEMA 4X, 230 VAC, 1/2hp with 3-phase and 1-phase input, SVC, V/Hz, VVW, FOC, encoder or torque mode, A frame, RS-485, integrated dynamic braking. Optional communication and STO modules available. | Stock | 608
14991753 | WEG Electric CFW500 series AC high-performance drive with disconnect, NEMA 4X, 230 VAC, 1hp with 3-phase and 1-phase input, SVC, V/Hz, VVW, FOC, encoder or torque mode, A frame, RS-485, integrated dynamic braking. Optional communication and STO modules available. | Stock | 647
14938005 | WEG Electric CFW500 series AC high-performance drive with disconnect, NEMA 4X, 230 VAC, 2hp with 3-phase and 1-phase input, SVC, V/Hz, VVW, FOC, encoder or torque mode, A frame, RS-485, integrated dynamic braking. Optional communication and STO modules available. | Stock | 773
14938047 | WEG Electric CFW500 series AC high-performance drive with disconnect, NEMA 4X, 230 VAC, 3hp with 3-phase and 1-phase input, SVC, V/Hz, VVW, FOC, encoder or torque mode, A frame, RS-485, integrated dynamic braking. Optional communication and STO modules available. | Stock | 829
14938113 | WEG Electric CFW500 series AC high-performance drive with disconnect, NEMA 4X, 230 VAC, 5hp with 3-phase input, SVC, V/Hz, VVW, FOC, encoder or torque mode, A frame, RS-485, integrated dynamic braking. Optional communication and STO modules available. | Stock | 1026
14975838 | WEG Electric CFW500 series AC high-performance drive with disconnect, NEMA 4X, 230 VAC, 7-1/2hp with 3-phase input, SVC, V/Hz, VVW, FOC, encoder or torque mode, B frame, RS-485, integrated dynamic braking. Optional communication and STO modules available. | Stock | 1481
14938655 | WEG Electric CFW500 series AC high-performance drive with disconnect, NEMA 4X, 230 VAC, 10hp with 3-phase input, SVC, V/Hz, VVW, FOC, encoder or torque mode, B frame, RS-485, integrated dynamic braking. Optional communication and STO modules available. | Stock | 1729
16905714 | WEG Electric CFW500 series AC high-performance drive with disconnect, NEMA 4X, 230 VAC, 15hp with 3-phase input, SVC, V/Hz, VVW, FOC, encoder or torque mode, C frame, RS-485, integrated dynamic braking. Optional communication and STO modules available. | Stock | 2795
16905837 | WEG Electric CFW500 series AC high-performance drive with disconnect, NEMA 4X, 230 VAC, 20hp with 3-phase input, SVC, V/Hz, VVW, FOC, encoder or torque mode, C frame, RS-485, integrated dynamic braking. Optional communication and STO modules available. | Stock | 3279
14991953 | WEG Electric CFW500 series AC high-performance drive with disconnect, NEMA 4X, 460 VAC, 1/3hp with 3-phase input, SVC, V/Hz, VVW, FOC, encoder or torque mode, A frame, RS-485, integrated dynamic braking. Optional communication and STO modules available. | Stock | 723
14992148 | WEG Electric CFW500 series AC high-performance drive with disconnect, NEMA 4X, 460 VAC, 1/2hp with 3-phase input, SVC, V/Hz, VVW, FOC, encoder or torque mode, A frame, RS-485, integrated dynamic braking. Optional communication and STO modules available. | Stock | 742
14976517 | WEG Electric CFW500 series AC high-performance drive with disconnect, NEMA 4X, 460 VAC, 1hp with 3-phase input, SVC, V/Hz, VVW, FOC, encoder or torque mode, A frame, RS-485, integrated dynamic braking. Optional communication and STO modules available. | Stock | 752
14976809 | WEG Electric CFW500 series AC high-performance drive with disconnect, NEMA 4X, 460 VAC, 2hp with 3-phase input, SVC, V/Hz, VVW, FOC, encoder or torque mode, A frame, RS-485, integrated dynamic braking. Optional communication and STO modules available. | Stock | 891
14977065 | WEG Electric CFW500 series AC high-performance drive with disconnect, NEMA 4X, 460 VAC, 3hp with 3-phase input, SVC, V/Hz, VVW, FOC, encoder or torque mode, A frame, RS-485, integrated dynamic braking. Optional communication and STO modules available. | Stock | 1063
14977266 | WEG Electric CFW500 series AC high-performance drive with disconnect, NEMA 4X, 460 VAC, 5hp with 3-phase input, SVC, V/Hz, VVW, FOC, encoder or torque mode, A frame, RS-485, integrated dynamic braking. Optional communication and STO modules available. | Stock | 1254
14977397 | WEG Electric CFW500 series AC high-performance drive with disconnect, NEMA 4X, 460 VAC, 7-1/2hp with 3-phase input, SVC, V/Hz, VVW, FOC, encoder or torque mode, B frame, RS-485, integrated dynamic braking. Optional communication and STO modules available. | Stock | 1558
14977556 | WEG Electric CFW500 series AC high-performance drive with disconnect, NEMA 4X, 460 VAC, 10hp with 3-phase input, SVC, V/Hz, VVW, FOC, encoder or torque mode, B frame, RS-485, integrated dynamic braking. Optional communication and STO modules available. | Stock | 1729
14978365 | WEG Electric CFW500 series AC high-performance drive with disconnect, NEMA 4X, 460 VAC, 15hp with 3-phase input, SVC, V/Hz, VVW, FOC, encoder or torque mode, B frame, RS-485, integrated dynamic braking. Optional communication and STO modules available. | Stock | 2297
14978573 | WEG Electric CFW500 series AC high-performance drive with disconnect, NEMA 4X, 460 VAC, 20hp with 3-phase input, SVC, V/Hz, VVW, FOC, encoder or torque mode, B frame, RS-485, integrated dynamic braking. Optional communication and STO modules available. | Stock | 2771
16906222 | WEG Electric CFW500 series AC high-performance drive with disconnect, NEMA 4X, 460 VAC, 25hp with 3-phase input, SVC, V/Hz, VVW, FOC, encoder or torque mode, C frame, RS-485, integrated dynamic braking. Optional communication and STO modules available. | Stock | 3574
16906332 | WEG Electric CFW500 series AC high-performance drive with disconnect, NEMA 4X, 460 VAC, 30hp with 3-phase input, SVC, V/Hz, VVW, FOC, encoder or torque mode, C frame, RS-485, integrated dynamic braking. Optional communication and STO modules available. | Stock | 4546
14989840 | WEG Electric CFW500 series AC high-performance drive, NEMA 4X, 230 VAC, 1/4hp with 3-phase and 1-phase input, SVC, V/Hz, VVW, FOC, encoder or torque mode, A frame, RS-485, integrated dynamic braking. Optional communication and STO modules available. | Stock | 512
14990985 | WEG Electric CFW500 series AC high-performance drive, NEMA 4X, 230 VAC, 1/2hp with 3-phase and 1-phase input, SVC, V/Hz, VVW, FOC, encoder or torque mode, A frame, RS-485, integrated dynamic braking. Optional communication and STO modules available. | Stock | 528
14991517 | WEG Electric CFW500 series AC high-performance drive, NEMA 4X, 230 VAC, 1hp with 3-phase and 1-phase input, SVC, V/Hz, VVW, FOC, encoder or torque mode, A frame, RS-485, integrated dynamic braking. Optional communication and STO modules available. | Stock | 561
14937890 | WEG Electric CFW500 series AC high-performance drive, NEMA 4X, 230 VAC, 2hp with 3-phase and 1-phase input, SVC, V/Hz, VVW, FOC, encoder or torque mode, A frame, RS-485, integrated dynamic braking. Optional communication and STO modules available. | Stock | 670
14938041 | WEG Electric CFW500 series AC high-performance drive, NEMA 4X, 230 VAC, 3hp with 3-phase and 1-phase input, SVC, V/Hz, VVW, FOC, encoder or torque mode, A frame, RS-485, integrated dynamic braking. Optional communication and STO modules available. | Stock | 723
14938111 | WEG Electric CFW500 series AC high-performance drive, NEMA 4X, 230 VAC, 5hp with 3-phase input, SVC, V/Hz, VVW, FOC, encoder or torque mode, A frame, RS-485, integrated dynamic braking. Optional communication and STO modules available. | Stock | 891
14975783 | WEG Electric CFW500 series AC high-performance drive, NEMA 4X, 230 VAC, 7-1/2hp with 3-phase input, SVC, V/Hz, VVW, FOC, encoder or torque mode, B frame, RS-485, integrated dynamic braking. Optional communication and STO modules available. | Stock | 1287
14938547 | WEG Electric CFW500 series AC high-performance drive, NEMA 4X, 230 VAC, 10hp with 3-phase input, SVC, V/Hz, VVW, FOC, encoder or torque mode, B frame, RS-485, integrated dynamic braking. Optional communication and STO modules available. | Stock | 1502
16905623 | WEG Electric CFW500 series AC high-performance drive, NEMA 4X, 230 VAC, 15hp with 3-phase input, SVC, V/Hz, VVW, FOC, encoder or torque mode, C frame, RS-485, integrated dynamic braking. Optional communication and STO modules available. | Stock | 2430
16905795 | WEG Electric CFW500 series AC high-performance drive, NEMA 4X, 230 VAC, 20hp with 3-phase input, SVC, V/Hz, VVW, FOC, encoder or torque mode, C frame, RS-485, integrated dynamic braking. Optional communication and STO modules available. | Stock | 2852
14991899 | WEG Electric CFW500 series AC high-performance drive, NEMA 4X, 460 VAC, 1/3hp with 3-phase input, SVC, V/Hz, VVW, FOC, encoder or torque mode, A frame, RS-485, integrated dynamic braking. Optional communication and STO modules available. | Stock | 627
14992113 | WEG Electric CFW500 series AC high-performance drive, NEMA 4X, 460 VAC, 1/2hp with 3-phase input, SVC, V/Hz, VVW, FOC, encoder or torque mode, A frame, RS-485, integrated dynamic braking. Optional communication and STO modules available. | Stock | 643
14975888 | WEG Electric CFW500 series AC high-performance drive, NEMA 4X, 460 VAC, 1hp with 3-phase input, SVC, V/Hz, VVW, FOC, encoder or torque mode, A frame, RS-485, integrated dynamic braking. Optional communication and STO modules available. | Stock | 654
14976683 | WEG Electric CFW500 series AC high-performance drive, NEMA 4X, 460 VAC, 2hp with 3-phase input, SVC, V/Hz, VVW, FOC, encoder or torque mode, A frame, RS-485, integrated dynamic braking. Optional communication and STO modules available. | Stock | 776
14976814 | WEG Electric CFW500 series AC high-performance drive, NEMA 4X, 460 VAC, 3hp with 3-phase input, SVC, V/Hz, VVW, FOC, encoder or torque mode, A frame, RS-485, integrated dynamic braking. Optional communication and STO modules available. | Stock | 924
14977261 | WEG Electric CFW500 series AC high-performance drive, NEMA 4X, 460 VAC, 5hp with 3-phase input, SVC, V/Hz, VVW, FOC, encoder or torque mode, A frame, RS-485, integrated dynamic braking. Optional communication and STO modules available. | Stock | 1089
14977391 | WEG Electric CFW500 series AC high-performance drive, NEMA 4X, 460 VAC, 7-1/2hp with 3-phase input, SVC, V/Hz, VVW, FOC, encoder or torque mode, B frame, RS-485, integrated dynamic braking. Optional communication and STO modules available. | Stock | 1353
14977552 | WEG Electric CFW500 series AC high-performance drive, NEMA 4X, 460 VAC, 10hp with 3-phase input, SVC, V/Hz, VVW, FOC, encoder or torque mode, B frame, RS-485, integrated dynamic braking. Optional communication and STO modules available. | Stock | 1502
14977629 | WEG Electric CFW500 series AC high-performance drive, NEMA 4X, 460 VAC, 15hp with 3-phase input, SVC, V/Hz, VVW, FOC, encoder or torque mode, B frame, RS-485, integrated dynamic braking. Optional communication and STO modules available. | Stock | 1996
14978548 | WEG Electric CFW500 series AC high-performance drive, NEMA 4X, 460 VAC, 20hp with 3-phase input, SVC, V/Hz, VVW, FOC, encoder or torque mode, B frame, RS-485, integrated dynamic braking. Optional communication and STO modules available. | Stock | 2409
16906016 | WEG Electric CFW500 series AC high-performance drive, NEMA 4X, 460 VAC, 25hp with 3-phase input, SVC, V/Hz, VVW, FOC, encoder or torque mode, C frame, RS-485, integrated dynamic braking. Optional communication and STO modules available. | Stock | 3108
16906227 | WEG Electric CFW500 series AC high-performance drive, NEMA 4X, 460 VAC, 30hp with 3-phase input, SVC, V/Hz, VVW, FOC, encoder or torque mode, C frame, RS-485, integrated dynamic braking. Optional communication and STO modules available. | Stock | 3953
ES1-3A-N4 | IronHorse ES1 series AC general purpose drive, NEMA 4X, 120 VAC and 230 VAC, 3/4hp with 1-phase input, V/Hz mode, 1 frame. | Stock | 255
ES1-3A-N4R | IronHorse ES1 series AC general purpose drive, NEMA 4X, 120 VAC and 230 VAC, 3/4hp with 1-phase input, V/Hz mode, 1 frame. | Stock | 294
ES1-6A-N4 | IronHorse ES1 series AC general purpose drive, NEMA 4X, 120 VAC and 230 VAC, 2hp @ 230 VAC or 1hp @ 120 VAC with 1-phase input, V/Hz mode, 1 frame. | Stock | 398
ES1-6A-N4R | IronHorse ES1 series AC general purpose drive, NEMA 4X, 120 VAC and 230 VAC, 2hp @ 230 VAC or 1hp @ 120 VAC with 1-phase input, V/Hz mode, 1 frame. | Stock | 436
VFD Communications and I/O Modules for AC Variable Frequency Drives
GS20A-CM-ENETIP | DURApulse GS20 series communication module, EtherNet/IP and Modbus TCP, 1 port, (1) Ethernet (RJ45) port(s). For use with GS20 and GS20X series AC drives. | Stock | 94
GS20A-CM-EIP2 | DURApulse GS20 series communication module, EtherNet/IP and Modbus TCP, 2 ports, (2) Ethernet (RJ45) port(s). For use with GS20 and GS20X series AC drives. | Stock | 101
GS30A-CM-EIP1 | DURApulse GS30 series communication module, EtherNet/IP and Modbus TCP, 1 port, (1) Ethernet (RJ45) port(s). For use with GS30 series AC drives. | Stock | 94
GS30A-CM-EIP2 | DURApulse GS30 series communication module, EtherNet/IP and Modbus TCP, 2 ports, (2) Ethernet (RJ45) port(s). For use with GS30 series AC drives. | Stock | 101
GS30A-CM-EIPKITP2 | DURApulse GS30 mounting cover, for use with GS20 and GS30 series communication modules. Used when communication module is installed in position 2. | Stock | 22.5
ACG-ET2 | IronHorse ACG series communication module, EtherNet/IP and Modbus TCP, 2 ports, (2) Ethernet (RJ45) and (1) RS-485 (RJ45) port(s). For use with IronHorse ACG series AC drives. Mounting hardware included. | Stock | 104
GS30A-CM-ECAT | DURApulse GS30 series communication module, EtherCAT Slave, 2 ports, (2) Ethernet (RJ45) port(s). For use with GS30 series AC drives. | Stock | 132
GS4-CM-ENETIP | DURApulse GS4 series communication module, EtherNet/IP, 1 port, (1) Ethernet (RJ45) port(s). | Stock | 112
GS4-CM-MODTCP | DURApulse GS4 series communication module, Modbus TCP, 1 port, (1) Ethernet (RJ45) port(s). | Stock | 109
ACN-ETH | IronHorse ACN series communication module, EtherNet/IP and Modbus TCP, 1 port, (1) Ethernet (RJ45) and (1) RS-232 (RJ45) port(s). For use with IronHorse ACN series drives. Mounting hardware included. | Stock | 136
17170404 | WEG Electric CFW500 series communication module, EtherNet/IP, Modbus TCP, Modbus RTU, BACnet and webserver, 3 ports, (2) Ethernet (RJ45) and (1) RS-485 (3-pin terminal) port(s). For use with WEG CFW500 series AC drives. | Stock | 348
ACN-ECAT | IronHorse ACN series communication module, EtherCAT Slave, 2 ports, (2) Ethernet (RJ45) port(s). For use with IronHorse ACN series AC drives. | Stock | 189
12892814 | WEG Electric CFW500 series communication module, EtherNet/IP, Modbus RTU and BACnet, 2 ports, (1) Ethernet (RJ45) and (1) RS-485 (3-pin terminal) port(s). For use with WEG CFW500 series AC drives. | Stock | 307
12892816 | WEG Electric CFW500 series communication module, PROFINET, Modbus TCP, Modbus RTU and BACnet, 2 ports, (1) PROFINET (RJ45) and (1) RS-485 (3-pin terminal) port(s). For use with WEG CFW500 series AC drives. | Stock | 302
12892815 | WEG Electric CFW500 series communication module, Modbus TCP, Modbus RTU and BACnet, 2 ports, (1) Ethernet (RJ45) and (1) RS-485 (3-pin terminal) port(s). For use with WEG CFW500 series AC drives. | Stock | 307
14742005 | WEG Electric CFW500 series communication module, Modbus RTU and BACnet, 2 ports, (1) RS-232 (3-pin terminal) and (1) RS-485 (3-pin terminal) port(s). For use with WEG CFW500 series AC drives. | Stock | 86
14742001 | WEG Electric CFW500 series communication module, Modbus RTU and BACnet, 2 ports, (1) RS-485 (3-pin terminal) and (1) miniB-USB port(s). For use with WEG CFW500 series AC drives. | Stock | 129
15353140 | WEG Electric CFW500 series communication module, Modbus RTU and BACnet, 2 ports, (2) RS-485 (3-pin terminal) port(s). For use with WEG CFW500 series AC drives. | Stock | 89
CFW300-CUSB | WEG Electric CFW300 series communication module, Modbus RTU, 1 port, (1) miniB-USB port(s). For use with WEG CFW300 series AC drives. (1) 6.5ft/2m USB A to miniB-USB cable included. | Stock | 44
CFW300-CRS232 | WEG Electric CFW300 series communication module, Modbus RTU, 1 port, (1) RS-232 (5-pin terminal) port(s). For use with WEG CFW300 series AC drives. | Stock | 41.5
CFW300-CRS485 | WEG Electric CFW300 series communication module, Modbus RTU, 2 ports, (1) RS-485 (5-pin terminal) and (1) miniB-USB port(s). For use with WEG CFW300 series AC drives. | Stock | 41.5
CFW320-CETH | WEG Electric CFW320 series communication module, EtherNet/IP, Modbus TCP and webserver, 2 ports, (2) Ethernet (RJ45) port(s). For use with WEG CFW320 series AC drives. | Stock | 177
CFW320-CRS485 | WEG Electric CFW320 series communication module, Modbus RTU, 2 ports, (1) RS-485 (5-pin terminal) and (1) miniB-USB port(s). For use with WEG CFW320 series AC drives. | Stock | 53
CFW320-CUSB | WEG Electric CFW320 series communication module, Modbus RTU, 1 port, (1) miniB-USB port(s). For use with WEG CFW320 series AC drives. (1) 6.5ft/2m USB A to miniB-USB cable included. | Stock | 61
CFW320-CRS232 | WEG Electric CFW320 series communication module, Modbus RTU, 1 port, (1) RS-232 (5-pin terminal) port(s). For use with WEG CFW320 series AC drives. | Stock | 53
CFW320-IODR | WEG Electric CFW320 series discrete combo module, Input: 4-point, 24 VDC, sinking/sourcing, Output: 3-point, 250 VAC, relay, (3) Form A (SPST) relays, 5A/point. For use with WEG CFW320 series AC drives. | Stock | 69
CFW320-IOAR | WEG Electric CFW320 series relay/analog combo module, Analog Input: 1-channel, current/voltage, Analog Output: 1-channel, current/voltage, Discrete Output: 3-point, relay, (3) Form A (SPST) relays. For use with WEG CFW320 series AC drives. | Stock | 91
CFW320-IOAENC | WEG Electric CFW320 series encoder analog combo module, 400 kHz maximum switching frequency, 1-channel quadrature encoder input, Analog Input: 1-channel, Analog Output: 2-channel. For use with WEG CFW320 series AC drives. | Stock | 92
CFW320-IOP | WEG Electric CFW320 series speed potentiometer module, enclosed, IP20, plastic housing. For use with WEG CFW320 series AC drives. | Stock | 56
CFW320-IODF | WEG Electric CFW320 series pulse combo module, 3 kHz maximum switching frequency, 3 high-speed input point(s), sinking, single-ended encoder input(s), 3 high-speed output point(s), sourcing, single-ended output(s). | Stock | 74
CFW100-CUSB | WEG Electric CFW100 series communication module, Modbus RTU, 1 port, (1) miniB-USB port(s). For use with WEG CFW100 series AC drives. | Stock | 52
CFW100-CRS485 | WEG Electric CFW100 series communication module, Modbus RTU, 1 port, (1) RS-485 (5-pin terminal) and (1) miniB-USB port(s). For use with WEG CFW100 series AC drives. | Stock | 49
GS30A-FB-LD | DURApulse GS30 series encoder module, line driver (differential) encoder input. For use with GS30 series AC drives. Supports 1-phase and 2-phase input and output. | Stock | 122
GS30A-FB-OC | DURApulse GS30 series encoder module, NPN open collector and PNP open collector encoder input. For use with GS30 series AC drives. Supports 1-phase and 2-phase input and output. | Stock | 119
GS30A-06CDD | DURApulse GS30 series discrete combo module, Input: 3-point, 24 VDC, sinking/sourcing selectable, Output: 3-point, 48 VDC, sinking/sourcing selectable, 30 mA/point, 50 mA resistive output current. For use with GS30 series AC drives. | Stock | 57
GS30A-2AD2DA | DURApulse GS30 series analog combo module, Input: 2-channel, current/voltage, 0-20 mA and 4-20 mA, 0-10 VDC, Output: 2-channel, current/voltage, 0-20 mA and 4-20 mA, 0-10 VDC. | Stock | 66
GS30A-02TRC | DURApulse GS30 series relay output module, 2-point, 240 VAC/30 VDC, (2) Form C, 2 isolated common(s), 1 point(s) per common. Screw terminal blocks included. | Stock | 62
GS30A-03TRA | DURApulse GS30 series relay output module, 3-point, 250 VAC/30 VDC, (3) Form A, 2 isolated common(s), 1 point(s) per common. Screw terminal blocks included. | Stock | 67
GS30A-BPS | DURApulse GS30 series backup power supply module, for use with GS30 series AC drives. | Stock | 144
GS4-06CDD | DURApulse GS4 series discrete combo module, Input: 4-point, 24 VDC, sinking/sourcing selectable, Output: 2-point, 24 VDC, sinking/sourcing selectable, 50 mA resistive output current. | Stock | 38.5
GS4-06NA | DURApulse GS4 series discrete input module, 6-point, 120 VAC, sinking, 1 common(s). | Stock | 41.5
GS4-06TR | DURApulse GS4 series relay output module, 6-point, 250 VAC/30 VDC, (1) Form A, 6 isolated common(s), 1 point(s) per common. | Stock | 63
ACN-EIO | IronHorse ACN series relay/analog combo module, Analog Input: 2-channel, current/voltage, Analog Output: 1-channel, current/voltage, Discrete Input: 3-point, sinking/sourcing, Discrete Output: 2-point, relay, (2) Form C (SPDT) relays. | Stock | 248
12619000 | WEG Electric CFW500 series encoder analog combo module, 400 kHz maximum switching frequency, 1-channel quadrature encoder input, Analog Input: 1-channel, Analog Output: 1-channel. For use with WEG CFW500 series AC drives. | Stock | 129
14741859 | WEG Electric CFW500 series relay/analog combo module, Analog Input: 1-channel, current/voltage, Analog Output: 1-channel, current/voltage, Discrete Input: 4-point, sourcing, Discrete Output: 2-point, relay, (1) Form C (SPDT) relay. | Stock | 68
14968050 | WEG Electric CFW500 series relay/analog combo module, Analog Input: 1-channel, current/voltage, Analog Output: 1-channel, current/voltage, Discrete Input: 5-point, sinking/sourcing, Discrete Output: 5-point, relay, (3) Form A (SPST) relays, (1) Form C (SPDT) relay. | Stock | 77
14742006 | WEG Electric CFW500 series relay/analog combo module, Analog Input: 1-channel, current/voltage, Analog Output: 1-channel, current/voltage, Discrete Input: 8-point, sourcing, Discrete Output: 5-point, relay, (1) Form C (SPDT) relay. | Stock | 88
14742129 | WEG Electric CFW500 series relay/analog combo module, Analog Input: 3-channel, current/voltage, Analog Output: 2-channel, current/voltage, Discrete Input: 6-point, sourcing, Discrete Output: 4-point, relay, (1) Form C (SPDT) relay. | Stock | 112
15560296 | WEG Electric CFW500 series STO module, for use with WEG CFW500 series AC drives. | Stock | 87
AS3-ACI | Toshiba AS3 series relay/analog combo module, Analog Input: 3-channel, current/voltage, Analog Output: 2-channel, current/voltage, Discrete Input: 6-point, Discrete Output: 3-point, relay, (1) Form C (SPDT) relay, (2) Form A (SPST) relays. | Stock | 230
VEC008Z | Toshiba AS3 series encoder module, line driver (differential) encoder input. For use with Toshiba AS3 series AC drives. Requires 15-pin D-sub HD15 male connector (sold separately). | Stock | 134
IPE003Z | Toshiba communication module, EtherCAT Slave, 2 ports, (2) Ethernet (RJ45) port(s). For use with Toshiba AS3 series AC drives. | Stock | 267
CFW300-IODR | WEG Electric CFW300 series discrete combo module, Input: 4-point, 24 VDC, sinking/sourcing, Output: 3-point, 250 VAC, relay, (3) Form A (SPST) relays, 5A/point. For use with WEG CFW300 series AC drives. | Stock | 55
CFW300-IOAENC | WEG Electric CFW300 series encoder analog combo module, 400 kHz maximum switching frequency, 1-channel quadrature encoder input, Analog Input: 1-channel, Analog Output: 2-channel. For use with WEG CFW300 series AC drives. | Stock | 73
CFW300-IOAR | WEG Electric CFW300 series relay/analog combo module, Analog Input: 1-channel, current/voltage, Analog Output: 1-channel, current/voltage, Discrete Output: 3-point, relay, (3) Form A (SPST) relays. For use with WEG CFW300 series AC drives. | Stock | 72
CFW300-IOADR | WEG Electric CFW300 series temperature combo module with infrared remote control, thermistor, 1-channel input, 3-point output, 250 VAC, (3) Form A (SPST) relays. For use with WEG CFW300 series AC drives. | Stock | 105
CFW100-IOD | WEG Electric CFW100 series discrete input module, 4-point, 24 VDC, sinking/sourcing. For use with WEG CFW100 series AC drives. | Stock | 49
CFW100-IOAR | WEG Electric CFW100 series relay/analog combo module, Analog Input: 1-channel, current/voltage, Discrete Output: 1-point, relay, (1) Form A (SPST) relay. For use with WEG CFW100 series AC drives. | Stock | 49
CFW100-IOADR | WEG Electric CFW100 series temperature combo module with infrared remote control, thermistor, 1-channel input, 3-point output, 240 VAC, (3) Form A (SPST) relays. For use with WEG CFW100 series AC drives. | Stock | 123
CFW100-IOA | WEG Electric CFW100 series analog combo module, Analog Input: 1-channel, current/voltage, Analog Output: 1-channel, current/voltage. For use with WEG CFW100 series AC drives. | Stock | 59
Accessories for AC Variable Frequency Drives
GSDA-5K | IronHorse GSD series speed potentiometer kit, replacement, output up to input voltage, 5k ohm, 0.5W. For use with all GSD series DC drives. Includes potentiometer, knob, 0-100% dial and mounting hardware. | Stock | 25
GS20A-DR-AB | DURApulse GS20 DIN rail adapter, for use with GS10, GS20 and GS30 series A and B frame AC drives. Allows GS20 series drive to be mounted on 35mm DIN rail. | Stock | 6
GS20A-DR-C | DURApulse GS20 DIN rail adapter, for use with GS10, GS20 and GS30 series C frame AC drives. Allows GS20 series drive to be mounted on 35mm DIN rail. | Stock | 7.25
GS4-KPD | DURApulse GS4 series keypad, replacement. For use with GS4, GS10, GS20, GS20X and GS30 series AC drives. Electrical connector included. | Stock | 123
GS4-BZL | DURApulse GS4 series bezel, for use with GS4-KPD keypad. Mounting hardware included. | Stock | 34.5
GS20A-KPD | DURApulse GS20 series keypad, replacement. For use with GS20 series AC drives. | Stock | 30.5
GS30A-KPD | DURApulse GS30 series keypad, replacement. For use with GS30 series AC drives. | Stock | 67
GS20A-BPS | DURApulse GS20 series backup power supply module, for use with GS20 and GS20X series AC drives. | Stock | 160
GS20A-MP-AB | DURApulse GS20 series mounting plate, for use with GS10, GS20 and GS30 series A and B frame AC drives. Allows drive input power to be wired from the top. | Stock | 54
GS20A-MP-C | DURApulse GS20 mounting plate, for use with GS10, GS20 and GS30 series C frame AC drives. Allows GS20 series drive input power to be wired from the top. | Stock | 63
GS20A-N1A1 | DURApulse GS20 series conduit box, NEMA 1. For use with GS20 series A1 and A2 frame AC drives. Mounting hardware included. | Stock | 30.5
GS20A-N1A3 | DURApulse GS20 series conduit box, NEMA 1. For use with GS20 series A3 - A5 frame AC drives. Mounting hardware included. | Stock | 33.5
GS20A-N1B | DURApulse GS20 series conduit box, NEMA 1. For use with GS20 series B frame AC drives. Mounting hardware included. | Stock | 33.5
GS20A-N1C | DURApulse GS20 series conduit box, NEMA 1. For use with GS20 series C frame AC drives. Mounting hardware included. | Stock | 35.5
GS20A-N1D | DURApulse GS20 series conduit box, NEMA 1. For use with GS20 series D frame AC drives. Mounting hardware included. | Stock | 35.5
GS20A-N1E | DURApulse GS20 series conduit box, NEMA 1. For use with GS20 series E frame AC drives. Mounting hardware included. | Stock | 35.5
GS20A-N1F | DURApulse GS20 series conduit box, NEMA 1. For use with GS20 series F frame AC drives. Mounting hardware included. | Stock | 38.5
GS20A-ESP-A | DURApulse GS20 EMC shield plate, for use with GS10, GS20 and GS30 series A frame AC drives. Allows motor lead shields to be grounded at the drive. | Stock | 29.5
GS20A-ESP-B | DURApulse GS20 EMC shield plate, for use with GS10, GS20 and GS30 series B frame AC drives. Allows motor lead shields to be grounded at the drive. | Stock | 30.5
GS20A-ESP-C | DURApulse GS20 EMC shield plate, for use with GS10, GS20 and GS30 series C frame AC drives. Allows motor lead shields to be grounded at the drive. | Stock | 31.5
GS20A-ESP-D | DURApulse GS20 EMC shield plate, for use with GS10, GS20 and GS30 series D frame AC drives. Allows motor lead shields to be grounded at the drive. | Stock | 32.5
GS20A-ESP-E | DURApulse GS20 EMC shield plate, for use with GS20 and GS30 series E frame AC drives. Allows motor lead shields to be grounded at the drive. | Stock | 45
GS20A-ESP-F | DURApulse GS20 EMC shield plate, for use with GS20 and GS30 series F frame AC drives. Allows motor lead shields to be grounded at the drive. | Stock | 46
GS30A-ESP-G | DURApulse GS30 series EMC shield plate, for use with GS30 series G frame AC drives. Allows motor lead shields to be grounded at the drive. | Stock | 50
GS30A-ESP-H | DURApulse GS30 series EMC shield plate, for use with GS30 series H frame AC drives. Allows motor lead shields to be grounded at the drive. | Stock | 53
GS30A-ESP-I | DURApulse GS30 series EMC shield plate, for use with GS30 series I frame AC drives. Allows motor lead shields to be grounded at the drive. | Stock | 58
GS20XA-DSA | DURApulse GS20X series enclosed disconnect switch, NEMA 4X. For use with GS20X series A frame AC drives. | Stock | 157
GS20XA-DSB | DURApulse GS20X series enclosed disconnect switch, NEMA 4X. For use with GS20X series B frame AC drives. | Stock | 164
GS20XA-DSC | DURApulse GS20X series enclosed disconnect switch, NEMA 4X. For use with GS20X series C frame AC drives. | Stock | 245
GS20XA-EPA | DURApulse GS20X series EMC shield plate, for use with GS20X series A frame AC drives. Allows motor lead shields to be grounded at the drive. | Stock | 47
GS20XA-EPB | DURApulse GS20X series EMC shield plate, for use with GS20X series B frame AC drives. Allows motor lead shields to be grounded at the drive. | Stock | 55
GS20XA-EPC | DURApulse GS20X series EMC shield plate, for use with GS20X series C frame AC drives. Allows motor lead shields to be grounded at the drive. | Stock | 56
GS20A-FAN-B | DURApulse GS20 series main cooling fan, replacement, 40 x 40 x 15mm, 12 VDC. For use with GS10, GS20 and GS30 series B frame AC drives. Electrical connector included. | Stock | 25.5
GS20A-FAN-C | DURApulse GS20 series main cooling fan, replacement, 50 x 50 x 20mm, 12 VDC. For use with GS10, GS20 and GS30 series C frame AC drives. Electrical connector included. | Stock | 27.5
GS20A-FAN-D | DURApulse GS20 series main cooling fan, replacement, 60 x 60 x 25mm, 12 VDC. For use with GS10, GS20 and GS30 series D frame AC drives. Electrical connector included. | Stock | 31.5
GS20A-FAN-E | DURApulse GS20 series main cooling fan, replacement, 92 x 92 x 28mm, 24 VDC. For use with GS20 and GS30 series E frame AC drives. Electrical connector included. | Stock | 44
GS20A-FAN-F | DURApulse GS20 series main cooling fan, replacement, 92 x 92 x 38mm, 24 VDC. For use with GS20 and GS30 series F frame AC drives. Electrical connector included. | Stock | 48
GS20XA-FAN-B | DURApulse GS20X series main cooling fan, replacement, 60 x 60 x 25mm, 12 VDC. For use with GS20X series B frame AC drives. Electrical connector included. | Stock | 60
GS20XA-FAN-C | DURApulse GS20X series main cooling fan, replacement, 60 x 60 x 25mm, 12 VDC. For use with GS20X series C frame AC drives. Electrical connector included. | Stock | 61
GS30A-FAN-G | DURApulse GS30 series main cooling fan, replacement, 204 x 87 x 50mm, 24 VDC. For use with GS30 series G frame AC drives. Electrical connector included. | Stock | 56
GS30A-FAN-H | DURApulse GS30 series main cooling fan, replacement, 206 x 95 x 50mm, 24 VDC. For use with GS30 series H frame AC drives. Electrical connector included. | Stock | 105
GS30A-FAN-I | DURApulse GS30 series main cooling fan, replacement, 260 x 121 x 50mm, 24 VDC. For use with GS30 series I frame AC drives. Electrical connector included. | Stock | 161
GS10A-N1A1 | DURApulse GS10 series conduit box, NEMA 1. For use with GS10 series A1 and A2 frame AC drives. Mounting hardware included. | Stock | 26.5
GS10A-N1A3 | DURApulse GS10 series conduit box, NEMA 1. For use with GS10 series A3 - A6 frame AC drives. Mounting hardware included. | Stock | 27.5
GS10A-N1B | DURApulse GS10 series conduit box, NEMA 1. For use with GS10 series B frame AC drives. Mounting hardware included. | Stock | 29.5
GS10A-N1C | DURApulse GS10 series conduit box, NEMA 1. For use with GS10 series C frame AC drives. Mounting hardware included. | Stock | 32.5
GS10A-N1D | DURApulse GS10 series conduit box, NEMA 1. For use with GS10 series D frame AC drives. Mounting hardware included. | Stock | 32.5
GS30A-N1A | DURApulse GS30 series conduit box, NEMA 1. For use with GS30 series A1, A2 and A3 frame AC drives. Mounting hardware included. | Stock | 33.5
GS30A-N1B | DURApulse GS30 series conduit box, NEMA 1. For use with GS30 series B1 and B2 frame AC drives. Mounting hardware included. | Stock | 33.5
GS30A-N1C | DURApulse GS30 series conduit box, NEMA 1. For use with GS30 series C frame AC drives. Mounting hardware included. | Stock | 34.5
GS30A-N1D | DURApulse GS30 series conduit box, NEMA 1. For use with GS30 series D frame AC drives. Mounting hardware included. | Stock | 35.5
GS30A-N1E | DURApulse GS30 series conduit box, NEMA 1. For use with GS30 series E frame AC drives. Mounting hardware included. | Stock | 36.5
GS30A-N1F | DURApulse GS30 series conduit box, NEMA 1. For use with GS30 series F frame AC drives. Mounting hardware included. | Stock | 37.5
GS30A-N1G | DURApulse GS30 series conduit box, NEMA 1. For use with GS30 series G frame AC drives. Mounting hardware included. | Stock | 59
GS30A-N1H | DURApulse GS30 series conduit box, NEMA 1. For use with GS30 series H frame AC drives. Mounting hardware included. | Stock | 62
GS30A-N1I | DURApulse GS30 series conduit box, NEMA 1. For use with GS30 series I frame AC drives. Mounting hardware included. | Stock | 88
GSDA-DP | IronHorse GSD series digital potentiometer, 120/240 VAC input, bipolar/unipolar, NEMA 4X, aluminum housing. For use with multiple AC and DC drives. | Stock | 429
GS4-CBX-D0 | DURApulse GS4 series conduit box, NEMA 1. For use with GS4 D0 frame drives. Mounting hardware included. | Stock | 187
GS4-CBX-D | DURApulse GS4 series conduit box, NEMA 1. For use with GS4 D frame drives. Mounting hardware included. | Stock | 187
GS4-CBX-E | DURApulse GS4 series conduit box, NEMA 1. For use with GS4 E frame drives. Mounting hardware included. | Stock | 216
GS4-CBX-F | DURApulse GS4 series conduit box, NEMA 1. For use with GS4 F frame drives. Mounting hardware included. | Stock | 310
GS4-CBX-G | DURApulse GS4 series conduit box, NEMA 1. For use with GS4 G frame drives. Mounting hardware included. | Stock | 588
GS4-FMKIT-1 | DURApulse GS4 series flange mount kit, NEMA 1. For use with multiple GS4 A frame drives. Adapter plate and mounting hardware included. | Stock | 86
GS4-FMKIT-A | DURApulse GS4 series flange mount kit, NEMA 1. For use with multiple GS4 A frame drives. Mounting hardware included. | Stock | 71
GS4-FMKIT-B | DURApulse GS4 series flange mount kit, NEMA 1. For use with GS4 B frame drives. Mounting hardware included. | Stock | 80
GS4-FMKIT-C | DURApulse GS4 series flange mount kit, NEMA 1. For use with GS4 C frame drives. Mounting hardware included. | Stock | 91
GS4-FAN-AM | DURApulse GS4 series main cooling fan, replacement, 40 x 40 x 15mm, 24 VDC. For use with GS4 A frame drives. Electrical connector included. | Stock | 28.5
GS4-FAN-BM1 | DURApulse GS4 series main cooling fan, replacement, 80 x 80 x 25mm, 24 VDC. For use with GS4-27P5 and GS4-4010 B frame drives. Electrical connector included. | Stock | 35
GS4-FAN-BM2 | DURApulse GS4 series main cooling fan, replacement, 80 x 80 x 38mm, 24 VDC. For use with GS4-2010, GS4-2015, GS4-4015 and GS4-4020 B frame drives. Electrical connector included. | Stock | 53
GS4-FAN-BB | DURApulse GS4 series board cooling fan, replacement, 40 x 40 x 15mm, 24 VDC. For use with GS4 B frame drives. Electrical connector included. | Stock | 27.5
GS4-FAN-CM | DURApulse GS4 series main cooling fan, replacement, 92 x 92 x 38mm, 24 VDC. For use with GS4 C frame drives. Electrical connector included. | Stock | 50
GS4-FAN-CB1 | DURApulse GS4 series board cooling fan, replacement, 40 x 40 x 15mm, 24 VDC. For use with 230V GS4 C frame drives. Electrical connector included. | Stock | 28.5
GS4-FAN-CB2 | DURApulse GS4 series board cooling fan, replacement, 40 x 40 x 28mm, 12 VDC. For use with 460V GS4 C frame drives. Electrical connector included. | Stock | 35
GS4-FAN-D0M | DURApulse GS4 series main cooling fan, replacement, 80 x 80 x 38mm, 24 VDC. For use with GS4 D0 frame drives. Electrical connector included. | Stock | 100
GS4-FAN-DM | DURApulse GS4 series main cooling fan, replacement, 92 x 92 x 38mm, 24 VDC. For use with GS4 D frame drives. Electrical connector included. | Stock | 200
GS4-FAN-DB | DURApulse GS4 series board cooling fan, replacement, 70 x 70 x 25.4mm, 24 VDC. For use with GS4 D frame drives. Electrical connector included. | Stock | 67
GS4-FAN-EM1 | DURApulse GS4 series main cooling fan, replacement, 120 x 120 x 38mm, 24 VDC. For use with 60 and 75HP GS4 E frame drives. Electrical connector included. | Stock | 243
GS4-FAN-EM2 | DURApulse GS4 series main cooling fan, replacement, 120 x 120 x 38mm, 24 VDC. For use with 100-150HP GS4 E frame drives. Electrical connector included. | Stock | 308
GS4-FAN-EB | DURApulse GS4 series board cooling fan, replacement, 120 x 120 x 25.4mm, 24 VDC. For use with GS4 E frame drives. Electrical connector included. | Stock | 136
GS4-FAN-FM | DURApulse GS4 series main cooling fan, replacement, 92 x 92 x 38mm, 24 VDC. For use with GS4 F frame drives. Electrical connector included. | Stock | 494
GS4-FAN-FB | DURApulse GS4 series board cooling fan, replacement, 120 x 120 x 38mm, 24 VDC. For use with GS4 F frame drives. Electrical connector included. | Stock | 145
GS4-FAN-GM | DURApulse GS4 series main cooling fan, replacement, 250 x 89mm, 24 VDC. For use with GS4 G frame drives. Electrical connector included. | Stock | 1033
ACM-KPD | IronHorse ACM series remote keypad, for use with IronHorse ACM series AC drives. (1) 9.8ft/3m Ethernet patch cable included. | Stock | 49
ACG-KPD | IronHorse ACG series remote keypad, for use with IronHorse ACG series AC drives. (1) 16.4ft/5m Ethernet patch cable included. | Stock | 51
ACG-N1A | IronHorse ACG series conduit box, NEMA 1. For use with ACG series A frame AC drives. Mounting hardware included. | Stock | 53
ACG-N1B | IronHorse ACG series conduit box, NEMA 1. For use with ACG series B frame AC drives. Mounting hardware included. | Stock | 54
ACG-N1C | IronHorse ACG series conduit box, NEMA 1. For use with ACG series C frame AC drives. Mounting hardware included. | Stock | 59
ACG-N1D | IronHorse ACG series conduit box, NEMA 1. For use with ACG series D frame AC drives. Mounting hardware included. | Stock | 63
14391148 | WEG Electric CFW500 series main cooling fan, replacement, 60 x 60 x 15mm, 24 VDC. For use with WEG CFW500 series A frame AC drives. | Stock | 79
12350492 | WEG Electric CFW500 series main cooling fan, replacement, 70 x 70 x 15mm, 12 VDC. For use with WEG CFW500 series B and C frame AC drives. | Stock | 82
ACG-N1E | IronHorse ACG series conduit box, NEMA 1. For use with ACG series E frame AC drives. Mounting hardware included. | Stock | 93
ACG-N1F | IronHorse ACG series conduit box, NEMA 1. For use with ACG series F frame AC drives. Mounting hardware included. | Stock | 102
14391151 | WEG Electric CFW500 series main cooling fan, replacement, 60 x 60 x 25.4mm, 24 VDC. For use with WEG CFW500D28P0T2DB20G2 drive. | Stock | 79
12852366 | WEG Electric CFW500 series main cooling fan, replacement, 60 x 60 x 38mm, 24 VDC. For use with WEG CFW500D47P0T2DB20G2 drive. | Stock | 337
ACG-FAN-A | IronHorse ACG series main cooling fan, replacement, 40 x 40 x 15mm, 24 VDC. For use with ACG series 1/2hp - 1hp AC drives. | Stock | 9.25
ACG-FAN-BC | IronHorse ACG series main cooling fan, replacement, 60 x 60 x 25mm, 24 VDC. For use with ACG series 2hp - 5hp AC drives. | Stock | 9.25
14391152 | WEG Electric CFW500 series main cooling fan, replacement, 60 x 60 x 25.4mm, 24 VDC. For use with WEG CFW500D24P0T4DB20G2 drive. | Stock | 79
12852367 | WEG Electric CFW500 series main cooling fan, replacement, 60 x 60 x 38mm, 24 VDC. For use with WEG CFW500D31P0T4DB20G2 drive. | Stock | 289
ACG-FAN-D | IronHorse ACG series main cooling fan, replacement, 60 x 60 x 25mm, 24 VDC. For use with ACG series 7-1/2hp - 10hp AC drives. | Stock | 20.5
ACG-FAN-E15 | IronHorse ACG series main cooling fan, replacement, 80 x 80 x 25mm, 24 VDC. For use with ACG series 15hp AC drives. | Stock | 45
13770165 | WEG Electric CFW500 series main cooling fan, replacement, 80 x 80 x 38mm, 24 VDC. For use with WEG CFW500 series E frame AC drives. | Stock | 295
15245117 | WEG Electric CFW500 series main cooling fan, replacement, 80 x 80 x 38mm, 24 VDC. For use with WEG CFW500 series F frame AC drives. | Stock | 295
ACG-FAN-E20F | IronHorse ACG series main cooling fan, replacement, 92 x 92 x 38mm, 24 VDC. For use with ACG series 20hp - 30hp AC drives. | Stock | 75
12295730 | WEG Electric CFW500 series main cooling fan, replacement, 150 x 172 x 51mm, 24 VDC. For use with WEG CFW500 series G frame 75hp AC drives. | Stock | 421
ACN-LCD | IronHorse ACN series remote keypad, for use with IronHorse ACN series drives. Requires ACN-3MRC or ACN-LCDKM keypad mounts. | Stock | 75
ACN-LCDKM | IronHorse ACN series keypad mount, NEMA 4X. For use with ACN-LCD remote keypad. (1) 9.8ft/3m Ethernet patch cable included. | Stock | 126
12295732 | WEG Electric CFW500 series main cooling fan, replacement, 150 x 172 x 51mm, 48 VDC. For use with WEG CFW500 series G frame 100hp and 150hp AC drives. | Stock | 715
15746587 | WEG Electric CFW500 series main cooling fan, replacement, 60 x 60 x 25mm, 12 VDC. For use with WEG CFW500 series IP66 230 VAC 7-1/2hp and below, 460 VAC 10hp and below AC drives. | Stock | 78
ACN-3MRC | IronHorse ACN series keypad mount, for use with ACN-LCD remote keypad. (1) 9.8ft/3m Ethernet patch cable included. | Stock | 27.5
ACN-232C | IronHorse programming/communication cable, 3.2ft/1m cable length, RS-232 (RJ45 8P8C) to USB A. For use with IronHorse ACN series drives. | Stock | 86
15746630 | WEG Electric CFW500 series main cooling fan, replacement, 60 x 60 x 38mm, 24 VDC. For use with WEG CFW500 series IP66 230 VAC 10hp, 460 VAC 15hp and 20hp AC drives. | Stock | 133
11636485 | WEG Electric CFW500 series flash memory module, for use with WEG CFW500 series AC drives. | Stock | 117
ACN-FAN-FR3 | IronHorse ACN series main cooling fan, replacement, 60 x 60 x 25mm, 24 VDC. For use with ACN series 7-1/2hp - 10hp AC drives. | Stock | 43
ACN-FAN-FR45 | IronHorse ACN series main cooling fan, replacement, 80 x 80 x 25mm, 24 VDC. For use with ACN series 15hp - 30hp AC drives. | Stock | 84
11833992 | WEG Electric CFW500 series remote serial HMI keypad, for use with WEG CFW500 series AC drives. Mounting hardware included. | Stock | 105
12330016 | WEG Electric keypad mounting cable, 3.2ft/1m cable length. For use with WEG CFW500 series drive keypads. | Stock | 14.5
12330460 | WEG Electric keypad mounting cable, 9.8ft/3m cable length. For use with WEG CFW500 series drive keypads. | Stock | 25.5
12330461 | WEG Electric keypad mounting cable, 16.4ft/5m cable length. For use with WEG CFW500 series drive keypads. | Stock | 31.5
12330463 | WEG Electric keypad mounting cable, 32.8ft/10m cable length. For use with WEG CFW500 series drive keypads. | Stock | 45
15578295 | WEG Electric CFW500 series remote advanced text HMI keypad, for use with WEG CFW500 series AC drives. Mounting hardware included. | Stock | 126
15578297 | WEG Electric CFW500 series frame assembly, NEMA 12. For use with WEG CFW500 series advanced text keypad. Mounting hardware included. | Stock | 16.5
11527460 | WEG Electric CFW500 series conduit box, NEMA 1. For use with WEG CFW500 series A frame AC drives. Mounting hardware included. | Stock | 17.5
11527459 | WEG Electric CFW500 series conduit box, NEMA 1. For use with WEG CFW500 series B frame AC drives. Mounting hardware included. | Stock | 20.5
12133824 | WEG Electric CFW500 series conduit box, NEMA 1. For use with WEG CFW500 series C frame AC drives. Mounting hardware included. | Stock | 27.5
12692970 | WEG Electric CFW500 series conduit box, NEMA 1. For use with WEG CFW500 series D frame AC drives. Mounting hardware included. | Stock | 36.5
13104601 | WEG Electric CFW500 series conduit box, NEMA 1. For use with WEG CFW500 series E frame AC drives. Mounting hardware included. | Stock | 39.5
14601107 | WEG Electric CFW500 series conduit box, NEMA 1. For use with WEG CFW500 series F frame AC drives. Mounting hardware included. | Stock | 102
15461789 | WEG Electric CFW500 series conduit box, NEMA 1. For use with WEG CFW500 series G frame AC drives. Mounting hardware included. | Stock | 132
11951056 | WEG Electric CFW500 series cable clamp, for use with WEG CFW500 series A frame AC drives. Mounting hardware included. Allows for strain relief clamping of power and motor leads at the drive. | Stock | 25.5
11951108 | WEG Electric CFW500 series cable clamp, for use with WEG CFW500 series B frame AC drives. Mounting hardware included. Allows for strain relief clamping of power and motor leads at the drive. | Stock | 27.5
12133826 | WEG Electric CFW500 series cable clamp, for use with WEG CFW500 series C frame AC drives. Mounting hardware included. Allows for strain relief clamping of power and motor leads at the drive. | Stock | 28.5
12692971 | WEG Electric CFW500 series cable clamp, for use with WEG CFW500 series D frame AC drives. Mounting hardware included. Allows for strain relief clamping of power and motor leads at the drive. | Stock | 31.5
13055389 | WEG Electric CFW500 series cable clamp, for use with WEG CFW500 series E frame AC drives. Mounting hardware included. Allows for strain relief clamping of power and motor leads at the drive. | Stock | 39.5
14601158 | WEG Electric CFW500 series cable clamp, for use with WEG CFW500 series F frame AC drives. Mounting hardware included. Allows for strain relief clamping of power and motor leads at the drive. | Stock | 87
15461788 | WEG Electric CFW500 series cable clamp, for use with WEG CFW500 series G frame AC drives. Mounting hardware included. Allows for strain relief clamping of power and motor leads at the drive. | Stock | 111
CFW100-IOP | WEG Electric CFW100 series speed potentiometer module, enclosed, IP20, plastic housing. For use with WEG CFW100 series AC drives. | Stock | 54
CFW300-FAN-A | WEG Electric CFW300 series main cooling fan, replacement, 50 x 50 x 15mm, 12 VDC. For use with WEG CFW300 and CFW320 series frame A drives. | Stock | 35.5
CFW300-FAN-B | WEG Electric CFW300 series main cooling fan, replacement, 50 x 50 x 15mm, 12 VDC. For use with WEG CFW300 and CFW320 series frame B 230 VAC drives. | Stock | 35.5
CFW300-KHMIR | WEG Electric CFW300 series remote serial HMI keypad, for use with WEG CFW300 series AC drives. (1) CFW300-CRS485 communication module, (1) 9.8ft/3m miniB-USB to miniB-USB cable and installation hardware for optional panel mounting included. | Stock | 130
CFW320-KHMIR | WEG Electric CFW320 series remote serial HMI keypad, for use with WEG CFW320 series AC drives. (1) CFW320-CRS485 communication module, (1) 9.8ft/3m miniB-USB to miniB-USB cable and installation hardware for optional panel mounting included. | Stock | 164
MMF-UDRIVES | WEG Electric CFW320 series flash memory module, for use with WEG CFW100, CFW300 and CFW320 series AC drives. (1) 3.2ft/1m miniB-USB cable included. | Stock | 134
CFW300-FAN-B-T4 | WEG Electric CFW320 series main cooling fan, replacement, 50 x 50 x 15mm, 12 VDC. For use with WEG CFW320 series frame B 460 VAC drives. | Stock | 27
CFW300-FAN-C | WEG Electric CFW320 series main cooling fan, replacement, 50 x 50 x 15mm, 12 VDC. For use with WEG CFW320 series frame C 460 VAC drives. | Stock | 40
CFW100-KHMIR | WEG Electric CFW100 series remote serial HMI keypad, for use with WEG CFW100 series AC drives. (1) CFW100-CRS485 communication module and (1) 9.8ft/3m miniB-USB to miniB-USB cable included. | Stock | 152
PLMP | WEG Electric CFW100 series panel mounting tabs, for use with WEG CFW100 series AC drives and CFW100-KFABC EMI input filter. Mounting hardware included. | Stock | 1
SBP010Z | Toshiba AS3 series keypad mount, for use with Toshiba AS3 series drive keypads. Mounting hardware included. Requires Ethernet (RJ45) cable. | Stock | 80
NEM1306Z | Toshiba AS3 series conduit box, NEMA 1. For use with Toshiba AS3 series A6 frame AC drives. Mounting hardware included. | Stock | 1147
NEM1112Z | Toshiba AS3 series conduit box, NEMA 1. For use with Toshiba AS3 series A7 frame AC drives. Mounting hardware included. | Stock | 853
NEM1113Z | Toshiba AS3 series conduit box, NEMA 1. For use with Toshiba AS3 series A8 frame AC drives. Mounting hardware included. | Stock | 1151
GSOFT2 | GSOFT2 Windows configuration software, USB or free download. For use with DURApulse GS4, GS10, GS20, GS20X and GS30 series AC drives. Requires PC serial port or USB-485M serial adapter. | Stock | 10.5
GSLOGIC | GSLOGIC Windows logic software, USB or free download. For use with DURApulse GS4, GS20, GS20X and GS30 series AC drives. Requires PC serial port or USB-485M serial adapter. | Stock | 10.5
CFW-WPS | WEG Electric Windows configuration software, USB or free download. For use with all WEG CFW series AC drives and SSW07 and SSW900 series soft starters. Requires PC USB or RJ45 port and corresponding communication module for CFW or SSW series products. | Stock | 10.5
ACN-VFDS | IronHorse Windows configuration and programming software, USB or free download. For use with IronHorse ACG and ACN series drives. Requires PC serial port, USB-RS232-1 or USB-485M serial adapters. | Stock | 9.25
ASD-PRO | Toshiba AS3 series Windows configuration software, free download only. For use with Toshiba AS3 series AC drives. Requires USB-485M serial adapter or Ethernet. | Stock | 0
GSOFT | GSOFT Windows configuration software, free download only. For use with GS1, GS2 and DURApulse GS3 series AC drives. Requires PC serial port, USB-485M serial adapters for GS1 and GS3 or USB-RS232-1 or GS-232CBL programming cable for GS2. | Stock | 0
Line Reactors and Output Filters for AC Variable Frequency Drives
LR2-10P2-1PH-A | AutomationDirect LR2 series line reactor, 110 VAC, 1/4hp, 1-phase, 10A, 3% impedance, input side only. For use with multiple AC drives. | Stock | 91
LR2-10P5-1PH-A | AutomationDirect LR2 series line reactor, 110 VAC, 1/2hp, 1-phase, 12A, 3% impedance, input side only. For use with multiple AC drives. | Stock | 107
LR2-11P0-1PH | AutomationDirect LR2 series line reactor, 110 VAC, 1hp, 1-phase, 16.7A, 5% impedance, input side only. For use with multiple AC drives. | Stock | 217
LR2-11P5-1PH | AutomationDirect LR2 series line reactor, 110 VAC, 1-1/2hp, 1-phase, 34A, 3% impedance, input side only. For use with multiple AC drives. | Stock | 232
LR2-20P2-1PH | AutomationDirect LR2 series line reactor, 230 VAC, 1/4hp, 1-phase, 3.4A, 3% impedance, input side only. For use with multiple AC drives. | Stock | 89
LR2-20P2 | AutomationDirect LR2 series line reactor, 230 VAC, 1/4hp, 3-phase, 3A, 3% impedance, input or output side. For use with multiple AC drives. | Stock | 87
LR2-20P5-1PH | AutomationDirect LR2 series line reactor, 230 VAC, 1/2hp, 1-phase, 6.2A, 3% impedance, input side only. For use with multiple AC drives. | Stock | 105
LR2-20P5 | AutomationDirect LR2 series line reactor, 230 VAC, 1/2hp, 3-phase, 4.8A, 3% impedance, input or output side. For use with multiple AC drives. | Stock | 105
LR2-20P7 | AutomationDirect LR2 series line reactor, 230 VAC, 3/4hp, 3-phase, 7.6A, 3% impedance, input or output side. For use with multiple AC drives. | Stock | 107
LR2-21P0-1PH-A | AutomationDirect LR2 series line reactor, 230 VAC, 1hp, 1-phase, 11.6A, 3% impedance, input side only. For use with multiple AC drives. | Stock | 118
LR2-21P0 | AutomationDirect LR2 series line reactor, 230 VAC, 1hp, 3-phase, 11A, 3% impedance, input or output side. For use with multiple AC drives. | Stock | 120
LR2-21P5-1PH-A | AutomationDirect LR2 series line reactor, 230 VAC, 1-1/2hp, 1-phase, 11.6A, 3% impedance, input side only. For use with multiple AC drives. | Stock | 120
LR2-21P5 | AutomationDirect LR2 series line reactor, 230 VAC, 1-1/2hp, 3-phase, 11A, 3% impedance, input or output side. For use with multiple AC drives. | Stock | 120
LR2-22P0-1PH | AutomationDirect LR2 series line reactor, 230 VAC, 2hp, 1-phase, 16.7A, 5% impedance, input side only. For use with multiple AC drives. | Stock | 212
LR2-22P0 | AutomationDirect LR2 series line reactor, 230 VAC, 2hp, 3-phase, 11A, 3% impedance, input or output side. For use with multiple AC drives. | Stock | 120
LR2-23P0-1PH | AutomationDirect LR2 series line reactor, 230 VAC, 3hp, 1-phase, 19A, 3% impedance, input side only. For use with multiple AC drives. | Stock | 130
LR2-23P0 | AutomationDirect LR2 series line reactor, 230 VAC, 3hp, 3-phase, 12A, 3% impedance, input or output side. For use with multiple AC drives. | Stock | 107
LR-25P0 | AutomationDirect LR series line reactor, 230 VAC, 5hp, 3-phase, 16.7A, 3% impedance, input or output side. For use with multiple AC drives. | Stock | 203
LR-27P5 | AutomationDirect LR series line reactor, 230 VAC, 7-1/2hp, 3-phase, 24.2A, 3% impedance, input or output side. For use with multiple AC drives. | Stock | 216
LR-2010 | AutomationDirect LR series line reactor, 230 VAC, 10hp, 3-phase, 30.8A, 3% impedance, input or output side. For use with multiple AC drives. | Stock | 254
LR-2015 | AutomationDirect LR series line reactor, 230 VAC, 15hp, 3-phase, 46.2A, 3% impedance, input or output side. For use with multiple AC drives. | Stock | 299
LR-2020 | AutomationDirect LR series line reactor, 230 VAC, 20hp, 3-phase, 59.4A, 3% impedance, input or output side. For use with multiple AC drives. | Stock | 328
LR-2025 | AutomationDirect LR series line reactor, 230 VAC, 25hp, 3-phase, 74.8A, 3% impedance, input or output side. For use with multiple AC drives. | Stock | 483
LR-2030 | AutomationDirect LR series line reactor, 230 VAC, 30hp, 3-phase, 88A, 3% impedance, input or output side. For use with multiple AC drives. | Stock | 514
LR-2040 | AutomationDirect LR series line reactor, 230 VAC, 40hp, 3-phase, 114A, 3% impedance, input or output side. For use with multiple AC drives. | Stock | 603
LR-2050 | AutomationDirect LR series line reactor, 230 VAC, 50hp, 3-phase, 143A, 3% impedance, input or output side. For use with multiple AC drives. | Stock | 704
LR-2060 | AutomationDirect LR series line reactor, 230 VAC, 60hp, 3-phase, 169A, 3% impedance, input or output side. For use with multiple AC drives. | Stock | 782
LR-2075 | AutomationDirect LR series line reactor, 230 VAC, 75hp, 3-phase, 211A, 3% impedance, input or output side. For use with multiple AC drives. | Stock | 804
LR-2100 | AutomationDirect LR series line reactor, 230 VAC, 100hp, 3-phase, 273A, 3% impedance, input or output side. For use with multiple AC drives. | Stock | 885
LR2-40P2 | AutomationDirect LR2 series line reactor, 460 VAC, 1/4hp, 3-phase, 0.7A, 3% impedance, input or output side. For use with multiple AC drives. | Stock | 63
LR2-40P3 | AutomationDirect LR2 series line reactor, 460 VAC, 1/3hp, 3-phase, 0.8A, 3% impedance, input or output side. For use with multiple AC drives. | Stock | 69
LR2-40P5 | AutomationDirect LR2 series line reactor, 460 VAC, 1/2hp, 3-phase, 1.1A, 3% impedance, input or output side. For use with multiple AC drives. | Stock | 70
LR2-40P7 | AutomationDirect LR2 series line reactor, 460 VAC, 3/4hp, 3-phase, 1.6A, 3% impedance, input or output side. For use with multiple AC drives. | Stock | 70
LR2-41P0 | AutomationDirect LR2 series line reactor, 460 VAC, 1hp, 3-phase, 2.1A, 3% impedance, input or output side. For use with multiple AC drives. | Stock | 71
LR2-41P5 | AutomationDirect LR2 series line reactor, 460 VAC, 1-1/2hp, 3-phase, 3A, 3% impedance, input or output side. For use with multiple AC drives. | Stock | 86
LR2-42P0 | AutomationDirect LR2 series line reactor, 460 VAC, 2hp, 3-phase, 3.4A, 3% impedance, input or output side. For use with multiple AC drives. | Stock | 87
LR2-43P0 | AutomationDirect LR2 series line reactor, 460 VAC, 3hp, 3-phase, 4.8A, 3% impedance, input or output side. For use with multiple AC drives. | Stock | 104
LR2-44P0 | AutomationDirect LR2 series line reactor, 460 VAC, 4hp, 3-phase, 6.2A, 3% impedance, input or output side. For use with multiple AC drives. | Stock | 107
LR2-45P0 | AutomationDirect LR2 series line reactor, 460 VAC, 5hp, 3-phase, 7.6A, 3% impedance, input or output side. For use with multiple AC drives. | Stock | 106
LR2-47P5 | AutomationDirect LR2 series line reactor, 460 VAC, 7-1/2hp, 3-phase, 11A, 3% impedance, input or output side. For use with multiple AC drives. | Stock | 120
LR2-4010 | AutomationDirect LR2 series line reactor, 460 VAC, 10hp, 3-phase, 14A, 3% impedance, input or output side. For use with multiple AC drives. | Stock | 122
LR-4015 | AutomationDirect LR series line reactor, 460 VAC, 15hp, 3-phase, 21A, 3% impedance, input or output side. For use with multiple AC drives. | Stock | 249
LR-4020 | AutomationDirect LR series line reactor, 460 VAC, 20hp, 3-phase, 27A, 3% impedance, input or output side. For use with multiple AC drives. | Stock | 290
LR-4025 | AutomationDirect LR series line reactor, 460 VAC, 25hp, 3-phase, 34A, 3% impedance, input or output side. For use with multiple AC drives. | Stock | 304
LR-4030 | AutomationDirect LR series line reactor, 460 VAC, 30hp, 3-phase, 40A, 3% impedance, input or output side. For use with multiple AC drives. | Stock | 364
LR-4040 | AutomationDirect LR series line reactor, 460 VAC, 40hp, 3-phase, 52A, 3% impedance, input or output side. For use with multiple AC drives. | Stock | 401
LR-4050 | AutomationDirect LR series line reactor, 460 VAC, 50hp, 3-phase, 65A, 3% impedance, input or output side. For use with multiple AC drives. | Stock | 470
LR-4060 | AutomationDirect LR series line reactor, 460 VAC, 60hp, 3-phase, 77A, 3% impedance, input or output side. For use with multiple AC drives. | Stock | 485
LR-4075 | AutomationDirect LR series line reactor, 460 VAC, 75hp, 3-phase, 96A, 3% impedance, input or output side. For use with multiple AC drives. | Stock | 735
LR-4100 | AutomationDirect LR series line reactor, 460 VAC, 100hp, 3-phase, 124A, 3% impedance, input or output side. For use with multiple AC drives. | Stock | 882
LR-4125 | AutomationDirect LR series line reactor, 460 VAC, 125hp, 3-phase, 156A, 3% impedance, input or output side. For use with multiple AC drives. | Stock | 1010
LR-4150 | AutomationDirect LR series line reactor, 460 VAC, 150hp, 3-phase, 180A, 3% impedance, input or output side. For use with multiple AC drives. | Stock | 1170
LR-4200 | AutomationDirect LR series line reactor, 460 VAC, 200hp, 3-phase, 240A, 3% impedance, input or output side. For use with multiple AC drives. | Stock | 1300
LR-4250 | AutomationDirect LR series line reactor, 460 VAC, 250hp, 3-phase, 302A, 3% impedance, input or output side. For use with multiple AC drives. | Stock | 1473
LR-4300 | AutomationDirect LR series line reactor, 460 VAC, 300hp, 3-phase, 361A, 3% impedance, input or output side. For use with multiple AC drives. | Stock | 1623
LR2-51P0 | AutomationDirect LR2 series line reactor, 600 VAC, 1hp, 3-phase, 1.7A, 3% impedance, input or output side. For use with multiple AC drives. | Stock | 84
LR2-51P5 | AutomationDirect LR2 series line reactor, 600 VAC, 1-1/2hp, 3-phase, 2.4A, 3% impedance, input or output side. For use with multiple AC drives. | Stock | 101
LR2-52P0 | AutomationDirect LR2 series line reactor, 600 VAC, 2hp, 3-phase, 2.7A, 3% impedance, input or output side. For use with multiple AC drives. | Stock | 102
LR2-53P0 | AutomationDirect LR2 series line reactor, 600 VAC, 3hp, 3-phase, 3.9A, 3% impedance, input or output side. For use with multiple AC drives. | Stock | 104
LR2-54P0 | AutomationDirect LR2 series line reactor, 600 VAC, 4hp, 3-phase, 4.9A, 3% impedance, input or output side. For use with multiple AC drives. | Stock | 110
LR2-55P0 | AutomationDirect LR2 series line reactor, 600 VAC, 5hp, 3-phase, 6.1A, 3% impedance, input or output side. For use with multiple AC drives. | Stock | 118
LR2-57P5 | AutomationDirect LR2 series line reactor, 600 VAC, 7-1/2hp, 3-phase, 9A, 3% impedance, input or output side. For use with multiple AC drives. | Stock | 119
LR2-5010 | AutomationDirect LR2 series line reactor, 600 VAC, 10hp, 3-phase, 11A, 3% impedance, input or output side. For use with multiple AC drives. | Stock | 120
LR2-DR1 | AutomationDirect LR2 series DIN rail adapter, for use with LR2-20P2-1PH, LR2-20P2, LR-20P5, LR2-40xx to LR2-43xx, and LR2-51xx to LR2-52xx line reactors. Clips and mounting hardware included. Allows specified LR2 reactors to be mounted on 35mm DIN rail. | Stock | 26.5
LR2-DR2 | AutomationDirect LR2 series DIN rail adapter, for use with LR2-20P5-1PH, LR2-20P7, LR2-21xx to LR2-22xx, LR2-44xx to LR2-47xx, and LR2-53xx to LR2-57xx line reactors. Adapter and mounting hardware included. Allows specified LR2 reactors to be mounted on 35mm DIN rail. | Stock | 40
LR2-AP1 | AutomationDirect LR2 series adapter plate, for use with LR2-20P2-1PH, LR2-20P2, LR-20P5, LR2-40xx to LR2-43xx, and LR2-51xx to LR2-52xx line reactors. Adapter and mounting hardware included. Allows specified LR2 reactors to be panel mounted. | Stock | 26.5
LR2-AP2 | AutomationDirect LR2 series adapter plate, for use with LR2-20P2-1PH, LR2-20P2, LR-20P5, LR2-40xx to LR2-43xx, and LR2-51xx to LR2-52xx line reactors. Adapter and mounting hardware included. Allows specified LR2 reactors to be panel mounted. | Stock | 26.5
VTF-46-DE | AutomationDirect VTF series drive output filter, 208-600 VAC, 3/4hp at 460 VAC and 1hp at 575 VAC, 3-phase, 2A, output side only. For use with multiple AC drives. | Stock | 416
VTF-246-CFG | AutomationDirect VTF series drive output filter, 208-600 VAC, 1/2hp at 208/230 VAC, 1-1/2hp at 460 VAC and 2hp at 575 VAC, 3-phase, 3A, output side only. For use with multiple AC drives. | Stock | 422
VTF-246-CFG-N1 | AutomationDirect VTF series drive output filter, 208-600 VAC, 1/2hp at 208/230 VAC, 1-1/2hp at 460 VAC and 2hp at 575 VAC, UL Type 1, 3-phase, 3A, output side only. For use with multiple AC drives. | Stock | 653
VTF-246-DGH | AutomationDirect VTF series drive output filter, 208-600 VAC, 3/4hp at 208/230 VAC, 2hp at 460 VAC and 3hp at 575 VAC, 3-phase, 4A, output side only. For use with multiple AC drives. | Stock | 427
VTF-24-FH | AutomationDirect VTF series drive output filter, 208-600 VAC, 1hp at 208 VAC, 1-1/2hp at 230 VAC and 3hp at 460 VAC, 3-phase, 6A, output side only. For use with multiple AC drives. | Stock | 437
VTF-24-FH-N1 | AutomationDirect VTF series drive output filter, 208-600 VAC, 1hp at 208 VAC, 1-1/2hp at 230 VAC and 3hp at 460 VAC, UL Type 1, 3-phase, 6A, output side only. For use with multiple AC drives. | Stock | 668
VTF-246-GJJ | AutomationDirect VTF series drive output filter, 208-600 VAC, 2hp at 208/230 VAC and 5hp at 460/575 VAC, 3-phase, 8A, output side only. For use with multiple AC drives. | Stock | 445
VTF-246-GJJ-N1 | AutomationDirect VTF series drive output filter, 208-600 VAC, 2hp at 208/230 VAC and 5hp at 460/575 VAC, UL Type 1, 3-phase, 8A, output side only. For use with multiple AC drives. | Stock | 684
VTF-246-HKL | AutomationDirect VTF series drive output filter, 208-600 VAC, 3hp at 208/230 VAC, 7-1/2hp at 460 VAC and 10hp at 575 VAC, 3-phase, 12A, output side only. For use with multiple AC drives. | Stock | 461
VTF-246-HKL-N1 | AutomationDirect VTF series drive output filter, 208-600 VAC, 3hp at 208/230 VAC, 7-1/2hp at 460 VAC and 10hp at 575 VAC, UL Type 1, 3-phase, 12A, output side only. For use with multiple AC drives. | Stock | 714
VTF-24-JL | AutomationDirect VTF series drive output filter, 208-600 VAC, 5hp at 230 VAC and 10hp at 460 VAC, 3-phase, 16A, output side only. For use with multiple AC drives. | Stock | 445
VTF-46-LM | AutomationDirect VTF series drive output filter, 208-600 VAC, 5hp at 208 VAC, 10hp at 460 VAC and 15hp at 575 VAC, 3-phase, 18A, output side only. For use with multiple AC drives. | Stock | 556
VTF-46-LM-N1 | AutomationDirect VTF series drive output filter, 208-600 VAC, 5hp at 208 VAC, 10hp at 460 VAC and 15hp at 575 VAC, UL Type 1, 3-phase, 18A, output side only. For use with multiple AC drives. | Stock | 752
VTF-4-M | AutomationDirect VTF series drive output filter, 208-600 VAC, 15hp at 460 VAC, 3-phase, 21A, output side only. For use with multiple AC drives. | Stock | 566
VTF-246-KMN | AutomationDirect VTF series drive output filter, 208-600 VAC, 7-1/2hp at 208/230 VAC, 15hp at 460 VAC and 20hp at 575 VAC, 3-phase, 25A, output side only. For use with multiple AC drives. | Stock | 593
VTF-246-KMN-N1 | AutomationDirect VTF series drive output filter, 208-600 VAC, 7-1/2hp at 208/230 VAC, 15hp at 460 VAC and 20hp at 575 VAC, UL Type 1, 3-phase, 25A, output side only. For use with multiple AC drives. | Stock | 797
VTF-46-NP | AutomationDirect VTF series drive output filter, 208-600 VAC, 20hp at 460 VAC and 25hp at 575 VAC, 3-phase, 27A, output side only. For use with multiple AC drives. | Stock | 606
VTF-46-NP-N1 | AutomationDirect VTF series drive output filter, 208-600 VAC, 20hp at 460 VAC and 25hp at 575 VAC, UL Type 1, 3-phase, 27A, output side only. For use with multiple AC drives. | Stock | 810
VTF-246-LPQ | AutomationDirect VTF series drive output filter, 208-600 VAC, 10hp at 208/230 VAC, 25hp at 460 VAC and 30hp at 575 VAC, 3-phase, 35A, output side only. For use with multiple AC drives. | Stock | 643
VTF-246-LPQ-N1 | AutomationDirect VTF series drive output filter, 208-600 VAC, 10hp at 208/230 VAC, 25hp at 460 VAC and 30hp at 575 VAC, UL Type 1, 3-phase, 35A, output side only. For use with multiple AC drives. | Stock | 826
VTF-246-MQR | AutomationDirect VTF series drive output filter, 208-600 VAC, 15hp at 230 VAC, 30hp at 460 VAC and 40hp at 575 VAC, 3-phase, 45A, output side only. For use with multiple AC drives. | Stock | 668
VTF-246-MQR-N1 | AutomationDirect VTF series drive output filter, 208-600 VAC, 15hp at 230 VAC, 30hp at 460 VAC and 40hp at 575 VAC, UL Type 1, 3-phase, 45A, output side only. For use with multiple AC drives. | Stock | 852
VTF-246-NRS | AutomationDirect VTF series drive output filter, 208-600 VAC, 15hp at 208 VAC, 20hp at 230 VAC, 40hp at 460 VAC and 50hp at 575 VAC, 3-phase, 55A, output side only. For use with multiple AC drives. | Stock | 690
VTF-246-NRS-N1 | AutomationDirect VTF series drive output filter, 208-600 VAC, 15hp at 208 VAC, 20hp at 230 VAC, 40hp at 460 VAC and 50hp at 575 VAC, UL Type 1, 3-phase, 55A, output side only. For use with multiple AC drives. | Stock | 928
VTF-246-PSU | AutomationDirect VTF series drive output filter, 208-600 VAC, 20hp at 208 VAC, 30hp at 230 VAC, 60hp at 460 VAC and 75hp at 575 VAC, 3-phase, 80A, output side only. For use with multiple AC drives. | Stock | 943
VTF-246-PSU-N1 | AutomationDirect VTF series drive output filter, 208-600 VAC, 20hp at 208 VAC, 30hp at 230 VAC, 60hp at 460 VAC and 75hp at 575 VAC, UL Type 1, 3-phase, 80A, output side only. For use with multiple AC drives. | Stock | 1211
VTF-246-RUV | AutomationDirect VTF series drive output filter, 208-600 VAC, 30hp at 208 VAC, 40hp at 230 VAC, 75hp at 460 VAC and 100hp at 575 VAC, 3-phase, 110A, output side only. For use with multiple AC drives. | Stock | 1144
VTF-246-RUV-N1 | AutomationDirect VTF series drive output filter, 208-600 VAC, 30hp at 208 VAC, 40hp at 230 VAC, 75hp at 460 VAC and 100hp at 575 VAC, UL Type 1, 3-phase, 110A, output side only. For use with multiple AC drives. | Stock | 1504
VTF-246-SVW | AutomationDirect VTF series drive output filter, 208-600 VAC, 40hp at 208 VAC, 50hp at 230 VAC, 100hp at 460 VAC and 125hp at 575 VAC, 3-phase, 130A, output side only. For use with multiple AC drives. | Stock | 1335
VTF-246-SVW-N1 | AutomationDirect VTF series drive output filter, 208-600 VAC, 40hp at 208 VAC, 50hp at 230 VAC, 100hp at 460 VAC and 125hp at 575 VAC, UL Type 1, 3-phase, 130A, output side only. For use with multiple AC drives. | Stock | 1870
VTF-246-TWX | AutomationDirect VTF series drive output filter, 208-600 VAC, 60hp at 230 VAC, 125hp at 460 VAC and 150hp at 575 VAC, open frame, 3-phase, 160A, output side only. For use with multiple AC drives. | Stock | 1472
VTF-246-TWX-N1 | AutomationDirect VTF series drive output filter, 208-600 VAC, 60hp at 230 VAC, 125hp at 460 VAC and 150hp at 575 VAC, UL Type 1, 3-phase, 160A, output side only. For use with multiple AC drives. | Stock | 2008
VTF-246-UXY | AutomationDirect VTF series drive output filter, 208-600 VAC, 75hp at 230 VAC, 150hp at 460 VAC and 200hp at 575 VAC, open frame, 3-phase, 200A, output side only. For use with multiple AC drives. | Stock | 1604
VTF-246-UXY-N1 | AutomationDirect VTF series drive output filter, 208-600 VAC, 75hp at 230 VAC, 150hp at 460 VAC and 200hp at 575 VAC, UL Type 1, 3-phase, 200A, output side only. For use with multiple AC drives. | Stock | 2092
VTF-246-VYZ | AutomationDirect VTF series drive output filter, 208-600 VAC, 100hp at 230 VAC, 200hp at 460 VAC and 250hp at 575 VAC, open frame, 3-phase, 250A, output side only. For use with multiple AC drives. | Stock | 1648
VTF-246-VYZ-N1 | AutomationDirect VTF series drive output filter, 208-600 VAC, 100hp at 230 VAC, 200hp at 460 VAC and 250hp at 575 VAC, UL Type 1, 3-phase, 250A, output side only. For use with multiple AC drives. | Stock | 2132
VTF-46-ZI | AutomationDirect VTF series drive output filter, 208-600 VAC, 250hp at 460 VAC and 300hp at 575 VAC, open frame, 3-phase, 305A, output side only. For use with multiple AC drives. | Stock | 1790
VTF-46-ZI-N1 | AutomationDirect VTF series drive output filter, 208-600 VAC, 250hp at 460 VAC and 300hp at 575 VAC, UL Type 1, 3-phase, 305A, output side only. For use with multiple AC drives. | Stock | 2144
VTF-246-XIO | AutomationDirect VTF series drive output filter, 208-600 VAC, 150hp at 230 VAC, 300hp at 460 VAC and 350hp at 575 VAC, open frame, 3-phase, 362A, output side only. For use with multiple AC drives. | Stock | 2052
VTF-246-XIO-N1 | AutomationDirect VTF series drive output filter, 208-600 VAC, 150hp at 230 VAC, 300hp at 460 VAC and 350hp at 575 VAC, UL Type 1, 3-phase, 362A, output side only. For use with multiple AC drives. | Stock | 2388
Braking Units and Resistors for AC Variable Frequency Drives
GS-1DBU | DURApulse dynamic braking unit, 15 kW, 230 VAC, IP50, built-in temperature switch. For use with DURApulse AC drives. | Stock | 321
GS-2DBU | DURApulse dynamic braking unit, 22 kW, 230 VAC, IP50, built-in temperature switch. For use with DURApulse AC drives. | Stock | 321
GS-3DBU | DURApulse dynamic braking unit, 30 kW, 460 VAC, IP50, built-in temperature switch. For use with DURApulse AC drives. | Stock | 417
GS-4DBU | DURApulse dynamic braking unit, 45 kW, 460 VAC, IP50, built-in temperature switch. For use with DURApulse AC drives. | Stock | 511
GS-5DBU | DURApulse dynamic braking unit, 110 kW, 460 VAC, IP10, built-in temperature switch. For use with DURApulse AC drives. | Stock | 1817
GS-6DBU | DURApulse dynamic braking unit, 160 kW, 460 VAC, IP10, built-in temperature switch. For use with DURApulse AC drives. | Stock | 1887
GS-7DBU | DURApulse dynamic braking unit, 185 kW, 460 VAC, IP10, built-in temperature switch. For use with DURApulse AC drives. | Stock | 2139
GS-BR-080W200 | AutomationDirect braking resistor, 80W, 200 ohm, encapsulated. For use with multiple AC drives. | Stock | 17.5
GS-BR-080W750 | AutomationDirect braking resistor, 80W, 750 ohm, encapsulated. For use with multiple AC drives. | Stock | 20.5
GS-BR-200W091 | AutomationDirect braking resistor, 200W, 91 ohm, encapsulated. For use with multiple AC drives. | Stock | 39.5
GS-BR-200W360 | AutomationDirect braking resistor, 200W, 360 ohm, encapsulated. For use with multiple AC drives. | Stock | 39.5
GS-BR-300W070 | AutomationDirect braking resistor, 300W, 70 ohm, encapsulated. For use with multiple AC drives. | Stock | 48
GS-BR-300W250 | AutomationDirect braking resistor, 300W, 250 ohm, encapsulated. For use with multiple AC drives. | Stock | 45
GS-BR-300W400 | AutomationDirect braking resistor, 300W, 400 ohm, encapsulated. For use with multiple AC drives. | Stock | 37.5
GS-BR-400W040 | AutomationDirect braking resistor, 400W, 40 ohm, encapsulated. For use with multiple AC drives. | Stock | 57
GS-BR-400W150 | AutomationDirect braking resistor, 400W, 150 ohm, encapsulated. For use with multiple AC drives. | Stock | 54
GS-BR-500W100 | AutomationDirect braking resistor, 500W, 100 ohm, encapsulated. For use with multiple AC drives. | Stock | 46
GS-BR-750W140 | AutomationDirect braking resistor, 750W, 140 ohm, coated coil. For use with multiple AC drives. | Stock | 80
GS-BR-1K0W016 | AutomationDirect braking resistor, 1 kW, 16 ohm, coated coil. For use with multiple AC drives. | Stock | 126
GS-BR-1K0W020 | AutomationDirect braking resistor, 1 kW, 20 ohm, coated coil. For use with multiple AC drives. | Stock | 126
GS-BR-1K0W075 | AutomationDirect braking resistor, 1 kW, 75 ohm, coated coil. For use with multiple AC drives. | Stock | 126
GS-BR-1K0W4P3 | AutomationDirect braking resistor, 1 kW, 4.3 ohm, coated coil. For use with multiple AC drives. | Stock | 126
GS-BR-1K0W5P1 | AutomationDirect braking resistor, 1 kW, 5.1 ohm, coated coil. For use with multiple AC drives. | Stock | 126
GS-BR-1K2W015 | AutomationDirect braking resistor, 1.2 kW, 15 ohm, coated coil. For use with multiple AC drives. | Stock | 139
GS-BR-1K2W3P9 | AutomationDirect braking resistor, 1.2 kW, 3.9 ohm, coated coil. For use with multiple AC drives. Requires GS-2DBU external braking unit. | Stock | 139
GS-BR-1K5W012 | AutomationDirect braking resistor, 1.5 kW, 12 ohm, coated coil. For use with multiple AC drives. | Stock | 165
GS-BR-1K5W013 | AutomationDirect braking resistor, 1.5 kW, 13 ohm, coated coil. For use with multiple AC drives. | Stock | 165
GS-BR-1K5W040 | AutomationDirect braking resistor, 1.5 kW, 40 ohm, coated coil. For use with multiple AC drives. | Stock | 147
GS-BR-1K5W043 | AutomationDirect braking resistor, 1.5 kW, 43 ohm, coated coil. For use with multiple AC drives. | Stock | 165
GS-BR-1K5W3P3 | AutomationDirect braking resistor, 1.5 kW, 3.3 ohm, coated coil. For use with multiple AC drives. | Stock | 165
BR-N1-240W150 | Crohm braking resistor, 240W, 150 ohm, NEMA 1, built-in temperature switch. For use with multiple AC drives. | Stock | 156
BR-N1-240W200 | Crohm braking resistor, 240W, 200 ohm, NEMA 1, built-in temperature switch. For use with multiple AC drives. | Stock | 156
BR-N1-240W250 | Crohm braking resistor, 240W, 250 ohm, NEMA 1, built-in temperature switch. For use with multiple AC drives. | Stock | 156
BR-N1-250W400 | Crohm braking resistor, 250W, 400 ohm, NEMA 1, built-in temperature switch. For use with multiple AC drives. | Stock | 156
BR-N1-280W50 | Crohm braking resistor, 280W, 50 ohm, NEMA 1, built-in temperature switch. For use with multiple AC drives. | Stock | 156
BR-N1-500W130 | Crohm braking resistor, 500W, 130 ohm, NEMA 1, built-in temperature switch. For use with multiple AC drives. | Stock | 234
BR-N1-500W200 | Crohm braking resistor, 500W, 200 ohm, NEMA 1, built-in temperature switch. For use with multiple AC drives. | Stock | 234
BR-N1-720W50 | Crohm braking resistor, 720W, 50 ohm, NEMA 1, built-in temperature switch. For use with multiple AC drives. | Stock | 234
BR-N1-720W85 | Crohm braking resistor, 720W, 85 ohm, NEMA 1, built-in temperature switch. For use with multiple AC drives. | Stock | 234
BR-N1-800W18P0 | Crohm braking resistor, 800W, 18 ohm, NEMA 1, built-in temperature switch. For use with multiple AC drives. | Stock | 234
BR-N1-800W25 | Crohm braking resistor, 800W, 25 ohm, NEMA 1, built-in temperature switch. For use with multiple AC drives. | Stock | 234
BR-N1-1K1W15P0 | Crohm braking resistor, 1.1 kW, 15 ohm, NEMA 1, built-in temperature switch. For use with multiple AC drives. | Stock | 300
BR-N1-1K2W50 | Crohm braking resistor, 1.2 kW, 50 ohm, NEMA 1, built-in temperature switch. For use with multiple AC drives. | Stock | 300
BR-N1-1K2W75 | Crohm braking resistor, 1.2 kW, 75 ohm, NEMA 1, built-in temperature switch. For use with multiple AC drives. | Stock | 300
BR-N1-1K5W14P0 | Crohm braking resistor, 1.5 kW, 14 ohm, NEMA 1, built-in temperature switch. For use with multiple AC drives. | Stock | 366
BR-N1-1K5W40 | Crohm braking resistor, 1.5 kW, 40 ohm, NEMA 1, built-in temperature switch. For use with multiple AC drives. | Stock | 366
BR-N1-1K6W10P0 | Crohm braking resistor, 1.6 kW, 10 ohm, NEMA 1, built-in temperature switch. For use with multiple AC drives. | Stock | 430
BR-N1-1K7W30 | Crohm braking resistor, 1.7 kW, 30 ohm, NEMA 1, built-in temperature switch. For use with multiple AC drives. | Stock | 430
BR-N1-2K2W06P8 | Crohm braking resistor, 2.2 kW, 6.8 ohm, NEMA 1, built-in temperature switch. For use with multiple AC drives. | Stock | 456
BR-N1-2K2W08P6 | Crohm braking resistor, 2.2 kW, 8.6 ohm, NEMA 1, built-in temperature switch. For use with multiple AC drives. | Stock | 456
BR-N1-2K3W26 | Crohm braking resistor, 2.3 kW, 26 ohm, NEMA 1, built-in temperature switch. For use with multiple AC drives. | Stock | 496
BR-N1-2K8W25 | Crohm braking resistor, 2.8 kW, 25 ohm, NEMA 1, built-in temperature switch. For use with multiple AC drives. | Stock | 602
BR-N1-3K0W05P8 | Crohm braking resistor, 3 kW, 5.8 ohm, NEMA 1, built-in temperature switch. For use with multiple AC drives. | Stock | 526
BR-N1-3K6W06P8 | Crohm braking resistor, 3.6 kW, 6.8 ohm, NEMA 1, built-in temperature switch. For use with multiple AC drives. | Stock | 556
BR-N1-3K6W20 | Crohm braking resistor, 3.6 kW, 20 ohm, NEMA 1, built-in temperature switch. For use with multiple AC drives. | Stock | 638
BR-N1-4K0W16P0 | Crohm braking resistor, 4 kW, 16 ohm, NEMA 1, built-in temperature switch. For use with multiple AC drives. | Stock | 638
BR-N1-4K7W14P7 | Crohm braking resistor, 4.7 kW, 14.7 ohm, NEMA 1, built-in temperature switch. For use with multiple AC drives. | Stock | 668
BR-N1-6K5W06P4 | Crohm braking resistor, 6.5 kW, 6.4 ohm, NEMA 1, built-in temperature switch. For use with multiple AC drives. | Stock | 789
BR-N1-6K9W13P6 | Crohm braking resistor, 6.9 kW, 13.6 ohm, NEMA 1, built-in temperature switch. For use with multiple AC drives. | Stock | 789
BR-N1-10K8W04P3 | Crohm braking resistor, 10.8 kW, 4.3 ohm, NEMA 1, built-in temperature switch. For use with multiple AC drives. | Stock | 1270
BR-N1-13K0W06P4 | Crohm braking resistor, 13 kW, 6.4 ohm, NEMA 1, built-in temperature switch. For use with multiple AC drives. | Stock | 1450
BR-N1-18K0W03P7 | Crohm braking resistor, 18 kW, 3.7 ohm, NEMA 1, built-in temperature switch. For use with multiple AC drives. | Stock | 1595
GS-2010-BR-ENC | AutomationDirect braking resistor, 1 kW, 20 ohm, NEMA 1, built-in temperature switch. For use with multiple AC drives. | Stock | 364
GS-2015-BR-ENC | AutomationDirect braking resistor, 2.4 kW, 13.6 ohm, NEMA 1, built-in temperature switch. For use with multiple AC drives. | Stock | 632
GS-2020-BR-ENC | AutomationDirect braking resistor, 3 kW, 10 ohm, NEMA 1, built-in temperature switch. For use with multiple AC drives. Requires GS-2DBU external braking unit. | Stock | 701
GS-2025-BR-ENC | AutomationDirect braking resistor, 4.8 kW, 8 ohm, NEMA 1, built-in temperature switch. For use with multiple AC drives. Requires GS-2DBU external braking unit. | Stock | 857
GS-2030-BR-ENC | AutomationDirect braking resistor, 4.8 kW, 6.8 ohm, NEMA 1, built-in temperature switch. For use with multiple AC drives. Requires GS-2DBU external braking unit. | Stock | 842
GS-2040-BR-ENC | AutomationDirect braking resistor, 3 kW, 10 ohm, NEMA 1, built-in temperature switch. For use with multiple AC drives. Requires GS-2DBU external braking unit. | Stock | 701
GS-2050-BR-ENC | AutomationDirect braking resistor, 4.8 kW, 8 ohm, NEMA 1, built-in temperature switch. For use with multiple AC drives. Requires GS-2DBU external braking unit. | Stock | 857
GS-4015-BR-ENC | AutomationDirect braking resistor, 1 kW, 50 ohm, NEMA 1, built-in temperature switch. For use with multiple AC drives. | Stock | 364
GS-4020-BR-ENC | AutomationDirect braking resistor, 1.5 kW, 40 ohm, NEMA 1, built-in temperature switch. For use with multiple AC drives. Requires GS-4DBU external braking unit. | Stock | 453
GS-4025-BR-ENC | AutomationDirect braking resistor, 4.8 kW, 32 ohm, NEMA 1, built-in temperature switch. For use with multiple AC drives. Requires GS-4DBU external braking unit. | Stock | 1077
GS-4030-BR-ENC | AutomationDirect braking resistor, 4.8 kW, 27.2 ohm, NEMA 1, built-in temperature switch. For use with multiple AC drives. Requires GS-4DBU external braking unit. | Stock | 1077
GS-4040-BR-ENC | AutomationDirect braking resistor, 6 kW, 20 ohm, NEMA 1, built-in temperature switch. For use with multiple AC drives. Requires GS-4DBU external braking unit. | Stock | 1077
GS-4050-BR-ENC | AutomationDirect braking resistor, 9.6 kW, 16 ohm, NEMA 1, built-in temperature switch. For use with multiple AC drives. Requires GS-4DBU external braking unit. | Stock | 1268
GS-4060-BR-ENC | AutomationDirect braking resistor, 9.6 kW, 13.6 ohm, NEMA 1, built-in temperature switch. For use with multiple AC drives. Requires GS-4DBU external braking unit. | Stock | 1268
GS-4075-BR-ENC | AutomationDirect braking resistor, 6 kW, 20 ohm, NEMA 1, built-in temperature switch. For use with multiple AC drives. Requires GS-4DBU external braking unit. | Stock | 1077
GS-4100-BR-ENC | AutomationDirect braking resistor, 9.6 kW, 13.6 ohm, NEMA 1, built-in temperature switch. For use with multiple AC drives. Requires GS-4DBU external braking unit. | Stock | 1268
EMI Filters for AC Variable Frequency Drives
RF220X00A | DURApulse zero phase reactor, 35mm inside diameter. For use with GS2 and GS3 series AC drives. | Stock | 30.5
RF008X00A | DURApulse zero phase reactor, 29mm inside diameter. For use with GS4, GS10 and GS20 series AC drives. | Stock | 38.5
RF004X00A | DURApulse zero phase reactor, 36mm inside diameter. For use with GS30 series AC drives. | Stock | 50
RF002X00A | DURApulse zero phase reactor, 78mm inside diameter. For use with GS30 series AC drives. | Stock | 249
TOR221 | Roxburgh toroid, EMI/RFI filtering, 38mm inside diameter, 63mm outside diameter, 25mm thick. For use with all AC drives. | Stock | 31
TOR254 | Roxburgh toroid, EMI/RFI filtering, 66mm inside diameter, 102mm outside diameter, 15mm thick. For use with all AC drives. | Stock | 54
EMF10AM23A | AutomationDirect EMI input filter, 240 VAC, 3-phase, 10A, panel mount, EMI/RFI filtering, drive rated, standard performance, screw terminals and ring terminals. For use with 3-phase GS10, GS20, GS20X and GS30 series AC drives. | Stock | 84
EMF11AM21A | AutomationDirect EMI input filter, 240 VAC, 1-phase, 11A, panel mount, EMI/RFI filtering, drive rated, standard performance, screw terminals and ring terminals. For use with 1-phase GS10, GS20, GS20X and GS30 series AC drives. | Stock | 61
EMF12AM43B | AutomationDirect EMI input filter, 480 VAC, 3-phase, 12A, panel mount, EMI/RFI filtering, drive rated, standard performance, screw terminals and ring terminals. For use with 3-phase GS10, GS20, GS20X and GS30 series AC drives. | Stock | 135
EMF23AM43B | AutomationDirect EMI input filter, 480 VAC, 3-phase, 23A, panel mount, EMI/RFI filtering, drive rated, standard performance, screw terminals and ring terminals. For use with 3-phase GS10, GS20, GS20X and GS30 series AC drives. | Stock | 185
EMF24AM23B | AutomationDirect EMI input filter, 240 VAC, 3-phase, 24A, panel mount, EMI/RFI filtering, drive rated, standard performance, screw terminals and ring terminals. For use with 3-phase GS10, GS20, GS20X and GS30 series AC drives. | Stock | 132
EMF27AM21B | AutomationDirect EMI input filter, 240 VAC, 1-phase, 27A, panel mount, EMI/RFI filtering, drive rated, standard performance, screw terminals and ring terminals. For use with 1-phase GS10, GS20, GS20X and GS30 series AC drives. | Stock | 108
EMF33AM23B | AutomationDirect EMI input filter, 240 VAC, 3-phase, 33A, panel mount, EMI/RFI filtering, drive rated, standard performance, screw terminals and ring terminals. For use with 3-phase GS10, GS20, GS20X and GS30 series AC drives. | Stock | 192
EMF6A0M43A | AutomationDirect EMI input filter, 480 VAC, 3-phase, 6A, panel mount, EMI/RFI filtering, drive rated, standard performance, screw terminals and ring terminals. For use with 3-phase GS10, GS20, GS20X and GS30 series AC drives. | Stock | 77
EMF6A0M63B | AutomationDirect EMI input filter, 600 VAC, 3-phase, 6A, panel mount, EMI/RFI filtering, drive rated, standard performance, screw terminals and ring terminals. For use with 3-phase GS20, GS20X and GS30 series AC drives. | Stock | 177
EMF16AM63B | AutomationDirect EMI input filter, 600 VAC, 3-phase, 16A, panel mount, EMI/RFI filtering, drive rated, standard performance, screw terminals and ring terminals. For use with 3-phase GS20, GS20X and GS30 series AC drives. | Stock | 180
B84143D0050R127 | AutomationDirect EMI input filter, 480 VAC, 3-phase, 50A, panel mount, EMI/RFI filtering, drive rated, standard performance, screw terminals and ring terminals. For use with 3-phase GS20, GS20X and GS30 series AC drives. | Stock | 833
B84143D0075R127 | AutomationDirect EMI input filter, 480 VAC, 3-phase, 75A, panel mount, EMI/RFI filtering, drive rated, standard performance, screw terminals and ring terminals. For use with 3-phase GS20, GS20X and GS30 series AC drives. | Stock | 936
B84143D0090R127 | AutomationDirect EMI input filter, 480 VAC, 3-phase, 90A, panel mount, EMI/RFI filtering, drive rated, standard performance, screw terminals and ring terminals. For use with 3-phase GS20, GS20X and GS30 series AC drives. | Stock | 1029
B84143A0120R105 | AutomationDirect EMI input filter, 480 VAC, 3-phase, 120A, panel mount, EMI/RFI filtering, drive rated, standard performance, screw terminals and ring terminals. For use with 3-phase GS30 series frame G AC drives. | Stock | 977
B84143D0150R127 | AutomationDirect EMI input filter, 480 VAC, 3-phase, 150A, panel mount, EMI/RFI filtering, drive rated, standard performance, screw terminals and ring terminals. For use with 3-phase GS30 series frame H AC drives. | Stock | 1237
B84143D0200R127 | AutomationDirect EMI input filter, 480 VAC, 3-phase, 200A, panel mount, EMI/RFI filtering, drive rated, standard performance, screw terminals and ring terminals. For use with 3-phase GS30 series frame I AC drives. | Stock | 1832
GS20A-CAPF | DURApulse EMI capacitive filter, 110-480 VAC, 3-phase, panel mount, EMI/RFI filtering, drive rated, basic, pigtail with wire leads. For use with GS10, GS20 and GS20X series AC drives. | Stock | 25.5
CFW100-KFABC-S1 | WEG Electric EMI input filter, 1-phase, 11.5A, 35mm DIN rail mount, EMI/RFI filtering. For use with WEG CFW100Xxxxxxx1 1-phase AC drives. | Stock | 75
CFW300-KFA-S1-S2 | WEG Electric EMI input filter, 1-phase, 7.3A, 35mm DIN rail mount, EMI/RFI filtering. For use with WEG CFW300Axxx 1-phase AC drives. | Stock | 46
CFW100-KFABC-S2 | WEG Electric EMI input filter, 1-phase, 9.2A, 35mm DIN rail mount, EMI/RFI filtering. For use with WEG CFW100Xxxxxxx2 1-phase AC drives. | Stock | 54
CFW300-KFB-S2 | WEG Electric EMI input filter, 1-phase, 10A, 35mm DIN rail mount, EMI/RFI filtering. For use with WEG CFW300Bxxx 1-phase AC drives. | Stock | 53
CFW320-KFA-S1-S2 | WEG Electric EMI input filter, 1-phase, 7.3A, 35mm DIN rail mount, EMI/RFI filtering. For use with WEG CFW320AxxxSx 1-phase AC drives. | Stock | 58
CFW320-KFB-S2 | WEG Electric EMI input filter, 1-phase, 10A, 35mm DIN rail mount, EMI/RFI filtering. For use with WEG CFW320B10P0B2DB20 AC drive with 1-phase input power only. | Stock | 67
CFW320-KFA-T2 | WEG Electric EMI input filter, 3-phase, 7.3A, 35mm DIN rail mount, EMI/RFI filtering. For use with WEG CFW320AxxxT2 3-phase AC drives. | Stock | 107
CFW320-KFB-T2 | WEG Electric EMI input filter, 3-phase, 15.2A, 35mm DIN rail mount, EMI/RFI filtering. For use with WEG CFW320BxxxT2 3-phase AC drives. | Stock | 131
CFW320-KFA-T4 | WEG Electric EMI input filter, 3-phase, 4.8A, 35mm DIN rail mount, EMI/RFI filtering. For use with WEG CFW320AxxT4 3-phase AC drives. | Stock | 107
CFW320-KFB-T4 | WEG Electric EMI input filter, 3-phase, 8.2A, 35mm DIN rail mount, EMI/RFI filtering. For use with WEG CFW320BxxxT4 3-phase AC drives. | Stock | 131
CFW320-KFC-T4 | WEG Electric EMI input filter, 3-phase, 15A, 35mm DIN rail mount, EMI/RFI filtering. For use with WEG CFW320CxxxT4 3-phase AC drives. | Stock | 139
KMF306A | Roxburgh EMI input filter, 230/460 VAC, 3-phase, 6A, panel mount, EMI/RFI filtering, 2-stage, drive rated, high performance, screw terminals. For use with 3-phase AC drives. | Stock | 144
KMF310A | Roxburgh EMI input filter, 230/460 VAC, 3-phase, 10A, panel mount, EMI/RFI filtering, 2-stage, drive rated, high performance, screw terminals. For use with 3-phase AC drives. | Stock | 137
KMF318A | Roxburgh EMI input filter, 230/460 VAC, 3-phase, 18A, panel mount, EMI/RFI filtering, 2-stage, drive rated, high performance, screw terminals. For use with 3-phase AC drives. | Stock | 184
KMF325A | Roxburgh EMI input filter, 230/460 VAC, 3-phase, 25A, panel mount, EMI/RFI filtering, 2-stage, drive rated, high performance, screw terminals. For use with 3-phase AC drives. | Stock | 195
KMF336A | Roxburgh EMI input filter, 230/460 VAC, 3-phase, 36A, panel mount, EMI/RFI filtering, 2-stage, drive rated, high performance, screw terminals. For use with 3-phase AC drives. | Stock | 238
KMF350A | Roxburgh EMI input filter, 230/460 VAC, 3-phase, 50A, panel mount, EMI/RFI filtering, 2-stage, drive rated, high performance, screw terminals. For use with 3-phase AC drives. | Stock | 329
KMF370A | Roxburgh EMI input filter, 230/460 VAC, 3-phase, 70A, panel mount, EMI/RFI filtering, 2-stage, drive rated, high performance, screw terminals. For use with 3-phase AC drives. | Stock | 354
KMF3100A | Roxburgh EMI input filter, 230/460 VAC, 3-phase, 100A, panel mount, EMI/RFI filtering, 2-stage, drive rated, high performance, screw terminals. For use with 3-phase AC drives. | Stock | 356
MIF310 | Roxburgh EMI input filter, 230/460 VAC, 3-phase, 10A, panel mount, EMI/RFI filtering, multi-stage, drive rated, very high performance, screw terminals. For use with 3-phase AC drives. | Stock | 228
MIF316 | Roxburgh EMI input filter, 230/460 VAC, 3-phase, 16A, panel mount, EMI/RFI filtering, multi-stage, drive rated, very high performance, screw terminals. For use with 3-phase AC drives. | Stock | 228
MIF323 | Roxburgh EMI input filter, 230/460 VAC, 3-phase, 23A, panel mount, EMI/RFI filtering, multi-stage, drive rated, very high performance, screw terminals. For use with 3-phase AC drives. | Stock | 264
MIF330B | Roxburgh EMI input filter, 230/460 VAC, 3-phase, 30A, panel mount, EMI/RFI filtering, multi-stage, drive rated, very high performance, studs. For use with 3-phase AC drives. | Stock | 415
MIF350 | Roxburgh EMI input filter, 230/460 VAC, 3-phase, 50A, panel mount, EMI/RFI filtering, multi-stage, drive rated, very high performance, studs. For use with 3-phase AC drives. | Stock | 830
MIF375 | Roxburgh EMI input filter, 230/460 VAC, 3-phase, 75A, panel mount, EMI/RFI filtering, multi-stage, drive rated, very high performance, studs. For use with 3-phase AC drives. | Stock | 601
MIF3100 | Roxburgh EMI input filter, 230/460 VAC, 3-phase, 100A, panel mount, EMI/RFI filtering, multi-stage, drive rated, very high performance, studs. For use with 3-phase AC drives. | Stock | 865
MIF3150 | Roxburgh EMI input filter, 230/460 VAC, 3-phase, 150A, panel mount, EMI/RFI filtering, multi-stage, drive rated, very high performance, studs. For use with 3-phase AC drives. | Stock | 1211
MIF3180 | Roxburgh EMI input filter, 230/460 VAC, 3-phase, 180A, panel mount, EMI/RFI filtering, multi-stage, drive rated, very high performance, studs. For use with 3-phase AC drives. | Stock | 1177
MIF3400B | Roxburgh EMI input filter, 230/460 VAC, 3-phase, 400A, panel mount, EMI/RFI filtering, multi-stage, drive rated, very high performance, studs. For use with 3-phase AC drives. | Stock | 2366
MIF3800 | Roxburgh EMI input filter, 230/460 VAC, 3-phase, 800A, panel mount, EMI/RFI filtering, multi-stage, drive rated, very high performance, studs. For use with 3-phase AC drives. | Stock | 3679
SLV37-3PK | Roxburgh protective boot, package of 3. For use with MIF330B input filters. | Stock | 4.5
SLV38-3PK | Roxburgh protective boot, package of 3. For use with MIF350 input filters. | Stock | 4
SLV39-3PK | Roxburgh protective boot, package of 3. For use with MIF375 and MIF3100 input filters. | Stock | 4.25
SLV40-3PK | Roxburgh protective boot, package of 3. For use with MIF3150 and MIF3180 input filters. | Stock | 5
KMF306V | Roxburgh EMI input filter, 575 VAC, 3-phase, 6A, panel mount, EMI/RFI filtering, 2-stage, drive rated, high performance, screw terminals. For use with 3-phase AC drives. | Stock | 138
KMF310V | Roxburgh EMI input filter, 575 VAC, 3-phase, 10A, panel mount, EMI/RFI filtering, 2-stage, drive rated, high performance, screw terminals. For use with 3-phase AC drives. | Stock | 168
KMF318V | Roxburgh EMI input filter, 575 VAC, 3-phase, 18A, panel mount, EMI/RFI filtering, 2-stage, drive rated, high performance, screw terminals. For use with 3-phase AC drives. | Stock | 199
KMF325V | Roxburgh EMI input filter, 575 VAC, 3-phase, 25A, panel mount, EMI/RFI filtering, 2-stage, drive rated, high performance, screw terminals. For use with 3-phase AC drives. | Stock | 232
KMF336V | Roxburgh EMI input filter, 575 VAC, 3-phase, 36A, panel mount, EMI/RFI filtering, 2-stage, drive rated, high performance, screw terminals. For use with 3-phase AC drives. | Stock | 276
RES90F01 | Roxburgh EMI input filter, 120/240 VAC, 1-phase, 1A, panel mount, EMI/RFI filtering, multi-stage, drive rated, very high performance, 1/4in quick-disconnect. For use with 1-phase AC drives. | Stock | 64
RES90F03 | Roxburgh EMI input filter, 120/240 VAC, 1-phase, 3A, panel mount, EMI/RFI filtering, multi-stage, drive rated, very high performance, 1/4in quick-disconnect. For use with 1-phase AC drives. | Stock | 56
RES90F06 | Roxburgh EMI input filter, 120/240 VAC, 1-phase, 6A, panel mount, EMI/RFI filtering, multi-stage, drive rated, very high performance, 1/4in quick-disconnect. For use with 1-phase AC drives. | Stock | 70
RES90F10 | Roxburgh EMI input filter, 120/240 VAC, 1-phase, 10A, panel mount, EMI/RFI filtering, multi-stage, drive rated, very high performance, 1/4in quick-disconnect. For use with 1-phase AC drives. | Stock | 106
RES90F16 | Roxburgh EMI input filter, 120/240 VAC, 1-phase, 16A, panel mount, EMI/RFI filtering, multi-stage, drive rated, very high performance, 1/4in quick-disconnect. For use with 1-phase AC drives. | Stock | 111
RES90S20 | Roxburgh EMI input filter, 120/240 VAC, 1-phase, 20A, panel mount, EMI/RFI filtering, multi-stage, drive rated, very high performance, studs. For use with 1-phase AC drives. | Stock | 137
RES90S30 | Roxburgh EMI input filter, 120/240 VAC, 1-phase, 30A, panel mount, EMI/RFI filtering, multi-stage, drive rated, very high performance, studs. For use with 1-phase AC drives. | Stock | 181
MIF03 | Roxburgh EMI input filter, 120/240 VAC, 1-phase, 3A, panel mount, EMI/RFI filtering, multi-stage, drive rated, very high performance, spring clamp terminals. For use with 1-phase AC drives. | Stock | 226
MIF06 | Roxburgh EMI input filter, 120/240 VAC, 1-phase, 6A, panel mount, EMI/RFI filtering, multi-stage, drive rated, very high performance, spring clamp terminals. For use with 1-phase AC drives. | Stock | 205
MIF10 | Roxburgh EMI input filter, 120/240 VAC, 1-phase, 10A, panel mount, EMI/RFI filtering, multi-stage, drive rated, very high performance, screw terminals. For use with 1-phase AC drives. | Stock | 150
MIF16 | Roxburgh EMI input filter, 120/240 VAC, 1-phase, 16A, panel mount, EMI/RFI filtering, multi-stage, drive rated, very high performance, screw terminals. For use with 1-phase AC drives. | Stock | 167
MIF23 | Roxburgh EMI input filter, 120/240 VAC, 1-phase, 23A, panel mount, EMI/RFI filtering, multi-stage, drive rated, very high performance, screw terminals. For use with 1-phase AC drives. | Stock | 211
Compact AC Motor Soft Starters
SR22-05 | Stellar SR22 series compact soft starter, 5A, 110-240 VAC at 1-phase/208-460 VAC at 3-phase, Trip Class 2/10, rated for 10 start/hour, internally bypassed, 45mm frame. | Stock | 211
SR22-07 | Stellar SR22 series compact soft starter, 7A, 110-240 VAC at 1-phase/208-460 VAC at 3-phase, Trip Class 10/20, rated for 10 start/hour, internally bypassed, 45mm frame. | Stock | 233
SR22-09 | Stellar SR22 series compact soft starter, 9A, 110-240 VAC at 1-phase/208-460 VAC at 3-phase, Trip Class 2/10/20/30, rated for 10 start/hour, internally bypassed, 45mm frame. | Stock | 244
SR22-12 | Stellar SR22 series compact soft starter, 12A, 110-240 VAC at 1-phase/208-460 VAC at 3-phase, Trip Class 2/10/20/30, rated for 10 start/hour, internally bypassed, 45mm frame. | Stock | 277
SR22-16 | Stellar SR22 series compact soft starter, 16A, 110-240 VAC at 1-phase/208-460 VAC at 3-phase, Trip Class 2/10/20/30, rated for 10 start/hour, internally bypassed, 45mm frame. | Stock | 296
SR22-22 | Stellar SR22 series compact soft starter, 22A, 110-240 VAC at 1-phase/208-460 VAC at 3-phase, Trip Class 2/10/20/30, rated for 10 start/hour, internally bypassed, 55mm frame. | Stock | 350
SR22-30 | Stellar SR22 series compact soft starter, 30A, 110-240 VAC at 1-phase/208-460 VAC at 3-phase, Trip Class 2/30, rated for 10 start/hour, internally bypassed, 55mm frame. | Stock | 469
SR22-36 | Stellar SR22 series compact soft starter, 36A, 110-240 VAC at 1-phase/208-460 VAC at 3-phase, Trip Class 2/10/20, rated for 10 start/hour, internally bypassed, 55mm frame. | Stock | 584
SR22-40 | Stellar SR22 series compact soft starter, 40A, 110-240 VAC at 1-phase/208-460 VAC at 3-phase, Trip Class 2/10/20/30, rated for 10 start/hour, internally bypassed, 55mm frame. | Stock | 703
26300.48006 | Peter Electronic VSII series compact soft starter, 6A, 200-480 VAC at 3-phase, Trip Class 10, rated for 20 start/hour, internally bypassed, 1 frame. | Stock | 185
26300.48009 | Peter Electronic VSII series compact soft starter, 9A, 200-480 VAC at 3-phase, Trip Class 10, rated for 20 start/hour, internally bypassed, 1 frame. | Stock | 196
26300.48012 | Peter Electronic VSII series compact soft starter, 12A, 200-480 VAC at 3-phase, Trip Class 10, rated for 20 start/hour, internally bypassed, 1 frame. | Stock | 205
26300.48022 | Peter Electronic VSII series compact soft starter, 22A, 200-480 VAC at 3-phase, Trip Class 10, rated for 20 start/hour, internally bypassed, 2 frame. | Stock | 291
26300.48032 | Peter Electronic VSII series compact soft starter, 32A, 200-480 VAC at 3-phase, Trip Class 10, rated for 10 start/hour, internally bypassed, 2 frame. | Stock | 449
26300.48038 | Peter Electronic VSII series compact soft starter, 38A, 200-480 VAC at 3-phase, Trip Class 10, rated for 50 start/hour, internally bypassed, 3 frame. Optional 69200.00013 fan doubles starts/hour. | Stock | 551
26300.48045 | Peter Electronic VSII series compact soft starter, 45A, 200-480 VAC at 3-phase, Trip Class 10, rated for 35 start/hour, internally bypassed, 3 frame. Optional 69200.00013 fan doubles starts/hour. | Stock | 598
26300.48065 | Peter Electronic VSII series compact soft starter, 65A, 200-480 VAC at 3-phase, Trip Class 10, rated for 13 start/hour, internally bypassed, 3 frame. Optional 69200.00013 fan doubles starts/hour. | Stock | 711
26300.48080 | Peter Electronic VSII series compact soft starter, 80A, 200-480 VAC at 3-phase, Trip Class 10, rated for 25 start/hour, internally bypassed, 4 frame. Optional 69200.00013 fan doubles starts/hour. | Stock | 908
26300.48105 | Peter Electronic VSII series compact soft starter, 105A, 200-480 VAC at 3-phase, Trip Class 10, rated for 10 start/hour, internally bypassed, 4 frame. Optional 69200.00013 fan doubles starts/hour. | Stock | 998
UG9019-11-110-61 | Dold MINISTART 9019 series compact soft starter, 9A, 200-480 VAC at 3-phase, rated for 30 start/hour, internally bypassed, 22mm frame. | Stock | 217
UG9256-11-010-61 | Dold MINISTART 9256 series smart compact motor starter, 9A, 200-480 VAC at 3-phase, rated for 30 start/hour, internally bypassed, 22mm frame. With soft start function. | Stock | 231
UG9256-11-000-61 | Dold MINISTART 9256 series smart compact motor starter, 9A, 200-480 VAC at 3-phase, rated for 30 start/hour, internally bypassed, mains isolating relay, 22mm frame. With soft start function. | Stock | 255
UG9256-11-011-61 | Dold MINISTART 9256 series smart compact motor starter, 9A, 200-480 VAC at 3-phase, Class 5/10A, rated for 30 start/hour, internally bypassed, 22mm frame. With soft start function. | Stock | 231
UG9256-11-001-61 | Dold MINISTART 9256 series smart compact motor starter, 9A, 200-480 VAC at 3-phase, Class 5/10A, rated for 30 start/hour, internally bypassed, mains isolating relay, 22mm frame. With soft start function. | Stock | 255
UG9256-11-110-61 | Dold MINISTART 9256 series smart compact motor starter, 9A, 200-480 VAC at 3-phase, rated for 30 start/hour, internally bypassed, 22mm frame. With soft start and soft stop function. | Stock | 242
UG9256-11-100-61 | Dold MINISTART 9256 series smart compact motor starter, 9A, 200-480 VAC at 3-phase, rated for 30 start/hour, internally bypassed, mains isolating relay, 22mm frame. With soft start and soft stop function. | Stock | 264
UG9256-11-111-61 | Dold MINISTART 9256 series smart compact motor starter, 9A, 200-480 VAC at 3-phase, Class 5/10A, rated for 30 start/hour, internally bypassed, 22mm frame. With soft start and soft stop function. | Stock | 242
UG9256-11-101-61 | Dold MINISTART 9256 series smart compact motor starter, 9A, 200-480 VAC at 3-phase, Class 5/10A, rated for 30 start/hour, internally bypassed, mains isolating relay, 22mm frame. With soft start and soft stop function. | Stock | 264
UG9256-11-410-61 | Dold MINISTART 9256 series smart compact motor starter, 9A, 200-480 VAC at 3-phase, rated for 30 start/hour, internally bypassed, 22mm frame. | Stock | 209
UG9256-11-411-61 | Dold MINISTART 9256 series smart compact motor starter, 9A, 200-480 VAC at 3-phase, Class 5/10A, rated for 30 start/hour, internally bypassed, 22mm frame. | Stock | 209
UG9256-11-400-61 | Dold MINISTART 9256 series smart compact motor starter, 9A, 200-480 VAC at 3-phase, rated for 30 start/hour, internally bypassed, mains isolating relay, 22mm frame. | Stock | 239
UG9256-11-401-61 | Dold MINISTART 9256 series smart compact motor starter, 9A, 200-480 VAC at 3-phase, Class 5/10A, rated for 30 start/hour, internally bypassed, mains isolating relay, 22mm frame. | Stock | 239
SSW050010T2246TPZ | WEG Electric SSW05 series compact soft starter, 10A, 220-460 VAC at 3-phase, Trip Class 5, rated for 4 start/hour, internally bypassed, 1 frame. | Stock | 392
SSW050016T2246TPZ | WEG Electric SSW05 series compact soft starter, 16A, 220-460 VAC at 3-phase, Trip Class 5, rated for 4 start/hour, internally bypassed, 1 frame. | Stock | 446
SSW050023T2246TPZ | WEG Electric SSW05 series compact soft starter, 23A, 220-460 VAC at 3-phase, Trip Class 5, rated for 4 start/hour, internally bypassed, 1 frame. | Stock | 513
SSW050030T2246TPZ | WEG Electric SSW05 series compact soft starter, 30A, 220-460 VAC at 3-phase, Trip Class 5, rated for 4 start/hour, internally bypassed, 1 frame. | Stock | 557
SSW050045T2246TPZ | WEG Electric SSW05 series compact soft starter, 45A, 220-460 VAC at 3-phase, Trip Class 5, rated for 4 start/hour, internally bypassed, 2 frame. | Stock | 696
SSW050060T2246TPZ | WEG Electric SSW05 series compact soft starter, 60A, 220-460 VAC at 3-phase, Trip Class 5, rated for 4 start/hour, internally bypassed, 2 frame. | Stock | 838
SSW050085T2246TPZ | WEG Electric SSW05 series compact soft starter, 85A, 220-460 VAC at 3-phase, Trip Class 5, rated for 4 start/hour, internally bypassed, 2 frame. | Stock | 1020
Basic AC Motor Soft Starters
SR35-017 | Stellar SR35 series basic soft starter, 17A, 110-240 VAC at 1-phase/208-460 VAC at 3-phase, Trip Class 10/20/30, rated for 5 start/hour, internally bypassed, 1 frame. | Stock | 557
SSW070017T5SZ | WEG Electric SSW07 series basic soft starter, 17A, 220-575 VAC at 3-phase, Trip Class 5/10/20/30, rated for 10 start/hour, internally bypassed, 1 frame. Optional Modbus RTU cards available. | Stock | 855
SR35-022 | Stellar SR35 series basic soft starter, 22A, 110-240 VAC at 1-phase/208-460 VAC at 3-phase, Trip Class 10/20/30, rated for 5 start/hour, internally bypassed, 1 frame. | Stock | 592
SSW070024T5SZ | WEG Electric SSW07 series basic soft starter, 24A, 220-575 VAC at 3-phase, Trip Class 5/10/20/30, rated for 10 start/hour, internally bypassed, 1 frame. Optional Modbus RTU cards available. | Stock | 916
SR35-027 | Stellar SR35 series basic soft starter, 27A, 110-240 VAC at 1-phase/208-460 VAC at 3-phase, Trip Class 10/20/30, rated for 5 start/hour, internally bypassed, 1 frame. | Stock | 645
SSW070030T5SZ | WEG Electric SSW07 series basic soft starter, 30A, 220-575 VAC at 3-phase, Trip Class 5/10/20/30, rated for 10 start/hour, internally bypassed, 1 frame. Optional Modbus RTU cards available. | Stock | 946
SR35-034 | Stellar SR35 series basic soft starter, 34A, 110-240 VAC at 1-phase/208-460 VAC at 3-phase, Trip Class 10/20/30, rated for 5 start/hour, internally bypassed, 1 frame. | Stock | 675
SR35-041 | Stellar SR35 series basic soft starter, 41A, 110-240 VAC at 1-phase/208-460 VAC at 3-phase, Trip Class 10/20/30, rated for 5 start/hour, internally bypassed, 1 frame. | Stock | 753
SSW070045T5SZ | WEG Electric SSW07 series basic soft starter, 45A, 220-575 VAC at 3-phase, Trip Class 5/10/20/30, rated for 3 start/hour, internally bypassed, 2 frame. Optional Modbus RTU cards available. | Stock | 1079
SR35-052 | Stellar SR35 series basic soft starter, 52A, 110-240 VAC at 1-phase/208-460 VAC at 3-phase, Trip Class 10/20/30, rated for 5 start/hour, internally bypassed, 1 frame. | Stock | 855
SSW070061T5SZ | WEG Electric SSW07 series basic soft starter, 61A, 220-575 VAC at 3-phase, Trip Class 5/10/20/30, rated for 3 start/hour, internally bypassed, 2 frame. Optional Modbus RTU cards available. | Stock | 1215
SR35-065 | Stellar SR35 series basic soft starter, 65A, 110-240 VAC at 1-phase/208-460 VAC at 3-phase, Trip Class 10/20/30, rated for 5 start/hour, internally bypassed, 1 frame. | Stock | 907
SR35-077 | Stellar SR35 series basic soft starter, 77A, 110-240 VAC at 1-phase/208-460 VAC at 3-phase, Trip Class 10/20/30, rated for 5 start/hour, internally bypassed, 2 frame. | Stock | 1144
SSW070085T5SZ | WEG Electric SSW07 series basic soft starter, 85A, 220-575 VAC at 3-phase, Trip Class 5/10/20/30, rated for 3 start/hour, internally bypassed, 2 frame. Optional Modbus RTU cards available. | Stock | 1471
SR35-100 | Stellar SR35 series basic soft starter, 100A, 110-240 VAC at 1-phase/208-460 VAC at 3-phase, Trip Class 10/20/30, rated for 5 start/hour, internally bypassed, 2 frame. | Stock | 1287
SR35-125 | Stellar SR35 series basic soft starter, 125A, 110-240 VAC at 1-phase/208-460 VAC at 3-phase, Trip Class 10/20/30, rated for 5 start/hour, internally bypassed, 2 frame. | Stock | 1708
SSW070130T5SZ | WEG Electric SSW07 series basic soft starter, 130A, 220-575 VAC at 3-phase, Trip Class 5/10/20/30, rated for 3 start/hour, internally bypassed, 3 frame. Optional Modbus RTU cards available. | Stock | 1847
SR35-156 | Stellar SR35 series basic soft starter, 156A, 110-240 VAC at 1-phase/208-460 VAC at 3-phase, Trip Class 10/20/30, rated for 5 start/hour, internally bypassed, 2 frame. | Stock | 2541
SSW070171T5SZ | WEG Electric SSW07 series basic soft starter, 171A, 220-575 VAC at 3-phase, Trip Class 5/10/20/30, rated for 3 start/hour, internally bypassed, 3 frame. Optional Modbus RTU cards available. | Stock | 2345
SR35-192 | Stellar SR35 series basic soft starter, 192A, 110-240 VAC at 1-phase/208-460 VAC at 3-phase, Trip Class 10/20/30, rated for 5 start/hour, internally bypassed, 2 frame. | Stock | 2675
SSW070200T5SZ | WEG Electric SSW07 series basic soft starter, 200A, 220-575 VAC at 3-phase, Trip Class 5/10/20/30, rated for 3 start/hour, internally bypassed, 3 frame. Optional Modbus RTU cards available. | Stock | 2780
SR35-242 | Stellar SR35 series basic soft starter, 242A, 110-240 VAC at 1-phase/208-460 VAC at 3-phase, Trip Class 10/20/30, rated for 3 start/hour, internally bypassed, 3 frame. | Stock | 2894
SSW070255T5SH1Z | WEG Electric SSW07 series basic soft starter, 255A, 220-575 VAC at 3-phase, Trip Class 5/10/20/30, rated for 10 start/hour, internally bypassed, 4 frame. Optional Modbus RTU cards available. | Stock | 3394
SR35-302 | Stellar SR35 series basic soft starter, 302A, 110-240 VAC at 1-phase/208-460 VAC at 3-phase, Trip Class 10/20/30, rated for 3 start/hour, internally bypassed, 3 frame. | Stock | 3350
SSW070312T5SH1Z | WEG Electric SSW07 series basic soft starter, 312A, 220-575 VAC at 3-phase, Trip Class 5/10/20/30, rated for 10 start/hour, internally bypassed, 4 frame. Optional Modbus RTU cards available. | Stock | 3685
SR35-361 | Stellar SR35 series basic soft starter, 361A, 110-240 VAC at 1-phase/208-460 VAC at 3-phase, Trip Class 10/20/30, rated for 3 start/hour, internally bypassed, 3 frame. | Stock | 3577
SSW070365T5SH1Z | WEG Electric SSW07 series basic soft starter, 365A, 220-575 VAC at 3-phase, Trip Class 5/10/20/30, rated for 10 start/hour, internally bypassed, 4 frame. Optional Modbus RTU cards available. | Stock | 3829
SSW070412T5SH1Z | WEG Electric SSW07 series basic soft starter, 412A, 220-575 VAC at 3-phase, Trip Class 5/10/20/30, rated for 10 start/hour, internally bypassed, 4 frame. Optional Modbus RTU cards available. | Stock | 4493
Full-Featured AC Motor Soft Starters
SR55-017 | Stellar SR55 series full-featured soft starter, 17A, 200-480 VAC at 3-phase, Trip Class 10, rated for 5 start/hour, internally bypassed, 1 frame. Optional EtherNet/IP and Modbus TCP cards available. | Stock | 1085
SR55-021 | Stellar SR55 series full-featured soft starter, 21A, 200-480 VAC at 3-phase, Trip Class 10/20, rated for 5 start/hour, internally bypassed, 1 frame. Optional EtherNet/IP and Modbus TCP cards available. | Stock | 1134
SR55-027 | Stellar SR55 series full-featured soft starter, 27A, 200-480 VAC at 3-phase, Trip Class 10/20/30, rated for 5 start/hour, internally bypassed, 1 frame. Optional EtherNet/IP and Modbus TCP cards available. | Stock | 1204
SR55-034 | Stellar SR55 series full-featured soft starter, 34A, 200-480 VAC at 3-phase, Trip Class 10/20/30, rated for 5 start/hour, internally bypassed, 1 frame. Optional EtherNet/IP and Modbus TCP cards available. | Stock | 1243
SR55-040 | Stellar SR55 series full-featured soft starter, 40A, 200-480 VAC at 3-phase, Trip Class 10/20/30, rated for 5 start/hour, internally bypassed, 1 frame. Optional EtherNet/IP and Modbus TCP cards available. | Stock | 1341
SR55-052 | Stellar SR55 series full-featured soft starter, 52A, 200-480 VAC at 3-phase, Trip Class 10/20/30, rated for 5 start/hour, internally bypassed, 1 frame. Optional EtherNet/IP and Modbus TCP cards available. | Stock | 1639
SR55-065 | Stellar SR55 series full-featured soft starter, 65A, 200-480 VAC at 3-phase, Trip Class 10/20/30, rated for 5 start/hour, internally bypassed, 1 frame. Optional EtherNet/IP and Modbus TCP cards available. | Stock | 1746
SR55-077 | Stellar SR55 series full-featured soft starter, 77A, 200-480 VAC at 3-phase, Trip Class 10/20/30, rated for 5 start/hour, internally bypassed, 1 frame. Optional EtherNet/IP and Modbus TCP cards available. | Stock | 1952
SR55-096 | Stellar SR55 series full-featured soft starter, 96A, 200-480 VAC at 3-phase, Trip Class 10/20/30, rated for 5 start/hour, internally bypassed, 1 frame. Optional EtherNet/IP and Modbus TCP cards available. | Stock | 1999
SR55-124 | Stellar SR55 series full-featured soft starter, 124A, 200-480 VAC at 3-phase, Trip Class 10/20/30, rated for 5 start/hour, internally bypassed, 2 frame. Optional EtherNet/IP and Modbus TCP cards available. | Stock | 2190
SR55-156 | Stellar SR55 series full-featured soft starter, 156A, 200-480 VAC at 3-phase, Trip Class 10/20/30, rated for 5 start/hour, internally bypassed, 2 frame. Optional EtherNet/IP and Modbus TCP cards available. | Stock | 3094
SR55-180 | Stellar SR55 series full-featured soft starter, 180A, 200-480 VAC at 3-phase, Trip Class 10/20/30, rated for 3 start/hour, internally bypassed, 2 frame. Optional EtherNet/IP and Modbus TCP cards available. | Stock | 3380
SR55-242 | Stellar SR55 series full-featured soft starter, 242A, 200-480 VAC at 3-phase, Trip Class 10/20/30, rated for 3 start/hour, internally bypassed, 3 frame. Optional EtherNet/IP and Modbus TCP cards available. | Stock | 3436
SR55-302 | Stellar SR55 series full-featured soft starter, 302A, 200-480 VAC at 3-phase, Trip Class 10/20/30, rated for 3 start/hour, internally bypassed, 3 frame. Optional EtherNet/IP and Modbus TCP cards available. | Stock | 3683
SR55-361 | Stellar SR55 series full-featured soft starter, 361A, 200-480 VAC at 3-phase, Trip Class 10/20/30, rated for 3 start/hour, internally bypassed, 3 frame. Optional EtherNet/IP and Modbus TCP cards available. | Stock | 4322
SR55-414 | Stellar SR55 series full-featured soft starter, 414A, 200-480 VAC at 3-phase, Trip Class 10/20/30, rated for 3 start/hour, internally bypassed, 3 frame. Optional EtherNet/IP and Modbus TCP cards available. | Stock | 5420
SR55-477 | Stellar SR55 series full-featured soft starter, 477A, 200-480 VAC at 3-phase, Trip Class 10/20/30, rated for 3 start/hour, internally bypassed, 3 frame. Optional EtherNet/IP and Modbus TCP cards available. | Stock | 6197
SSW900A0010T5E2B | WEG Electric SSW900 series full-featured soft starter, 10A, 220-575 VAC at 3-phase, Trip Class 10/20/30, rated for 10 start/hour, internally bypassed, A frame. Optional communication and RTD cards available. | Stock | 1039
SSW900A0017T5E2B | WEG Electric SSW900 series full-featured soft starter, 17A, 220-575 VAC at 3-phase, Trip Class 10/20/30, rated for 10 start/hour, internally bypassed, A frame. Optional communication and RTD cards available. | Stock | 1071
SSW900A0024T5E2B | WEG Electric SSW900 series full-featured soft starter, 24A, 220-575 VAC at 3-phase, Trip Class 10/20/30, rated for 10 start/hour, internally bypassed, A frame. Optional communication and RTD cards available. | Stock | 1178
SSW900A0030T5E2B | WEG Electric SSW900 series full-featured soft starter, 30A, 220-575 VAC at 3-phase, Trip Class 10/20/30, rated for 10 start/hour, internally bypassed, A frame. Optional communication and RTD cards available. | Stock | 1277
SSW900B0045T5E2B | WEG Electric SSW900 series full-featured soft starter, 45A, 220-575 VAC at 3-phase, Trip Class 10/20/30, rated for 3 start/hour, internally bypassed, B frame. Optional SSW0708900-KVT-2B fan provides 10 start/hour. Optional communication and RTD cards available. | Stock | 1481
SSW900B0061T5E2B | WEG Electric SSW900 series full-featured soft starter, 61A, 220-575 VAC at 3-phase, Trip Class 10/20/30, rated for 3 start/hour, internally bypassed, B frame. Optional SSW0708900-KVT-2B fan provides 10 start/hour. Optional communication and RTD cards available. | Stock | 1635
SSW900B0085T5E2B | WEG Electric SSW900 series full-featured soft starter, 85A, 220-575 VAC at 3-phase, Trip Class 10/20/30, rated for 3 start/hour, internally bypassed, B frame. Optional SSW0708900-KVT-2B fan provides 10 start/hour. Optional communication and RTD cards available. | Stock | 2077
SSW900B0105T5E2B | WEG Electric SSW900 series full-featured soft starter, 105A, 220-575 VAC at 3-phase, Trip Class 10/20/30, rated for 3 start/hour, internally bypassed, B frame. Optional SSW0708900-KVT-2B fan provides 10 start/hour. Optional communication and RTD cards available. | Stock | 2368
SSW900C0130T5E2B | WEG Electric SSW900 series full-featured soft starter, 130A, 220-575 VAC at 3-phase, Trip Class 10/20/30, rated for 3 start/hour, internally bypassed, C frame. Optional SSW0708900-KVT-3C fan provides 10 start/hour. Optional communication and RTD cards available. | Stock | 2658
SSW900C0171T5E2B | WEG Electric SSW900 series full-featured soft starter, 171A, 220-575 VAC at 3-phase, Trip Class 10/20/30, rated for 3 start/hour, internally bypassed, C frame. Optional SSW0708900-KVT-3C fan provides 10 start/hour. Optional communication and RTD cards available. | Stock | 3200
SSW900C0200T5E2B | WEG Electric SSW900 series full-featured soft starter, 200A, 220-575 VAC at 3-phase, Trip Class 10/20/30, rated for 3 start/hour, internally bypassed, C frame. Optional SSW0708900-KVT-3C fan provides 10 start/hour. Optional communication and RTD cards available. | Stock | 4012
SSW900D0255T5E3B | WEG Electric SSW900 series full-featured soft starter, 255A, 220-575 VAC at 3-phase, Trip Class 10/20/30, rated for 10 start/hour, internally bypassed, D frame. Optional communication and RTD cards available. | Stock | 5386
SSW900D0312T5E3B | WEG Electric SSW900 series full-featured soft starter, 312A, 220-575 VAC at 3-phase, Trip Class 10/20/30, rated for 10 start/hour, internally bypassed, D frame. Optional communication and RTD cards available. | Stock | 5917
SSW900D0365T5E3B | WEG Electric SSW900 series full-featured soft starter, 365A, 220-575 VAC at 3-phase, Trip Class 10/20/30, rated for 10 start/hour, internally bypassed, D frame. Optional communication and RTD cards available. | Stock | 6535
SSW900D0412T5E3B | WEG Electric SSW900 series full-featured soft starter, 412A, 220-575 VAC at 3-phase, Trip Class 10/20/30, rated for 10 start/hour, internally bypassed, D frame. Optional communication and RTD cards available. | Stock | 7092
SSW900E0480T5E3B | WEG Electric SSW900 series full-featured soft starter, 480A, 220-575 VAC at 3-phase, Trip Class 10/20/30, rated for 5 start/hour, internally bypassed, E frame. Optional communication and RTD cards available. | Stock | 8789
SSW900E0604T5E3B | WEG Electric SSW900 series full-featured soft starter, 604A, 220-575 VAC at 3-phase, Trip Class 10/20/30, rated for 5 start/hour, internally bypassed, E frame. Optional communication and RTD cards available. | Stock | 9802
SSW900E0670T5E3B | WEG Electric SSW900 series full-featured soft starter, 670A, 220-575 VAC at 3-phase, Trip Class 10/20/30, rated for 5 start/hour, internally bypassed, E frame. Optional communication and RTD cards available. | Stock | 11148
SSW900F0820T5E3B | WEG Electric SSW900 series full-featured soft starter, 820A, 220-575 VAC at 3-phase, Trip Class 10/20/30, rated for 5 start/hour, internally bypassed, F frame. Optional communication and RTD cards available. | Stock | 13167
SSW900F0950T5E3B | WEG Electric SSW900 series full-featured soft starter, 950A, 220-575 VAC at 3-phase, Trip Class 10/20/30, rated for 5 start/hour, internally bypassed, F frame. Optional communication and RTD cards available. | Stock | 19924
Accessories for AC Motor Soft Starters
SR22-FAN-45 | Stellar SR22 series main cooling fan, 25 x 25 x 10mm, 12 VDC, increases duty cycle to 60 starts/hour. For use with SR22-05, SR22-07, SR22-09, SR22-12 and SR22-16 soft starters. | Stock | 83
SR22-FAN-55 | Stellar SR22 series main cooling fan, 40 x 40 x 20mm, 24 VDC, increases duty cycle to 60 starts/hour. For use with SR22-22, SR22-30, SR22-36 and SR22-40 soft starters. | Stock | 87
69200.00013 | Peter Electronic VSII series main cooling fan, 40 x 40 x 10mm, 24 VDC. For use with Peter Electronic VSII series 38-105A soft starters. Electrical connector included. | Stock | 41
SSW05-HMI-RS | WEG Electric SSW05 series remote serial HMI keypad, for use with WEG SSW05 series soft starters. | Stock | 89
SSW05-07-08-CRS-3M | WEG Electric keypad mounting cable, 9.8ft/3m cable length. For use with WEG SSW05 and SSW07 series soft starter keypads. Mounting hardware included. | Stock | 30.5
SSW05-07-08-CRS-5M | WEG Electric keypad mounting cable, 16.4ft/5m cable length. For use with WEG SSW05 and SSW07 series soft starter keypads. Mounting hardware included. | Stock | 37.5
SSW0708900-KVT-2B | WEG Electric SSW07 series main cooling fan, 109 x 45 x 38mm, 24 VDC. For use with WEG SSW07 and SSW900 series 45-105A soft starters. Electrical connector included. | Stock | 49
SSW0708900-KVT-3C | WEG Electric SSW07 series main cooling fan, 183 x 45 x 38mm, 24 VDC. For use with WEG SSW07 and SSW900 series 130-200A soft starters. Electrical connector included. | Stock | 70
SSW07-08-KPTC-MTR | WEG Electric SSW07 series PTC module, for use with WEG SSW07 series soft starters. | Stock | 92
SSW0708900-IP20-3C | WEG Electric SSW07 series touch shield, for use with WEG SSW07 and SSW900 series 130-200A soft starters. Mounting hardware included. Provides IP20 protection rating. | Stock | 46
SSW0708900-IP20-4D | WEG Electric SSW07 series touch shield, for use with WEG SSW07 and SSW900 series 255-412A soft starters. Mounting hardware included. Provides IP20 protection rating. | Stock | 97
SSW07-08-KRS-485 | WEG Electric SSW07 series communication module, Modbus RTU, 1 port, (1) RS-485 (5-pin terminal) port(s). For use with WEG SSW07 series soft starters. | Stock | 149
SSW07-08-KRS-232 | WEG Electric SSW07 series communication module, Modbus RTU, 1 port, (1) RS-232 (RJ11) port(s). For use with WEG SSW07 series soft starters. | Stock | 90
SSW07-08-HMI-LOC | WEG Electric SSW07 series local HMI keypad, for use with WEG SSW07 series soft starters. | Stock | 129
SSW07-HMI-REM | WEG Electric SSW07 series remote serial HMI keypad, for use with WEG SSW07 series soft starters. Remote keypad interface module included. | Stock | 251
SSW07-HMI-REM-485 | WEG Electric SSW07 series remote serial HMI keypad, for use with WEG SSW07 series soft starters. Remote keypad interface module with RS-485 communication included. | Stock | 316
SSW900-CETH-W | WEG Electric SSW900 series communication module, EtherNet/IP, Modbus TCP and webserver, 2 ports, (2) Ethernet (RJ45) port(s). For use with WEG SSW900 series soft starters. | Stock | 511
SSW900-CRS485-W | WEG Electric SSW900 series communication module, Modbus RTU, 1 port, (1) RS-485 (4-pin terminal) port(s). For use with WEG SSW900 series soft starters. Removable terminal block included. | Stock | 128
SSW900-PT100-W | WEG Electric SSW900 series temperature input module, RTD, 6-channel, 12-bit resolution, input RTD type(s): Pt100. For use with WEG SSW900 series soft starters. Removable terminal block included. | Stock | 323
SSW900-KMD-CB05 | WEG Electric SSW900 series keypad mount, for use with WEG SSW900 series soft starters. (1) 16.4ft/5m cable included. | Stock | 87
SSW900-HMI-BLT | WEG Electric SSW900 series remote Bluetooth HMI keypad, replacement. For use with WEG SSW900 series soft starters. | Stock | 259
SSW-SDG2 | WEG Electric Windows configuration software, USB or free download. For use with WEG SSW07 series soft starters. Requires PC USB port and SSW07-08-KRS-232 or SSW07-08-KRS-485 communication modules. | Stock | 9.5
SR35-FG-1 | Stellar SR35 series finger guards, replacement. Package of 2. For use with size 1 Stellar SR35 series soft starters. Provides IP20 protection rating. | Stock | 43
SR35-FG-2 | Stellar SR35 series finger guards, replacement. Package of 2. For use with size 2 Stellar SR35 series soft starters. Provides IP20 protection rating. | Stock | 43
SR55-FG-1 | Stellar SR55 series finger guards, replacement. Package of 2. For use with size 1 Stellar SR55 series soft starters. Provides IP20 protection rating. | Stock | 44
SR55-FG-2 | Stellar SR55 series finger guards, replacement. Package of 2. For use with size 2 Stellar SR55 series soft starters. Provides IP20 protection rating. | Stock | 44
SR55-CM-ENETIP2 | Stellar SR55 series communication module, EtherNet/IP, 2 ports, (2) Ethernet (RJ45 full duplex) port(s). For use with Stellar SR55 series soft starters. | Stock | 456
SR55-CM-MODTCP | Stellar SR55 series communication module, Modbus TCP, 2 ports, (2) Ethernet (RJ45 full duplex) port(s). For use with Stellar SR55 series soft starters. | Stock | 495
SR35-KPD-REM | Stellar SR35 series remote keypad, for use with Stellar SR35 series soft starters. | Stock | 366
SR55-KPD-REM | Stellar SR55 series touch screen, for use with Stellar SR55 series soft starters. (1) optional remote, (1) 9.8ft/3m Cat5e cable and (1) SR55-RJ45-RJ12 adapter included. Rated for NEMA 4/4X enclosures, no external power wiring required. | Stock | 491
SR55-RJ45-RJ12 | Stellar SR55 series RJ45 female to RJ12 male adapter, for use with Stellar SR55 series soft starters. | Stock | 10
SR55-SPLT | Stellar SR55 series communication splitter, 3 ports, (3) RS-485 (RJ45) female port(s). For use with Stellar SR55 series soft starters. (1) SR55-RJ45-RJ12 adapter and (1) 9.8ft/3m Cat5e cable included. | Stock | 224
SR35-FAN-1 | Stellar SR35 series main cooling fan, 36 x 222 x 90mm, 24 VDC. For use with size 1 Stellar SR35 series soft starters. Electrical connector included. | Stock | 77
SR35-FAN-2 | Stellar SR35 series main cooling fan, 68 x 297 x 102mm, 12 VDC. For use with size 2 Stellar SR35 series soft starters. Electrical connector included. | Stock | 82
SR55-FAN-2 | Stellar SR55 series main cooling fan, replacement, 60 x 60 x 15mm, 24 VDC. For use with size 1 Stellar SR55 series soft starters. Electrical connector included. | Stock | 23.5
SR55-FAN-3 | Stellar SR55 series main cooling fan, replacement, 80 x 80 x 15mm, 24 VDC. For use with size 2 Stellar SR55 series soft starters. Electrical connector included. | Stock | 27.5
SR55-FAN-6 | Stellar SR55 series main cooling fan, replacement, 80 x 80 x 20mm, 12 VDC. For use with size 2 Stellar SR55 series soft starters. Electrical connector included. | Stock | 24.5
SR55-FAN-7 | Stellar SR55 series main cooling fan, replacement, 120 x 120 x 25mm, 24 VDC. For use with size 3 Stellar SR55 series soft starters. Push rivets for fan guards and electrical connector included. | Stock | 65
SR55-FAN-8 | Stellar SR55 series main cooling fan, replacement, 171 x 151 x 51mm, 115 VAC. For use with size 3 Stellar SR55 series soft starters. | Stock | 170
SR55-KPD | Stellar SR55 series touch screen, replacement. For use with Stellar SR55 series soft starters. Replacement bezel included. | Stock | 184
SR35-PSU | Stellar SR35 series switching power supply, 24 VDC @ 1A/120W, 120 VAC and 240 VAC nominal input, 1-phase, enclosed, plastic housing, direct mount. | Stock | 241
SR35-AUX-IO | Stellar SR35 series temperature combo module, thermistor, 1-channel input, 2-point input, 110-230 VAC/24 VDC, 2-point output, 250 VAC, (2) Form A (SPST) relays. For use with Stellar SR35 series soft starters. (1) 500mm ribbon cable included. | Stock | 170
Low Voltage (< 50V) Enclosed DC Drives
GSD1-48-10C | IronHorse GSD1 series DC full-featured drive, 12-48 VDC, 1-phase, 1/50 to 1/8hp at 12 VDC and 1/12 to 1/2hp at 48 VDC, 10A, open frame, panel mount, field-install reverse, potentiometer input, PWM output. | Stock | 224
GSD1-48-20C | IronHorse GSD1 series DC full-featured drive, 12-48 VDC, 1-phase, 1/50 to 1/4hp at 12 VDC and 1/12 to 1hp at 48 VDC, 20A, open frame, panel mount, field-install reverse, potentiometer input, PWM output. | Stock | 259
GSD3-24A-2CL | IronHorse GSD3 series DC general purpose drive, 12/24 VAC, 1-phase, 1/50 to 1/40hp at 12 VDC and 1/25 to 1/20hp at 24 VDC, 2A, open frame, L style mount, field-install reverse, potentiometer input, SCR output. | Stock | 100
GSD3-24A-2CJ | IronHorse GSD3 series DC general purpose drive, 12/24 VAC, 1-phase, 1/50 to 1/40hp at 12 VDC and 1/25 to 1/20hp at 24 VDC, 2A, open frame, J style mount, field-install reverse, potentiometer input, SCR output. | Stock | 104
GSD4-24A-5C | IronHorse GSD4 series DC general purpose drive, 24/36 VAC, 1-phase, 1/50 to 1/6hp at 24-36 VDC, 5.5A, open frame, panel mount, field-install reverse, potentiometer input, SCR output. | Stock | 145
GSD1-48-10N4X | IronHorse GSD1 series DC full-featured drive, 12-48 VDC, 1-phase, 1/50 to 1/8hp at 12 VDC and 1/12 to 1/2hp at 48 VDC, 10A, NEMA 4X, wall mount, field-install reverse, potentiometer input, PWM output. | Stock | 490
GSD3-24A-3N4 | IronHorse GSD3 series DC general purpose drive, 12/24 VAC, 1-phase, 1/50 to 1/25hp at 12 VDC and 1/25 to 1/12hp at 24 VDC, 3A, NEMA 4, wall mount, field-install reverse, potentiometer input, SCR output. | Stock | 193
GSD1-24-15N4X-R | IronHorse GSD1 series DC reversing drive, 12/24 VDC, 1-phase, 1/50hp at 12 VDC and 5/16hp at 24 VDC, 15A, NEMA 4X, wall mount, built-in reverse, potentiometer input, PWM output. | Stock | 566
High Voltage (> 50V) Enclosed DC Drives
GSD3-240-2CL | IronHorse GSD3 series DC general purpose drive, 120/240 VAC, 1-phase, 1/50 to 1/6hp at 90 VDC and 1/25 to 1/3hp at 180 VDC, 2A, open frame, L style mount, field-install reverse, potentiometer input, SCR output. | Stock | 97
GSD3-240-2CJ | IronHorse GSD3 series DC general purpose drive, 120/240 VAC, 1-phase, 1/50 to 1/6hp at 90 VDC and 1/25 to 1/3hp at 180 VDC, 2A, open frame, J style mount, field-install reverse, potentiometer input, SCR output. | Stock | 99
GSD4A-240-2C | IronHorse GSD4A series DC general purpose drive, 120/240 VAC, 1-phase, 1/50 to 1/8hp at 90 VDC and 1/25 to 1/4hp at 180 VDC, 2A, open frame, panel mount, field-install reverse, potentiometer input, SCR output. | Stock | 137
GSD4A-240-6C | IronHorse GSD4A series DC general purpose drive, 120/240 VAC, 1-phase, 1/8 to 1/2hp at 90 VDC and 1/4 to 1hp at 180 VDC, 6A, open frame, panel mount, field-install reverse, potentiometer input, SCR output. | Stock | 149
GSD5-240-10C | IronHorse GSD5 series DC general purpose drive, 120/240 VAC, 1-phase, 1/8 to 1hp at 90 VDC and 1/4 to 2hp at 180 VDC, 10.8A, open frame, panel mount, field-install reverse, potentiometer input, SCR output. | Stock | 191
GSD6-240-15C | IronHorse GSD6 series DC full-featured drive, 120/240 VAC, 1-phase, 1/8 to 1-1/2hp at 90 VDC and 1/4 to 3hp at 180 VDC, 15A, open frame, panel mount, field-install reverse, potentiometer input, SCR output. | Stock | 440
GSD7-120-1CR3 | IronHorse GSD7 series DC reversing drive, 120 VAC, 1-phase, 1/15 to 1/8hp at 90 VDC, 1.2A, open frame, panel mount, built-in reverse, maximum 3 reverses/minute, potentiometer input, SCR output. | Stock | 276
GSD7-120-5CR3 | IronHorse GSD7 series DC reversing drive, 120 VAC, 1-phase, 1/8 to 1/2hp at 90 VDC, 5.5A, open frame, panel mount, built-in reverse, maximum 3 reverses/minute, potentiometer input, SCR output. | Stock | 276
GSD7-120-1CR30 | IronHorse GSD7 series DC reversing drive, 120 VAC, 1-phase, 1/15 to 1/8hp at 90 VDC, 1.2A, open frame, panel mount, built-in reverse, maximum 30 reverses/minute, potentiometer input, SCR output. | Stock | 332
GSD7-120-10CR30 | IronHorse GSD7 series DC reversing drive, 120 VAC, 1-phase, 1/8 to 1hp at 90 VDC, 10A, open frame, panel mount, built-in reverse, maximum 30 reverses/minute, potentiometer input, SCR output. | Stock | 333
GSD7-240-1CR3 | IronHorse GSD7 series DC reversing drive, 240 VAC, 1-phase, 1/25 to 1/4hp at 180 VDC, 1.2A, open frame, panel mount, built-in reverse, maximum 3 reverses/minute, potentiometer input, SCR output. | Stock | 301
GSD7-240-5CR3 | IronHorse GSD7 series DC reversing drive, 240 VAC, 1-phase, 1/8 to 1hp at 180 VDC, 5.5A, open frame, panel mount, built-in reverse, maximum 3 reverses/minute, potentiometer input, SCR output. | Stock | 300
GSD7-240-10CR30 | IronHorse GSD7 series DC reversing drive, 240 VAC, 1-phase, 1/4 to 2hp at 180 VDC, 10A, open frame, panel mount, built-in reverse, maximum 30 reverses/minute, potentiometer input, SCR output. | Stock | 338
GSD3-240-3N4 | IronHorse GSD3 series DC general purpose drive, 120/240 VAC, 1-phase, 1/50 to 1/3hp at 90 VDC and 1/25 to 2/3hp at 180 VDC, 3A, NEMA 4, panel mount, field-install reverse, potentiometer input, SCR output. | Stock | 199
GSD5-240-10N4 | IronHorse GSD5 series DC general purpose drive, 120/240 VAC, 1-phase, 1/8 to 1hp at 90 VDC and 1/4 to 2hp at 180 VDC, 10.8A, NEMA 4/12, wall mount, field-install reverse, potentiometer input, SCR output. | Stock | 341
GSD5-240-10N4-R | IronHorse GSD5 series DC general purpose drive, 120/240 VAC, 1-phase, 1/8 to 1hp at 90 VDC and 1/4 to 2hp at 180 VDC, 10.8A, NEMA 4/12, wall mount, built-in reverse, potentiometer input, SCR output. | Stock | 431
GSD5-240-10N4-A | IronHorse GSD5 series DC general purpose drive, 120/240 VAC, 1-phase, 1/8 to 1hp at 90 VDC and 1/4 to 2hp at 180 VDC, 10.8A, NEMA 4/12, wall mount, field-install reverse, current or potentiometer input, SCR output. | Stock | 397
GSD5-240-10N4-V | IronHorse GSD5 series DC general purpose drive, 120/240 VAC, 1-phase, 1/8 to 1hp at 90 VDC and 1/4 to 2hp at 180 VDC, 10.8A, NEMA 4/12, wall mount, field-install reverse, current, voltage or potentiometer input, SCR output. | Stock | 476
GSD4-240-10N4X | IronHorse GSD4 series DC general purpose drive, 120/240 VAC, 1-phase, 1/8 to 1hp at 90 VDC and 1/4 to 2hp at 180 VDC, 10A, NEMA 4X, wall mount, field-install reverse, potentiometer input, SCR output. | Stock | 389
GSD8-240-5C | IronHorse GSD8 series DC digital drive, 120/240 VAC, 1-phase, 1/2hp at 90 VDC and 1hp at 180 VDC, 5A, NEMA 4X, 1/8 DIN mount, field-install reverse, high-speed pulse input, SCR output. Requires encoder. | Stock | 471
GSD8-240-5C-D | IronHorse GSD8 series DC digital drive, 120/240 VAC, 1-phase, 1/2hp at 90 VDC and 1hp at 180 VDC, 5A, NEMA 4X, 1/8 DIN mount, field-install reverse, high-speed pulse input, SCR output. Requires encoder. | Stock | 487
GSD8-240-10C-D | IronHorse GSD8 series DC digital drive, 120/240 VAC, 1-phase, 1hp at 90 VDC and 2hp at 180 VDC, 10A, NEMA 4X, 1/4 DIN mount, field-install reverse, high-speed pulse input, SCR output. Requires encoder. | Stock | 587
GSD8-240-10N4X | IronHorse GSD8 series DC digital drive, 120/240 VAC, 1-phase, 1hp at 90 VDC and 2hp at 180 VDC, 10A, NEMA 4X, wall mount, field-install reverse, high-speed pulse input, SCR output. Requires encoder. | Stock | 679
GSD8-240-10N4X-A | IronHorse GSD8 series DC digital drive, 120/240 VAC, 1-phase, 1hp at 90 VDC and 2hp at 180 VDC, 10A, NEMA 4X, wall mount, field-install reverse, current or potentiometer input, SCR and 4-20 mA control current output. Requires encoder. | Stock | 1011
GSD8-240-10N4X-U | IronHorse GSD8 series DC digital drive, 120/240 VAC, 1-phase, 1hp at 90 VDC and 2hp at 180 VDC, 10A, RS-232/RS-485, ASCII, NEMA 4X, wall mount, field-install reverse, high-speed pulse or serial control input, SCR output. Requires encoder. | Stock | 877
Accessories for DC Drives
GSDA-DP-S | IronHorse signal conditioner, isolated, Input: 1-channel, current/voltage, Output: 1-channel, current/voltage, 120/240 VAC operating voltage, IP67, 1/8 DIN mount. | Stock | 410
GSDA-DP-D | IronHorse GSD series PID digital potentiometer, 120/240 VAC input, voltage, NEMA 4X, IP67, aluminum housing. For use with multiple AC and DC drives. | Stock | 493
GSDA-PU2E | IronHorse encoder, 5-24 VDC, NPN open collector output, 1/10/20 ppr, 61mm diameter body, NEMA 12, IP52, 6ft cable length, pigtail. For use with GSD8 series DC drives. Mounting hardware and (3) magnets included. | Stock | 86
GSDA-PU2R | IronHorse encoder, 5-24 VDC, NPN open collector output, 1/10/20 ppr, 61mm diameter body, NEMA 3R, IP14, 6ft cable length, pigtail. For use with GSD8 series DC drives. Mounting hardware and (3) magnets included. | Stock | 179
GSDA-CM-8 | IronHorse GSD8 series communication module, ASCII, 1 port, (1) RS-232/RS-485 (RJ45) port(s). For use with IronHorse GSD8-240-5C-D and GSD8-240-10C-D DC drives. | Stock | 155
GSDA-MREV | IronHorse GSD series manual reverse switch, 10A, field installable, screw terminals. For use with all GSD series DC drives. | Stock | 126
GSDA-AI-V4A | IronHorse GSD4A series analog input module, 1-channel, current/voltage, isolated, input current signal range(s) of 4-20 mA, input voltage signal range(s) of 0-5 VDC, 0-250 VDC. | Stock | 114
GSDA-AI-V5 | IronHorse GSD5 series analog input module, 1-channel, current/voltage, isolated, input current signal range(s) of 4-20 mA, input voltage signal range(s) of 0-5 VDC, 0-250 VDC. | Stock | 105
GSDA-AI-A8 | IronHorse GSD8 series relay/analog combo module, Analog Input: 1-channel, current, Analog Output: 1-channel, current, Discrete Output: 1-point, relay, (1) Form C (SPDT) relay. For use with multiple GSD8 series DC drives. | Stock | 211
GSDA-HTSNK-4A | IronHorse GSD4A series heatsink, for use with IronHorse GSD4A-240-2C and GSD4A-240-6C DC drives. | Stock | 25
General Purpose and Inverter Duty AC Motors
MTR2-P33-1AB18 | IronHorse MTR standard efficiency AC induction motor, general purpose, 1/3hp, 1-phase, 115/230 VAC, 1800rpm, TEFC, NEMA 56C frame, rolled steel, C-face/removable rigid base mount. | Stock | 256
MTR2-P33-1AB36 | IronHorse MTR standard efficiency AC induction motor, general purpose, 1/3hp, 1-phase, 115/230 VAC, 3600rpm, TEFC, NEMA 56C frame, rolled steel, C-face/removable rigid base mount. | Stock | 259
MTR2-P50-1AB18 | IronHorse MTR standard efficiency AC induction motor, general purpose, 1/2hp, 1-phase, 115/230 VAC, 1800rpm, TEFC, NEMA 56C frame, rolled steel, C-face/removable rigid base mount. | Stock | 283
MTR2-P50-1AB36 | IronHorse MTR standard efficiency AC induction motor, general purpose, 1/2hp, 1-phase, 115/230 VAC, 3600rpm, TEFC, NEMA 56C frame, rolled steel, C-face/removable rigid base mount. | Stock | 267
MTR2-P75-1AB18 | IronHorse MTR standard efficiency AC induction motor, general purpose, 3/4hp, 1-phase, 115/230 VAC, 1800rpm, TEFC, NEMA 56C frame, rolled steel, C-face/removable rigid base mount. | Stock | 306
MTR2-P75-1AB36 | IronHorse MTR standard efficiency AC induction motor, general purpose, 3/4hp, 1-phase, 115/230 VAC, 3600rpm, TEFC, NEMA 56C frame, rolled steel, C-face/removable rigid base mount. | Stock | 290
MTR2-001-1AB18 | IronHorse MTR standard efficiency AC induction motor, general purpose, 1hp, 1-phase, 115/230 VAC, 1800rpm, TEFC, NEMA 56C frame, rolled steel, C-face/removable rigid base mount. | Stock | 316
MTR2-001-1AB36 | IronHorse MTR standard efficiency AC induction motor, general purpose, 1hp, 1-phase, 115/230 VAC, 3600rpm, TEFC, NEMA 56C frame, rolled steel, C-face/removable rigid base mount. | Stock | 306
MTR2-1P5-1AB18 | IronHorse MTR standard efficiency AC induction motor, general purpose, 1-1/2hp, 1-phase, 115/230 VAC, 1800rpm, TEFC, NEMA 56HC frame, rolled steel, C-face/removable rigid base mount. | Stock | 373
MTR2-1P5-1AB36 | IronHorse MTR standard efficiency AC induction motor, general purpose, 1-1/2hp, 1-phase, 115/230 VAC, 3600rpm, TEFC, NEMA 56C frame, rolled steel, C-face/removable rigid base mount. | Stock | 339
MTR2-002-1AB18 | IronHorse MTR standard efficiency AC induction motor, general purpose, 2hp, 1-phase, 115/230 VAC, 1800rpm, TEFC, NEMA 56HC frame, rolled steel, C-face/removable rigid base mount. | Stock | 430
MTR2-002-1AB36 | IronHorse MTR standard efficiency AC induction motor, general purpose, 2hp, 1-phase, 115/230 VAC, 3600rpm, TEFC, NEMA 56HC frame, rolled steel, C-face/removable rigid base mount. | Stock | 395
MTR2-P33-3BD36 | IronHorse MTR standard efficiency AC induction motor, general purpose and inverter rated, 1/3hp, 3-phase, 230/460 VAC, 3600rpm, TEFC, NEMA 56C frame, rolled steel, C-face/removable rigid base mount. | Stock | 204
MTR2-P33-3BD18 | IronHorse MTR standard efficiency AC induction motor, general purpose and inverter rated, 1/3hp, 3-phase, 230/460 VAC, 1800rpm, TEFC, NEMA 56C frame, rolled steel, C-face/removable rigid base mount. | Stock | 229
MTR2-P50-3BD36 | IronHorse MTR standard efficiency AC induction motor, general purpose and inverter rated, 1/2hp, 3-phase, 230/460 VAC, 3600rpm, TEFC, NEMA 56C frame, rolled steel, C-face/removable rigid base mount. | Stock | 215
MTR2-P50-3BD18 | IronHorse MTR standard efficiency AC induction motor, general purpose and inverter rated, 1/2hp, 3-phase, 230/460 VAC, 1800rpm, TEFC, NEMA 56C frame, rolled steel, C-face/removable rigid base mount. | Stock | 244
MTR2-P75-3BD36 | IronHorse MTR standard efficiency AC induction motor, general purpose and inverter rated, 3/4hp, 3-phase, 230/460 VAC, 3600rpm, TEFC, NEMA 56C frame, rolled steel, C-face/removable rigid base mount. | Stock | 226
MTR2-P75-3BD18 | IronHorse MTR standard efficiency AC induction motor, general purpose and inverter rated, 3/4hp, 3-phase, 230/460 VAC, 1800rpm, TEFC, NEMA 56C frame, rolled steel, C-face/removable rigid base mount. | Stock | 264
MTRP-001-3BD36 | IronHorse MTR premium efficiency AC induction motor, general purpose and inverter rated, 1hp, 3-phase, 208-230/460 VAC, 3600rpm, TEFC, NEMA 56C/HC frame, rolled steel, C-face/removable rigid base mount. | Stock | 272
MTRP-001-3BD18 | IronHorse MTR premium efficiency AC induction motor, general purpose and inverter rated, 1hp, 3-phase, 208-230/460 VAC, 1800rpm, TEFC, NEMA 56C/HC frame, rolled steel, C-face/removable rigid base mount. | Stock | 329
MTRP-1P5-3BD36 | IronHorse MTR premium efficiency AC induction motor, general purpose and inverter rated, 1-1/2hp, 3-phase, 208-230/460 VAC, 3600rpm, TEFC, NEMA 56C/HC frame, rolled steel, C-face/removable rigid base mount. | Stock | 307
MTRP-1P5-3BD18 | IronHorse MTR premium efficiency AC induction motor, general purpose and inverter rated, 1-1/2hp, 3-phase, 208-230/460 VAC, 1800rpm, TEFC, NEMA 56C/HC frame, rolled steel, C-face/removable rigid base mount. | Stock | 362
MTRP-002-3BD36 | IronHorse MTR premium efficiency AC induction motor, general purpose and inverter rated, 2hp, 3-phase, 208-230/460 VAC, 3600rpm, TEFC, NEMA 56C/HC frame, rolled steel, C-face/removable rigid base mount. | Stock | 328
MTRP-002-3BD18 | IronHorse MTR premium efficiency AC induction motor, general purpose and inverter rated, 2hp, 3-phase, 208-230/460 VAC, 1800rpm, TEFC, NEMA 56C/HC frame, rolled steel, C-face/removable rigid base mount. | Stock | 426
MTRP-003-3BD36 | IronHorse MTR premium efficiency AC induction motor, general purpose and inverter rated, 3hp, 3-phase, 208-230/460 VAC, 3600rpm, TEFC, NEMA 56C/HC frame, rolled steel, C-face/removable rigid base mount. | Stock | 428
E2001A | Marathon XRI premium efficiency AC induction motor, inverter rated, 1hp, 3-phase, 208-230/460 VAC, 1800rpm, TEFC, NEMA 143TC frame, rolled steel, C-face/rigid base mount. | Stock | 691
E2002 | Marathon XRI premium efficiency AC induction motor, inverter rated, 1hp, 3-phase, 208-230/460 VAC, 1200rpm, TEFC, NEMA 145TC frame, rolled steel, C-face/rigid base mount. | Stock | 762
E2004A | Marathon XRI premium efficiency AC induction motor, inverter rated, 1-1/2hp, 3-phase, 208-230/460 VAC, 1800rpm, TEFC, NEMA 145TC frame, rolled steel, C-face/rigid base mount. | Stock | 727
E2007A | Marathon XRI premium efficiency AC induction motor, inverter rated, 2hp, 3-phase, 208-230/460 VAC, 1800rpm, TEFC, NEMA 145TC frame, rolled steel, C-face/rigid base mount. | Stock | 821
GT1010A | Marathon Globetrotter series premium efficiency AC induction motor, general purpose, inverter rated and severe duty, 3hp, 3-phase, 208-230/460 VAC, 1800rpm, TEFC, NEMA 182T frame, cast iron, rigid base mount. | Stock | 593
GT1013A | Marathon Globetrotter series premium efficiency AC induction motor, general purpose, inverter rated and severe duty, 5hp, 3-phase, 208-230/460 VAC, 1800rpm, TEFC, NEMA 184T frame, cast iron, rigid base mount. | Stock | 681
GT1016A | Marathon Globetrotter series premium efficiency AC induction motor, general purpose, inverter rated and severe duty, 7-1/2hp, 3-phase, 208-230/460 VAC, 1800rpm, TEFC, NEMA 213T frame, cast iron, rigid base mount. | Stock | 964
GT1019A | Marathon Globetrotter series premium efficiency AC induction motor, general purpose, inverter rated and severe duty, 10hp, 3-phase, 208-230/460 VAC, 1800rpm, TEFC, NEMA 215T frame, cast iron, rigid base mount. | Stock | 1143
GT1022A | Marathon Globetrotter series premium efficiency AC induction motor, general purpose, inverter rated and severe duty, 15hp, 3-phase, 208-230/460 VAC, 1800rpm, TEFC, NEMA 254T frame, cast iron, rigid base mount. | Stock | 1555
GT1025A | Marathon Globetrotter series premium efficiency AC induction motor, general purpose, inverter rated and severe duty, 20hp, 3-phase, 208-230/460 VAC, 1800rpm, TEFC, NEMA 256T frame, cast iron, rigid base mount. | Stock | 1849
GT1028A | Marathon Globetrotter series premium efficiency AC induction motor, general purpose, inverter rated and severe duty, 25hp, 3-phase, 208-230/460 VAC, 1800rpm, TEFC, NEMA 284T frame, cast iron, rigid base mount. | Stock | 2309
GT1031A | Marathon Globetrotter series premium efficiency AC induction motor, general purpose, inverter rated and severe duty, 30hp, 3-phase, 208-230/460 VAC, 1800rpm, TEFC, NEMA 286T frame, cast iron, rigid base mount. | Stock | 2562
GT1034A | Marathon Globetrotter series premium efficiency AC induction motor, general purpose, inverter rated and severe duty, 40hp, 3-phase, 230/460 VAC, 1800rpm, TEFC, NEMA 324T frame, cast iron, rigid base mount. | Stock | 3321
GT1037A | Marathon Globetrotter series premium efficiency AC induction motor, general purpose, inverter rated and severe duty, 50hp, 3-phase, 230/460 VAC, 1800rpm, TEFC, NEMA 326T frame, cast iron, rigid base mount. | Stock | 4054
GT1040A | Marathon Globetrotter series premium efficiency AC induction motor, general purpose, inverter rated and severe duty, 60hp, 3-phase, 230/460 VAC, 1800rpm, TEFC, NEMA 364T frame, cast iron, rigid base mount. | from vendor up to 3 business days | 5873
GT1043A | Marathon Globetrotter series premium efficiency AC induction motor, general purpose, inverter rated and severe duty, 75hp, 3-phase, 230/460 VAC, 1800rpm, TEFC, NEMA 365T frame, cast iron, rigid base mount. | from vendor up to 3 business days | 6920
GT1046A | Marathon Globetrotter series premium efficiency AC induction motor, general purpose, inverter rated and severe duty, 100hp, 3-phase, 230/460 VAC, 1800rpm, TEFC, NEMA 405T frame, cast iron, rigid base mount. | from vendor up to 3 business days | 9837
GT1210A | Marathon Globetrotter series premium efficiency AC induction motor, general purpose and inverter rated, 3hp, 3-phase, 230/460 VAC, 1800rpm, TEFC, NEMA 182TC frame, rolled steel, C-face/rigid base mount. | Stock | 542
GT1212A | Marathon Globetrotter series premium efficiency AC induction motor, general purpose and inverter rated, 5hp, 3-phase, 230/460 VAC, 3600rpm, TEFC, NEMA 184TC frame, rolled steel, C-face/rigid base mount. | Stock | 705
GT1213A | Marathon Globetrotter series premium efficiency AC induction motor, general purpose and inverter rated, 5hp, 3-phase, 230/460 VAC, 1800rpm, TEFC, NEMA 184TC frame, rolled steel, C-face/rigid base mount. | Stock | 627
GT1216A | Marathon Globetrotter series premium efficiency AC induction motor, general purpose and inverter rated, 7-1/2hp, 3-phase, 230/460 VAC, 1800rpm, TEFC, NEMA 213TC frame, rolled steel, C-face/rigid base mount. | Stock | 883
GT1219A | Marathon Globetrotter series premium efficiency AC induction motor, general purpose and inverter rated, 10hp, 3-phase, 230/460 VAC, 1800rpm, TEFC, NEMA 215TC frame, rolled steel, C-face/rigid base mount. | Stock | 1026
GT1218A | Marathon Globetrotter series premium efficiency AC induction motor, general purpose and inverter rated, 10hp, 3-phase, 230/460 VAC, 3600rpm, TEFC, NEMA 215TC frame, rolled steel, C-face/rigid base mount. | Stock | 1070
GT1222A | Marathon Globetrotter series premium efficiency AC induction motor, general purpose, inverter rated and severe duty, 15hp, 3-phase, 230/460 VAC, 1800rpm, TEFC, NEMA 254TC frame, cast iron, C-face/rigid base mount. | Stock | 1613
GT1225A | Marathon Globetrotter series premium efficiency AC induction motor, general purpose, inverter rated and severe duty, 20hp, 3-phase, 230/460 VAC, 1800rpm, TEFC, NEMA 256TC frame, cast iron, C-face/rigid base mount. | Stock | 1911
MTCP2-001-3BD12 | IronHorse MTCP2 premium efficiency AC induction motor, general purpose, inverter rated and severe duty, 1hp, 3-phase, 230/460 VAC, suitable for 208 VAC at 60 Hz, 1200rpm, TEFC, NEMA 145T frame, cast iron, rigid base mount. | Stock | 364
MTCP2-001-3BD18 | IronHorse MTCP2 premium efficiency AC induction motor, general purpose, inverter rated and severe duty, 1hp, 3-phase, 230/460 VAC, suitable for 208 VAC at 60 Hz, 1800rpm, TEFC, NEMA 143T frame, cast iron, rigid base mount. | Stock | 279
MTCP2-001-3BD18C | IronHorse MTCP2 premium efficiency AC induction motor, general purpose, inverter rated and severe duty, 1hp, 3-phase, 230/460 VAC, suitable for 208 VAC at 60 Hz, 1800rpm, TEFC, NEMA 143TC frame, cast iron, C-face/rigid base mount. | Stock | 291
MTCP2-1P5-3BD12 | IronHorse MTCP2 premium efficiency AC induction motor, general purpose, inverter rated and severe duty, 1-1/2hp, 3-phase, 230/460 VAC, suitable for 208 VAC at 60 Hz, 1200rpm, TEFC, NEMA 182T frame, cast iron, rigid base mount. | Stock | 579
MTCP2-1P5-3BD18 | IronHorse MTCP2 premium efficiency AC induction motor, general purpose, inverter rated and severe duty, 1-1/2hp, 3-phase, 230/460 VAC, suitable for 208 VAC at 60 Hz, 1800rpm, TEFC, NEMA 145T frame, cast iron, rigid base mount. | Stock | 352
MTCP2-1P5-3BD18C | IronHorse MTCP2 premium efficiency AC induction motor, general purpose, inverter rated and severe duty, 1-1/2hp, 3-phase, 230/460 VAC, suitable for 208 VAC at 60 Hz, 1800rpm, TEFC, NEMA 145TC frame, cast iron, C-face/rigid base mount. | Stock | 362
MTCP2-1P5-3BD36 | IronHorse MTCP2 premium efficiency AC induction motor, general purpose, inverter rated and severe duty, 1-1/2hp, 3-phase, 230/460 VAC, suitable for 208 VAC at 60 Hz, 3600rpm, TEFC, NEMA 143T frame, cast iron, rigid base mount. | Stock | 313
MTCP2-002-3BD12 | IronHorse MTCP2 premium efficiency AC induction motor, general purpose, inverter rated and severe duty, 2hp, 3-phase, 230/460 VAC, suitable for 208 VAC at 60 Hz, 1200rpm, TEFC, NEMA 184T frame, cast iron, rigid base mount. | Stock | 624
MTCP2-002-3BD18 | IronHorse MTCP2 premium efficiency AC induction motor, general purpose, inverter rated and severe duty, 2hp, 3-phase, 230/460 VAC, suitable for 208 VAC at 60 Hz, 1800rpm, TEFC, NEMA 145T frame, cast iron, rigid base mount. | Stock | 381
MTCP2-002-3BD18C | IronHorse MTCP2 premium efficiency AC induction motor, general purpose, inverter rated and severe duty, 2hp, 3-phase, 230/460 VAC, suitable for 208 VAC at 60 Hz, 1800rpm, TEFC, NEMA 145TC frame, cast iron, C-face/rigid base mount. | Stock | 393
MTCP2-002-3BD36 | IronHorse MTCP2 premium efficiency AC induction motor, general purpose, inverter rated and severe duty, 2hp, 3-phase, 230/460 VAC, suitable for 208 VAC at 60 Hz, 3600rpm, TEFC, NEMA 145T frame, cast iron, rigid base mount. | Stock | 335
MTCP2-003-3BD12 | IronHorse MTCP2 premium efficiency AC induction motor, general purpose, inverter rated and severe duty, 3hp, 3-phase, 230/460 VAC, suitable for 208 VAC at 60 Hz, 1200rpm, TEFC, NEMA 213T frame, cast iron, rigid base mount. | Stock | 800
MTCP2-003-3BD18 | IronHorse MTCP2 premium efficiency AC induction motor, general purpose, inverter rated and severe duty, 3hp, 3-phase, 230/460 VAC, suitable for 208 VAC at 60 Hz, 1800rpm, TEFC, NEMA 182T frame, cast iron, rigid base mount. | Stock | 660
MTCP2-003-3BD18C | IronHorse MTCP2 premium efficiency AC induction motor, general purpose, inverter rated and severe duty, 3hp, 3-phase, 230/460 VAC, suitable for 208 VAC at 60 Hz, 1800rpm, TEFC, NEMA 182TC frame, cast iron, C-face/rigid base mount. | Stock | 679
MTCP2-003-3BD36 | IronHorse MTCP2 premium efficiency AC induction motor, general purpose, inverter rated and severe duty, 3hp, 3-phase, 230/460 VAC, suitable for 208 VAC at 60 Hz, 3600rpm, TEFC, NEMA 182T frame, cast iron, rigid base mount. | Stock | 471
MTCP2-005-3BD12 | IronHorse MTCP2 premium efficiency AC induction motor, general purpose, inverter rated and severe duty, 5hp, 3-phase, 230/460 VAC, suitable for 208 VAC at 60 Hz, 1200rpm, TEFC, NEMA 215T frame, cast iron, rigid base mount. | Stock | 910
MTCP2-005-3BD18 | IronHorse MTCP2 premium efficiency AC induction motor, general purpose, inverter rated and severe duty, 5hp, 3-phase, 230/460 VAC, suitable for 208 VAC at 60 Hz, 1800rpm, TEFC, NEMA 184T frame, cast iron, rigid base mount. | Stock | 684
MTCP2-005-3BD18C | IronHorse MTCP2 premium efficiency AC induction motor, general purpose, inverter rated and severe duty, 5hp, 3-phase, 230/460 VAC, suitable for 208 VAC at 60 Hz, 1800rpm, TEFC, NEMA 184TC frame, cast iron, C-face/rigid base mount. | Stock | 705
MTCP2-005-3BD36 | IronHorse MTCP2 premium efficiency AC induction motor, general purpose, inverter rated and severe duty, 5hp, 3-phase, 230/460 VAC, suitable for 208 VAC at 60 Hz, 3600rpm, TEFC, NEMA 184T frame, cast iron, rigid base mount. | Stock | 543
MTCP2-7P5-3BD12 | IronHorse MTCP2 premium efficiency AC induction motor, general purpose, inverter rated and severe duty, 7-1/2hp, 3-phase, 230/460 VAC, suitable for 208 VAC at 60 Hz, 1200rpm, TEFC, NEMA 254T frame, cast iron, rigid base mount. | Stock | 1471
MTCP2-7P5-3BD18 | IronHorse MTCP2 premium efficiency AC induction motor, general purpose, inverter rated and severe duty, 7-1/2hp, 3-phase, 230/460 VAC, suitable for 208 VAC at 60 Hz, 1800rpm, TEFC, NEMA 213T frame, cast iron, rigid base mount. | Stock | 1062
MTCP2-7P5-3BD18C | IronHorse MTCP2 premium efficiency AC induction motor, general purpose, inverter rated and severe duty, 7-1/2hp, 3-phase, 230/460 VAC, suitable for 208 VAC at 60 Hz, 1800rpm, TEFC, NEMA 213TC frame, cast iron, C-face/rigid base mount. | Stock | 1093
MTCP2-7P5-3BD36 | IronHorse MTCP2 premium efficiency AC induction motor, general purpose, inverter rated and severe duty, 7-1/2hp, 3-phase, 230/460 VAC, suitable for 208 VAC at 60 Hz, 3600rpm, TEFC, NEMA 213T frame, cast iron, rigid base mount. | Stock | 856
MTCP2-010-3BD12 | IronHorse MTCP2 premium efficiency AC induction motor, general purpose, inverter rated and severe duty, 10hp, 3-phase, 230/460 VAC, suitable for 208 VAC at 60 Hz, 1200rpm, TEFC, NEMA 256T frame, cast iron, rigid base mount. | Stock | 1615
MTCP2-010-3BD18 | IronHorse MTCP2 premium efficiency AC induction motor, general purpose, inverter rated and severe duty, 10hp, 3-phase, 230/460 VAC, suitable for 208 VAC at 60 Hz, 1800rpm, TEFC, NEMA 215T frame, cast iron, rigid base mount. | Stock | 1173
MTCP2-010-3BD18C | IronHorse MTCP2 premium efficiency AC induction motor, general purpose, inverter rated and severe duty, 10hp, 3-phase, 230/460 VAC, suitable for 208 VAC at 60 Hz, 1800rpm, TEFC, NEMA 215TC frame, cast iron, C-face/rigid base mount. | Stock | 1207
MTCP2-010-3BD36 | IronHorse MTCP2 premium efficiency AC induction motor, general purpose, inverter rated and severe duty, 10hp, 3-phase, 230/460 VAC, suitable for 208 VAC at 60 Hz, 3600rpm, TEFC, NEMA 215T frame, cast iron, rigid base mount. | Stock | 847
MTCP2-015-3BD12 | IronHorse MTCP2 premium efficiency AC induction motor, general purpose, inverter rated and severe duty, 15hp, 3-phase, 230/460 VAC, suitable for 208 VAC at 60 Hz, 1200rpm, TEFC, NEMA 284T frame, cast iron, rigid base mount. | Stock | 2050
MTCP2-015-3BD18 | IronHorse MTCP2 premium efficiency AC induction motor, general purpose, inverter rated and severe duty, 15hp, 3-phase, 230/460 VAC, suitable for 208 VAC at 60 Hz, 1800rpm, TEFC, NEMA 254T frame, cast iron, rigid base mount. | Stock | 1616
MTCP2-015-3BD18C | IronHorse MTCP2 premium efficiency AC induction motor, general purpose, inverter rated and severe duty, 15hp, 3-phase, 230/460 VAC, suitable for 208 VAC at 60 Hz, 1800rpm, TEFC, NEMA 254TC frame, cast iron, C-face/rigid base mount. | Stock | 1665
MTCP2-015-3BD36 | IronHorse MTCP2 premium efficiency AC induction motor, general purpose, inverter rated and severe duty, 15hp, 3-phase, 230/460 VAC, suitable for 208 VAC at 60 Hz, 3600rpm, TEFC, NEMA 254T frame, cast iron, rigid base mount. | Stock | 1597
MTCP2-020-3BD12 | IronHorse MTCP2 premium efficiency AC induction motor, general purpose, inverter rated and severe duty, 20hp, 3-phase, 230/460 VAC, suitable for 208 VAC at 60 Hz, 1200rpm, TEFC, NEMA 286T frame, cast iron, rigid base mount. | Stock | 2258
MTCP2-020-3BD18 | IronHorse MTCP2 premium efficiency AC induction motor, general purpose, inverter rated and severe duty, 20hp, 3-phase, 230/460 VAC, suitable for 208 VAC at 60 Hz, 1800rpm, TEFC, NEMA 256T frame, cast iron, rigid base mount. | Stock | 1885
MTCP2-020-3BD18C | IronHorse MTCP2 premium efficiency AC induction motor, general purpose, inverter rated and severe duty, 20hp, 3-phase, 230/460 VAC, suitable for 208 VAC at 60 Hz, 1800rpm, TEFC, NEMA 256TC frame, cast iron, C-face/rigid base mount. | Stock | 1941
MTCP2-020-3BD36 | IronHorse MTCP2 premium efficiency AC induction motor, general purpose, inverter rated and severe duty, 20hp, 3-phase, 230/460 VAC, suitable for 208 VAC at 60 Hz, 3600rpm, TEFC, NEMA 256T frame, cast iron, rigid base mount. | Stock | 1754
MTCP2-025-3BD18 | IronHorse MTCP2 premium efficiency AC induction motor, general purpose, inverter rated and severe duty, 25hp, 3-phase, 230/460 VAC, suitable for 208 VAC at 60 Hz, 1800rpm, TEFC, NEMA 284T frame, cast iron, rigid base mount. | Stock | 2604
MTCP2-025-3BD18C | IronHorse MTCP2 premium efficiency AC induction motor, general purpose, inverter rated and severe duty, 25hp, 3-phase, 230/460 VAC, suitable for 208 VAC at 60 Hz, 1800rpm, TEFC, NEMA 284TC frame, cast iron, C-face/rigid base mount. | Stock | 2781
MTCP2-030-3BD18 | IronHorse MTCP2 premium efficiency AC induction motor, general purpose, inverter rated and severe duty, 30hp, 3-phase, 230/460 VAC, suitable for 208 VAC at 60 Hz, 1800rpm, TEFC, NEMA 286T frame, cast iron, rigid base mount. | Stock | 2758
MTCP2-030-3BD18C | IronHorse MTCP2 premium efficiency AC induction motor, general purpose, inverter rated and severe duty, 30hp, 3-phase, 230/460 VAC, suitable for 208 VAC at 60 Hz, 1800rpm, TEFC, NEMA 286TC frame, cast iron, C-face/rigid base mount. | Stock | 2943
MTCP2-040-3BD18 | IronHorse MTCP2 premium efficiency AC induction motor, general purpose, inverter rated and severe duty, 40hp, 3-phase, 230/460 VAC, suitable for 208 VAC at 60 Hz, 1800rpm, TEFC, NEMA 324T frame, cast iron, rigid base mount. | Stock | 3394
MTCP2-050-3BD18 | IronHorse MTCP2 premium efficiency AC induction motor, general purpose, inverter rated and severe duty, 50hp, 3-phase, 230/460 VAC, suitable for 208 VAC at 60 Hz, 1800rpm, TEFC, NEMA 326T frame, cast iron, rigid base mount. | Stock | 3843
MTCP2-060-3BD18 | IronHorse MTCP2 premium efficiency AC induction motor, general purpose, inverter rated and severe duty, 60hp, 3-phase, 230/460 VAC, suitable for 208 VAC at 60 Hz, 1800rpm, TEFC, NEMA 364T frame, cast iron, rigid base mount. | Stock | 5105
MTCP2-075-3BD18 | IronHorse MTCP2 premium efficiency AC induction motor, general purpose, inverter rated and severe duty, 75hp, 3-phase, 230/460 VAC, suitable for 208 VAC at 60 Hz, 1800rpm, TEFC, NEMA 365T frame, cast iron, rigid base mount. | Stock | 5517
MTCP2-100-3BD18 | IronHorse MTCP2 premium efficiency AC induction motor, general purpose, inverter rated and severe duty, 100hp, 3-phase, 230/460 VAC, suitable for 208 VAC at 60 Hz, 1800rpm, TEFC, NEMA 405T frame, cast iron, rigid base mount. | Stock | 6969
MTCP2-125-3BD18 | IronHorse MTCP2 premium efficiency AC induction motor, general purpose, inverter rated and severe duty, 125hp, 3-phase, 230/460 VAC, suitable for 208 VAC at 60 Hz, 1800rpm, TEFC, NEMA 444T frame, cast iron, rigid base mount. | Stock | 8504
MTCP2-150-3BD18 | IronHorse MTCP2 premium efficiency AC induction motor, general purpose, inverter rated and severe duty, 150hp, 3-phase, 230/460 VAC, suitable for 208 VAC at 60 Hz, 1800rpm, TEFC, NEMA 445T frame, cast iron, rigid base mount. | Stock | 10124
MTCP2-200-3BD18 | IronHorse MTCP2 premium efficiency AC induction motor, general purpose, inverter rated and severe duty, 200hp, 3-phase, 230/460 VAC, suitable for 208 VAC at 60 Hz, 1800rpm, TEFC, NEMA 445/7T frame, cast iron, rigid base mount. | Stock | 11581
MTCP2-250-3D18 | IronHorse MTCP2 premium efficiency AC induction motor, general purpose, inverter rated and severe duty, 250hp, 3-phase, 460 VAC, 1800rpm, TEFC, NEMA 449T frame, cast iron, rigid base mount. | Stock | 16962
MTCP2-300-3D18 | IronHorse MTCP2 premium efficiency AC induction motor, general purpose, inverter rated and severe duty, 300hp, 3-phase, 460 VAC, 1800rpm, TEFC, NEMA 449T frame, cast iron, rigid base mount. | Stock | 22007
.2518ES1BW56C-S | WEG Electric S standard efficiency AC induction motor, general purpose, 1/4hp, 1-phase, 115/208-230 VAC, 1800rpm, TEFC, NEMA 56C frame, rolled steel, C-face/rigid base mount. | Stock | 262
.3318ES1BW56C-S | WEG Electric S standard efficiency AC induction motor, general purpose, 1/3hp, 1-phase, 115/208-230 VAC, 1800rpm, TEFC, NEMA 56C frame, rolled steel, C-face/rigid base mount. | Stock | 276
.5018ES1BW56C-S | WEG Electric S standard efficiency AC induction motor, general purpose, 1/2hp, 1-phase, 115/208-230 VAC, 1800rpm, TEFC, NEMA 56C frame, rolled steel, C-face/rigid base mount. | Stock | 302
.7518ES1B56C-S | WEG Electric S standard efficiency AC induction motor, general purpose, 3/4hp, 1-phase, 115/208-230 VAC, 1800rpm, TEFC, NEMA 56C frame, rolled steel, C-face/rigid base mount. | Stock | 336
00118ES1B56C-S | WEG Electric S standard efficiency AC induction motor, general purpose, 1hp, 1-phase, 115/208-230 VAC, 1800rpm, TEFC, NEMA 56C frame, rolled steel, C-face/rigid base mount. | Stock | 385
00158ES1B56C-S | WEG Electric S standard efficiency AC induction motor, general purpose, 1-1/2hp, 1-phase, 115/208-230 VAC, 1800rpm, TEFC, NEMA 56HC frame, rolled steel, C-face/rigid base mount. | Stock | 434
00218ES1B145TC-S | WEG Electric S standard efficiency AC induction motor, general purpose, 2hp, 1-phase, 115/208-230 VAC, 1800rpm, TEFC, NEMA 143/5TC frame, rolled steel, C-face/rigid base mount. | Stock | 583
.2536ES1BW56C-S | WEG Electric S standard efficiency AC induction motor, general purpose, 1/4hp, 1-phase, 115/208-230 VAC, 3600rpm, TEFC, NEMA 56C frame, rolled steel, C-face/rigid base mount. | Stock | 255
.3336ES1BW56C-S | WEG Electric S standard efficiency AC induction motor, general purpose, 1/3hp, 1-phase, 115/208-230 VAC, 3600rpm, TEFC, NEMA 56C frame, rolled steel, C-face/rigid base mount. | Stock | 262
.5036ES1BW56C-S | WEG Electric S standard efficiency AC induction motor, general purpose, 1/2hp, 1-phase, 115/208-230 VAC, 3600rpm, TEFC, NEMA 56C frame, rolled steel, C-face/rigid base mount. | Stock | 284
.7536ES1B56C-S | WEG Electric S standard efficiency AC induction motor, general purpose, 3/4hp, 1-phase, 115/208-230 VAC, 3600rpm, TEFC, NEMA 56C frame, rolled steel, C-face/rigid base mount. | Stock | 321
00136ES1B56C-S | WEG Electric S standard efficiency AC induction motor, general purpose, 1hp, 1-phase, 115/208-230 VAC, 3600rpm, TEFC, NEMA 56C frame, rolled steel, C-face/rigid base mount. | Stock | 343
00156ES1B56C-S | WEG Electric S standard efficiency AC induction motor, general purpose, 1-1/2hp, 1-phase, 115/208-230 VAC, 3600rpm, TEFC, NEMA 56C frame, rolled steel, C-face/rigid base mount. | Stock | 412
00236ES1B56C-S | WEG Electric S standard efficiency AC induction motor, general purpose, 2hp, 1-phase, 115/208-230 VAC, 3600rpm, TEFC, NEMA 56HC frame, rolled steel, C-face/rigid base mount. | Stock | 534
00336ES1E145TC-S | WEG Electric S standard efficiency AC induction motor, general purpose, 3hp, 1-phase, 208-230/460 VAC, 3600rpm, TEFC, NEMA 143/5TC frame, rolled steel, C-face/rigid base mount. | Stock | 778
.3318ES1BW56CFL-S | WEG Electric S standard efficiency AC induction motor, general purpose, 1/3hp, 1-phase, 115/208-230 VAC, 1800rpm, TEFC, NEMA 56C frame, rolled steel, C-face mount. | Stock | 276
.5018ES1BW56CFL-S | WEG Electric S standard efficiency AC induction motor, general purpose, 1/2hp, 1-phase, 115/208-230 VAC, 1800rpm, TEFC, NEMA 56C frame, rolled steel, C-face mount. | Stock | 302
.7518ES1B56CFL-S | WEG Electric S standard efficiency AC induction motor, general purpose, 3/4hp, 1-phase, 115/208-230 VAC, 1800rpm, TEFC, NEMA 56C frame, rolled steel, C-face mount. | Stock | 336
00118ES1B56CFL-S | WEG Electric S standard efficiency AC induction motor, general purpose, 1hp, 1-phase, 115/208-230 VAC, 1800rpm, TEFC, NEMA 56C frame, rolled steel, C-face mount. | Stock | 385
00158ES1B56CFL-S | WEG Electric S standard efficiency AC induction motor, general purpose, 1-1/2hp, 1-phase, 115/208-230 VAC, 1800rpm, TEFC, NEMA 56C frame, rolled steel, C-face mount. | Stock | 434
.3336ES1BW56CFL-S | WEG Electric S standard efficiency AC induction motor, general purpose, 1/3hp, 1-phase, 115/208-230 VAC, 3600rpm, TEFC, NEMA 56C frame, rolled steel, C-face mount. | Stock | 262
.5036ES1BW56CFL-S | WEG Electric S standard efficiency AC induction motor, general purpose, 1/2hp, 1-phase, 115/208-230 VAC, 3600rpm, TEFC, NEMA 56C frame, rolled steel, C-face mount. | Stock | 284
.7536ES1B56CFL-S | WEG Electric S standard efficiency AC induction motor, general purpose, 3/4hp, 1-phase, 115/208-230 VAC, 3600rpm, TEFC, NEMA 56C frame, rolled steel, C-face mount. | Stock | 321
00136ES1B56CFL-S | WEG Electric S standard efficiency AC induction motor, general purpose, 1hp, 1-phase, 115/208-230 VAC, 3600rpm, TEFC, NEMA 56C frame, rolled steel, C-face mount. | Stock | 343
00156ES1B56CFL-S | WEG Electric S standard efficiency AC induction motor, general purpose, 1-1/2hp, 1-phase, 115/208-230 VAC, 3600rpm, TEFC, NEMA 56C frame, rolled steel, C-face mount. | Stock | 412
00236ES1B56CFL-S | WEG Electric S standard efficiency AC induction motor, general purpose, 2hp, 1-phase, 115/208-230 VAC, 3600rpm, TEFC, NEMA 56C frame, rolled steel, C-face mount. | Stock | 534
00112ET3E56C-S | WEG Electric S premium efficiency AC induction motor, general purpose and inverter rated, 1hp, 3-phase, 208-230/460 VAC, 1200rpm, TEFC, NEMA 56HC frame, rolled steel, C-face/rigid base mount. | Stock | 476
.2518ES3E56C-S | WEG Electric S standard efficiency AC induction motor, general purpose and inverter rated, 1/4hp, 3-phase, 208-230/460 VAC, 1800rpm, TEFC, NEMA 56C frame, rolled steel, C-face/rigid base mount. | Stock | 245
.3318ES3E56C-S | WEG Electric S standard efficiency AC induction motor, general purpose and inverter rated, 1/3hp, 3-phase, 208-230/460 VAC, 1800rpm, TEFC, NEMA 56C frame, rolled steel, C-face/rigid base mount. | Stock | 248
.5018ES3E56-S | WEG Electric S standard efficiency AC induction motor, general purpose and inverter rated, 1/2hp, 3-phase, 208-230/460 VAC, 1800rpm, TEFC, NEMA 56 frame, rolled steel, rigid base mount. | Stock | 261
.5018ES3E56C-S | WEG Electric S standard efficiency AC induction motor, general purpose and inverter rated, 1/2hp, 3-phase, 208-230/460 VAC, 1800rpm, TEFC, NEMA 56C frame, rolled steel, C-face/rigid base mount. | Stock | 282
.7518ES3E56C-S | WEG Electric S standard efficiency AC induction motor, general purpose and inverter rated, 3/4hp, 3-phase, 208-230/460 VAC, 1800rpm, TEFC, NEMA 56C frame, rolled steel, C-face/rigid base mount. | Stock | 301
00118ET3E56-S | WEG Electric S premium efficiency AC induction motor, general purpose and inverter rated, 1hp, 3-phase, 208-230/460 VAC, 1800rpm, TEFC, NEMA 56 frame, rolled steel, rigid base mount. | Stock | 344
00118ET3E56C-S | WEG Electric S premium efficiency AC induction motor, general purpose and inverter rated, 1hp, 3-phase, 208-230/460 VAC, 1800rpm, TEFC, NEMA 56C frame, rolled steel, C-face/rigid base mount. | Stock | 370
00158ET3E56C-S | WEG Electric S premium efficiency AC induction motor, general purpose and inverter rated, 1-1/2hp, 3-phase, 208-230/460 VAC, 1800rpm, TEFC, NEMA 56HC frame, rolled steel, C-face/rigid base mount. | Stock | 420
00158ET3E145TC-S | WEG Electric S premium efficiency AC induction motor, general purpose and inverter rated, 1-1/2hp, 3-phase, 208-230/460 VAC, 1800rpm, TEFC, NEMA 143/5TC frame, rolled steel, C-face/rigid base mount. | Stock | 457
00218ET3E56-S | WEG Electric S premium efficiency AC induction motor, general purpose and inverter rated, 2hp, 3-phase, 208-230/460 VAC, 1800rpm, TEFC, NEMA 56H frame, rolled steel, rigid base mount. | Stock | 434
00218ET3E56C-S | WEG Electric S premium efficiency AC induction motor, general purpose and inverter rated, 2hp, 3-phase, 208-230/460 VAC, 1800rpm, TEFC, NEMA 56HC frame, rolled steel, C-face/rigid base mount. | Stock | 459
00218ET3E145TC-S | WEG Electric S premium efficiency AC induction motor, general purpose and inverter rated, 2hp, 3-phase, 208-230/460 VAC, 1800rpm, TEFC, NEMA 143/5TC frame, rolled steel, C-face/rigid base mount. | Stock | 506
00318ET3E182TC-S | WEG Electric S premium efficiency AC induction motor, general purpose and inverter rated, 3hp, 3-phase, 208-230/460 VAC, 1800rpm, TEFC, NEMA 182TC frame, rolled steel, C-face/rigid base mount. | Stock | 553
00518ET3E184TC-S | WEG Electric S premium efficiency AC induction motor, general purpose and inverter rated, 5hp, 3-phase, 208-230/460 VAC, 1800rpm, TEFC, NEMA 184TC frame, rolled steel, C-face/rigid base mount. | Stock | 640
00518ET3E184T-S | WEG Electric S premium efficiency AC induction motor, general purpose and inverter rated, 5hp, 3-phase, 208-230/460 VAC, 1800rpm, TEFC, NEMA 184T frame, rolled steel, rigid base mount. | Stock | 610
00718ET3E213TC-S | WEG Electric S premium efficiency AC induction motor, general purpose and inverter rated, 7-1/2hp, 3-phase, 208-230/460 VAC, 1800rpm, TEFC, NEMA 213TC frame, rolled steel, C-face/rigid base mount. | Stock | 901
01018ET3E215TC-S | WEG Electric S premium efficiency AC induction motor, general purpose and inverter rated, 10hp, 3-phase, 208-230/460 VAC, 1800rpm, TEFC, NEMA 215TC frame, rolled steel, C-face/rigid base mount. | Stock | 1047
01518ET3E254TC-S | WEG Electric S premium efficiency AC induction motor, general purpose and inverter rated, 15hp, 3-phase, 208-230/460 VAC, 1800rpm, TEFC, NEMA 254TC frame, rolled steel, C-face/rigid base mount. | Stock | 1514
02018ET3E256TC-S | WEG Electric S premium efficiency AC induction motor, general purpose and inverter rated, 20hp, 3-phase, 208-230/460 VAC, 1800rpm, TEFC, NEMA 256TC frame, rolled steel, C-face/rigid base mount. | Stock | 1793
.2536ES3E56C-S | WEG Electric S standard efficiency AC induction motor, general purpose and inverter rated, 1/4hp, 3-phase, 208-230/460 VAC, 3600rpm, TEFC, NEMA 56C frame, rolled steel, C-face/rigid base mount. | Stock | 234
.3336ES3E56C-S | WEG Electric S standard efficiency AC induction motor, general purpose and inverter rated, 1/3hp, 3-phase, 208-230/460 VAC, 3600rpm, TEFC, NEMA 56C frame, rolled steel, C-face/rigid base mount. | Stock | 245
.5036ES3E56-S | WEG Electric S standard efficiency AC induction motor, general purpose and inverter rated, 1/2hp, 3-phase, 208-230/460 VAC, 3600rpm, TEFC, NEMA 56 frame, rolled steel, rigid base mount. | Stock | 234
.7536ES3E56C-S | WEG Electric S standard efficiency AC induction motor, general purpose and inverter rated, 3/4hp, 3-phase, 208-230/460 VAC, 3600rpm, TEFC, NEMA 56C frame, rolled steel, C-face/rigid base mount. | Stock | 282
00136ET3EW56C-S | WEG Electric S premium efficiency AC induction motor, general purpose and inverter rated, 1hp, 3-phase, 208-230/460 VAC, 3600rpm, TEFC, NEMA 56C frame, rolled steel, C-face/rigid base mount. | Stock | 381
00156ET3E56C-S | WEG Electric S premium efficiency AC induction motor, general purpose and inverter rated, 1-1/2hp, 3-phase, 208-230/460 VAC, 3600rpm, TEFC, NEMA 56C frame, rolled steel, C-face/rigid base mount. | Stock | 418
00236ET3E56C-S | WEG Electric S premium efficiency AC induction motor, general purpose and inverter rated, 2hp, 3-phase, 208-230/460 VAC, 3600rpm, TEFC, NEMA 56HC frame, rolled steel, C-face/rigid base mount. | Stock | 469
00236ET3E145T-S | WEG Electric S premium efficiency AC induction motor, general purpose and inverter rated, 2hp, 3-phase, 208-230/460 VAC, 3600rpm, TEFC, NEMA 143/5T frame, rolled steel, rigid base mount. | Stock | 466
00336ET3E56C-S | WEG Electric S premium efficiency AC induction motor, general purpose and inverter rated, 3hp, 3-phase, 208-230/460 VAC, 3600rpm, TEFC, NEMA 56HC frame, rolled steel, C-face/rigid base mount. | Stock | 550
00336ET3E145TC-S | WEG Electric S premium efficiency AC induction motor, general purpose and inverter rated, 3hp, 3-phase, 208-230/460 VAC, 3600rpm, TEFC, NEMA 143/5TC frame, rolled steel, C-face/rigid base mount. | Stock | 611
00536ET3E184T-S | WEG Electric S premium efficiency AC induction motor, general purpose and inverter rated, 5hp, 3-phase, 208-230/460 VAC, 3600rpm, TEFC, NEMA 184T frame, rolled steel, rigid base mount. | Stock | 689
00736ET3E184TC-S | WEG Electric S premium efficiency AC induction motor, general purpose and inverter rated, 7-1/2hp, 3-phase, 208-230/460 VAC, 3600rpm, TEFC, NEMA 184TC frame, rolled steel, C-face/rigid base mount. | Stock | 893
01036ET3E215TC-S | WEG Electric S premium efficiency AC induction motor, general purpose and inverter rated, 10hp, 3-phase, 208-230/460 VAC, 3600rpm, TEFC, NEMA 215TC frame, rolled steel, C-face/rigid base mount. | Stock | 1092
01536ET3E254T-S | WEG Electric S premium efficiency AC induction motor, general purpose and inverter rated, 15hp, 3-phase, 208-230/460 VAC, 3600rpm, TEFC, NEMA 254T frame, rolled steel, rigid base mount. | Stock | 1440
02036ET3E256T-S | WEG Electric S premium efficiency AC induction motor, general purpose and inverter rated, 20hp, 3-phase, 208-230/460 VAC, 3600rpm, TEFC, NEMA 256T frame, rolled steel, rigid base mount. | Stock | 1881
.3318ES3E56CFL-S | WEG Electric S standard efficiency AC induction motor, general purpose and inverter rated, 1/3hp, 3-phase, 208-230/460 VAC, 1800rpm, TEFC, NEMA 56C frame, rolled steel, C-face mount. | Stock | 248
.5018ES3E56CFL-S | WEG Electric S standard efficiency AC induction motor, general purpose and inverter rated, 1/2hp, 3-phase, 208-230/460 VAC, 1800rpm, TEFC, NEMA 56C frame, rolled steel, C-face mount. | Stock | 282
.7518ES3E56CFL-S | WEG Electric S standard efficiency AC induction motor, general purpose and inverter rated, 3/4hp, 3-phase, 208-230/460 VAC, 1800rpm, TEFC, NEMA 56C frame, rolled steel, C-face mount. | Stock | 301
00118ET3E56CFL-S | WEG Electric S premium efficiency AC induction motor, general purpose and inverter rated, 1hp, 3-phase, 208-230/460 VAC, 1800rpm, TEFC, NEMA 56C frame, rolled steel, C-face mount. | Stock | 370
00158ET3E56CFL-S | WEG Electric S premium efficiency AC induction motor, general purpose and inverter rated, 1-1/2hp, 3-phase, 208-230/460 VAC, 1800rpm, TEFC, NEMA 56C frame, rolled steel, C-face mount. | Stock | 420
00218ET3E56CFL-S | WEG Electric S premium efficiency AC induction motor, general purpose and inverter rated, 2hp, 3-phase, 208-230/460 VAC, 1800rpm, TEFC, NEMA 56C frame, rolled steel, C-face mount. | Stock | 459
00318ET3ER182TC-S | WEG Electric S premium efficiency AC induction motor, general purpose and inverter rated, 3hp, 3-phase, 208-230/460 VAC, 1800rpm, TEFC, NEMA 182TC frame, rolled steel, C-face mount. Drip cover included. | Stock | 553
00518ET3ER184TC-S | WEG Electric S premium efficiency AC induction motor, general purpose and inverter rated, 5hp, 3-phase, 208-230/460 VAC, 1800rpm, TEFC, NEMA 184TC frame, rolled steel, C-face mount. Drip cover included. | Stock | 640
.3336ES3E56CFL-S | WEG Electric S standard efficiency AC induction motor, general purpose and inverter rated, 1/3hp, 3-phase, 208-230/460 VAC, 3600rpm, TEFC, NEMA 56C frame, rolled steel, C-face mount. | Stock | 245
.5036ES3E56CFL-S | WEG Electric S standard efficiency AC induction motor, general purpose and inverter rated, 1/2hp, 3-phase, 208-230/460 VAC, 3600rpm, TEFC, NEMA 56C frame, rolled steel, C-face mount. | Stock | 256
.7536ES3E56CFL-S | WEG Electric S standard efficiency AC induction motor, general purpose and inverter rated, 3/4hp, 3-phase, 208-230/460 VAC, 3600rpm, TEFC, NEMA 56C frame, rolled steel, C-face mount. | Stock | 282
00136ET3EW56CFL-S | WEG Electric S premium efficiency AC induction motor, general purpose and inverter rated, 1hp, 3-phase, 208-230/460 VAC, 3600rpm, TEFC, NEMA 56C frame, rolled steel, C-face mount. | Stock | 381
00156ET3E56CFL-S | WEG Electric S premium efficiency AC induction motor, general purpose and inverter rated, 1-1/2hp, 3-phase, 208-230/460 VAC, 3600rpm, TEFC, NEMA 56C frame, rolled steel, C-face mount. | Stock | 418
00236ET3E56CFL-S | WEG Electric S premium efficiency AC induction motor, general purpose and inverter rated, 2hp, 3-phase, 208-230/460 VAC, 3600rpm, TEFC, NEMA 56C frame, rolled steel, C-face mount. | Stock | 469
00336ET3E56CFL-S | WEG Electric S premium efficiency AC induction motor, general purpose and inverter rated, 3hp, 3-phase, 208-230/460 VAC, 3600rpm, TEFC, NEMA 56C frame, rolled steel, C-face mount. | Stock | 550
00152ET3E182TC-S | WEG Electric S premium efficiency AC induction motor, general purpose and inverter rated, 1-1/2hp, 3-phase, 208-230/460 VAC, 1200rpm, TEFC, NEMA 182TC frame, rolled steel, C-face/rigid base mount. | Stock | 626
00212ET3E184TC-S | WEG Electric S premium efficiency AC induction motor, general purpose and inverter rated, 2hp, 3-phase, 208-230/460 VAC, 1200rpm, TEFC, NEMA 184TC frame, rolled steel, C-face/rigid base mount. | Stock | 677
00512ET3E215TC-S | WEG Electric S premium efficiency AC induction motor, general purpose and inverter rated, 5hp, 3-phase, 208-230/460 VAC, 1200rpm, TEFC, NEMA 215TC frame, rolled steel, C-face/rigid base mount. | Stock | 1093
G570 | Marathon standard efficiency AC induction motor, general purpose and 4-in-1, 1/3hp, 1-phase, 115/208-230 VAC, 1800rpm, TEFC, NEMA 56C frame, rolled steel, C-face/removable rigid base mount. | Stock | 351
D311 | Marathon standard efficiency AC induction motor, general purpose and 4-in-1, 1/2hp, 1-phase, 115/208-230 VAC, 3600rpm, TEFC, NEMA 56C frame, rolled steel, C-face/removable rigid base mount. | Stock | 285
G571 | Marathon standard efficiency AC induction motor, general purpose and 4-in-1, 1/2hp, 1-phase, 115/208-230 VAC, 1800rpm, TEFC, NEMA 56C frame, rolled steel, C-face/removable rigid base mount. | Stock | 402
D312 | Marathon standard efficiency AC induction motor, general purpose and 4-in-1, 3/4hp, 1-phase, 115/208-230 VAC, 3600rpm, TEFC, NEMA 56C frame, rolled steel, C-face/removable rigid base mount. | Stock | 349
G572 | Marathon standard efficiency AC induction motor, general purpose and 4-in-1, 3/4hp, 1-phase, 115/208-230 VAC, 1800rpm, TEFC, NEMA 56C frame, rolled steel, C-face/removable rigid base mount. | Stock | 476
D313 | Marathon premium efficiency AC induction motor, general purpose and 4-in-1, 1hp, 1-phase, 115/208-230 VAC, 3600rpm, TEFC, NEMA 56C frame, rolled steel, C-face/removable rigid base mount. | Stock | 420
G573 | Marathon standard efficiency AC induction motor, general purpose and 4-in-1, 1hp, 1-phase, 115/208-230 VAC, 1800rpm, TEFC, NEMA 56HC frame, rolled steel, C-face/removable rigid base mount. | Stock | 498
D314 | Marathon standard efficiency AC induction motor, general purpose and 4-in-1, 1-1/2hp, 1-phase, 115/208-230 VAC, 3600rpm, TEFC, NEMA 56C frame, rolled steel, C-face/removable rigid base mount. | Stock | 506
G574 | Marathon standard efficiency AC induction motor, general purpose and 4-in-1, 1-1/2hp, 1-phase, 115/208-230 VAC, 1800rpm, TEFC, NEMA 56HC frame, rolled steel, C-face/removable rigid base mount. | Stock | 572
D315 | Marathon standard efficiency AC induction motor, general purpose and 4-in-1, 2hp, 1-phase, 115/208-230 VAC, 3600rpm, TEFC, NEMA 56HC frame, rolled steel, C-face/removable rigid base mount. | Stock | 614
G575 | Marathon standard efficiency AC induction motor, general purpose and 4-in-1, 2hp, 1-phase, 115/208-230 VAC, 1800rpm, TEFC, NEMA 56HC frame, rolled steel, C-face/removable rigid base mount. | Stock | 735
D316 | Marathon standard efficiency AC induction motor, general purpose and 4-in-1, 3hp, 1-phase, 208-230 VAC, 3600rpm, TEFC, NEMA 56HC frame, rolled steel, C-face/removable rigid base mount. | Stock | 812
G582 | Marathon XRI standard efficiency AC induction motor, general purpose, inverter rated and 4-in-1, 3/4hp, 3-phase, 208-230/460 VAC, 1800rpm, TEFC, NEMA 56C frame, rolled steel, C-face/removable rigid base mount. | Stock | 285
K721A | Marathon XRI premium efficiency AC induction motor, general purpose, inverter rated and 4-in-1, 1-1/2hp, 3-phase, 575 VAC, 3600rpm, TEFC, NEMA 56C frame, rolled steel, C-face/removable rigid base mount. | Stock | 560
Open Drip Proof AC Motors
MTDP-001-3BD18 | IronHorse MTDP premium efficiency AC induction motor, general purpose and inverter rated, 1hp, 3-phase, 208-230/460 VAC, 1800rpm, ODP, NEMA 143T frame, rolled steel, rigid base mount. | Stock | 314
MTDP-1P5-3BD18 | IronHorse MTDP premium efficiency AC induction motor, general purpose and inverter rated, 1-1/2hp, 3-phase, 208-230/460 VAC, 1800rpm, ODP, NEMA 145T frame, rolled steel, rigid base mount. | Stock | 392
MTDP-002-3BD18 | IronHorse MTDP premium efficiency AC induction motor, general purpose and inverter rated, 2hp, 3-phase, 208-230/460 VAC, 1800rpm, ODP, NEMA 145T frame, rolled steel, rigid base mount. | Stock | 415
MTDP-003-3BD36 | IronHorse MTDP premium efficiency AC induction motor, general purpose and inverter rated, 3hp, 3-phase, 208-230/460 VAC, 3600rpm, ODP, NEMA 145T frame, rolled steel, rigid base mount. | Stock | 501
MTDP-003-3BD18 | IronHorse MTDP premium efficiency AC induction motor, general purpose and inverter rated, 3hp, 3-phase, 208-230/460 VAC, 1800rpm, ODP, NEMA 182T frame, rolled steel, rigid base mount. | Stock | 503
MTDP-005-3BD36 | IronHorse MTDP premium efficiency AC induction motor, general purpose and inverter rated, 5hp, 3-phase, 208-230/460 VAC, 3600rpm, ODP, NEMA 182T frame, rolled steel, rigid base mount. | Stock | 573
MTDP-005-3BD18 | IronHorse MTDP premium efficiency AC induction motor, general purpose and inverter rated, 5hp, 3-phase, 208-230/460 VAC, 1800rpm, ODP, NEMA 184T frame, rolled steel, rigid base mount. | Stock | 593
MTDP-7P5-3BD36 | IronHorse MTDP high efficiency AC induction motor, general purpose and inverter rated, 7-1/2hp, 3-phase, 208-230/460 VAC, 3600rpm, ODP, NEMA 184T frame, rolled steel, rigid base mount. | Stock | 813
MTDP-7P5-3BD18 | IronHorse MTDP premium efficiency AC induction motor, general purpose and inverter rated, 7-1/2hp, 3-phase, 208-230/460 VAC, 1800rpm, ODP, NEMA 213T frame, rolled steel, rigid base mount. | Stock | 809
MTDP-010-3BD18 | IronHorse MTDP premium efficiency AC induction motor, general purpose and inverter rated, 10hp, 3-phase, 208-230/460 VAC, 1800rpm, ODP, NEMA 215T frame, rolled steel, rigid base mount. | Stock | 966
MTDP-015-3BD18 | IronHorse MTDP premium efficiency AC induction motor, general purpose and inverter rated, 15hp, 3-phase, 208-230/460 VAC, 1800rpm, ODP, NEMA 254T frame, rolled steel, rigid base mount. | Stock | 1322
MTDP-020-3BD18 | IronHorse MTDP premium efficiency AC induction motor, general purpose and inverter rated, 20hp, 3-phase, 208-230/460 VAC, 1800rpm, ODP, NEMA 256T frame, rolled steel, rigid base mount. | Stock | 1620
MTDP-025-3BD18 | IronHorse MTDP premium efficiency AC induction motor, general purpose and inverter rated, 25hp, 3-phase, 208-230/460 VAC, 1800rpm, ODP, NEMA 284T frame, rolled steel, rigid base mount. | Stock | 1971
MTDP-030-3BD18 | IronHorse MTDP premium efficiency AC induction motor, general purpose and inverter rated, 30hp, 3-phase, 208-230/460 VAC, 1800rpm, ODP, NEMA 286T frame, rolled steel, rigid base mount. | Stock | 2245
MTDP-040-3BD18 | IronHorse MTDP premium efficiency AC induction motor, general purpose and inverter rated, 40hp, 3-phase, 208-230/460 VAC, 1800rpm, ODP, NEMA 324T frame, rolled steel, rigid base mount. | Stock | 2933
MTDP-050-3BD18 | IronHorse MTDP premium efficiency AC induction motor, general purpose and inverter rated, 50hp, 3-phase, 208-230/460 VAC, 1800rpm, ODP, NEMA 326T frame, rolled steel, rigid base mount. | Stock | 3378
GT0010A | Marathon Globetrotter series premium efficiency AC induction motor, general purpose and inverter rated, 3hp, 3-phase, 208-230/460 VAC, 1800rpm, ODP, NEMA 182T frame, rolled steel, rigid base mount. | Stock | 466
GT0013A | Marathon Globetrotter series premium efficiency AC induction motor, general purpose and inverter rated, 5hp, 3-phase, 208-230/460 VAC, 1800rpm, ODP, NEMA 184T frame, rolled steel, rigid base mount. | Stock | 560
GT0016A | Marathon Globetrotter series premium efficiency AC induction motor, general purpose and inverter rated, 7-1/2hp, 3-phase, 208-230/460 VAC, 1800rpm, ODP, NEMA 213T frame, rolled steel, rigid base mount. | Stock | 808
GT0019A | Marathon Globetrotter series premium efficiency AC induction motor, general purpose and inverter rated, 10hp, 3-phase, 208-230/460 VAC, 1800rpm, ODP, NEMA 215T frame, rolled steel, rigid base mount. | Stock | 979
GT0059 | Marathon Globetrotter series premium efficiency AC induction motor, general purpose and inverter rated, 15hp, 3-phase, 208-230/460 VAC, 1800rpm, ODP, NEMA 254T frame, rolled steel, rigid base mount. | Stock | 1243
GT0062 | Marathon Globetrotter series premium efficiency AC induction motor, general purpose and inverter rated, 20hp, 3-phase, 208-230/460 VAC, 1800rpm, ODP, NEMA 256T frame, rolled steel, rigid base mount. | Stock | 1542
GT0065 | Marathon Globetrotter series premium efficiency AC induction motor, general purpose and inverter rated, 25hp, 3-phase, 208-230/460 VAC, 1800rpm, ODP, NEMA 284T frame, rolled steel, rigid base mount. | Stock | 2195
GT0067 | Marathon Globetrotter series premium efficiency AC induction motor, general purpose and inverter rated, 30hp, 3-phase, 208-230/460 VAC, 1800rpm, ODP, NEMA 286T frame, rolled steel, rigid base mount. | Stock | 2333
GT0073 | Marathon Globetrotter series premium efficiency AC induction motor, general purpose and inverter rated, 40hp, 3-phase, 208-230/460 VAC, 1800rpm, ODP, NEMA 324T frame, rolled steel, rigid base mount. | Stock | 2662
GT0077 | Marathon Globetrotter series premium efficiency AC induction motor, general purpose and inverter rated, 50hp, 3-phase, 208-230/460 VAC, 1800rpm, ODP, NEMA 326T frame, rolled steel, rigid base mount. | Stock | 2795
C187A | Marathon standard efficiency AC induction motor, general purpose, 2hp, 1-phase, 115/230 VAC, suitable for 208 VAC at 60 Hz, 3600rpm, ODP, NEMA 56 frame, rolled steel, rigid base mount. | Stock | 688
I127 | Marathon standard efficiency AC induction motor, general purpose, 2hp, 1-phase, 115/208-230 VAC, 1800rpm, ODP, NEMA 145T frame, rolled steel, rigid base mount. | Stock | 626
C147A | Marathon premium efficiency AC induction motor, general purpose, 1/4hp, 1-phase, 115/230 VAC, suitable for 208 VAC at 60 Hz, 1800rpm, ODP, NEMA 48 frame, rolled steel, rigid base mount. | Stock | 304
G915A | Marathon standard efficiency AC induction motor, general purpose, 3/4hp, 1-phase, 115/230 VAC, suitable for 208 VAC at 60 Hz, 3600rpm, ODP, NEMA 56 frame, rolled steel, rigid base mount. | Stock | 331
C188A | Marathon standard efficiency AC induction motor, general purpose, 1hp, 1-phase, 115/208-230 VAC, 1800rpm, ODP, NEMA 143T frame, rolled steel, rigid base mount. | Stock | 437
G1115 | Marathon standard efficiency AC induction motor, fan and blower, 1/4hp, 1-phase, 115/230 VAC, 1800rpm, ODP, NEMA 48 frame, rolled steel, resilient base mount. | Stock | 231
C216 | Marathon standard efficiency AC induction motor, fan and blower, 1/3hp, 1-phase, 115/208-230 VAC, 1800rpm, ODP, NEMA 56 frame, rolled steel, resilient base mount. | Stock | 262
C1152 | Marathon standard efficiency AC induction motor, fan and blower, 1/2hp, 1-phase, 115/208-230 VAC, 3600rpm, ODP, NEMA 48 frame, rolled steel, resilient base mount. | Stock | 232
C1153 | Marathon standard efficiency AC induction motor, fan and blower, 1/2hp, 1-phase, 115/208-230 VAC, 1800rpm, ODP, NEMA 56 frame, rolled steel, resilient base mount. | Stock | 370
B319 | Marathon standard efficiency AC induction motor, fan and blower, 3/4hp, 1-phase, 115/208-230 VAC, 1800rpm, ODP, NEMA 56 frame, rolled steel, resilient base with extended studs mount. | Stock | 389
C1158 | Marathon standard efficiency AC induction motor, fan and blower, 1hp, 1-phase, 115/208-230 VAC, 1800rpm, ODP, NEMA 56 frame, rolled steel, resilient base mount. | Stock | 491
C235 | Marathon standard efficiency AC induction motor, fan and blower, 1hp, 1-phase, 115/208-230 VAC, 1800rpm, ODP, NEMA 56 frame, rolled steel, resilient base mount. | Stock | 413
C1160 | Marathon standard efficiency AC induction motor, fan and blower, 1-1/2hp, 1-phase, 115/208-230 VAC, 1800rpm, ODP, NEMA 56H frame, rolled steel, resilient base mount. | Stock | 515
B352 | Marathon standard efficiency AC induction motor, fan and blower, 2hp, 1-phase, 115/208-230 VAC, 1800rpm, ODP, NEMA 56H frame, rolled steel, resilient base with extended studs mount. | Stock | 665
E261A | Marathon standard efficiency AC induction motor, general purpose, 1/2hp, 1-phase, 100-120/200-240 VAC, 1800rpm, ODP, NEMA 56C frame, rolled steel, C-face/rigid base mount. | Stock | 395
D010 | Marathon standard efficiency AC induction motor, pressure washer definite purpose, 1hp, 1-phase, 115/208-230 VAC, 3600rpm, ODP, NEMA 56 frame, rolled steel, rigid base mount. | Stock | 404
C1155 | Marathon standard efficiency AC induction motor, fan and blower, 3/4hp, 1-phase, 115/208-230 VAC, 3600rpm, ODP, NEMA 56 frame, rolled steel, resilient base mount. | Stock | 283
D118 | Marathon standard efficiency AC induction motor, fan and blower, 1hp, 1-phase, 115/208-230 VAC, 3600rpm, ODP, NEMA 56 frame, rolled steel, resilient base mount. | Stock | 359
D115 | Marathon standard efficiency AC induction motor, fan and blower, 1-1/2hp, 1-phase, 115/208-230 VAC, 3600rpm, ODP, NEMA 56 frame, rolled steel, resilient base mount. | Stock | 487
C1161 | Marathon standard efficiency AC induction motor, fan and blower, 2hp, 1-phase, 115/208-230 VAC, 3600rpm, ODP, NEMA 56H frame, rolled steel, resilient base mount. | Stock | 557
E268A | Marathon premium efficiency AC induction motor, general purpose, 3/4hp, 1-phase, 100-120/200-240 VAC, 1800rpm, ODP, NEMA 56C frame, rolled steel, C-face/rigid base mount. | Stock | 573
C167A | Marathon standard efficiency AC induction motor, general purpose, 1/2hp, 1-phase, 115/230 VAC, suitable for 208 VAC at 60 Hz, 1800rpm, ODP, NEMA 56 frame, rolled steel, rigid base mount. | Stock | 401
4354 | Marathon standard efficiency AC induction motor, general purpose, 1/4hp, 1-phase, 115 VAC, 1800rpm, ODP, NEMA 48 frame, rolled steel, rigid base mount. | Stock | 185
4362 | Marathon standard efficiency AC induction motor, general purpose, 1/4hp, 1-phase, 115 VAC, 1800rpm, ODP, NEMA 48 frame, rolled steel, rigid base mount. | Stock | 190
High-Performance Inverter Duty AC Motors
UN14T2BC | U.S. MOTORS ACCU-Torq premium efficiency AC induction motor, high-performance inverter duty, 1/4hp, 3-phase, 230/460 VAC, 1800rpm, TENV, NEMA 56C frame, rolled steel, C-face/rigid base mount. | Stock | 395
UN14T2BC-HS35A | U.S. MOTORS ACCU-Torq premium efficiency AC induction motor, high-performance inverter duty, 1/4hp, 3-phase, 230/460 VAC, 1800rpm, TENV, NEMA 56C frame, rolled steel, C-face/rigid base mount. Avtron HS35A encoder included. | Stock | 1309
UN12T2BC | U.S. MOTORS ACCU-Torq premium efficiency AC induction motor, high-performance inverter duty, 1/2hp, 3-phase, 230/460 VAC, 1800rpm, TENV, NEMA 56C frame, rolled steel, C-face/rigid base mount. | Stock | 478
UN12T2BC-HS35A | U.S. MOTORS ACCU-Torq premium efficiency AC induction motor, high-performance inverter duty, 1/2hp, 3-phase, 230/460 VAC, 1800rpm, TENV, NEMA 56C frame, rolled steel, C-face/rigid base mount. Avtron HS35A encoder included. | Stock | 1391
UN1T2BC | U.S. MOTORS ACCU-Torq high efficiency AC induction motor, high-performance inverter duty, 1hp, 3-phase, 230/460 VAC, 1800rpm, TENV, NEMA 143TC frame, rolled steel, C-face/rigid base mount. | Stock | 566
UN1T2BC-HS35A | U.S. MOTORS ACCU-Torq high efficiency AC induction motor, high-performance inverter duty, 1hp, 3-phase, 230/460 VAC, 1800rpm, TENV, NEMA 143TC frame, rolled steel, C-face/rigid base mount. Avtron HS35A encoder included. | Stock | 1475
UN1T3BC | U.S. MOTORS ACCU-Torq premium efficiency AC induction motor, high-performance inverter duty, 1hp, 3-phase, 230/460 VAC, 1200rpm, TENV, NEMA 145TC frame, rolled steel, C-face/rigid base mount. | Stock | 617
UN1T2BFC | U.S. MOTORS ACCU-Torq high efficiency AC induction motor, high-performance inverter duty, 1hp, 3-phase, 230/460 VAC, 1800rpm, TENV, NEMA 56C frame, rolled steel, C-face/rigid base mount. | Stock | 566
UN1T2BFC-HS35A | U.S. MOTORS ACCU-Torq high efficiency AC induction motor, high-performance inverter duty, 1hp, 3-phase, 230/460 VAC, 1800rpm, TENV, NEMA 56C frame, rolled steel, C-face/rigid base mount. Avtron HS35A encoder included. | Stock | 1475
UN32T2BC | U.S. MOTORS ACCU-Torq premium efficiency AC induction motor, high-performance inverter duty, 1-1/2hp, 3-phase, 230/460 VAC, 1800rpm, TENV, NEMA 145TC frame, rolled steel, C-face/rigid base mount. | Stock | 695
UN32T2BC-HS35A | U.S. MOTORS ACCU-Torq premium efficiency AC induction motor, high-performance inverter duty, 1-1/2hp, 3-phase, 230/460 VAC, 1800rpm, TENV, NEMA 145TC frame, rolled steel, C-face/rigid base mount. Avtron HS35A encoder included. | Stock | 1601
UN2T2BC | U.S. MOTORS ACCU-Torq series premium efficiency AC induction motor, high-performance inverter duty, 2hp, 3-phase, 230/460 VAC, 1800rpm, TENV, NEMA 145TC frame, rolled steel, C-face/rigid base mount. | Stock | 744
UN2T2BC-HS35A | U.S. MOTORS ACCU-Torq premium efficiency AC induction motor, high-performance inverter duty, 2hp, 3-phase, 230/460 VAC, 1800rpm, TENV, NEMA 145TC frame, rolled steel, C-face/rigid base mount. Avtron HS35A encoder included. | Stock | 1648
UN2T3BC | U.S. MOTORS ACCU-Torq high efficiency AC induction motor, high-performance inverter duty, 2hp, 3-phase, 230/460 VAC, 1200rpm, TENV, NEMA 184TC frame, aluminum, C-face/rigid base mount. | Stock | 1029
UN3T2BC | U.S. MOTORS ACCU-Torq high efficiency AC induction motor, high-performance inverter duty, 3hp, 3-phase, 230/460 VAC, 1800rpm, TENV, NEMA 182TC frame, aluminum, C-face/rigid base mount. | Stock | 834
UN3T2BC-HS35A | U.S. MOTORS ACCU-Torq high efficiency AC induction motor, high-performance inverter duty, 3hp, 3-phase, 230/460 VAC, 1800rpm, TENV, NEMA 182TC frame, aluminum, C-face/rigid base mount. Avtron HS35A encoder included. | Stock | 1736
UN5T2BC | U.S. MOTORS ACCU-Torq premium efficiency AC induction motor, high-performance inverter duty, 5hp, 3-phase, 230/460 VAC, 1800rpm, TENV, NEMA 184TC frame, aluminum, C-face/rigid base mount. | Stock | 970
UN5T2BC-HS35A | U.S. MOTORS ACCU-Torq premium efficiency AC induction motor, high-performance inverter duty, 5hp, 3-phase, 230/460 VAC, 1800rpm, TENV, NEMA 184TC frame, aluminum, C-face/rigid base mount. Avtron HS35A encoder included. | Stock | 1868
UN5T3BC | U.S. MOTORS ACCU-Torq premium efficiency AC induction motor, high-performance inverter duty, 5hp, 3-phase, 230/460 VAC, 1200rpm, TENV, NEMA 215TC frame, aluminum, C-face/rigid base mount. | Stock | 1825
UN7T2BC | U.S. MOTORS ACCU-Torq premium efficiency AC induction motor, high-performance inverter duty, 7-1/2hp, 3-phase, 230/460 VAC, 1800rpm, TENV, NEMA 213TC frame, aluminum, C-face/rigid base mount. | Stock | 1326
UN7T2BC-HS35A | U.S. MOTORS ACCU-Torq premium efficiency AC induction motor, high-performance inverter duty, 7-1/2hp, 3-phase, 230/460 VAC, 1800rpm, TENV, NEMA 213TC frame, aluminum, C-face/rigid base mount. Avtron HS35A encoder included. | Stock | 2213
UN7T3BC | U.S. MOTORS ACCU-Torq premium efficiency AC induction motor, high-performance inverter duty, 7-1/2hp, 3-phase, 230/460 VAC, 1200rpm, TENV, NEMA 254TC frame, aluminum, C-face/rigid base mount. | Stock | 2436
UN10T2BC | U.S. MOTORS ACCU-Torq premium efficiency AC induction motor, high-performance inverter duty, 10hp, 3-phase, 230/460 VAC, 1800rpm, TENV, NEMA 215TC frame, aluminum, C-face/rigid base mount. | Stock | 1602
UN10T2BC-HS35A | U.S. MOTORS ACCU-Torq premium efficiency AC induction motor, high-performance inverter duty, 10hp, 3-phase, 230/460 VAC, 1800rpm, TENV, NEMA 215TC frame, aluminum, C-face/rigid base mount. Avtron HS35A encoder included. | Stock | 2481
UN10T3BC | U.S. MOTORS ACCU-Torq premium efficiency AC induction motor, high-performance inverter duty, 10hp, 3-phase, 230/460 VAC, 1200rpm, TENV, NEMA 256TC frame, aluminum, C-face/rigid base mount. | Stock | 2942
UN15T2BC | U.S. MOTORS ACCU-Torq premium efficiency AC induction motor, high-performance inverter duty, 15hp, 3-phase, 230/460 VAC, 1800rpm, TENV, NEMA 254TC frame, aluminum, C-face/rigid base mount. | Stock | 2213
UN15T2BC-HS35A | U.S. MOTORS ACCU-Torq premium efficiency AC induction motor, high-performance inverter duty, 15hp, 3-phase, 230/460 VAC, 1800rpm, TENV, NEMA 254TC frame, aluminum, C-face/rigid base mount. Avtron HS35A encoder included. | Stock | 3072
UN20T2BC | U.S. MOTORS ACCU-Torq premium efficiency AC induction motor, high-performance inverter duty, 20hp, 3-phase, 230/460 VAC, 1800rpm, TENV, NEMA 256TC frame, aluminum, C-face/rigid base mount. | Stock | 2727
UN20T2BC-HS35A | U.S. MOTORS ACCU-Torq premium efficiency AC induction motor, high-performance inverter duty, 20hp, 3-phase, 230/460 VAC, 1800rpm, TENV, NEMA 256TC frame, aluminum, C-face/rigid base mount. Avtron HS35A encoder included. | Stock | 3571
Y534 | Marathon Black MAX premium efficiency AC induction motor, high-performance inverter duty, 1/2hp, 3-phase, 230/460 VAC, 1800rpm, TENV, NEMA 56C frame, rolled steel, C-face/removable rigid base mount. | Stock | 576
Y535 | Marathon Black MAX high efficiency AC induction motor, high-performance inverter duty, 1hp, 3-phase, 230/460 VAC, 1800rpm, TENV, NEMA 56C frame, rolled steel, C-face/removable rigid base mount. | Stock | 687
Y536 | Marathon Black MAX high efficiency AC induction motor, high-performance inverter duty, 1hp, 3-phase, 230/460 VAC, 1800rpm, TENV, NEMA 143TC frame, rolled steel, C-face/removable rigid base mount. | Stock | 706
Y537 | Marathon Black MAX high efficiency AC induction motor, high-performance inverter duty, 1hp, 3-phase, 230/460 VAC, 1200rpm, TENV, NEMA 145TC frame, rolled steel, C-face/removable rigid base mount. | Stock | 817
Y538 | Marathon Black MAX high efficiency AC induction motor, high-performance inverter duty, 1-1/2hp, 3-phase, 230/460 VAC, 1800rpm, TENV, NEMA 145TC frame, rolled steel, C-face/rigid base mount. | Stock | 857
Y541A | Marathon Black MAX series high efficiency AC induction motor, high-performance inverter duty, 3hp, 3-phase, 230/460 VAC, 1800rpm, TENV, NEMA 182TC frame, aluminum, C-face/rigid base mount. | Stock | 1594
Y543A | Marathon Black MAX series premium efficiency AC induction motor, high-performance inverter duty, 5hp, 3-phase, 230/460 VAC, 1800rpm, TENV, NEMA 184TC frame, aluminum, C-face/rigid base mount. | Stock | 1934
Y545 | Marathon Black MAX series high efficiency AC induction motor, high-performance inverter duty, 7-1/2hp, 3-phase, 230/460 VAC, 1800rpm, TENV, NEMA 213TC frame, cast aluminum, C-face/rigid base mount. | Stock | 2467
Y547 | Marathon Black MAX series high efficiency AC induction motor, high-performance inverter duty, 10hp, 3-phase, 230/460 VAC, 1800rpm, TENV, NEMA 215TC frame, cast aluminum, C-face/rigid base mount. | Stock | 2892
Y549 | Marathon Black MAX series premium efficiency AC induction motor, high-performance inverter duty, 15hp, 3-phase, 230/460 VAC, 1800rpm, TENV, NEMA 254TC frame, cast aluminum, C-face/rigid base mount. | Stock | 3405
Y551 | Marathon Black MAX high efficiency AC induction motor, high-performance inverter duty, 2hp, 3-phase, 230/460 VAC, 1800rpm, TENV, NEMA 145TC frame, cast iron, C-face/rigid base mount. | Stock | 1163
Y592 | Marathon Black MAX standard efficiency AC induction motor, high-performance inverter duty, 1/4hp, 3-phase, 230/460 VAC, 1800rpm, TENV, NEMA 56C frame, rolled steel, C-face/removable rigid base mount. | Stock | 460
Y1372 | Marathon MicroMAX series high efficiency AC induction motor, high-performance inverter duty, 5hp, 3-phase, 230/460 VAC, 1800rpm, TEFC, NEMA 184TC frame, rolled steel, C-face/removable rigid base mount. | Stock | 1257
Y1999 | Marathon MicroMAX series high efficiency AC induction motor, high-performance inverter duty, 3hp, 3-phase, 230/460 VAC, 1800rpm, TEFC, NEMA 182TC frame, rolled steel, C-face/removable rigid base mount. | Stock | 1105
Y362 | Marathon MicroMAX standard efficiency AC induction motor, high-performance inverter duty, 3/4hp, 3-phase, 230/460 VAC, 1800rpm, TEFC, NEMA 56C frame, rolled steel, C-face/rigid base mount. | Stock | 493
Y366 | Marathon MicroMAX high efficiency AC induction motor, high-performance inverter duty, 1-1/2hp, 3-phase, 230/460 VAC, 1800rpm, TENV, NEMA 145TC frame, rolled steel, C-face/removable rigid base mount. | Stock | 690
Y502 | Marathon MicroMAX premium efficiency AC induction motor, high-performance inverter duty, 1/3hp, 3-phase, 230 VAC, 1800rpm, TENV, NEMA 56C frame, rolled steel, C-face/rigid base mount. | Stock | 339
Y280 | Marathon MAX Plus premium efficiency AC induction motor, high-performance inverter duty, 1/2hp, 3-phase, 230/460 VAC, 1800rpm, TENV, NEMA 56C frame, rolled steel, C-face/removable rigid base mount. Dynapar HS20 encoder included. | Stock | 1230
Y281 | Marathon MAX Plus premium efficiency AC induction motor, high-performance inverter duty, 3/4hp, 3-phase, 230/460 VAC, 1800rpm, TENV, NEMA 56C frame, rolled steel, C-face/removable rigid base mount. Dynapar HS20 encoder included. | Stock | 1287
Y282 | Marathon MAX Plus high efficiency AC induction motor, high-performance inverter duty, 1hp, 3-phase, 230/460 VAC, 1800rpm, TENV, NEMA 56C frame, rolled steel, C-face/removable rigid base mount. Dynapar HS20 encoder included. | Stock | 1362
Y284 | Marathon MAX Plus high efficiency AC induction motor, high-performance inverter duty, 1-1/2hp, 3-phase, 230/460 VAC, 1800rpm, TENV, NEMA 145TC frame, rolled steel, C-face/removable rigid base mount. Dynapar HS20 encoder included. | Stock | 1622
Y285 | Marathon MAX Plus high efficiency AC induction motor, high-performance inverter duty, 2hp, 3-phase, 230/460 VAC, 1800rpm, TENV, NEMA 145C frame, cast iron, C-face/removable rigid base mount. Dynapar HS20 encoder included. | Stock | 2176
Y286A | Marathon MAX Plus series high efficiency AC induction motor, high-performance inverter duty, 3hp, 3-phase, 230/460 VAC, 1800rpm, TENV, NEMA 182TC frame, aluminum, C-face/rigid base mount. Dynapar HS20 encoder included. | Stock | 2397
Y360 | Marathon MicroMAX premium efficiency AC induction motor, high-performance inverter duty, 1/2hp, 3-phase, 230/460 VAC, 1800rpm, TENV, NEMA 56C frame, rolled steel, C-face/rigid base mount. | Stock | 400
Y364 | Marathon MicroMAX standard efficiency AC induction motor, high-performance inverter duty, 1hp, 3-phase, 230/460 VAC, 1800rpm, TEFC, NEMA 56C frame, rolled steel, C-face/rigid base mount. | Stock | 555
Y368 | Marathon MicroMAX standard efficiency AC induction motor, high-performance inverter duty, 2hp, 3-phase, 230/460 VAC, 1800rpm, TEFC, NEMA 145TC frame, rolled steel, C-face/removable rigid base mount. | Stock | 915
Y500 | Marathon MicroMAX premium efficiency AC induction motor, high-performance inverter duty, 1/4hp, 3-phase, 230 VAC, 1800rpm, TENV, NEMA 56C frame, rolled steel, C-face/rigid base mount. | Stock | 316
Y994 | Marathon MicroMAX series high efficiency AC induction motor, high-performance inverter duty, 7-1/2hp, 3-phase, 230/460 VAC, 1800rpm, TEFC, NEMA 213TC frame, rolled steel, C-face/removable rigid base mount. | Stock | 1606
Y996 | Marathon MicroMAX series high efficiency AC induction motor, high-performance inverter duty, 10hp, 3-phase, 230/460 VAC, 1800rpm, TEFC, NEMA 215TC frame, rolled steel, C-face/removable rigid base mount. | Stock | 2019
Y541A-A772 | Marathon Black MAX series high efficiency AC induction motor, high-performance inverter duty, 3hp, 3-phase, 230/460 VAC, 1800rpm, TENV, NEMA 182TC frame, aluminum, C-face/rigid base mount. Dynapar HS35 encoder included. | Stock | 2972
Y543A-A772 | Marathon Black MAX series premium efficiency AC induction motor, high-performance inverter duty, 5hp, 3-phase, 230/460 VAC, 1800rpm, TENV, NEMA 184TC frame, aluminum, C-face/rigid base mount. Dynapar HS35 encoder included. | Stock | 3312
Y545-A772 | Marathon Black MAX series high efficiency AC induction motor, high-performance inverter duty, 7-1/2hp, 3-phase, 230/460 VAC, 1800rpm, TENV, NEMA 213TC frame, cast aluminum, C-face/rigid base mount. Dynapar HS35 encoder included. | Stock | 3820
Y547-A772 | Marathon Black MAX series high efficiency AC induction motor, high-performance inverter duty, 10hp, 3-phase, 230/460 VAC, 1800rpm, TENV, NEMA 215TC frame, cast aluminum, C-face/rigid base mount. Dynapar HS35 encoder included. | Stock | 4246
Y549-A772 | Marathon Black MAX series premium efficiency AC induction motor, high-performance inverter duty, 15hp, 3-phase, 230/460 VAC, 1800rpm, TENV, NEMA 254TC frame, cast aluminum, C-face/rigid base mount. Dynapar HS35 encoder included. | Stock | 4758
113473.00 | Leeson Washguard White Duck premium efficiency AC induction motor, washdown and high-performance inverter duty, 1/2hp, 3-phase, 208-230/460 VAC, 1800rpm, TENV, NEMA 56C frame, rolled steel, C-face mount. | Stock | 592
.5018NT3FVD56C-S | WEG Electric S premium efficiency AC induction motor, high-performance inverter duty, 1/2hp, 3-phase, 230/460 VAC, 1800rpm, TENV, NEMA 56CZ frame, rolled steel, C-face/rigid base mount. | Stock | 544
.7518NT3FVD56C-S | WEG Electric S premium efficiency AC induction motor, high-performance inverter duty, 3/4hp, 3-phase, 230/460 VAC, 1800rpm, TENV, NEMA 56CZ frame, rolled steel, C-face/rigid base mount. | Stock | 577
00118NT3FVD56C-S | WEG Electric S premium efficiency AC induction motor, high-performance inverter duty, 1hp, 3-phase, 230/460 VAC, 1800rpm, TENV, NEMA 56CZ frame, rolled steel, C-face/rigid base mount. | Stock | 618
1-26SDSR31H-P | Toshiba SD premium efficiency AC induction motor, high-performance inverter duty and severe duty, 1/2hp, 3-phase, 230/460 VAC, 1200rpm, TEFC, NEMA 56 frame, cast iron, rigid base mount. | Stock | 494
1-24FNSR31H-P | Toshiba SD premium efficiency AC induction motor, high-performance inverter duty and severe duty, 1/2hp, 3-phase, 230/460 VAC, 1800rpm, TENV, NEMA 56 frame, cast iron, rigid base mount. | Stock | 465
1-26SDSR32H-P | Toshiba SD premium efficiency AC induction motor, high-performance inverter duty and severe duty, 1/2hp, 3-phase, 230/460 VAC, 1200rpm, TEFC, NEMA 56C frame, cast iron, C-face/rigid base mount. | Stock | 543
1-24FNSR32H-P | Toshiba SD premium efficiency AC induction motor, high-performance inverter duty and severe duty, 1/2hp, 3-phase, 230/460 VAC, 1800rpm, TENV, NEMA 56C frame, cast iron, C-face/rigid base mount. | Stock | 499
3-46SDSR31H-P | Toshiba SD premium efficiency AC induction motor, high-performance inverter duty and severe duty, 3/4hp, 3-phase, 230/460 VAC, 1200rpm, TEFC, NEMA 56 frame, cast iron, rigid base mount. | Stock | 496
3-44SDSR31H-P | Toshiba SD premium efficiency AC induction motor, high-performance inverter duty and severe duty, 3/4hp, 3-phase, 230/460 VAC, 1800rpm, TEFC, NEMA 56 frame, cast iron, rigid base mount. | Stock | 489
3-42SDSR31H-P | Toshiba SD premium efficiency AC induction motor, high-performance inverter duty and severe duty, 3/4hp, 3-phase, 230/460 VAC, 3600rpm, TEFC, NEMA 56 frame, cast iron, rigid base mount. | Stock | 447
3-44SDSR32H-P | Toshiba SD premium efficiency AC induction motor, high-performance inverter duty and severe duty, 3/4hp, 3-phase, 230/460 VAC, 1800rpm, TEFC, NEMA 56C frame, cast iron, C-face/rigid base mount. | Stock | 522
3-42SDSR32H-P | Toshiba SD premium efficiency AC induction motor, high-performance inverter duty and severe duty, 3/4hp, 3-phase, 230/460 VAC, 3600rpm, TEFC, NEMA 56C frame, cast iron, C-face/rigid base mount. | Stock | 489
0016SDSR41A-P | Toshiba SD premium efficiency AC induction motor, high-performance inverter duty and severe duty, 1hp, 3-phase, 230/460 VAC, 1200rpm, TEFC, NEMA 145T frame, cast iron, rigid base mount. | Stock | 524
0014SDSR41A-P | Toshiba SD premium efficiency AC induction motor, high-performance inverter duty and severe duty, 1hp, 3-phase, 230/460 VAC, 1800rpm, TEFC, NEMA 143T frame, cast iron, rigid base mount. | Stock | 423
0012SDSR41H-P | Toshiba SD premium efficiency AC induction motor, high-performance inverter duty and severe duty, 1hp, 3-phase, 230/460 VAC, 3600rpm, TEFC, NEMA 56 frame, cast iron, rigid base mount. | Stock | 532
0014SDSR42A-P | Toshiba SD premium efficiency AC induction motor, high-performance inverter duty and severe duty, 1hp, 3-phase, 230/460 VAC, 1800rpm, TEFC, NEMA 143TC frame, cast iron, C-face/rigid base mount. | Stock | 544
0014SDSR42H-P | Toshiba SD premium efficiency AC induction motor, high-performance inverter duty and severe duty, 1hp, 3-phase, 230/460 VAC, 1800rpm, TEFC, NEMA 56C frame, cast iron, C-face/rigid base mount. | Stock | 622
0012SDSR42H-P | Toshiba SD premium efficiency AC induction motor, high-performance inverter duty and severe duty, 1hp, 3-phase, 230/460 VAC, 3600rpm, TEFC, NEMA 56C frame, cast iron, C-face/rigid base mount. | Stock | 586
Y156SDSR41A-P | Toshiba SD premium efficiency AC induction motor, high-performance inverter duty and severe duty, 1-1/2hp, 3-phase, 230/460 VAC, 1200rpm, TEFC, NEMA 182T frame, cast iron, rigid base mount. | Stock | 558
Y154SDSR41A-P | Toshiba SD premium efficiency AC induction motor, high-performance inverter duty and severe duty, 1-1/2hp, 3-phase, 230/460 VAC, 1800rpm, TEFC, NEMA 145T frame, cast iron, rigid base mount. | Stock | 464
Y152SDSR41A-P | Toshiba SD premium efficiency AC induction motor, high-performance inverter duty and severe duty, 1-1/2hp, 3-phase, 230/460 VAC, 3600rpm, TEFC, NEMA 143T frame, cast iron, rigid base mount. | Stock | 459
Y156SDSR42A-P | Toshiba SD premium efficiency AC induction motor, high-performance inverter duty and severe duty, 1-1/2hp, 3-phase, 230/460 VAC, 1200rpm, TEFC, NEMA 182TC frame, cast iron, C-face/rigid base mount. | Stock | 708
Y154SDSR42A-P | Toshiba SD premium efficiency AC induction motor, high-performance inverter duty and severe duty, 1-1/2hp, 3-phase, 230/460 VAC, 1800rpm, TEFC, NEMA 145TC frame, cast iron, C-face/rigid base mount. | Stock | 587
Y152SDSR42A-P | Toshiba SD premium efficiency AC induction motor, high-performance inverter duty and severe duty, 1-1/2hp, 3-phase, 230/460 VAC, 3600rpm, TEFC, NEMA 143TC frame, cast iron, C-face/rigid base mount. | Stock | 582
0024SDSR41A-P | Toshiba SD premium efficiency AC induction motor, high-performance inverter duty and severe duty, 2hp, 3-phase, 230/460 VAC, 1800rpm, TEFC, NEMA 145T frame, cast iron, rigid base mount. | Stock | 503
0022SDSR41A-P | Toshiba SD premium efficiency AC induction motor, high-performance inverter duty and severe duty, 2hp, 3-phase, 230/460 VAC, 3600rpm, TEFC, NEMA 145T frame, cast iron, rigid base mount. | Stock | 556
0024SDSR42A-P | Toshiba SD premium efficiency AC induction motor, high-performance inverter duty and severe duty, 2hp, 3-phase, 230/460 VAC, 1800rpm, TEFC, NEMA 145TC frame, cast iron, C-face/rigid base mount. | Stock | 630
0022SDSR42A-P | Toshiba SD premium efficiency AC induction motor, high-performance inverter duty and severe duty, 2hp, 3-phase, 230/460 VAC, 3600rpm, TEFC, NEMA 145TC frame, cast iron, C-face/rigid base mount. | Stock | 685
0036SDSR41A-P | Toshiba SD premium efficiency AC induction motor, high-performance inverter duty and severe duty, 3hp, 3-phase, 230/460 VAC, 1200rpm, TEFC, NEMA 213T frame, cast iron, rigid base mount. | Stock | 824
0034SDSR41A-P | Toshiba SD premium efficiency AC induction motor, high-performance inverter duty and severe duty, 3hp, 3-phase, 230/460 VAC, 1800rpm, TEFC, NEMA 182T frame, cast iron, rigid base mount. | Stock | 578
0032SDSR41A-P | Toshiba SD premium efficiency AC induction motor, high-performance inverter duty and severe duty, 3hp, 3-phase, 230/460 VAC, 3600rpm, TEFC, NEMA 182T frame, cast iron, rigid base mount. | Stock | 588
0036SDSR42A-P | Toshiba SD premium efficiency AC induction motor, high-performance inverter duty and severe duty, 3hp, 3-phase, 230/460 VAC, 1200rpm, TEFC, NEMA 213TC frame, cast iron, C-face/rigid base mount. | Stock | 1026
0034SDSR42A-P | Toshiba SD premium efficiency AC induction motor, high-performance inverter duty and severe duty, 3hp, 3-phase, 230/460 VAC, 1800rpm, TEFC, NEMA 182TC frame, cast iron, C-face/rigid base mount. | Stock | 728
0032SDSR42A-P | Toshiba SD premium efficiency AC induction motor, high-performance inverter duty and severe duty, 3hp, 3-phase, 230/460 VAC, 3600rpm, TEFC, NEMA 182TC frame, cast iron, C-face/rigid base mount. | Stock | 739
0056SDSR41A-P | Toshiba SD premium efficiency AC induction motor, high-performance inverter duty and severe duty, 5hp, 3-phase, 230/460 VAC, 1200rpm, TEFC, NEMA 215T frame, cast iron, rigid base mount. | Stock | 1210
0054SDSR41A-P | Toshiba SD premium efficiency AC induction motor, high-performance inverter duty and severe duty, 5hp, 3-phase, 230/460 VAC, 1800rpm, TEFC, NEMA 184T frame, cast iron, rigid base mount. | Stock | 660
0052SDSR41A-P | Toshiba SD premium efficiency AC induction motor, high-performance inverter duty and severe duty, 5hp, 3-phase, 230/460 VAC, 3600rpm, TEFC, NEMA 184T frame, cast iron, rigid base mount. | Stock | 728
0056SDSR42A-P | Toshiba SD premium efficiency AC induction motor, high-performance inverter duty and severe duty, 5hp, 3-phase, 230/460 VAC, 1200rpm, TEFC, NEMA 215TC frame, cast iron, C-face/rigid base mount. | Stock | 1434
0054SDSR42A-P | Toshiba SD premium efficiency AC induction motor, high-performance inverter duty and severe duty, 5hp, 3-phase, 230/460 VAC, 1800rpm, TEFC, NEMA 184TC frame, cast iron, C-face/rigid base mount. | Stock | 814
0052SDSR42A-P | Toshiba SD premium efficiency AC induction motor, high-performance inverter duty and severe duty, 5hp, 3-phase, 230/460 VAC, 3600rpm, TEFC, NEMA 184TC frame, cast iron, C-face/rigid base mount. | Stock | 887
Y756SDSR41A-P | Toshiba SD premium efficiency AC induction motor, high-performance inverter duty and severe duty, 7-1/2hp, 3-phase, 230/460 VAC, 1200rpm, TEFC, NEMA 254T frame, cast iron, rigid base mount. | Stock | 1608
Y754SDSR41A-P | Toshiba SD premium efficiency AC induction motor, high-performance inverter duty and severe duty, 7-1/2hp, 3-phase, 230/460 VAC, 1800rpm, TEFC, NEMA 213T frame, cast iron, rigid base mount. | Stock | 944
Y752SDSR41A-P | Toshiba SD premium efficiency AC induction motor, high-performance inverter duty and severe duty, 7-1/2hp, 3-phase, 230/460 VAC, 3600rpm, TEFC, NEMA 213T frame, cast iron, rigid base mount. | Stock | 944
Y756SDSR42A-P | Toshiba SD premium efficiency AC induction motor, high-performance inverter duty and severe duty, 7-1/2hp, 3-phase, 230/460 VAC, 1200rpm, TEFC, NEMA 254TC frame, cast iron, C-face/rigid base mount. | Stock | 1847
Y754SDSR42A-P | Toshiba SD premium efficiency AC induction motor, high-performance inverter duty and severe duty, 7-1/2hp, 3-phase, 230/460 VAC, 1800rpm, TEFC, NEMA 213TC frame, cast iron, C-face/rigid base mount. | Stock | 1104
Y752SDSR42A-P | Toshiba SD premium efficiency AC induction motor, high-performance inverter duty and severe duty, 7-1/2hp, 3-phase, 230/460 VAC, 3600rpm, TEFC, NEMA 213TC frame, cast iron, C-face/rigid base mount. | Stock | 1104
0106SDSR41A-P | Toshiba SD premium efficiency AC induction motor, high-performance inverter duty and severe duty, 10hp, 3-phase, 230/460 VAC, 1200rpm, TEFC, NEMA 256T frame, cast iron, rigid base mount. | Stock | 1963
0104SDSR41A-P | Toshiba SD premium efficiency AC induction motor, high-performance inverter duty and severe duty, 10hp, 3-phase, 230/460 VAC, 1800rpm, TEFC, NEMA 215T frame, cast iron, rigid base mount. | Stock | 1149
0102SDSR41A-P | Toshiba SD premium efficiency AC induction motor, high-performance inverter duty and severe duty, 10hp, 3-phase, 230/460 VAC, 3600rpm, TEFC, NEMA 215T frame, cast iron, rigid base mount. | Stock | 1132
0104SDSR42A-P | Toshiba SD premium efficiency AC induction motor, high-performance inverter duty and severe duty, 10hp, 3-phase, 230/460 VAC, 1800rpm, TEFC, NEMA 215TC frame, cast iron, C-face/rigid base mount. | Stock | 1309
0102SDSR42A-P | Toshiba SD premium efficiency AC induction motor, high-performance inverter duty and severe duty, 10hp, 3-phase, 230/460 VAC, 3600rpm, TEFC, NEMA 215TC frame, cast iron, C-face/rigid base mount. | Stock | 1292
0156SDSR41A-P | Toshiba SD premium efficiency AC induction motor, high-performance inverter duty and severe duty, 15hp, 3-phase, 230/460 VAC, 1200rpm, TEFC, NEMA 284T frame, cast iron, rigid base mount. | Stock | 2753
0154SDSR41A-P | Toshiba SD premium efficiency AC induction motor, high-performance inverter duty and severe duty, 15hp, 3-phase, 230/460 VAC, 1800rpm, TEFC, NEMA 254T frame, cast iron, rigid base mount. | Stock | 1551
0152SDSR41A-P | Toshiba SD premium efficiency AC induction motor, high-performance inverter duty and severe duty, 15hp, 3-phase, 230/460 VAC, 3600rpm, TEFC, NEMA 254T frame, cast iron, rigid base mount. | Stock | 1558
0154SDSR42A-P | Toshiba SD premium efficiency AC induction motor, high-performance inverter duty and severe duty, 15hp, 3-phase, 230/460 VAC, 1800rpm, TEFC, NEMA 254TC frame, cast iron, C-face/rigid base mount. | Stock | 1790
0152SDSR42A-P | Toshiba SD premium efficiency AC induction motor, high-performance inverter duty and severe duty, 15hp, 3-phase, 230/460 VAC, 3600rpm, TEFC, NEMA 254TC frame, cast iron, C-face/rigid base mount. | Stock | 1798
0206SDSR41A-P | Toshiba SD premium efficiency AC induction motor, high-performance inverter duty and severe duty, 20hp, 3-phase, 230/460 VAC, 1200rpm, TEFC, NEMA 286T frame, cast iron, rigid base mount. | Stock | 3226
0204SDSR41A-P | Toshiba SD premium efficiency AC induction motor, high-performance inverter duty and severe duty, 20hp, 3-phase, 230/460 VAC, 1800rpm, TEFC, NEMA 256T frame, cast iron, rigid base mount. | Stock | 1915
0202SDSR41A-P | Toshiba SD premium efficiency AC induction motor, high-performance inverter duty and severe duty, 20hp, 3-phase, 230/460 VAC, 3600rpm, TEFC, NEMA 256T frame, cast iron, rigid base mount. | Stock | 2018
0204SDSR42A-P | Toshiba SD premium efficiency AC induction motor, high-performance inverter duty and severe duty, 20hp, 3-phase, 230/460 VAC, 1800rpm, TEFC, NEMA 256TC frame, cast iron, C-face/rigid base mount. | Stock | 2154
0256SDSR41A-P | Toshiba SD premium efficiency AC induction motor, high-performance inverter duty and severe duty, 25hp, 3-phase, 230/460 VAC, 1200rpm, TEFC, NEMA 324T frame, cast iron, rigid base mount. | Stock | 3915
0254SDSR41A-P | Toshiba SD premium efficiency AC induction motor, high-performance inverter duty and severe duty, 25hp, 3-phase, 230/460 VAC, 1800rpm, TEFC, NEMA 284T frame, cast iron, rigid base mount. | Stock | 2323
0254SDSR42A-P | Toshiba SD premium efficiency AC induction motor, high-performance inverter duty and severe duty, 25hp, 3-phase, 230/460 VAC, 1800rpm, TEFC, NEMA 284TC frame, cast iron, C-face/rigid base mount. | Stock | 2722
0306SDSR41A-P | Toshiba SD premium efficiency AC induction motor, high-performance inverter duty and severe duty, 30hp, 3-phase, 230/460 VAC, 1200rpm, TEFC, NEMA 326T frame, cast iron, rigid base mount. | Stock | 4781
0304SDSR41A-P | Toshiba SD premium efficiency AC induction motor, high-performance inverter duty and severe duty, 30hp, 3-phase, 230/460 VAC, 1800rpm, TEFC, NEMA 286T frame, cast iron, rigid base mount. | Stock | 2794
0302SDSR41B-P | Toshiba SD premium efficiency AC induction motor, high-performance inverter duty and severe duty, 30hp, 3-phase, 230/460 VAC, 3600rpm, TEFC, NEMA 286TS frame, cast iron, rigid base mount. | Stock | 2847
0304SDSR42A-P | Toshiba SD premium efficiency AC induction motor, high-performance inverter duty and severe duty, 30hp, 3-phase, 230/460 VAC, 1800rpm, TEFC, NEMA 286TC frame, cast iron, C-face/rigid base mount. | Stock | 3192
0406SDSR41A-P | Toshiba SD premium efficiency AC induction motor, high-performance inverter duty and severe duty, 40hp, 3-phase, 230/460 VAC, 1200rpm, TEFC, NEMA 364T frame, cast iron, rigid base mount. | Stock | 6254
0404SDSR41A-P | Toshiba SD premium efficiency AC induction motor, high-performance inverter duty and severe duty, 40hp, 3-phase, 230/460 VAC, 1800rpm, TEFC, NEMA 324T frame, cast iron, rigid base mount. | Stock | 3613
0402SDSR41B-P | Toshiba SD premium efficiency AC induction motor, high-performance inverter duty and severe duty, 40hp, 3-phase, 230/460 VAC, 3600rpm, TEFC, NEMA 324TS frame, cast iron, rigid base mount. | Stock | 3585
0404SDSR42A-P | Toshiba SD premium efficiency AC induction motor, high-performance inverter duty and severe duty, 40hp, 3-phase, 230/460 VAC, 1800rpm, TEFC, NEMA 324TC frame, cast iron, C-face/rigid base mount. | Stock | 4060
0506SDSR41A-P | Toshiba SD premium efficiency AC induction motor, high-performance inverter duty and severe duty, 50hp, 3-phase, 230/460 VAC, 1200rpm, TEFC, NEMA 365T frame, cast iron, rigid base mount. | Stock | 6979
0504SDSR41A-P | Toshiba SD premium efficiency AC induction motor, high-performance inverter duty and severe duty, 50hp, 3-phase, 230/460 VAC, 1800rpm, TEFC, NEMA 326T frame, cast iron, rigid base mount. | Stock | 4405
0502SDSR41B-P | Toshiba SD premium efficiency AC induction motor, high-performance inverter duty and severe duty, 50hp, 3-phase, 230/460 VAC, 3600rpm, TEFC, NEMA 326TS frame, cast iron, rigid base mount. | Stock | 4972
0504SDSR42A-P | Toshiba SD premium efficiency AC induction motor, high-performance inverter duty and severe duty, 50hp, 3-phase, 230/460 VAC, 1800rpm, TEFC, NEMA 326TC frame, cast iron, C-face/rigid base mount. | Stock | 4853
0604SDSR41A-P | Toshiba SD premium efficiency AC induction motor, high-performance inverter duty and severe duty, 60hp, 3-phase, 230/460 VAC, 1800rpm, TEFC, NEMA 364T frame, cast iron, rigid base mount. | Stock | 6209
0754SDSR41A-P | Toshiba SD premium efficiency AC induction motor, high-performance inverter duty and severe duty, 75hp, 3-phase, 230/460 VAC, 1800rpm, TEFC, NEMA 365T frame, cast iron, rigid base mount. | Stock | 7645
1004SDSR41A-PR | Toshiba SD premium efficiency AC induction motor, high-performance inverter duty and severe duty, 100hp, 3-phase, 230/460 VAC, 1800rpm, TEFC, NEMA 405T frame, cast iron, rigid base mount. | Stock | 10861
Washdown AC Motors
112431.00 | Leeson Washguard White Duck standard efficiency AC induction motor, washdown, 1/2hp, 1-phase, 115/208-230 VAC, 1800rpm, TEFC, NEMA 56 frame, rolled steel, rigid base mount. | Stock | 569
112527.00 | Leeson Washguard White Duck standard efficiency AC induction motor, washdown, 1/2hp, 1-phase, 115/208-230 VAC, 1800rpm, TEFC, NEMA 56C frame, rolled steel, C-face/rigid base mount. | Stock | 595
112528.00 | Leeson Washguard White Duck standard efficiency AC induction motor, washdown, 3/4hp, 1-phase, 115/208-230 VAC, 1800rpm, TEFC, NEMA 56C frame, rolled steel, C-face/rigid base mount. | Stock | 663
113583.00 | Leeson Washguard White Duck standard efficiency AC induction motor, washdown, 1hp, 1-phase, 115/208-230 VAC, 3600rpm, TEFC, NEMA 56C frame, rolled steel, C-face/rigid base mount. | Stock | 630
112529.00 | Leeson Washguard White Duck premium efficiency AC induction motor, washdown, 1hp, 1-phase, 115/208-230 VAC, 1800rpm, TEFC, NEMA 56C frame, rolled steel, C-face/rigid base mount. | Stock | 764
114311.00 | Leeson Washguard White Duck standard efficiency AC induction motor, washdown, 1/3hp, 1-phase, 115/208-230 VAC, 1800rpm, TEFC, NEMA 56C frame, rolled steel, C-face mount. | Stock | 564
114313.00 | Leeson Washguard White Duck standard efficiency AC induction motor, washdown, 1/2hp, 1-phase, 115/208-230 VAC, 1800rpm, TEFC, NEMA 56C frame, rolled steel, C-face mount. | Stock | 578
114317.00 | Leeson Washguard White Duck premium efficiency AC induction motor, washdown, 1hp, 1-phase, 115/208-230 VAC, 1800rpm, TEFC, NEMA 56C frame, rolled steel, C-face mount. | Stock | 743
113649.00 | Leeson Washguard White Duck standard efficiency AC induction motor, washdown and high-performance inverter duty, 1/4hp, 3-phase, 208-230/460 VAC, 1800rpm, TENV, NEMA 56C frame, rolled steel, C-face mount. | Stock | 540
116644.00 | Leeson Washguard White Duck standard efficiency AC induction motor, washdown and inverter rated, 1/2hp, 3-phase, 208-230/460 VAC, 1800rpm, TEFC, NEMA 56C frame, rolled steel, C-face mount. | Stock | 593
113019.00 | Leeson Washguard White Duck standard efficiency AC induction motor, washdown and high-performance inverter duty, 3/4hp, 3-phase, 208-230/460 VAC, 1800rpm, TENV, NEMA 56C frame, rolled steel, C-face mount. | Stock | 686
116645.00 | Leeson Washguard White Duck standard efficiency AC induction motor, washdown and inverter rated, 3/4hp, 3-phase, 208-230/460 VAC, 1800rpm, TEFC, NEMA 56C frame, rolled steel, C-face mount. | Stock | 686
113023.00 | Leeson Washguard White Duck premium efficiency AC induction motor, washdown and high-performance inverter duty, 1hp, 3-phase, 230/460 VAC, 3600rpm, TENV, NEMA 56C frame, rolled steel, C-face mount. | Stock | 698
119468.00 | Leeson Washguard White Duck premium efficiency AC induction motor, washdown and inverter rated, 1hp, 3-phase, 208-230/460 VAC, 1800rpm, TEFC, NEMA 56C frame, rolled steel, C-face mount. | Stock | 839
119469.00 | Leeson Washguard White Duck premium efficiency AC induction motor, washdown and inverter rated, 1-1/2hp, 3-phase, 208-230/460 VAC, 1800rpm, TEFC, NEMA 56C frame, rolled steel, C-face mount. | Stock | 863
119471.00 | Leeson Washguard White Duck premium efficiency AC induction motor, washdown and inverter rated, 2hp, 3-phase, 208-230/460 VAC, 1800rpm, TEFC, NEMA 56C frame, rolled steel, C-face mount. | Stock | 1037
122182.00 | Leeson Washguard White Duck premium efficiency AC induction motor, washdown and inverter rated, 2hp, 3-phase, 208-230/460 VAC, 1800rpm, TEFC, NEMA 145TC frame, rolled steel, C-face mount. | Stock | 1079
122184.00 | Leeson Washguard White Duck standard efficiency AC induction motor, washdown and inverter rated, 3hp, 3-phase, 208-230/460 VAC, 3600rpm, TEFC, NEMA 145TC frame, rolled steel, C-face mount. | Stock | 1301
132440.00 | Leeson Washguard White Duck premium efficiency AC induction motor, washdown and inverter rated, 5hp, 3-phase, 230/460 VAC, 1800rpm, TEFC, NEMA 184TC frame, rolled steel, C-face mount. | Stock | 1437
141266.00 | Leeson Washguard White Duck premium efficiency AC induction motor, washdown and inverter rated, 7-1/2hp, 3-phase, 230/460 VAC, 1800rpm, TEFC, NEMA 213TC frame, rolled steel, C-face mount. | Stock | 1815
112427.00 | Leeson Washguard White Duck standard efficiency AC induction motor, washdown and inverter rated, 1/2hp, 3-phase, 208-230/460 VAC, 1800rpm, TEFC, NEMA 56 frame, rolled steel, rigid base mount. | Stock | 581
112428.00 | Leeson Washguard White Duck standard efficiency AC induction motor, washdown and inverter rated, 3/4hp, 3-phase, 208-230/460 VAC, 1800rpm, TEFC, NEMA 56 frame, rolled steel, rigid base mount. | Stock | 609
119475.00 | Leeson Washguard White Duck premium efficiency AC induction motor, washdown and inverter rated, 1hp, 3-phase, 208-230/460 VAC, 1800rpm, TEFC, NEMA 56 frame, rolled steel, rigid base mount. | Stock | 842
121866.00 | Leeson Washguard White Duck premium efficiency AC induction motor, washdown and inverter rated, 2hp, 3-phase, 208-230/460 VAC, 1800rpm, TEFC, NEMA 145T frame, rolled steel, rigid base mount. | Stock | 1000
140819.00 | Leeson Washguard White Duck series premium efficiency AC induction motor, washdown and inverter rated, 7-1/2hp, 3-phase, 230/460 VAC, 1800rpm, TEFC, NEMA 213T frame, rolled steel, rigid base mount. | Stock | 1847
140820.00 | Leeson Washguard White Duck premium efficiency AC induction motor, washdown and inverter rated, 10hp, 3-phase, 230/460 VAC, 1800rpm, TEFC, NEMA 215T frame, rolled steel, rigid base mount. | Stock | 2121
113586.00 | Leeson Washguard White Duck premium efficiency AC induction motor, washdown and high-performance inverter duty, 1/2hp, 3-phase, 230/460 VAC, 1800rpm, TENV, NEMA 56C frame, rolled steel, C-face/rigid base mount. | Stock | 609
112429.00 | Leeson Washguard White Duck standard efficiency AC induction motor, washdown and inverter rated, 1/2hp, 3-phase, 208-230/460 VAC, 1800rpm, TEFC, NEMA 56C frame, rolled steel, C-face/rigid base mount. | Stock | 609
112430.00 | Leeson Washguard White Duck standard efficiency AC induction motor, washdown and inverter rated, 3/4hp, 3-phase, 208-230/460 VAC, 1800rpm, TEFC, NEMA 56C frame, rolled steel, C-face/rigid base mount. | Stock | 703
113590.00 | Leeson Washguard White Duck premium efficiency AC induction motor, washdown and high-performance inverter duty, 1hp, 3-phase, 230/460 VAC, 3600rpm, TENV, NEMA 56C frame, rolled steel, C-face/rigid base mount. | Stock | 696
119476.00 | Leeson Washguard White Duck premium efficiency AC induction motor, washdown and inverter rated, 1hp, 3-phase, 208-230/460 VAC, 1800rpm, TEFC, NEMA 56HC frame, rolled steel, C-face/rigid base mount. | Stock | 891
119478.00 | Leeson Washguard White Duck high efficiency AC induction motor, washdown and inverter rated, 1hp, 3-phase, 208-230/460 VAC, 1200rpm, TEFC, NEMA 56HC frame, rolled steel, C-face/rigid base mount. | Stock | 1141
113591.00 | Leeson Washguard White Duck premium efficiency AC induction motor, washdown and high-performance inverter duty, 1-1/2hp, 3-phase, 230/460 VAC, 3600rpm, TENV, NEMA 56HC frame, rolled steel, C-face/rigid base mount. | Stock | 757
119480.00 | Leeson Washguard White Duck premium efficiency AC induction motor, washdown and inverter rated, 1-1/2hp, 3-phase, 208-230/460 VAC, 1800rpm, TEFC, NEMA 56C frame, rolled steel, C-face/rigid base mount. | Stock | 1003
119482.00 | Leeson Washguard White Duck premium efficiency AC induction motor, washdown and inverter rated, 2hp, 3-phase, 208-230/460 VAC, 3600rpm, TEFC, NEMA 56HC frame, rolled steel, C-face/rigid base mount. | Stock | 1082
122185.00 | Leeson Washguard White Duck premium efficiency AC induction motor, washdown and inverter rated, 2hp, 3-phase, 208-230/460 VAC, 3600rpm, TEFC, NEMA 145TC frame, rolled steel, C-face/rigid base mount. | Stock | 1111
119483.00 | Leeson Washguard White Duck premium efficiency AC induction motor, washdown and inverter rated, 2hp, 3-phase, 208-230/460 VAC, 1800rpm, TEFC, NEMA 56C frame, rolled steel, C-face/rigid base mount. | Stock | 1119
121868.00 | Leeson Washguard White Duck premium efficiency AC induction motor, washdown and inverter rated, 2hp, 3-phase, 230/460 VAC, 1800rpm, TEFC, NEMA 145TC frame, rolled steel, C-face/rigid base mount. | Stock | 1089
121870.00 | Leeson Washguard White Duck premium efficiency AC induction motor, washdown and inverter rated, 3hp, 3-phase, 230/460 VAC, 3600rpm, TEFC, NEMA 145C frame, rolled steel, C-face/rigid base mount. | Stock | 1285
132200.00 | Leeson Washguard White Duck series premium efficiency AC induction motor, washdown and inverter rated, 5hp, 3-phase, 230/460 VAC, 3600rpm, TEFC, NEMA 184TC frame, rolled steel, C-face/rigid base mount. | Stock | 1534
140822.00 | Leeson Washguard White Duck premium efficiency AC induction motor, washdown and inverter rated, 7-1/2hp, 3-phase, 230/460 VAC, 1800rpm, TEFC, NEMA 213TC frame, rolled steel, C-face/rigid base mount. | Stock | 2013
140821.00 | Leeson Washguard White Duck premium efficiency AC induction motor, washdown and inverter rated, 10hp, 3-phase, 230/460 VAC, 1800rpm, TEFC, NEMA 215TC frame, rolled steel, C-face/rigid base mount. | Stock | 2317
191475.00 | Leeson Washguard SST Duck standard efficiency AC induction motor, washdown, 1/2hp, 1-phase, 115/230 VAC, 1800rpm, TEFC, NEMA 56C frame, stainless steel, C-face/rigid base mount. | Stock | 959
191477.00 | Leeson Washguard SST Duck premium efficiency AC induction motor, washdown, 3/4hp, 1-phase, 115/230 VAC, 1800rpm, TEFC, NEMA 56C frame, stainless steel, C-face/rigid base mount. | Stock | 1102
191204.00 | Leeson Washguard SST Duck premium efficiency AC induction motor, washdown and high-performance inverter duty, 1/2hp, 3-phase, 208-230/460 VAC, 1800rpm, TENV, NEMA 56C frame, stainless steel, C-face/rigid base mount. | Stock | 902
191207.00 | Leeson Washguard SST Duck premium efficiency AC induction motor, washdown and high-performance inverter duty, 3/4hp, 3-phase, 208-230/460 VAC, 1800rpm, TENV, NEMA 56C frame, stainless steel, C-face/rigid base mount. | Stock | 978
191487.00 | Leeson Washguard SST Duck premium efficiency AC induction motor, washdown and inverter rated, 1hp, 3-phase, 208-230/460 VAC, 1800rpm, TEFC, NEMA 143TC frame, stainless steel, C-face/rigid base mount. | Stock | 1242
191561.00 | Leeson Washguard SST Duck premium efficiency AC induction motor, washdown and inverter rated, 1-1/2hp, 3-phase, 208-230/460 VAC, 1800rpm, TEFC, NEMA 56HC frame, stainless steel, C-face/rigid base mount. | Stock | 1201
191563.00 | Leeson Washguard SST Duck premium efficiency AC induction motor, washdown and inverter rated, 2hp, 3-phase, 208-230/460 VAC, 1800rpm, TEFC, NEMA 56HC frame, stainless steel, C-face/rigid base mount. | Stock | 1381
191491.00 | Leeson Washguard SST Duck premium efficiency AC induction motor, washdown and inverter rated, 2hp, 3-phase, 208-230/460 VAC, 1800rpm, TEFC, NEMA 145TC frame, stainless steel, C-face/rigid base mount. | Stock | 1535
191202.00 | Leeson Washguard SST Duck premium efficiency AC induction motor, washdown and high-performance inverter duty, 1/3hp, 3-phase, 208-230/460 VAC, 1800rpm, TENV, NEMA 56C frame, stainless steel, C-face mount. | Stock | 820
191205.00 | Leeson Washguard SST Duck premium efficiency AC induction motor, washdown and high-performance inverter duty, 1/2hp, 3-phase, 208-230/460 VAC, 1800rpm, TENV, NEMA 56C frame, stainless steel, C-face mount. | Stock | 878
191208.00 | Leeson Washguard SST Duck premium efficiency AC induction motor, washdown and high-performance inverter duty, 3/4hp, 3-phase, 208-230/460 VAC, 1800rpm, TENV, NEMA 56C frame, stainless steel, C-face mount. | Stock | 954
191565.00 | Leeson Washguard SST Duck premium efficiency AC induction motor, washdown and inverter rated, 1hp, 3-phase, 208-230/460 VAC, 1800rpm, TEFC, NEMA 143TC frame, stainless steel, C-face mount. | Stock | 1190
191569.00 | Leeson Washguard SST Duck premium efficiency AC induction motor, washdown and inverter rated, 2hp, 3-phase, 208-230/460 VAC, 1800rpm, TEFC, NEMA 56C frame, stainless steel, C-face mount. | Stock | 1378
191570.00 | Leeson Washguard SST Duck premium efficiency AC induction motor, washdown and inverter rated, 2hp, 3-phase, 208-230/460 VAC, 1800rpm, TEFC, NEMA 145TC frame, stainless steel, C-face mount. | Stock | 1380
191206.00 | Leeson Washguard SST Duck standard efficiency AC induction motor, washdown and high-performance inverter duty, 3/4hp, 3-phase, 208-230/460 VAC, 3600rpm, TENV, NEMA 56C frame, stainless steel, C-face/rigid base mount. | Stock | 1248
191560.00 | Leeson Washguard SST Duck premium efficiency AC induction motor, washdown and inverter rated, 1-1/2hp, 3-phase, 208-230/460 VAC, 3600rpm, TEFC, NEMA 56HC frame, stainless steel, C-face/rigid base mount. | Stock | 1265
191562.00 | Leeson Washguard SST Duck premium efficiency AC induction motor, washdown and inverter rated, 2hp, 3-phase, 208-230/460 VAC, 3600rpm, TEFC, NEMA 56HC frame, stainless steel, C-face/rigid base mount. | Stock | 1420
191490.00 | Leeson Washguard SST Duck premium efficiency AC induction motor, washdown and inverter rated, 2hp, 3-phase, 208-230/460 VAC, 3600rpm, TEFC, NEMA 145TC frame, stainless steel, C-face/rigid base mount. | Stock | 1562
MTSP-P33-3BD18 | IronHorse MTS premium efficiency AC induction motor, washdown and inverter rated, 1/3hp, 3-phase, 208-230/460 VAC, 1800rpm, TEFC, NEMA 56C frame, 304 stainless steel, C-face/rigid base mount. | Stock | 543
MTSP-P50-3BD18 | IronHorse MTS premium efficiency AC induction motor, washdown and inverter rated, 1/2hp, 3-phase, 208-230/460 VAC, 1800rpm, TEFC, NEMA 56C frame, 304 stainless steel, C-face/rigid base mount. | Stock | 553
MTSP-P75-3BD18 | IronHorse MTS premium efficiency AC induction motor, washdown and inverter rated, 3/4hp, 3-phase, 208-230/460 VAC, 1800rpm, TEFC, NEMA 56C frame, 304 stainless steel, C-face/rigid base mount. | Stock | 600
MTSP-001-3BD18 | IronHorse MTS premium efficiency AC induction motor, washdown and inverter rated, 1hp, 3-phase, 208-230/460 VAC, 1800rpm, TEFC, NEMA 56C frame, 304 stainless steel, C-face/rigid base mount. | Stock | 685
MTSP-1P5-3BD18 | IronHorse MTS premium efficiency AC induction motor, washdown and inverter rated, 1-1/2hp, 3-phase, 208-230/460 VAC, 1800rpm, TEFC, NEMA 56C frame, 304 stainless steel, C-face/rigid base mount. | Stock | 771
MTSP-1P5-3BD18-14 | IronHorse MTS premium efficiency AC induction motor, washdown and inverter rated, 1-1/2hp, 3-phase, 208-230/460 VAC, 1800rpm, TEFC, NEMA 145TC frame, 304 stainless steel, C-face/rigid base mount. | Stock | 792
MTSP-002-3BD18 | IronHorse MTS premium efficiency AC induction motor, washdown and inverter rated, 2hp, 3-phase, 208-230/460 VAC, 1800rpm, TEFC, NEMA 56C frame, 304 stainless steel, C-face/rigid base mount. | Stock | 835
MTSP-002-3BD18-14 | IronHorse MTS premium efficiency AC induction motor, washdown and inverter rated, 2hp, 3-phase, 208-230/460 VAC, 1800rpm, TEFC, NEMA 145TC frame, 304 stainless steel, C-face/rigid base mount. | Stock | 856
MTSP-003-3BD18-18 | IronHorse MTS premium efficiency AC induction motor, washdown and inverter rated, 3hp, 3-phase, 208-230/460 VAC, 1800rpm, TEFC, NEMA 182TC frame, 304 stainless steel, C-face/rigid base mount. | Stock | 1688
MTSP-005-3BD18 | IronHorse MTS premium efficiency AC induction motor, washdown and inverter rated, 5hp, 3-phase, 208-230/460 VAC, 1800rpm, TEFC, NEMA 184TC frame, 304 stainless steel, C-face/rigid base mount. | Stock | 1889
MTSP-7P5-3BD18 | IronHorse MTS premium efficiency AC induction motor, washdown and inverter rated, 7-1/2hp, 3-phase, 208-230/460 VAC, 1800rpm, TEFC, NEMA 213TC frame, 304 stainless steel, C-face/rigid base mount. | Stock | 2683
MTSP-010-3BD18 | IronHorse MTS premium efficiency AC induction motor, washdown and inverter rated, 10hp, 3-phase, 208-230/460 VAC, 1800rpm, TEFC, NEMA 215TC frame, 304 stainless steel, C-face/rigid base mount. | Stock | 2926
MTSP-015-3BD18 | IronHorse MTS premium efficiency AC induction motor, washdown and inverter rated, 15hp, 3-phase, 208-230/460 VAC, 1800rpm, TEFC, NEMA 254TC frame, 304 stainless steel, C-face/rigid base mount. | Stock | 5720
MTSP-020-3BD18 | IronHorse MTS premium efficiency AC induction motor, washdown and inverter rated, 20hp, 3-phase, 208-230/460 VAC, 1800rpm, TEFC, NEMA 256TC frame, 304 stainless steel, C-face/rigid base mount. | Stock | 6183
MTSP-P33-3BD18R | IronHorse MTS premium efficiency AC induction motor, washdown and inverter rated, 1/3hp, 3-phase, 208-230/460 VAC, 1800rpm, TEFC, NEMA 56C frame, 304 stainless steel, C-face mount. | Stock | 519
MTSP-P50-3BD18R | IronHorse MTS premium efficiency AC induction motor, washdown and inverter rated, 1/2hp, 3-phase, 208-230/460 VAC, 1800rpm, TEFC, NEMA 56C frame, 304 stainless steel, C-face mount. | Stock | 533
MTSP-P75-3BD18R | IronHorse MTS premium efficiency AC induction motor, washdown and inverter rated, 3/4hp, 3-phase, 208-230/460 VAC, 1800rpm, TEFC, NEMA 56C frame, 304 stainless steel, C-face mount. | Stock | 575
MTSP-001-3BD18R | IronHorse MTS premium efficiency AC induction motor, washdown and inverter rated, 1hp, 3-phase, 208-230/460 VAC, 1800rpm, TEFC, NEMA 56C frame, 304 stainless steel, C-face mount. | Stock | 660
MTSP-1P5-3BD18R | IronHorse MTS premium efficiency AC induction motor, washdown and inverter rated, 1-1/2hp, 3-phase, 208-230/460 VAC, 1800rpm, TEFC, NEMA 56C frame, 304 stainless steel, C-face mount. | Stock | 745
MTSP-1P5-3BD18R-14 | IronHorse MTS premium efficiency AC induction motor, washdown and inverter rated, 1-1/2hp, 3-phase, 208-230/460 VAC, 1800rpm, TEFC, NEMA 145TC frame, 304 stainless steel, C-face mount. | Stock | 763
MTSP-002-3BD18R | IronHorse MTS premium efficiency AC induction motor, washdown and inverter rated, 2hp, 3-phase, 208-230/460 VAC, 1800rpm, TEFC, NEMA 56C frame, 304 stainless steel, C-face mount. | Stock | 809
MTSP-002-3BD18R-14 | IronHorse MTS premium efficiency AC induction motor, washdown and inverter rated, 2hp, 3-phase, 208-230/460 VAC, 1800rpm, TEFC, NEMA 145TC frame, 304 stainless steel, C-face mount. | Stock | 831
MTSP-P33-3BD36 | IronHorse MTS premium efficiency AC induction motor, washdown and inverter rated, 1/3hp, 3-phase, 208-230/460 VAC, 3600rpm, TEFC, NEMA 56C frame, 304 stainless steel, C-face/rigid base mount. | Stock | 523
MTSP-P50-3BD36 | IronHorse MTS premium efficiency AC induction motor, washdown and inverter rated, 1/2hp, 3-phase, 208-230/460 VAC, 3600rpm, TEFC, NEMA 56C frame, 304 stainless steel, C-face/rigid base mount. | Stock | 540
MTSP-P75-3BD36 | IronHorse MTS premium efficiency AC induction motor, washdown and inverter rated, 3/4hp, 3-phase, 208-230/460 VAC, 3600rpm, TEFC, NEMA 56C frame, 304 stainless steel, C-face/rigid base mount. | Stock | 621
MTSP-001-3BD36 | IronHorse MTS premium efficiency AC induction motor, washdown and inverter rated, 1hp, 3-phase, 208-230/460 VAC, 3600rpm, TEFC, NEMA 56C frame, 304 stainless steel, C-face/rigid base mount. | Stock | 685
MTSP-1P5-3BD36 | IronHorse MTS premium efficiency AC induction motor, washdown and inverter rated, 1-1/2hp, 3-phase, 208-230/460 VAC, 3600rpm, TEFC, NEMA 56C frame, 304 stainless steel, C-face/rigid base mount. | Stock | 750
MTSP-1P5-3BD36-14 | IronHorse MTS premium efficiency AC induction motor, washdown and inverter rated, 1-1/2hp, 3-phase, 208-230/460 VAC, 3600rpm, TEFC, NEMA 143TC frame, 304 stainless steel, C-face/rigid base mount. | Stock | 771
MTSP-002-3BD36 | IronHorse MTS premium efficiency AC induction motor, washdown and inverter rated, 2hp, 3-phase, 208-230/460 VAC, 3600rpm, TEFC, NEMA 56C frame, 304 stainless steel, C-face/rigid base mount. | Stock | 815
MTSP-002-3BD36-14 | IronHorse MTS premium efficiency AC induction motor, washdown and inverter rated, 2hp, 3-phase, 208-230/460 VAC, 3600rpm, TEFC, NEMA 145TC frame, 304 stainless steel, C-face/rigid base mount. | Stock | 838
MTSP-003-3BD36-18 | IronHorse MTS premium efficiency AC induction motor, washdown and inverter rated, 3hp, 3-phase, 208-230/460 VAC, 3600rpm, TEFC, NEMA 182TC frame, 304 stainless steel, C-face/rigid base mount. | Stock | 1666
MTSP-005-3BD36 | IronHorse MTS premium efficiency AC induction motor, washdown and inverter rated, 5hp, 3-phase, 208-230/460 VAC, 3600rpm, TEFC, NEMA 184TC frame, 304 stainless steel, C-face/rigid base mount. | Stock | 1830
MTSP-P33-3BD36R | IronHorse MTS premium efficiency AC induction motor, washdown and inverter rated, 1/3hp, 3-phase, 208-230/460 VAC, 3600rpm, TEFC, NEMA 56C frame, 304 stainless steel, C-face mount. | Stock | 503
MTSP-P50-3BD36R | IronHorse MTS premium efficiency AC induction motor, washdown and inverter rated, 1/2hp, 3-phase, 208-230/460 VAC, 3600rpm, TEFC, NEMA 56C frame, 304 stainless steel, C-face mount. | Stock | 519
MTSP-P75-3BD36R | IronHorse MTS premium efficiency AC induction motor, washdown and inverter rated, 3/4hp, 3-phase, 208-230/460 VAC, 3600rpm, TEFC, NEMA 56C frame, 304 stainless steel, C-face mount. | Stock | 398
MTSP-001-3BD36R | IronHorse MTS premium efficiency AC induction motor, washdown and inverter rated, 1hp, 3-phase, 208-230/460 VAC, 3600rpm, TEFC, NEMA 56C frame, 304 stainless steel, C-face mount. | Stock | 664
MTSP-1P5-3BD36R | IronHorse MTS premium efficiency AC induction motor, washdown and inverter rated, 1-1/2hp, 3-phase, 208-230/460 VAC, 3600rpm, TEFC, NEMA 56C frame, 304 stainless steel, C-face mount. | Stock | 727
MTSP-1P5-3BD36R-14 | IronHorse MTS premium efficiency AC induction motor, washdown and inverter rated, 1-1/2hp, 3-phase, 208-230/460 VAC, 3600rpm, TEFC, NEMA 143TC frame, 304 stainless steel, C-face mount. | Stock | 750
MTSP-002-3BD36R | IronHorse MTS premium efficiency AC induction motor, washdown and inverter rated, 2hp, 3-phase, 208-230/460 VAC, 3600rpm, TEFC, NEMA 56C frame, 304 stainless steel, C-face mount. | Stock | 788
MTSP-002-3BD36R-14 | IronHorse MTS premium efficiency AC induction motor, washdown and inverter rated, 2hp, 3-phase, 208-230/460 VAC, 3600rpm, TEFC, NEMA 145TC frame, 304 stainless steel, C-face mount. | Stock | 541
MTSP-P50-3BD12 | IronHorse MTS premium efficiency AC induction motor, washdown and inverter rated, 1/2hp, 3-phase, 208-230/460 VAC, 1200rpm, TEFC, NEMA 56C frame, 304 stainless steel, C-face/rigid base mount. | Stock | 632
MTSP-P75-3BD12 | IronHorse MTS premium efficiency AC induction motor, washdown and inverter rated, 3/4hp, 3-phase, 208-230/460 VAC, 1200rpm, TEFC, NEMA 56C frame, 304 stainless steel, C-face/rigid base mount. | Stock | 685
MTSP-001-3BD12 | IronHorse MTS premium efficiency AC induction motor, washdown and inverter rated, 1hp, 3-phase, 208-230/460 VAC, 1200rpm, TEFC, NEMA 145TC frame, 304 stainless steel, C-face/rigid base mount. | Stock | 810
MTSP-1P5-3BD12 | IronHorse MTS premium efficiency AC induction motor, washdown and inverter rated, 1-1/2hp, 3-phase, 208-230/460 VAC, 1200rpm, TEFC, NEMA 182TC frame, 304 stainless steel, C-face/rigid base mount. | Stock | 1375
MTSP-002-3BD12 | IronHorse MTS premium efficiency AC induction motor, washdown and inverter rated, 2hp, 3-phase, 208-230/460 VAC, 1200rpm, TEFC, NEMA 184TC frame, 304 stainless steel, C-face/rigid base mount. | Stock | 1499
MTSP-003-3BD12 | IronHorse MTS premium efficiency AC induction motor, washdown and inverter rated, 3hp, 3-phase, 208-230/460 VAC, 1200rpm, TEFC, NEMA 213TC frame, 304 stainless steel, C-face/rigid base mount. | Stock | 2346
MTSP-005-3BD12 | IronHorse MTS premium efficiency AC induction motor, washdown and inverter rated, 5hp, 3-phase, 208-230/460 VAC, 1200rpm, TEFC, NEMA 215TC frame, 304 stainless steel, C-face/rigid base mount. | Stock | 2760
MTSN-P33-3BD36 | IronHorse MTS premium efficiency AC induction motor, washdown and inverter rated, 1/3hp, 3-phase, 208-230/460 VAC, 3600rpm, TENV, NEMA 56C frame, 304 stainless steel, C-face/rigid base mount. | Stock | 355
MTSN-P50-3BD36 | IronHorse MTS premium efficiency AC induction motor, washdown and inverter rated, 1/2hp, 3-phase, 208-230/460 VAC, 3600rpm, TENV, NEMA 56C frame, 304 stainless steel, C-face/rigid base mount. | Stock | 540
MTSN-P75-3BD36 | IronHorse MTS premium efficiency AC induction motor, washdown and inverter rated, 3/4hp, 3-phase, 208-230/460 VAC, 3600rpm, TENV, NEMA 56C frame, 304 stainless steel, C-face/rigid base mount. | Stock | 621
MTSN-001-3BD36 | IronHorse MTS premium efficiency AC induction motor, washdown and inverter rated, 1hp, 3-phase, 208-230/460 VAC, 3600rpm, TENV, NEMA 56C frame, 304 stainless steel, C-face/rigid base mount. | Stock | 751
MTSN-1P5-3BD36 | IronHorse MTS premium efficiency AC induction motor, washdown and inverter rated, 1-1/2hp, 3-phase, 208-230/460 VAC, 3600rpm, TENV, NEMA 56C frame, 304 stainless steel, C-face/rigid base mount. | Stock | 825
MTSN-1P5-3BD36-14 | IronHorse MTS premium efficiency AC induction motor, washdown and inverter rated, 1-1/2hp, 3-phase, 208-230/460 VAC, 3600rpm, TENV, NEMA 143TC frame, 304 stainless steel, C-face/rigid base mount. | Stock | 577
MTSN-002-3BD36 | IronHorse MTS premium efficiency AC induction motor, washdown and inverter rated, 2hp, 3-phase, 208-230/460 VAC, 3600rpm, TENV, NEMA 56C frame, 304 stainless steel, C-face/rigid base mount. | Stock | 1298
MTSN-002-3BD36-14 | IronHorse MTS premium efficiency AC induction motor, washdown and inverter rated, 2hp, 3-phase, 208-230/460 VAC, 3600rpm, TENV, NEMA 145TC frame, 304 stainless steel, C-face/rigid base mount. | Stock | 879
MTSN-003-3BD36-18 | IronHorse MTS premium efficiency AC induction motor, washdown and inverter rated, 3hp, 3-phase, 208-230/460 VAC, 3600rpm, TENV, NEMA 182TC frame, 304 stainless steel, C-face/rigid base mount. | Stock | 1289
MTSN-P33-3BD18 | IronHorse MTS premium efficiency AC induction motor, washdown and inverter rated, 1/3hp, 3-phase, 208-230/460 VAC, 1800rpm, TENV, NEMA 56C frame, 304 stainless steel, C-face/rigid base mount. | Stock | 543
MTSN-P50-3BD18 | IronHorse MTS premium efficiency AC induction motor, washdown and inverter rated, 1/2hp, 3-phase, 208-230/460 VAC, 1800rpm, TENV, NEMA 56C frame, 304 stainless steel, C-face/rigid base mount. | Stock | 553
MTSN-P75-3BD18 | IronHorse MTS premium efficiency AC induction motor, washdown and inverter rated, 3/4hp, 3-phase, 208-230/460 VAC, 1800rpm, TENV, NEMA 56C frame, 304 stainless steel, C-face/rigid base mount. | Stock | 600
MTSN-001-3BD18 | IronHorse MTS premium efficiency AC induction motor, washdown and inverter rated, 1hp, 3-phase, 208-230/460 VAC, 1800rpm, TENV, NEMA 56C frame, 304 stainless steel, C-face/rigid base mount. | Stock | 773
MTSN-1P5-3BD18 | IronHorse MTS premium efficiency AC induction motor, washdown and inverter rated, 1-1/2hp, 3-phase, 208-230/460 VAC, 1800rpm, TENV, NEMA 56C frame, 304 stainless steel, C-face/rigid base mount. | Stock | 847
MTSN-1P5-3BD18-14 | IronHorse MTS premium efficiency AC induction motor, washdown and inverter rated, 1-1/2hp, 3-phase, 208-230/460 VAC, 1800rpm, TENV, NEMA 145TC frame, 304 stainless steel, C-face/rigid base mount. | Stock | 867
MTSN-002-3BD18 | IronHorse MTS premium efficiency AC induction motor, washdown and inverter rated, 2hp, 3-phase, 208-230/460 VAC, 1800rpm, TENV, NEMA 56C frame, 304 stainless steel, C-face/rigid base mount. | Stock | 1450
MTSN-002-3BD18-14 | IronHorse MTS premium efficiency AC induction motor, washdown and inverter rated, 2hp, 3-phase, 208-230/460 VAC, 1800rpm, TENV, NEMA 145TC frame, 304 stainless steel, C-face/rigid base mount. | Stock | 1465
MTSN-003-3BD18-18 | IronHorse MTS premium efficiency AC induction motor, washdown and inverter rated, 3hp, 3-phase, 208-230/460 VAC, 1800rpm, TENV, NEMA 182TC frame, 304 stainless steel, C-face/rigid base mount. | Stock | 1328
MTSN-P33-3BD18R | IronHorse MTS premium efficiency AC induction motor, washdown and inverter rated, 1/3hp, 3-phase, 208-230/460 VAC, 1800rpm, TENV, NEMA 56C frame, 304 stainless steel, C-face mount. | Stock | 522
MTSN-P50-3BD18R | IronHorse MTS premium efficiency AC induction motor, washdown and inverter rated, 1/2hp, 3-phase, 208-230/460 VAC, 1800rpm, TENV, NEMA 56C frame, 304 stainless steel, C-face mount. | Stock | 534
MTSN-P75-3BD18R | IronHorse MTS premium efficiency AC induction motor, washdown and inverter rated, 3/4hp, 3-phase, 208-230/460 VAC, 1800rpm, TENV, NEMA 56C frame, 304 stainless steel, C-face mount. | Stock | 579
MTSN-001-3BD18R | IronHorse MTS premium efficiency AC induction motor, washdown and inverter rated, 1hp, 3-phase, 208-230/460 VAC, 1800rpm, TENV, NEMA 56C frame, 304 stainless steel, C-face mount. | Stock | 753
MTSN-1P5-3BD18R | IronHorse MTS premium efficiency AC induction motor, washdown and inverter rated, 1-1/2hp, 3-phase, 208-230/460 VAC, 1800rpm, TENV, NEMA 56C frame, 304 stainless steel, C-face mount. | Stock | 825
MTSN-1P5-3BD18R-14 | IronHorse MTS premium efficiency AC induction motor, washdown and inverter rated, 1-1/2hp, 3-phase, 208-230/460 VAC, 1800rpm, TENV, NEMA 145TC frame, 304 stainless steel, C-face mount. | Stock | 848
MTSN-002-3BD18R | IronHorse MTS premium efficiency AC induction motor, washdown and inverter rated, 2hp, 3-phase, 208-230/460 VAC, 1800rpm, TENV, NEMA 56C frame, 304 stainless steel, C-face mount. | Stock | 1408
MTSN-002-3BD18R-14 | IronHorse MTS premium efficiency AC induction motor, washdown and inverter rated, 2hp, 3-phase, 208-230/460 VAC, 1800rpm, TENV, NEMA 145TC frame, 304 stainless steel, C-face mount. | Stock | 935
IEC AC Motors
0NX5 | M.G.M. Electric Motors SMX IE2 high efficiency AC induction motor, general purpose and inverter rated, 1/4hp, 3-phase, 230/460 VAC, 1800rpm, TEFC, IEC 63 frame, aluminum, rigid base (B3) mount. | Stock | 196
0NX7 | M.G.M. Electric Motors SMX IE2 high efficiency AC induction motor, general purpose and inverter rated, 1/4hp, 3-phase, 230/460 VAC, 1800rpm, TEFC, IEC 63 frame, aluminum, D-flange (B5) mount. | Stock | 194
0NXA | M.G.M. Electric Motors SMX IE2 high efficiency AC induction motor, general purpose and inverter rated, 1/4hp, 3-phase, 230/460 VAC, 1800rpm, TEFC, IEC 63 frame, aluminum, C-face (B14) mount. | Stock | 194
0VNF | M.G.M. Electric Motors SMX IE2 high efficiency AC induction motor, general purpose and inverter rated, 1/4hp, 3-phase, 230/460 VAC, 3600rpm, TEFC, IEC 63 frame, aluminum, D-flange (B5) mount. | Stock | 226
0UQR | M.G.M. Electric Motors SMX IE2 high efficiency AC induction motor, general purpose and inverter rated, 1/4hp, 3-phase, 230/460 VAC, 3600rpm, TEFC, IEC 63 frame, aluminum, C-face/removable rigid base (B34) mount. | Stock | 240
0NUL | M.G.M. Electric Motors SMX IE2 high efficiency AC induction motor, general purpose and inverter rated, 1/2hp, 3-phase, 230/460 VAC, 1800rpm, TEFC, IEC 71 frame, aluminum, rigid base (B3) mount. | Stock | 294
0NUN | M.G.M. Electric Motors SMX IE2 high efficiency AC induction motor, general purpose and inverter rated, 1/2hp, 3-phase, 230/460 VAC, 1800rpm, TEFC, IEC 71 frame, aluminum, D-flange (B5) mount. | Stock | 293
0NUP | M.G.M. Electric Motors SMX IE2 high efficiency AC induction motor, general purpose and inverter rated, 1/2hp, 3-phase, 230/460 VAC, 1800rpm, TEFC, IEC 71 frame, aluminum, C-face (B14) mount. | Stock | 293
0RC2 | M.G.M. Electric Motors SMX IE2 high efficiency AC induction motor, general purpose and inverter rated, 1/2hp, 3-phase, 230/460 VAC, 3600rpm, TEFC, IEC 71 frame, aluminum, D-flange (B5) mount. | Stock | 317
16SV | M.G.M. Electric Motors SMX IE2 high efficiency AC induction motor, general purpose and inverter rated, 1/2hp, 3-phase, 230/460 VAC, 3600rpm, TEFC, IEC 71 frame, aluminum, C-face/removable rigid base (B34) mount. | Stock | 333
131C | M.G.M. Electric Motors SMX IE3 premium efficiency AC induction motor, general purpose and inverter rated, 1hp, 3-phase, 230/460 VAC, 1800rpm, TEFC, IEC 80 frame, aluminum, rigid base (B3) mount. | Stock | 370
0YGA | M.G.M. Electric Motors SMX IE3 premium efficiency AC induction motor, general purpose and inverter rated, 1hp, 3-phase, 230/460 VAC, 1800rpm, TEFC, IEC 80 frame, aluminum, D-flange (B5) mount. | Stock | 370
0YGB | M.G.M. Electric Motors SMX IE3 premium efficiency AC induction motor, general purpose and inverter rated, 1hp, 3-phase, 230/460 VAC, 1800rpm, TEFC, IEC 80 frame, aluminum, C-face (B14) mount. | Stock | 370
0ZYZ | M.G.M. Electric Motors SMX IE3 premium efficiency AC induction motor, general purpose and inverter rated, 1hp, 3-phase, 230/460 VAC, 3600rpm, TEFC, IEC 80 frame, aluminum, D-flange (B5) mount. | Stock | 335
18J7 | M.G.M. Electric Motors SMX IE3 premium efficiency AC induction motor, general purpose and inverter rated, 1hp, 3-phase, 230/460 VAC, 3600rpm, TEFC, IEC 80 frame, aluminum, C-face/removable rigid base (B34) mount. | Stock | 348
18PU | M.G.M. Electric Motors SMX IE3 premium efficiency AC induction motor, general purpose and inverter rated, 2hp, 3-phase, 230/460 VAC, 1800rpm, TEFC, IEC 90 frame, aluminum, D-flange (B5) mount. | Stock | 529
18J8 | M.G.M. Electric Motors SMX IE3 premium efficiency AC induction motor, general purpose and inverter rated, 2hp, 3-phase, 230/460 VAC, 1800rpm, TEFC, IEC 90 frame, aluminum, C-face/removable rigid base (B34) mount. | Stock | 544
18OR | M.G.M. Electric Motors SMX IE3 premium efficiency AC induction motor, general purpose and inverter rated, 3hp, 3-phase, 230/460 VAC, 1800rpm, TEFC, IEC 100 frame, aluminum, D-flange (B5) mount. | Stock | 692
18J9 | M.G.M. Electric Motors SMX IE3 premium efficiency AC induction motor, general purpose and inverter rated, 3hp, 3-phase, 230/460 VAC, 1800rpm, TEFC, IEC 100 frame, aluminum, C-face/removable rigid base (B34) mount. | Stock | 706
18PL | M.G.M. Electric Motors SMX IE3 premium efficiency AC induction motor, general purpose and inverter rated, 5hp, 3-phase, 230/460 VAC, 1800rpm, TEFC, IEC 112 frame, aluminum, D-flange (B5) mount. | Stock | 894
18OT | M.G.M. Electric Motors SMX IE3 premium efficiency AC induction motor, general purpose and inverter rated, 5hp, 3-phase, 230/460 VAC, 1800rpm, TEFC, IEC 112 frame, aluminum, C-face/removable rigid base (B34) mount. | Stock | 910
Brake AC Motors
18I1 | M.G.M. Electric Motors BMX IE2 high efficiency AC induction motor, general purpose, inverter rated and brake, 1/4hp, 3-phase, 230/460 VAC, 1800rpm, TEFC, IEC 63 frame, aluminum, C-face/removable rigid base (B34) mount. Integrated brake assembly included. | Stock | 629
18HZ | M.G.M. Electric Motors BMX IE2 high efficiency AC induction motor, general purpose, inverter rated and brake, 1/4hp, 3-phase, 230/460 VAC, 1800rpm, TEFC, IEC 63 frame, aluminum, D-flange (B5) mount. Integrated brake assembly included. | Stock | 614
18I6 | M.G.M. Electric Motors BAX IE2 high efficiency AC induction motor, general purpose, inverter rated and brake, 1/2hp, 3-phase, 230/460 VAC, 1800rpm, TEFC, IEC 71 frame, aluminum, C-face/removable rigid base (B34) mount. Integrated brake assembly included. | Stock | 725
14JQ | M.G.M. Electric Motors BAX IE2 high efficiency AC induction motor, general purpose, inverter rated and brake, 1/2hp, 3-phase, 230/460 VAC, 1800rpm, TEFC, IEC 71 frame, aluminum, D-flange (B5) mount. Integrated brake assembly included. | Stock | 713
18I8 | M.G.M. Electric Motors BAX IE2 high efficiency AC induction motor, general purpose, inverter rated and brake, 1/2hp, 3-phase, 230/460 VAC, 1800rpm, TEFC, IEC 71 (NEMA 56C flange) frame, aluminum, C-face mount. Integrated brake assembly included. | Stock | 730
18IA | M.G.M. Electric Motors BAX IE3 premium efficiency AC induction motor, general purpose, inverter rated and brake, 1hp, 3-phase, 230/460 VAC, 1800rpm, TEFC, IEC 80 frame, aluminum, C-face/removable rigid base (B34) mount. Integrated brake assembly included. | Stock | 934
13HB | M.G.M. Electric Motors BAX IE3 premium efficiency AC induction motor, general purpose, inverter rated and brake, 1hp, 3-phase, 230/460 VAC, 1800rpm, TEFC, IEC 80 frame, aluminum, D-flange (B5) mount. Integrated brake assembly included. | Stock | 917
18IC | M.G.M. Electric Motors BAX IE3 premium efficiency AC induction motor, general purpose, inverter rated and brake, 1hp, 3-phase, 230/460 VAC, 1800rpm, TEFC, IEC 80 (NEMA 56C flange) frame, aluminum, C-face mount. Integrated brake assembly included. | Stock | 942
18Q3 | M.G.M. Electric Motors BAX IE3 premium efficiency AC induction motor, general purpose, inverter rated and brake, 2hp, 3-phase, 230/460 VAC, 1800rpm, TEFC, IEC 90 frame, aluminum, C-face/removable rigid base (B34) mount. Integrated brake assembly included. | Stock | 1195
18Q4 | M.G.M. Electric Motors BAX IE3 premium efficiency AC induction motor, general purpose, inverter rated and brake, 2hp, 3-phase, 230/460 VAC, 1800rpm, TEFC, IEC 90 frame, aluminum, D-flange (B5) mount. Integrated brake assembly included. | Stock | 1173
18Q5 | M.G.M. Electric Motors BAX IE3 premium efficiency AC induction motor, general purpose, inverter rated and brake, 2hp, 3-phase, 230/460 VAC, 1800rpm, TEFC, IEC 90 (NEMA 145TC flange) frame, aluminum, C-face mount. Integrated brake assembly included. | Stock | 1207
18Q6 | M.G.M. Electric Motors BAX IE3 premium efficiency AC induction motor, general purpose, inverter rated and brake, 3hp, 3-phase, 230/460 VAC, 1800rpm, TEFC, IEC 100 frame, aluminum, C-face/removable rigid base (B34) mount. Integrated brake assembly included. | Stock | 1453
18Q7 | M.G.M. Electric Motors BAX IE3 premium efficiency AC induction motor, general purpose, inverter rated and brake, 3hp, 3-phase, 230/460 VAC, 1800rpm, TEFC, IEC 100 frame, aluminum, D-flange/removable rigid base (B35) mount. Integrated brake assembly included. | Stock | 1453
18IY | M.G.M. Electric Motors BAX IE3 premium efficiency AC induction motor, general purpose, inverter rated and brake, 3hp, 3-phase, 230/460 VAC, 1800rpm, TEFC, IEC 100 (NEMA 182TC flange) frame, aluminum, C-face mount. Integrated brake assembly included. | Stock | 1466
18OM | M.G.M. Electric Motors BAX IE3 premium efficiency AC induction motor, general purpose, inverter rated and brake, 5hp, 3-phase, 230/460 VAC, 1800rpm, TEFC, IEC 112 frame, aluminum, C-face/removable rigid base (B34) mount. Integrated brake assembly included. | Stock | 1988
18ON | M.G.M. Electric Motors BAX IE3 premium efficiency AC induction motor, general purpose, inverter rated and brake, 5hp, 3-phase, 230/460 VAC, 1800rpm, TEFC, IEC 112 frame, aluminum, D-flange/removable rigid base (B35) mount. Integrated brake assembly included. | Stock | 1988
18J4 | M.G.M. Electric Motors BAX IE3 premium efficiency AC induction motor, general purpose, inverter rated and brake, 5hp, 3-phase, 230/460 VAC, 1800rpm, TEFC, IEC 112 (NEMA 182TC flange) frame, aluminum, C-face mount. Integrated brake assembly included. | Stock | 2008
.3318ES3EBMW56-S | WEG Electric S standard efficiency AC induction motor, general purpose, inverter rated and brake, 1/3hp, 3-phase, 208-230/460 VAC, 1800rpm, TEFC, NEMA 56 frame, rolled steel, rigid base mount. Stearns 104816100KQ brake assembly included. | Stock | 886
.5018ES3EBMW56-S | WEG Electric S standard efficiency AC induction motor, general purpose, inverter rated and brake, 1/2hp, 3-phase, 208-230/460 VAC, 1800rpm, TEFC, NEMA 56 frame, rolled steel, rigid base mount. Stearns 104816100KQ brake assembly included. | Stock | 1002
.7518ES3EBMW56-S | WEG Electric S standard efficiency AC induction motor, general purpose, inverter rated and brake, 3/4hp, 3-phase, 208-230/460 VAC, 1800rpm, TEFC, NEMA 56 frame, rolled steel, rigid base mount. Stearns 104817100KQ brake assembly included. | Stock | 1179
00118ET3EBM56-S | WEG Electric S premium efficiency AC induction motor, general purpose, inverter rated and brake, 1hp, 3-phase, 208-230/460 VAC, 1800rpm, TEFC, NEMA 56 frame, rolled steel, rigid base mount. Stearns 105602100BQF brake assembly included. | Stock | 1363
00118ET3EBM56C-S | WEG Electric S premium efficiency AC induction motor, general purpose, inverter rated and brake, 1hp, 3-phase, 208-230/460 VAC, 1800rpm, TEFC, NEMA 56C frame, rolled steel, C-face/rigid base mount. Stearns 105602100BQF brake assembly included. | Stock | 1398
00158ET3EBM145TC-S | WEG Electric S premium efficiency AC induction motor, general purpose, inverter rated and brake, 1-1/2hp, 3-phase, 208-230/460 VAC, 1800rpm, TEFC, NEMA 143/5TC frame, rolled steel, C-face/rigid base mount. Stearns 105603100BQF brake assembly included. | Stock | 1726
00218ET3EBM145TC-S | WEG Electric S premium efficiency AC induction motor, general purpose, inverter rated and brake, 2hp, 3-phase, 208-230/460 VAC, 1800rpm, TEFC, NEMA 143/5TC frame, rolled steel, C-face/rigid base mount. Stearns 105603100BQF brake assembly included. | Stock | 1775
00318ET3EBM182TC-S | WEG Electric S premium efficiency AC induction motor, general purpose, inverter rated and brake, 3hp, 3-phase, 208-230/460 VAC, 1800rpm, TEFC, NEMA 182TC frame, rolled steel, C-face/rigid base mount. Stearns 105604100BQF brake assembly included. | Stock | 1984
00518ET3EBM184TC-S | WEG Electric S premium efficiency AC induction motor, general purpose, inverter rated and brake, 5hp, 3-phase, 208-230/460 VAC, 1800rpm, TEFC, NEMA 184TC frame, rolled steel, C-face/rigid base mount. Stearns 105606100BQF brake assembly included. | Stock | 2323
00718ET3EBM213TC-S | WEG Electric S premium efficiency AC induction motor, general purpose, inverter rated and brake, 7-1/2hp, 3-phase, 208-230/460 VAC, 1800rpm, TEFC, NEMA 213TC frame, rolled steel, C-face/rigid base mount. Stearns 108704100DQF brake assembly included. | Stock | 4260
01018ET3EBM215TC-S | WEG Electric S premium efficiency AC induction motor, general purpose, inverter rated and brake, 10hp, 3-phase, 208-230/460 VAC, 1800rpm, TEFC, NEMA 215TC frame, rolled steel, C-face/rigid base mount. Stearns 108705100DQF brake assembly included. | Stock | 4646
01518ET3EBM254T-S | WEG Electric S premium efficiency AC induction motor, general purpose, inverter rated and brake, 15hp, 3-phase, 208-230/460 VAC, 1800rpm, TEFC, NEMA 254T frame, rolled steel, rigid base mount. Stearns 108706100DQF brake assembly included. | Stock | 6329
02018ET3EBM256T-S | WEG Electric S premium efficiency AC induction motor, general purpose, inverter rated and brake, 20hp, 3-phase, 208-230/460 VAC, 1800rpm, TEFC, NEMA 256T frame, rolled steel, rigid base mount. Stearns 108708100DQF brake assembly included. | Stock | 8227
.2518ES3EBMW56CFL-S | WEG Electric S standard efficiency AC induction motor, general purpose, inverter rated and brake, 1/4hp, 3-phase, 208-230/460 VAC, 1800rpm, TEFC, NEMA 56C frame, rolled steel, C-face mount. Stearns 104817100KQ brake assembly included. | Stock | 875
.3318ES3EBMW56CFL-S | WEG Electric S standard efficiency AC induction motor, general purpose, inverter rated and brake, 1/3hp, 3-phase, 208-230/460 VAC, 1800rpm, TEFC, NEMA 56C frame, rolled steel, C-face mount. Stearns 104817100KQ brake assembly included. | Stock | 920
.5018ES3EBMW56CFL-S | WEG Electric S standard efficiency AC induction motor, general purpose, inverter rated and brake, 1/2hp, 3-phase, 208-230/460 VAC, 1800rpm, TEFC, NEMA 56C frame, rolled steel, C-face mount. Stearns 104817100KQ brake assembly included. | Stock | 1036
.7518ES3EBMW56CFL-S | WEG Electric S standard efficiency AC induction motor, general purpose, inverter rated and brake, 3/4hp, 3-phase, 208-230/460 VAC, 1800rpm, TEFC, NEMA 56C frame, rolled steel, C-face mount. Stearns 104817100KQ brake assembly included. | Stock | 1213
00118ET3EBM56CFL-S | WEG Electric S premium efficiency AC induction motor, general purpose, inverter rated and brake, 1hp, 3-phase, 208-230/460 VAC, 1800rpm, TEFC, NEMA 56C frame, rolled steel, C-face mount. Stearns 105602100BQF brake assembly included. | Stock | 1398
00158ET3EBM56CFL-S | WEG Electric S premium efficiency AC induction motor, general purpose, inverter rated and brake, 1-1/2hp, 3-phase, 208-230/460 VAC, 1800rpm, TEFC, NEMA 56C frame, rolled steel, C-face mount. Stearns 105603100BQF brake assembly included. | Stock | 1682
00218ET3EBM56CFL-S | WEG Electric S premium efficiency AC induction motor, general purpose, inverter rated and brake, 2hp, 3-phase, 208-230/460 VAC, 1800rpm, TEFC, NEMA 56C frame, rolled steel, C-face mount. Stearns 105603100BQF brake assembly included. | Stock | 1745
00518ET3EBMR184TC-S | WEG Electric S premium efficiency AC induction motor, general purpose, inverter rated and brake, 5hp, 3-phase, 208-230/460 VAC, 1800rpm, TEFC, NEMA 184TC frame, rolled steel, C-face mount. Stearns 105606100BQF brake assembly included. | Stock | 2323
01018ET3EBMR215TC-S | WEG Electric S premium efficiency AC induction motor, general purpose, inverter rated and brake, 10hp, 3-phase, 208-230/460 VAC, 1800rpm, TEFC, NEMA 215TC frame, rolled steel, C-face mount. Stearns 108705100DQF brake assembly included. | Stock | 4646
Permanent Magnet AC Motors (PMAC)
SY001 | Marathon Symax premium efficiency AC permanent magnet motor, high-performance inverter duty, 1/2hp, 3-phase, 230/460 VAC, 1800rpm, TENV, NEMA S56C frame, rolled steel, C-face/rigid base mount. Requires drive. | Stock | 584
SY003 | Marathon Symax premium efficiency AC permanent magnet motor, high-performance inverter duty, 1hp, 3-phase, 230/460 VAC, 1800rpm, TENV, NEMA S56C frame, rolled steel, C-face/rigid base mount. Requires drive. | Stock | 680
SY004 | Marathon Symax premium efficiency AC permanent magnet motor, high-performance inverter duty, 1-1/2hp, 3-phase, 230/460 VAC, 1800rpm, TENV, NEMA S56C frame, rolled steel, C-face/rigid base mount. Requires drive. | Stock | 828
SY005 | Marathon Symax premium efficiency AC permanent magnet motor, high-performance inverter duty, 2hp, 3-phase, 230/460 VAC, 1800rpm, TENV, NEMA S56C frame, rolled steel, C-face/rigid base mount. Requires drive. | Stock | 1110
SY067 | Marathon Symax super premium efficiency AC permanent magnet motor, high-performance inverter duty, 5hp, 3-phase, 230/460 VAC, 1800rpm, TEFC, NEMA 184TC frame, rolled steel, C-face/rigid base mount. Requires drive. | from vendor up to 3 business days | 1927
SY068 | Marathon Symax super premium efficiency AC permanent magnet motor, high-performance inverter duty, 7-1/2hp, 3-phase, 230/460 VAC, 1800rpm, TEFC, NEMA 213TC frame, rolled steel, C-face/rigid base mount. Requires drive. | from vendor up to 3 business days | 2044
SY069 | Marathon Symax super premium efficiency AC permanent magnet motor, high-performance inverter duty, 10hp, 3-phase, 230/460 VAC, 1800rpm, TEFC, NEMA 215TC frame, rolled steel, C-face/rigid base mount. Requires drive. | from vendor up to 3 business days | 2169
Centrifugal Jet Pump AC Motors
MTRJ-P33-3BD36J | IronHorse MTR standard efficiency AC induction motor, centrifugal jet pump, 1/3hp, 3-phase, 230/460 VAC, 3600rpm, TEFC, NEMA 56J frame, rolled steel, C-face/removable rigid base mount. | Stock | 229
MTRJ-P50-3BD36J | IronHorse MTR standard efficiency AC induction motor, centrifugal jet pump, 1/2hp, 3-phase, 230/460 VAC, 3600rpm, TEFC, NEMA 56J frame, rolled steel, C-face/removable rigid base mount. | Stock | 237
MTRJ-P75-3BD36J | IronHorse MTR standard efficiency AC induction motor, centrifugal jet pump, 3/4hp, 3-phase, 230/460 VAC, 3600rpm, TEFC, NEMA 56J frame, rolled steel, C-face/removable rigid base mount. | Stock | 260
MTRJP-001-3BD36J | IronHorse MTR premium efficiency AC induction motor, centrifugal jet pump, 1hp, 3-phase, 208-230/460 VAC, 3600rpm, TEFC, NEMA 56J frame, rolled steel, C-face/removable rigid base mount. | Stock | 282
MTRJP-1P5-3BD36J | IronHorse MTR premium efficiency AC induction motor, centrifugal jet pump, 1-1/2hp, 3-phase, 208-230/460 VAC, 3600rpm, TEFC, NEMA 56J frame, rolled steel, C-face/removable rigid base mount. | Stock | 356
MTRJP-002-3BD36J | IronHorse MTR premium efficiency AC induction motor, centrifugal jet pump, 2hp, 3-phase, 208-230/460 VAC, 3600rpm, TEFC, NEMA 56J frame, rolled steel, C-face/removable rigid base mount. | Stock | 372
MTRJP-003-3BD36J | IronHorse MTR premium efficiency AC induction motor, centrifugal jet pump, 3hp, 3-phase, 208-230/460 VAC, 3600rpm, TEFC, NEMA 56J frame, rolled steel, C-face/removable rigid base mount. | Stock | 475
MTRJ-P33-1AB36J | IronHorse MTR standard efficiency AC induction motor, centrifugal jet pump, 1/3hp, 1-phase, 115/230 VAC, 3600rpm, TEFC, NEMA 56J frame, rolled steel, C-face/removable rigid base mount. | Stock | 258
MTRJ-P50-1AB36J | IronHorse MTR standard efficiency AC induction motor, centrifugal jet pump, 1/2hp, 1-phase, 115/230 VAC, 3600rpm, TEFC, NEMA 56J frame, rolled steel, C-face/removable rigid base mount. | Stock | 267
MTRJ-P75-1AB36J | IronHorse MTR standard efficiency AC induction motor, centrifugal jet pump, 3/4hp, 1-phase, 115/230 VAC, 3600rpm, TEFC, NEMA 56J frame, rolled steel, C-face/removable rigid base mount. | Stock | 291
MTRJ-001-1AB36J | IronHorse MTR standard efficiency AC induction motor, centrifugal jet pump, 1hp, 1-phase, 115/230 VAC, 3600rpm, TEFC, NEMA 56J frame, rolled steel, C-face/removable rigid base mount. | Stock | 307
MTRJ-1P5-1AB36J | IronHorse MTR standard efficiency AC induction motor, centrifugal jet pump, 1-1/2hp, 1-phase, 115/230 VAC, 3600rpm, TEFC, NEMA 56J frame, rolled steel, C-face/removable rigid base mount. | Stock | 371
MTRJ-002-1AB36J | IronHorse MTR standard efficiency AC induction motor, centrifugal jet pump, 2hp, 1-phase, 115/230 VAC, 3600rpm, TEFC, NEMA 56J frame, rolled steel, C-face/removable rigid base mount. | Stock | 401
C1336 | Marathon standard efficiency AC induction motor, centrifugal jet pump, 1/3hp, 1-phase, 115/230 VAC, 3600rpm, TEFC, NEMA 56J frame, rolled steel, C-face mount. | Stock | 403
J061 | Marathon standard efficiency AC induction motor, centrifugal jet pump and inverter rated, 1/2hp, 3-phase, 208-230/460 VAC, 3600rpm, TEFC, NEMA 56J frame, rolled steel, C-face/rigid base mount. | Stock | 348
J063A | Marathon premium efficiency AC induction motor, centrifugal jet pump and inverter rated, 1hp, 3-phase, 230/460 VAC, suitable for 208 VAC at 60 Hz, 3600rpm, TEFC, NEMA 56J frame, rolled steel, C-face/rigid base mount. | Stock | 503
J064A | Marathon premium efficiency AC induction motor, centrifugal jet pump and inverter rated, 1-1/2hp, 3-phase, 208-230/460 VAC, 3600rpm, TEFC, NEMA 56J frame, rolled steel, C-face/rigid base mount. | Stock | 622
J065A | Marathon premium efficiency AC induction motor, centrifugal jet pump and inverter rated, 2hp, 3-phase, 230/460 VAC, suitable for 208 VAC at 60 Hz, 3600rpm, TEFC, NEMA 56J frame, rolled steel, C-face/rigid base mount. | Stock | 704
J066A | Marathon premium efficiency AC induction motor, centrifugal jet pump and inverter rated, 3hp, 3-phase, 230/460 VAC, 3600rpm, TEFC, NEMA 56HJ frame, rolled steel, C-face/rigid base mount. Drip cover and mounting hardware included. | Stock | 728
Conveyor/Farm Duty AC Motors
MTF2-002-1B18-182 | IronHorse MTF2 standard efficiency AC induction motor, general purpose and farm duty, 2hp, 1-phase, 208-230 VAC, 1800rpm, TEFC, NEMA 182T frame, rolled steel, rigid base mount. | Stock | 459
MTF2-003-1B18 | IronHorse MTF2 standard efficiency AC induction motor, general purpose and farm duty, 3hp, 1-phase, 208-230 VAC, 1800rpm, TEFC, NEMA 184T frame, rolled steel, rigid base mount. | Stock | 528
MTF2-005-1B18 | IronHorse MTF2 standard efficiency AC induction motor, general purpose and farm duty, 5hp, 1-phase, 208-230 VAC, 1800rpm, TEFC, NEMA 184T frame, rolled steel, rigid base mount. | Stock | 695
MTF2-7P5-1B18-215 | IronHorse MTF2 standard efficiency AC induction motor, general purpose and farm duty, 7-1/2hp, 1-phase, 208-230 VAC, 1800rpm, TEFC, NEMA 215T frame, rolled steel, rigid base mount. | Stock | 989
Accessories for AC Motors
MTAP2-CFACE-360TC | IronHorse C-flange, replacement. For use with 364T and 365T frame IronHorse premium efficiency MTCP2 series motors. Mounting hardware included. Replaces drive end bell, field install. Not compatible with MTC or MTCP series motors. | Stock | 239
MTAP2-CFACE-400TC | IronHorse C-flange, replacement. For use with 405T frame IronHorse premium efficiency MTCP2 series motors. Mounting hardware included. Replaces drive end bell, field install. Not compatible with MTC or MTCP series motors. | Stock | 366
MTAP2-CFACE-320TC | IronHorse C-flange, replacement. For use with 324T and 326T frame IronHorse premium efficiency MTCP2 series motors. Mounting hardware included. Replaces drive end bell, field install. Not compatible with MTC or MTCP series motors. | Stock | 168
MTAP2-CFACE-444TC | IronHorse C-flange, replacement. For use with 444T and 445T frame IronHorse premium efficiency MTCP2 series motors. Mounting hardware included. Replaces drive end bell, field install. Not compatible with MTC or MTCP series motors. | Stock | 389
MTAP2-CFACE-140TC | IronHorse C-flange, replacement. For use with 143T and 145T frame IronHorse premium efficiency MTCP2 series motors. Mounting hardware included. Replaces drive end bell, field install. Not compatible with MTC or MTCP series motors. | Stock | 35
MTAP2-CFACE-180TC | IronHorse C-flange, replacement. For use with 182T and 184T frame IronHorse premium efficiency MTCP2 series motors. Mounting hardware included. Replaces drive end bell, field install. Not compatible with MTC or MTCP series motors. | Stock | 47
MTAP2-CFACE-447TC | IronHorse C-flange, replacement. For use with 447T frame IronHorse premium efficiency MTCP2 series motors. Mounting hardware included. Replaces drive end bell, field install. Not compatible with MTC or MTCP series motors. | Stock | 389
MTAP2-CFACE-210TC | IronHorse C-flange, replacement. For use with 213T and 215T frame IronHorse premium efficiency MTCP2 series motors. Mounting hardware included. Replaces drive end bell, field install. Not compatible with MTC or MTCP series motors. | Stock | 65
MTAP2-CFACE-449TC | IronHorse C-flange, replacement. For use with 449T frame IronHorse premium efficiency MTCP2 series motors. Mounting hardware included. Replaces drive end bell, field install. Not compatible with MTC or MTCP series motors. | Stock | 839
MTAP2-CFACE-280TC | IronHorse C-flange, replacement. For use with 284T and 286T frame IronHorse premium efficiency MTCP2 series motors. Mounting hardware included. Replaces drive end bell, field install. Not compatible with MTC or MTCP series motors. | Stock | 122
MTAP2-CFACE-250TC | IronHorse C-flange, replacement. For use with 254T and 256T frame IronHorse premium efficiency MTCP2 series motors. Mounting hardware included. Replaces drive end bell, field install. Not compatible with MTC or MTCP series motors. | Stock | 96
MTADP-CFACE-140TC | IronHorse C-flange, replacement. For use with 143T and 145T frame IronHorse MTDP series motors. | Stock | 81
MTADP-CFACE-180TC | IronHorse C-flange, replacement. For use with 182T and 184T frame IronHorse MTDP series motors. | Stock | 88
MTADP-CFACE-210TC | IronHorse C-flange, replacement. For use with 213T and 215T frame IronHorse MTDP series motors. | Stock | 177
MTADP-CFACE-250TC | IronHorse C-flange, replacement. For use with 254T and 256T frame IronHorse MTDP series motors. | Stock | 193
MTADP-CFACE-280TC | IronHorse C-flange, replacement. For use with 284T and 286T frame IronHorse MTDP series motors. | Stock | 206
MTADP-CFACE-320TC | IronHorse C-flange, replacement. For use with 324T and 326T frame IronHorse MTDP series motors. | Stock | 320
MTAF2-CFACE-180TC | IronHorse C-flange, replacement. For use with 182T and 184T frame IronHorse MTF2 series 1-phase motors. Mounting hardware included. Replaces drive end bell, field install. Not compatible with MTF series motors. | Stock | 126
MTAF2-CFACE-210TC | IronHorse C-flange, replacement. For use with 215T frame IronHorse MTF2 series 1-phase motors. Mounting hardware included. Replaces drive end bell, field install. Not compatible with MTF series motors. | Stock | 230
MTA-CAP-01 | IronHorse start capacitor, replacement. For use with 1/3hp 1800rpm IronHorse MTR series 1-phase AC motors. Not compatible with MTR2 series motors. | Stock | 12.5
MTA-CAP-02 | IronHorse start capacitor, replacement. For use with 1/2 and 3/4hp 1800rpm IronHorse MTR series 1-phase AC motors. Not compatible with MTR2 series motors. | Stock | 12.5
MTA-CAP-03 | IronHorse start capacitor, replacement. For use with 1hp 1800rpm IronHorse MTR series 1-phase AC motors. Not compatible with MTR2 series motors. | Stock | 12.5
MTA-CAP-04 | IronHorse start capacitor, replacement. For use with 1-1/2hp 1800rpm IronHorse MTR series 1-phase AC motors. Not compatible with MTR2 series motors. | Stock | 12.5
MTA-CAP-06 | IronHorse run capacitor, replacement. For use with 1-1/2hp 1800rpm IronHorse MTR series 1-phase AC motors. Not compatible with MTR2 series motors. | Stock | 12.5
MTA-CAP-08 | IronHorse start capacitor, replacement. For use with 1-1/2hp 3600rpm IronHorse MTR series 1-phase AC motors. Not compatible with MTR2 series motors. | Stock | 12.5
MTA-CAP-10 | IronHorse start capacitor, replacement. For use with 1/3hp 3600rpm IronHorse MTR2 series 1-phase AC motors. Not compatible with MTR series motors. | Stock | 26
MTA-CAP-11 | IronHorse start capacitor, replacement. For use with 1/3hp 1800rpm and 1/2hp 3600rpm IronHorse MTR2 series 1-phase AC motors. Not compatible with MTR series motors. | Stock | 28
MTA-CAP-12 | IronHorse start capacitor, replacement. For use with 1/2hp 1800rpm and 3/4hp 3600rpm IronHorse MTR2 series 1-phase AC motors. Not compatible with MTR series motors. | Stock | 30
MTA-CAP-13 | IronHorse start capacitor, replacement. For use with 3/4hp 1800rpm, 1hp 1800rpm and 1hp 3600rpm IronHorse MTR2 series 1-phase AC motors. Not compatible with MTR series motors. | Stock | 42
MTA-CAP-14 | IronHorse run capacitor, replacement. For use with 1-1/2 and 2hp IronHorse MTR2 series 1-phase AC motors. Not compatible with MTR series motors. | Stock | 42
MTA-CAP-15 | IronHorse start capacitor, replacement. For use with 1-1/2 and 2hp IronHorse MTR2 series 1-phase AC motors. Not compatible with MTR series motors. | Stock | 74
MTA-CAP-22 | IronHorse start capacitor, replacement. For use with 1-1/2hp 1800rpm IronHorse MTR2 series 1-phase AC motors. Not compatible with MTR series motors. | Stock | 79
MTA-CAP-31 | IronHorse start capacitor, replacement. For use with 1/3hp, 1/2hp and 3/4hp IronHorse MTR series 1-phase AC motors. | Stock | 24
MTAF2-CAP-16 | IronHorse start capacitor, replacement. For use with 2hp and 3hp 1800rpm IronHorse MTF2 series 1-phase AC motors. Not compatible with MTF series motors. | Stock | 37
MTAF2-CAP-17 | IronHorse start capacitor, replacement. For use with 5hp 1800rpm IronHorse MTF2 series 1-phase AC motors. Not compatible with MTF series motors. | Stock | 53
MTAF2-CAP-18 | IronHorse start capacitor, replacement. For use with 7-1/2hp 1800rpm IronHorse MTF2 series 1-phase AC motors. Not compatible with MTF series motors. | Stock | 118
MTAF2-CAP-19 | IronHorse start capacitor, replacement. For use with 10hp 1800rpm IronHorse MTF2 series 1-phase AC motors. Not compatible with MTF series motors. | Stock | 137
MTAF2-CAP-20 | IronHorse run capacitor, replacement. For use with 2hp 1800rpm IronHorse MTF2 series 1-phase AC motors. Not compatible with MTF series motors. | Stock | 30.5
MTAF2-CAP-21 | IronHorse run capacitor, replacement. For use with 3hp 1800rpm IronHorse MTF2 series 1-phase AC motors. Not compatible with MTF series motors. | Stock | 39
MTAF2-CAP-22 | IronHorse run capacitor, replacement. For use with 5hp 1800rpm IronHorse MTF2 series 1-phase AC motors. Not compatible with MTF series motors. | Stock | 47
MTAF2-CAP-23 | IronHorse run capacitor, replacement. For use with 7-1/2hp 1800rpm IronHorse MTF2 series 1-phase AC motors. Not compatible with MTF series motors. | Stock | 56
MTAF2-CAP-24 | IronHorse run capacitor, replacement. For use with 10hp 1800rpm IronHorse MTF2 series 1-phase AC motors. Not compatible with MTF series motors. | Stock | 60
MTA-CSW-03 | IronHorse centrifugal switch, replacement. For use with 56C frame 3600rpm IronHorse MTR2 series 1-phase AC motors. Not compatible with MTR series motors. | Stock | 22
MTA-CSW-04 | IronHorse stationary switch, replacement. For use with 56C frame IronHorse MTR2 series 1-phase AC motors. Not compatible with MTR series motors. | Stock | 22
MTA-CSW-08 | IronHorse centrifugal switch, replacement. For use with 56C frame 1800rpm IronHorse MTR2 series 1-phase AC motors. Not compatible with MTR series motors. | Stock | 22
MTAF2-CSW-05 | IronHorse centrifugal switch, replacement. For use with 182T and 184T frame IronHorse MTF2 series 1-phase AC motors. Not compatible with MTF series motors. | Stock | 66
MTAF2-CSW-06 | IronHorse centrifugal switch, replacement. For use with 215T frame IronHorse MTF2 series 1-phase AC motors. Not compatible with MTF series motors. | Stock | 82
MTAF2-SSW-05 | IronHorse stationary switch, replacement. For use with 182T and 184T frame IronHorse MTF2 series 1-phase AC motors. Not compatible with MTF series motors. | Stock | 156
MTAF2-SSW-06 | IronHorse stationary switch, replacement. For use with 215T frame IronHorse MTF2 series 1-phase AC motors. Not compatible with MTF series motors. | Stock | 276
MTAR-BASE-56 | IronHorse removable motor base, replacement. For use with 56C IronHorse MTR series motors. Not compatible with MTR2 series motors. | Stock | 15
MTA2-BASE-56 | IronHorse removable motor base, replacement. For use with 56C frame IronHorse MTR2 and MTRP series motors. Not compatible with MTR series motors. | Stock | 25
MTA2-FAN-56 | IronHorse MTR series main cooling fan, replacement. For use with 56C frame IronHorse MTR2 series motors. Not compatible with MTR series. | Stock | 25
MTA2-FAN-56-1 | IronHorse cooling fan, replacement. For use with 56C frame IronHorse MTRP series motors only. | Stock | 16
MTAP2-FAN-140 | IronHorse MTCP2 series main cooling fan, replacement. For use with 143 and 145 frame IronHorse premium efficiency MTCP2 series motors. Not compatible with MTC or MTCP series motors. | Stock | 40
MTAP2-FAN-180 | IronHorse MTCP2 series main cooling fan, replacement. For use with 182 and 184 frame IronHorse premium efficiency MTCP2 series motors. Not compatible with MTC or MTCP series motors. | Stock | 40
MTAP2-FAN-210 | IronHorse MTCP2 series main cooling fan, replacement. For use with 4-pole and 6-pole 213 and 215 frame IronHorse premium efficiency MTCP2 series motors. Not compatible with MTC or MTCP series motors. | Stock | 42.5
MTAP2-FAN-210-2 | IronHorse MTCP2 series main cooling fan, replacement. For use with 2-pole 213 and 215 frame IronHorse premium efficiency MTCP2 series motors. Not compatible with MTC or MTCP series motors. | Stock | 44.5
MTAP2-FAN-250 | IronHorse MTCP2 series main cooling fan, replacement. For use with 4-pole and 6-pole 254 and 256 frame IronHorse premium efficiency MTCP2 series motors. Not compatible with MTC or MTCP series motors. | Stock | 72
MTAP2-FAN-250-2 | IronHorse MTCP2 series main cooling fan, replacement. For use with 2-pole 254 and 256 frame IronHorse premium efficiency MTCP2 series motors. Not compatible with MTC or MTCP series motors. | Stock | 72
MTAP2-FAN-280 | IronHorse MTCP2 series main cooling fan, replacement. For use with 284 and 286 frame IronHorse premium efficiency MTCP2 series motors. Not compatible with MTC or MTCP series motors. | Stock | 99
MTAP2-FAN-320 | IronHorse MTCP2 series main cooling fan, replacement. For use with 324 and 326 frame IronHorse premium efficiency MTCP2 series motors. Not compatible with MTC or MTCP series motors. | Stock | 137
MTAP2-FAN-360 | IronHorse MTCP2 series main cooling fan, replacement. For use with 364 and 365 frame IronHorse premium efficiency MTCP2 series motors. Not compatible with MTC or MTCP series motors. | Stock | 223
MTAP2-FAN-400 | IronHorse MTCP2 series main cooling fan, replacement. For use with 405 frame IronHorse premium efficiency MTCP2 series motors. Not compatible with MTC or MTCP series motors. | Stock | 261
MTAP2-FAN-440 | IronHorse MTCP2 series main cooling fan, replacement. For use with 444, 445 and 447 frame IronHorse premium efficiency MTCP2 series motors. Not compatible with MTC or MTCP series motors. | Stock | 286
MTAP2-FAN-449 | IronHorse MTCP2 series main cooling fan, replacement. For use with 250hp 449 frame IronHorse premium efficiency MTCP2 series motors. Not compatible with MTC or MTCP series motors. | Stock | 419
MTAP2-FAN-449-1 | IronHorse MTCP2 series main cooling fan, replacement. For use with 300hp 449 frame IronHorse premium efficiency MTCP2 series motors. Not compatible with MTC or MTCP series motors. | Stock | 415
MTAF2-FAN-180 | IronHorse MTF2 series main cooling fan, replacement. For use with 182T and 184T frame IronHorse MTF2 series motors. | Stock | 11.5
MTAF2-FAN-210 | IronHorse MTF2 series main cooling fan, replacement. For use with 215T frame IronHorse MTF2 series motors. | Stock | 17.5
MTAS-FAN-56 | IronHorse MTS series main cooling fan, replacement. For use with 1/3hp, 1/2hp and 3/4hp IronHorse MTS series TEFC motors. Not compatible with MTSS series motors. | Stock | 32
MTAS-FAN-143180 | IronHorse MTS series main cooling fan, replacement. For use with 1hp 2- and 4-pole, 1-1/2hp 2-pole and 3hp and 5hp 4-pole IronHorse MTS series TEFC motors. | Stock | 32
MTAS-FAN-145 | IronHorse MTS series main cooling fan, replacement. For use with 1-1/2hp 4-pole, 2hp 2- and 4-pole IronHorse MTS series TEFC motors. | Stock | 32
MTAS-FAN-180-26 | IronHorse MTS series main cooling fan, replacement. For use with 1hp, 1-1/2hp and 2hp 6-pole and 3hp and 5hp 2-pole IronHorse MTS series TEFC motors. | Stock | 35
MTAS-FAN-210 | IronHorse MTS series main cooling fan, replacement. For use with 7-1/2hp and 10hp IronHorse MTS series TEFC motors. | Stock | 39
MTAS-FAN-210-6 | IronHorse MTS series main cooling fan, replacement. For use with 3hp and 5hp 6-pole IronHorse MTS series TEFC motors. | Stock | 39
MTAS-FAN-250 | IronHorse MTS series main cooling fan, replacement. For use with 15hp and 20hp IronHorse MTS series TEFC motors. | Stock | 43
MTA2-JBOX-56 | IronHorse junction box, replacement. For use with 56C frame IronHorse MTR2 and MTRP series motors. Not compatible with MTR series motors. | Stock | 25
MTAP2-JBOX-140 | IronHorse junction box, replacement. For use with 143 and 145 frame IronHorse premium efficiency MTCP2 series motors. Not compatible with MTC or MTCP series motors. | Stock | 38
MTAP2-JBOX-180 | IronHorse junction box, replacement. For use with 182 and 184 frame IronHorse premium efficiency MTCP2 series motors. Not compatible with MTC or MTCP series motors. | Stock | 55
MTAP2-JBOX-210 | IronHorse junction box, replacement. For use with 213 and 215 frame IronHorse premium efficiency MTCP2 series motors. Not compatible with MTC or MTCP series motors. | Stock | 55
MTAP2-JBOX-250 | IronHorse junction box, replacement. For use with 254 and 256 frame IronHorse premium efficiency MTCP2 series motors. Not compatible with MTC or MTCP series motors. | Stock | 91
MTAP2-JBOX-280 | IronHorse junction box, replacement. For use with 284 and 286 frame IronHorse premium efficiency MTCP2 series motors. Not compatible with MTC or MTCP series motors. | Stock | 149
MTAP2-JBOX-320 | IronHorse junction box, replacement. For use with 324 and 326 frame IronHorse premium efficiency MTCP2 series motors. Not compatible with MTC or MTCP series motors. | Stock | 149
MTAP2-JBOX-360 | IronHorse junction box, replacement. For use with 364 and 365 frame IronHorse premium efficiency MTCP2 series motors. Not compatible with MTC or MTCP series motors. | Stock | 280
MTAP2-JBOX-400 | IronHorse junction box, replacement. For use with 405 frame IronHorse premium efficiency MTCP2 series motors. Not compatible with MTC or MTCP series motors. | Stock | 280
MTAP2-JBOX-440 | IronHorse junction box, replacement. For use with 444, 445 and 447 frame IronHorse premium efficiency MTCP2 series motors. Not compatible with MTC or MTCP series motors. | Stock | 313
MTAP2-JBOX-449 | IronHorse junction box, replacement. For use with 449T frame IronHorse premium efficiency MTCP2 series motors. Not compatible with MTC or MTCP series motors. | Stock | 555
MTADP-JBOX-140 | IronHorse junction box, replacement. For use with 143T and 145T frame IronHorse MTDP series motors. | Stock | 17
MTADP-JBOX-180 | IronHorse junction box, replacement. For use with 182T and 184T frame IronHorse MTDP series motors. | Stock | 20
MTADP-JBOX-210 | IronHorse junction box, replacement. For use with 213T and 215T frame IronHorse MTDP series motors. | Stock | 38
MTADP-JBOX-250 | IronHorse junction box, replacement. For use with 254T and 256T frame IronHorse MTDP series motors. | Stock | 34
MTADP-JBOX-280 | IronHorse junction box, replacement. For use with 284T and 286T frame IronHorse MTDP series motors. | Stock | 142
MTADP-JBOX-320 | IronHorse junction box, replacement. For use with 324T and 326T frame IronHorse MTDP series motors. | Stock | 161
MTAF2-JBOX-180 | IronHorse junction box, replacement. For use with 182T and 184T frame IronHorse MTF2 series 1-phase AC motors. Not compatible with MTF series motors. | Stock | 73
MTAF2-JBOX-210 | IronHorse junction box, replacement. For use with 215T frame IronHorse MTF2 series 1-phase AC motors. Not compatible with MTF series motors. | Stock | 82
MTAR-SHROUD-56 | IronHorse fan shroud, replacement. For use with 56C frame IronHorse MTR series motors. Not compatible with MTR2 series motors. | Stock | 15
MTA2-SHROUD-56 | IronHorse fan shroud, replacement. For use with 56C frame IronHorse MTR2 and MTRP series motors. Not compatible with MTR series motors. | Stock | 25
MTAP2-SHROUD-140 | IronHorse fan shroud, replacement. For use with 143 and 145 frame IronHorse premium efficiency MTCP2 series motors. Not compatible with MTC or MTCP series motors. | Stock | 34
MTAP2-SHROUD-180 | IronHorse fan shroud, replacement. For use with 182 and 184 frame IronHorse premium efficiency MTCP2 series motors. Not compatible with MTC or MTCP series motors. | Stock | 48
MTAP2-SHROUD-210 | IronHorse fan shroud, replacement. For use with 213 and 215 frame IronHorse premium efficiency MTCP2 series motors. Not compatible with MTC or MTCP series motors. | Stock | 55
MTAP2-SHROUD-250 | IronHorse fan shroud, replacement. For use with 254 and 256 frame IronHorse premium efficiency MTCP2 series motors. Not compatible with MTC or MTCP series motors. | Stock | 91
MTAP2-SHROUD-280 | IronHorse fan shroud, replacement. For use with 284 and 286 frame IronHorse premium efficiency MTCP2 series motors. Not compatible with MTC or MTCP series motors. | Stock | 123
MTAP2-SHROUD-320 | IronHorse fan shroud, replacement. For use with 324 and 326 frame IronHorse premium efficiency MTCP2 series motors. Not compatible with MTC or MTCP series motors. | Stock | 149
MTAP2-SHROUD-360 | IronHorse fan shroud, replacement. For use with 364 and 365 frame IronHorse premium efficiency MTCP2 series motors. Not compatible with MTC or MTCP series motors. | Stock | 229
MTAP2-SHROUD-400 | IronHorse fan shroud, replacement. For use with 405 frame IronHorse premium efficiency MTCP2 series motors. Not compatible with MTC or MTCP series motors. | Stock | 280
MTAP2-SHROUD-440 | IronHorse fan shroud, replacement. For use with 444, 445 and 447 frame IronHorse premium efficiency MTCP2 series motors. Not compatible with MTC or MTCP series motors. | Stock | 313
MTAP2-SHROUD-449 | IronHorse fan shroud, replacement. For use with 449T frame IronHorse premium efficiency MTCP2 series motors. Not compatible with MTC or MTCP series motors. | Stock | 580
MTAF2-SHROUD-180 | IronHorse fan shroud, replacement. For use with 182T and 184T frame IronHorse MTF2 series 1-phase AC motors. Not compatible with MTF series motors. | Stock | 56
MTAF2-SHROUD-210 | IronHorse fan shroud, replacement. For use with 215T frame IronHorse MTF2 series 1-phase AC motors. Not compatible with MTF series motors. | Stock | 66
MTAS-SHROUD-56140 | IronHorse MTS series fan shroud, replacement. For use with 56 and 140T frame IronHorse MTS series TEFC motors. Not compatible with MTSS series motors. | Stock | 107
MTAS-SHROUD-180 | IronHorse MTS series fan shroud, replacement. For use with 180T frame IronHorse MTS series TEFC motors. | Stock | 142
MTAS-SHROUD-210 | IronHorse MTS series fan shroud, replacement. For use with 210T frame IronHorse MTS series TEFC motors. | Stock | 178
MTAS-SHROUD-250 | IronHorse MTS series fan shroud, replacement. For use with 250T frame IronHorse MTS series TEFC motors. | Stock | 256
MTAF2-MOL-1 | IronHorse manual overload switch, replacement. For use with 2hp IronHorse MTF2 series 1-phase AC motors. Not compatible with MTF series motors. | Stock | 114
MTAF2-MOL-2 | IronHorse manual overload switch, replacement. For use with 3hp IronHorse MTF2 series 1-phase AC motors. Not compatible with MTF series motors. | Stock | 312
MTAF2-MOL-3 | IronHorse manual overload switch, replacement. For use with 5hp IronHorse MTF2 series 1-phase AC motors. Not compatible with MTF series motors. | Stock | 309
MTAF2-MOL-4 | IronHorse manual overload switch, replacement. For use with 7-1/2hp IronHorse MTF2 series 1-phase AC motors. Not compatible with MTF series motors. | Stock | 309
MTAF2-MOL-5 | IronHorse manual overload switch, replacement. For use with 10hp IronHorse MTF2 series 1-phase AC motors. Not compatible with MTF series motors. | Stock | 309
MTADP-DEB-140 | IronHorse drive end endbell, replacement. For use with 143T and 145T frame IronHorse MTDP series motors. | Stock | 51
MTADP-DEB-180 | IronHorse drive end endbell, replacement. For use with 182T and 184T frame IronHorse MTDP series motors. | Stock | 52
MTADP-DEB-210 | IronHorse drive end endbell, replacement. For use with 213T and 215T frame IronHorse MTDP series motors. | Stock | 76
MTADP-DEB-250 | IronHorse drive end endbell, replacement. For use with 254T and 256T frame IronHorse MTDP series motors. | Stock | 112
MTADP-DEB-280 | IronHorse drive end endbell, replacement. For use with 284T and 286T frame IronHorse MTDP series motors. | Stock | 512
MTADP-DEB-320 | IronHorse drive end endbell, replacement. For use with 324T and 326T frame IronHorse MTDP series motors. | Stock | 790
MTADP-OEB-140 | IronHorse opposite drive end endbell, replacement. For use with 143T and 145T frame IronHorse MTDP series motors. | Stock | 50
MTADP-OEB-180 | IronHorse opposite drive end endbell, replacement. For use with 182T and 184T frame IronHorse MTDP series motors. | Stock | 56
MTADP-OEB-210 | IronHorse opposite drive end endbell, replacement. For use with 213T and 215T frame IronHorse MTDP series motors. | Stock | 76
MTADP-OEB-250 | IronHorse opposite drive end endbell, replacement. For use with 254T and 256T frame IronHorse MTDP series motors. | Stock | 108
MTADP-OEB-280 | IronHorse opposite drive end endbell, replacement. For use with 284T and 286T frame IronHorse MTDP series motors. | Stock | 479
MTADP-OEB-320 | IronHorse opposite drive end endbell, replacement. For use with 324T and 326T frame IronHorse MTDP series motors. | Stock | 777
MTADP-CDR-140 | IronHorse current diverter ring, for use with 143T and 145T frame drill and tap motors. MTDP series motors are drilled and tapped for mounting current diverter rings, others will require drilling and tapping to mount. | Stock | 199
MTADP-CDR-180 | IronHorse current diverter ring, for use with 182T and 184T frame drill and tap motors. MTDP series motors are drilled and tapped for mounting current diverter rings, others will require drilling and tapping to mount. | Stock | 251
MTADP-CDR-210 | IronHorse current diverter ring, for use with 213T and 215T frame drill and tap motors. MTDP series motors are drilled and tapped for mounting current diverter rings, others will require drilling and tapping to mount. | Stock | 311
MTADP-CDR-250 | IronHorse current diverter ring, for use with 254T and 256T frame drill and tap motors. MTDP series motors are drilled and tapped for mounting current diverter rings, others will require drilling and tapping to mount. | Stock | 365
MTADP-CDR-280 | IronHorse current diverter ring, for use with 284T and 286T frame drill and tap motors. MTDP series motors are drilled and tapped for mounting current diverter rings, others will require drilling and tapping to mount. | Stock | 433
MTADP-CDR-320 | IronHorse current diverter ring, for use with 324T and 326T frame drill and tap motors. MTDP series motors are drilled and tapped for mounting current diverter rings, others will require drilling and tapping to mount. | Stock | 475
HS35AY1CDU1EA000 | Avtron incremental (quadrature) rotary encoder kit, 5-28 VDC, line driver (differential) output, 1024 ppr, IP65. For use with U.S. MOTORS ACCU-Torq or Marathon Black Max motors or any 1/2 - 1in shaft. Mounting hardware included. | Stock | 854
A772 | Marathon incremental (quadrature) rotary encoder kit, 5-26 VDC, line driver (differential) output, 1024 ppr, IP67. For use with Marathon Black Max encoder motors. Mounting hardware included. Dynapar HS35 encoder. | Stock | 1224
A775 | Marathon incremental (quadrature) rotary encoder kit, 5-26 VDC, line driver (differential) output, 1024 ppr, IP67. For use with Marathon Blue Max TEBC encoder motors. Mounting hardware included. Dynapar HS38 encoder. | Stock | 849
6201000000000 | M.G.M. Electric Motors BAX brake release tool, replacement. For use with all M.G.M. Electric Motors BAX series AC motors with brake. | Stock | 57
6460000000000 | M.G.M. Electric Motors BMX brake, replacement. For use with M.G.M. Electric Motors BMX series IEC 63 frame AC motors with brake. | Stock | 430
6401000170000 | M.G.M. Electric Motors BAX brake, replacement. For use with M.G.M. Electric Motors BAX series IEC 71 frame AC motors with brake. | Stock | 616
6403000410P00 | M.G.M. Electric Motors BAX brake, replacement. For use with M.G.M. Electric Motors BAX series IEC 80 frame AC motors with brake. | Stock | 671
6405000410P00 | M.G.M. Electric Motors BAX brake, replacement. For use with M.G.M. Electric Motors BAX series IEC 90 frame AC motors with brake. | Stock | 822
6409000410P00 | M.G.M. Electric Motors BAX brake, replacement. For use with M.G.M. Electric Motors BAX series IEC 100 frame AC motors with brake. | Stock | 964
6414000170P00 | M.G.M. Electric Motors BAX brake, replacement. For use with M.G.M. Electric Motors BAX series IEC 112 frame AC motors with brake. | Stock | 1147
Motor Bases for NEMA-rated AC Motors
MTA-BASE-W56 | STABLE motor base, for use with 56 frame motors. | Stock | 18.5
MTA-BASE-W143T | STABLE motor base, for use with 143T frame motors. | Stock | 32.5
MTA-BASE-W145T | STABLE motor base, for use with 145T frame motors. | Stock | 32.5
MTA-BASE-W182T | STABLE motor base, for use with 182T frame motors. | Stock | 44
MTA-BASE-W184T | STABLE motor base, for use with 184T frame motors. | Stock | 44
MTA-BASE-W213T | STABLE motor base, for use with 213T frame motors. | Stock | 64
MTA-BASE-W215T | STABLE motor base, for use with 215T frame motors. | Stock | 64
MTA-BASE-W254T | STABLE motor base, for use with 254T frame motors. | Stock | 86
MTA-BASE-W256T | STABLE motor base, for use with 256T frame motors. | Stock | 86
MTA-BASE-W284T | STABLE motor base, for use with 284T frame motors. | Stock | 96
MTA-BASE-W286T | STABLE motor base, for use with 286T frame motors. | Stock | 96
MTA-BASE-W324T | STABLE motor base, for use with 324T frame motors. | Stock | 140
MTA-BASE-W326T | STABLE motor base, for use with 326T frame motors. | Stock | 140
MTA-BASE-W364T | STABLE motor base, for use with 364T frame motors. | Stock | 190
MTA-BASE-W365T | STABLE motor base, for use with 365T frame motors. | Stock | 190
MTA-BASE-W404T | STABLE motor base, for use with 404T frame motors. | Stock | 232
MTA-BASE-W405T | STABLE motor base, for use with 405T frame motors. | Stock | 232
MTA-BASE-W444T | STABLE motor base, for use with 444T frame motors. | Stock | 264
MTA-BASE-W445T | STABLE motor base, for use with 445T frame motors. | Stock | 264
MTA-BASE-W447T | STABLE motor base, for use with 447T frame motors. | Stock | 347
MTA-BASE-W449T | STABLE motor base, for use with 449T frame motors. | Stock | 347
General Purpose DC Motors
MTPM-P33-1L18 | IronHorse MTPM DC permanent magnet motor, SCR-PWM rated, 1/3hp, 90 VDC, 1800rpm, TENV, NEMA 56C frame, rolled steel, C-face/removable rigid base mount. Replacement brushes included. | Stock | 330
MTPM-P50-1L18 | IronHorse MTPM DC permanent magnet motor, SCR-PWM rated, 1/2hp, 90 VDC, 1800rpm, TENV, NEMA 56C frame, rolled steel, C-face/removable rigid base mount. Replacement brushes included. | Stock | 424
MTPM-P75-1L18 | IronHorse MTPM DC permanent magnet motor, SCR-PWM rated, 3/4hp, 90 VDC, 1800rpm, TEFC, NEMA 56C frame, rolled steel, C-face/removable rigid base mount. Replacement brushes included. | Stock | 480
MTPM-001-1L18 | IronHorse MTPM DC permanent magnet motor, SCR-PWM rated, 1hp, 90 VDC, 1800rpm, TEFC, NEMA 56C frame, rolled steel, C-face/removable rigid base mount. Replacement brushes included. | Stock | 535
MTPM-1P5-1L18 | IronHorse MTPM DC permanent magnet motor, SCR-PWM rated, 1-1/2hp, 90 VDC, 1800rpm, TEFC, NEMA 56C frame, rolled steel, C-face/removable rigid base mount. Replacement brushes included. | Stock | 576
MTPM-P33-1M18 | IronHorse MTPM DC permanent magnet motor, SCR-PWM rated, 1/3hp, 180 VDC, 1800rpm, TENV, NEMA 56C frame, rolled steel, C-face/removable rigid base mount. Replacement brushes included. | Stock | 325
MTPM-P50-1M18 | IronHorse MTPM DC permanent magnet motor, SCR-PWM rated, 1/2hp, 180 VDC, 1800rpm, TENV, NEMA 56C frame, rolled steel, C-face/removable rigid base mount. Replacement brushes included. | Stock | 421
MTPM-P75-1M18 | IronHorse MTPM DC permanent magnet motor, SCR-PWM rated, 3/4hp, 180 VDC, 1800rpm, TEFC, NEMA 56C frame, rolled steel, C-face/removable rigid base mount. Replacement brushes included. | Stock | 480
MTPM-001-1M18 | IronHorse MTPM DC permanent magnet motor, SCR-PWM rated, 1hp, 180 VDC, 1800rpm, TEFC, NEMA 56C frame, rolled steel, C-face/removable rigid base mount. Replacement brushes included. | Stock | 531
MTPM-1P5-1M18 | IronHorse MTPM DC permanent magnet motor, SCR-PWM rated, 1-1/2hp, 180 VDC, 1800rpm, TEFC, NEMA 56C frame, rolled steel, C-face/removable rigid base mount. Replacement brushes included. | Stock | 576
MTPM-002-1M18 | IronHorse MTPM DC permanent magnet motor, SCR-PWM rated, 2hp, 180 VDC, 1800rpm, TEFC, NEMA 56C frame, rolled steel, C-face/removable rigid base mount. Replacement brushes included. | Stock | 916
MTPM-P10-1JK43 | IronHorse MTPM DC permanent magnet motor, SCR-PWM rated, 1/10hp, 12/24 VDC, 1746/4252rpm, TENV, small frame, rolled steel, flange mount. | Stock | 155
MTPM-P13-1JK42 | IronHorse MTPM DC permanent magnet motor, SCR-PWM rated, 1/8hp, 12/24 VDC, 1825/4224rpm, TENV, small frame, rolled steel, flange mount. | Stock | 168
MTPM-P17-1JK43 | IronHorse MTPM DC permanent magnet motor, SCR-PWM rated, 1/6hp, 12/24 VDC, 1841/4290rpm, TENV, small frame, rolled steel, flange mount. | Stock | 223
MTPM-P25-1JK40 | IronHorse MTPM DC permanent magnet motor, SCR-PWM rated, 1/4hp, 12/24 VDC, 1732/3996rpm, TENV, small frame, rolled steel, flange mount. | Stock | 233
MTPM-P25-1JK44 | IronHorse MTPM DC permanent magnet motor, SCR-PWM rated, 1/4hp, 12/24 VDC, 1854/4375rpm, TENV, small frame, rolled steel, flange mount. | Stock | 233
MTPM-P03-1L18 | IronHorse MTPM DC permanent magnet motor, SCR-PWM rated, 1/31hp, 90 VDC, 1797rpm, TENV, small frame, rolled steel, flange mount. | Stock | 162
MTPM-P04-1L17 | IronHorse MTPM DC permanent magnet motor, SCR-PWM rated, 1/26hp, 90 VDC, 1749rpm, TENV, small frame, rolled steel, flange mount. | Stock | 171
MTPM-P05-1L19 | IronHorse MTPM DC permanent magnet motor, SCR-PWM rated, 1/19hp, 90 VDC, 1917rpm, TENV, small frame, rolled steel, flange mount. | Stock | 223
MTPM-P13-1L19 | IronHorse MTPM DC permanent magnet motor, SCR-PWM rated, 1/8hp, 90 VDC, 1917rpm, TENV, small frame, rolled steel, flange mount. | Stock | 221
MTPM-P14-1L19 | IronHorse MTPM DC permanent magnet motor, SCR-PWM rated, 1/7hp, 90 VDC, 1740rpm, TENV, small frame, rolled steel, flange mount. | Stock | 240
MTPM-P07-1M24 | IronHorse MTPM DC permanent magnet motor, SCR-PWM rated, 1/15hp, 180 VDC, 2440rpm, TENV, small frame, rolled steel, flange mount. | Stock | 200
MTPM-P13-1M19 | IronHorse MTPM DC permanent magnet motor, SCR-PWM rated, 1/8hp, 180 VDC, 1865rpm, TENV, small frame, rolled steel, flange mount. | Stock | 240
MTPM-P14-1M18 | IronHorse MTPM DC permanent magnet motor, SCR-PWM rated, 1/7hp, 180 VDC, 1828rpm, TENV, small frame, rolled steel, flange mount. | Stock | 240
Accessories for DC Motors
MTPM-BRUSH-1 | IronHorse DC motor brushes, replacement. Package of 2. For use with IronHorse 1/3hp - 1hp MTPM series permanent magnet DC motors. Each motor is shipped with a set of brushes installed and an extra set shipped loose. | Stock | 19
MTPM-BRUSH-2 | IronHorse DC motor brushes, replacement. Package of 2. For use with IronHorse 2hp 180 VDC MTPM series permanent magnet DC motors. Each motor is shipped with a set of brushes installed and an extra set shipped loose. | Stock | 25
MTPM-BRUSH-3 | IronHorse DC motor brushes, replacement. Package of 2. For use with IronHorse 1-1/2hp 90 VDC MTPM series permanent magnet DC motors. Each motor is shipped with a set of brushes installed and an extra set shipped loose. | Stock | 22
MTPM-BRUSH-4 | IronHorse DC motor brushes, replacement. Package of 2. For use with IronHorse 1/4hp and 1/5hp 12 VDC or 24 VDC MTPM, MTGR, MTGP and VP1 series permanent magnet DC motors and gearmotors. (2) brush caps included. | Stock | 44
MTPM-BRUSH-5 | IronHorse DC motor brushes, replacement. Package of 2. For use with IronHorse 1/6hp or smaller 12 VDC or 24 VDC MTPM, MTGR, MTGP and VP1 series permanent magnet DC motors and gearmotors. (2) brush caps included. | Stock | 34
MTPM-BRUSH-6 | IronHorse DC motor brushes, replacement. Package of 2. For use with IronHorse 1/7hp and 1/8hp 90 VDC or 180 VDC MTPM, MTGR, MTGP and VP1 series permanent magnet DC motors and gearmotors. (2) brush caps included. | Stock | 38
MTPM-BRUSH-7 | IronHorse DC motor brushes, replacement. Package of 2. For use with IronHorse 1/10hp or smaller 90 VDC or 180 VDC MTPM, MTGR, MTGP and VP1 series permanent magnet DC motors and gearmotors. (2) brush caps included. | Stock | 31
MTGA-KIT-1 | IronHorse DC motor spare parts kit, for use with IronHorse 1/4hp and smaller MTPM, MTGR and MTGP series DC motors and gearmotors, includes (2) metal brush cap covers, (1) terminal box, (1) 1/8in shaft key and (1) 3/16in shaft key. | Stock | 58
Permanent Magnet DC Gearmotors
VP1A-90V-2034 | IronHorse VP1 series parallel shaft DC gear motor, 1/20hp, 90 VDC, 34rpm, 82 lb-in full load torque, 0.94 FLA, 57.7:1 ratio, 5/8in shaft diameter. | Stock | 407
VP1A-90V-2051 | IronHorse VP1 series parallel shaft DC gear motor, 1/20hp, 90 VDC, 51rpm, 55 lb-in full load torque, 0.94 FLA, 34:1 ratio, 5/8in shaft diameter. | Stock | 407
VP1A-90V-2111 | IronHorse VP1 series parallel shaft DC gear motor, 1/20hp, 90 VDC, 111rpm, 28 lb-in full load torque, 0.97 FLA, 17.5:1 ratio, 5/8in shaft diameter. | Stock | 407
VP1A-90V-7018 | IronHorse VP1 series parallel shaft DC gear motor, 1/8hp, 90 VDC, 18rpm, 150 lb-in full load torque, 0.82 FLA, 103:1 ratio, 5/8in shaft diameter. | Stock | 407
VP1A-90V-7021 | IronHorse VP1 series parallel shaft DC gear motor, 1/8hp, 90 VDC, 21rpm, 280 lb-in full load torque, 1.3 FLA, 88:1 ratio, 5/8in shaft diameter. | Stock | 411
VP1A-90V-7026 | IronHorse VP1 series parallel shaft DC gear motor, 1/8hp, 90 VDC, 26rpm, 280 lb-in full load torque, 1.58 FLA, 69:1 ratio, 5/8in shaft diameter. | Stock | 411
VP1A-90V-7032 | IronHorse VP1 series parallel shaft DC gear motor, 1/8hp, 90 VDC, 32rpm, 220 lb-in full load torque, 1.5 FLA, 58:1 ratio, 5/8in shaft diameter. | Stock | 411
VP1A-90V-7054 | IronHorse VP1 series parallel shaft DC gear motor, 1/8hp, 90 VDC, 54rpm, 138 lb-in full load torque, 1.51 FLA, 34:1 ratio, 5/8in shaft diameter. | Stock | 411
VP1A-90V-7061 | IronHorse VP1 series parallel shaft DC gear motor, 1/8hp, 90 VDC, 61rpm, 113 lb-in full load torque, 1.42 FLA, 30:1 ratio, 5/8in shaft diameter. | Stock | 411
VP1A-90V-7091 | IronHorse VP1 series parallel shaft DC gear motor, 1/8hp, 90 VDC, 91rpm, 86 lb-in full load torque, 1.58 FLA, 20:1 ratio, 5/8in shaft diameter. | Stock | 411
VP1A-90V-7165 | IronHorse VP1 series parallel shaft DC gear motor, 1/8hp, 90 VDC, 165rpm, 47 lb-in full load torque, 1.57 FLA, 11:1 ratio, 5/8in shaft diameter. | Stock | 411
VP1A-90V-8042 | IronHorse VP1 series parallel shaft DC gear motor, 1/4hp, 90 VDC, 42rpm, 280 lb-in full load torque, 2.45 FLA, 57.7:1 ratio, 5/8in shaft diameter. | Stock | 456
VP1A-90V-8083 | IronHorse VP1 series parallel shaft DC gear motor, 1/4hp, 90 VDC, 83rpm, 160 lb-in full load torque, 2.53 FLA, 30:1 ratio, 5/8in shaft diameter. | Stock | 456
VP1B-90V-2037 | IronHorse VP1 series parallel shaft DC gear motor, 1/25hp, 90 VDC, 37rpm, 74 lb-in full load torque, 0.67 FLA, 79:1 ratio, 1/2in shaft diameter. | Stock | 377
VP1B-90V-2139 | IronHorse VP1 series parallel shaft DC gear motor, 1/25hp, 90 VDC, 139rpm, 20 lb-in full load torque, 0.63 FLA, 16:1 ratio, 1/2in shaft diameter. | Stock | 377
VP1B-90V-4020 | IronHorse VP1 series parallel shaft DC gear motor, 1/17hp, 90 VDC, 20rpm, 100 lb-in full load torque, 0.5 FLA, 102:1 ratio, 1/2in shaft diameter. | Stock | 377
VP1B-90V-4071 | IronHorse VP1 series parallel shaft DC gear motor, 1/17hp, 90 VDC, 71rpm, 40 lb-in full load torque, 0.64 FLA, 31:1 ratio, 1/2in shaft diameter. | Stock | 377
VP1B-90V-5071 | IronHorse VP1 series parallel shaft DC gear motor, 1/11hp, 90 VDC, 71rpm, 83 lb-in full load torque, 1.29 FLA, 52:1 ratio, 1/2in shaft diameter. | Stock | 377
VP1B-90V-5139 | IronHorse VP1 series parallel shaft DC gear motor, 1/11hp, 90 VDC, 139rpm, 42 lb-in full load torque, 1.19 FLA, 24:1 ratio, 1/2in shaft diameter. | Stock | 377
VP1C-90V-1007 | IronHorse VP1 series parallel shaft DC gear motor, 1/50hp, 90 VDC, 7rpm, 50 lb-in full load torque, 0.15 FLA, 386:1 ratio, 5/16in shaft diameter. | Stock | 261
VP1C-90V-1011 | IronHorse VP1 series parallel shaft DC gear motor, 1/50hp, 90 VDC, 11rpm, 50 lb-in full load torque, 0.19 FLA, 269:1 ratio, 5/16in shaft diameter. | Stock | 261
VP1C-90V-1021 | IronHorse VP1 series parallel shaft DC gear motor, 1/32hp, 90 VDC, 21rpm, 50 lb-in full load torque, 0.28 FLA, 120:1 ratio, 5/16in shaft diameter. | Stock | 261
VP1C-90V-2029 | IronHorse VP1 series parallel shaft DC gear motor, 1/25hp, 90 VDC, 29rpm, 40 lb-in full load torque, 0.31 FLA, 83.5:1 ratio, 5/16in shaft diameter. | Stock | 261
VP1C-90V-2047 | IronHorse VP1 series parallel shaft DC gear motor, 1/25hp, 90 VDC, 47rpm, 26 lb-in full load torque, 0.33 FLA, 55:1 ratio, 5/16in shaft diameter. | Stock | 261
VP1C-90V-2094 | IronHorse VP1 series parallel shaft DC gear motor, 1/25hp, 90 VDC, 94rpm, 13 lb-in full load torque, 0.31 FLA, 26:1 ratio, 5/16in shaft diameter. | Stock | 261
MTGP-P06-1J008 | IronHorse MTGP series parallel shaft DC gear motor, 1/16hp, 12 VDC, 7.9rpm, 50 lb-in full load torque, 1.39 FLA, 386:1 ratio, 5/16in shaft diameter. | Stock | 268
MTGP-P06-1J024 | IronHorse MTGP series parallel shaft DC gear motor, 1/16hp, 12 VDC, 24rpm, 50 lb-in full load torque, 2.41 FLA, 120:1 ratio, 5/16in shaft diameter. | Stock | 288
MTGP-P06-1J034 | IronHorse MTGP series parallel shaft DC gear motor, 1/16hp, 12 VDC, 34rpm, 45 lb-in full load torque, 2.86 FLA, 83:1 ratio, 5/16in shaft diameter. | Stock | 293
MTGP-P06-1J050 | IronHorse MTGP series parallel shaft DC gear motor, 1/16hp, 12 VDC, 50rpm, 45 lb-in full load torque, 3.88 FLA, 55:1 ratio, 5/16in shaft diameter. | Stock | 268
MTGP-P06-1J097 | IronHorse MTGP series parallel shaft DC gear motor, 1/16hp, 12 VDC, 97rpm, 36 lb-in full load torque, 5.68 FLA, 26:1 ratio, 5/16in shaft diameter. | Stock | 269
MTGP-P20-1J026 | IronHorse MTGP series parallel shaft DC gear motor, 1/5hp, 12 VDC, 26rpm, 280 lb-in full load torque, 12.6 FLA, 69:1 ratio, 5/8in shaft diameter. | Stock | 483
MTGP-P20-1J037 | IronHorse MTGP series parallel shaft DC gear motor, 1/5hp, 12 VDC, 37rpm, 245 lb-in full load torque, 15.8 FLA, 46:1 ratio, 5/8in shaft diameter. | Stock | 483
MTGP-P20-1J056 | IronHorse MTGP series parallel shaft DC gear motor, 1/5hp, 12 VDC, 56rpm, 168 lb-in full load torque, 15.7 FLA, 30:1 ratio, 5/8in shaft diameter. | Stock | 473
MTGP-P20-1J084 | IronHorse MTGP series parallel shaft DC gear motor, 1/5hp, 12 VDC, 84rpm, 112 lb-in full load torque, 15.7 FLA, 20:1 ratio, 5/8in shaft diameter. | Stock | 473
MTGP-P20-1J154 | IronHorse MTGP series parallel shaft DC gear motor, 1/5hp, 12 VDC, 154rpm, 61 lb-in full load torque, 15.6 FLA, 11:1 ratio, 5/8in shaft diameter. | Stock | 443
MTGP-P20-1K018 | IronHorse MTGP series parallel shaft DC gear motor, 1/5hp, 24 VDC, 18rpm, 280 lb-in full load torque, 4.41 FLA, 110:1 ratio, 5/8in shaft diameter. | Stock | 473
MTGP-P20-1K036 | IronHorse MTGP series parallel shaft DC gear motor, 1/5hp, 24 VDC, 36rpm, 245 lb-in full load torque, 7.89 FLA, 46:1 ratio, 5/8in shaft diameter. | Stock | 473
MTGP-P20-1K084 | IronHorse MTGP series parallel shaft DC gear motor, 1/5hp, 24 VDC, 84rpm, 112 lb-in full load torque, 7.87 FLA, 20:1 ratio, 5/8in shaft diameter. | Stock | 467
MTGP-P20-1K153 | IronHorse MTGP series parallel shaft DC gear motor, 1/5hp, 24 VDC, 153rpm, 61 lb-in full load torque, 7.81 FLA, 11:1 ratio, 5/8in shaft diameter. | Stock | 467
MTGP-P06-1L008 | IronHorse MTGP series parallel shaft DC gear motor, 1/17hp, 90 VDC, 8.4rpm, 50 lb-in full load torque, 0.19 FLA, 386:1 ratio, 5/16in shaft diameter. | Stock | 287
MTGP-P06-1L012 | IronHorse MTGP series parallel shaft DC gear motor, 1/17hp, 90 VDC, 12rpm, 50 lb-in full load torque, 0.23 FLA, 269:1 ratio, 5/16in shaft diameter. | Stock | 288
MTGP-P06-1L037 | IronHorse MTGP series parallel shaft DC gear motor, 1/17hp, 90 VDC, 37rpm, 45 lb-in full load torque, 0.4 FLA, 83:1 ratio, 5/16in shaft diameter. | Stock | 288
MTGP-P06-1L055 | IronHorse MTGP series parallel shaft DC gear motor, 1/17hp, 90 VDC, 55rpm, 45 lb-in full load torque, 0.54 FLA, 55:1 ratio, 5/16in shaft diameter. | Stock | 268
MTGP-P06-1L114 | IronHorse MTGP series parallel shaft DC gear motor, 1/17hp, 90 VDC, 114rpm, 26 lb-in full load torque, 0.61 FLA, 26:1 ratio, 5/16in shaft diameter. | Stock | 282
MTGP-P14-1L026 | IronHorse MTGP series parallel shaft DC gear motor, 1/7hp, 90 VDC, 26rpm, 280 lb-in full load torque, 1.58 FLA, 69:1 ratio, 5/8in shaft diameter. | Stock | 471
MTGP-P14-1L039 | IronHorse MTGP series parallel shaft DC gear motor, 1/7hp, 90 VDC, 39rpm, 189 lb-in full load torque, 1.59 FLA, 46:1 ratio, 5/8in shaft diameter. | Stock | 471
MTGP-P14-1L061 | IronHorse MTGP series parallel shaft DC gear motor, 1/7hp, 90 VDC, 61rpm, 130 lb-in full load torque, 1.59 FLA, 30:1 ratio, 5/8in shaft diameter. | Stock | 457
MTGP-P14-1L091 | IronHorse MTGP series parallel shaft DC gear motor, 1/7hp, 90 VDC, 91rpm, 86 lb-in full load torque, 1.58 FLA, 20:1 ratio, 5/8in shaft diameter. | Stock | 457
MTGP-P14-1L165 | IronHorse MTGP series parallel shaft DC gear motor, 1/7hp, 90 VDC, 165rpm, 47 lb-in full load torque, 1.57 FLA, 11:1 ratio, 5/8in shaft diameter. | Stock | 457
MTGR-P07-1J036 | IronHorse MTGR series right angle dual shaft DC gear motor, 1/15hp, 12 VDC, 36rpm, 50 lb-in full load torque, 5.69 FLA, 50:1 ratio, 1/2in shaft diameter. | Stock | 437
MTGR-P07-1J084 | IronHorse MTGR series right angle dual shaft DC gear motor, 1/15hp, 12 VDC, 84rpm, 34 lb-in full load torque, 6.78 FLA, 20.5:1 ratio, 1/2in shaft diameter. | Stock | 437
MTGR-P07-1J177 | IronHorse MTGR series right angle dual shaft DC gear motor, 1/15hp, 12 VDC, 177rpm, 18 lb-in full load torque, 6.78 FLA, 9.75:1 ratio, 1/2in shaft diameter. | Stock | 438
MTGR-P20-1K023 | IronHorse MTGR series right angle single shaft DC gear motor, 1/5hp, 24 VDC, 23rpm, 280 lb-in full load torque, 5.64 FLA, 82:1 ratio, 5/8in shaft diameter. | Stock | 512
MTGR-P20-1K039 | IronHorse MTGR series right angle single shaft DC gear motor, 1/5hp, 24 VDC, 39rpm, 263 lb-in full load torque, 8.74 FLA, 44:1 ratio, 5/8in shaft diameter. | Stock | 506
MTGR-P20-1K075 | IronHorse MTGR series right angle single shaft DC gear motor, 1/5hp, 24 VDC, 75rpm, 137 lb-in full load torque, 8.72 FLA, 23:1 ratio, 5/8in shaft diameter. | Stock | 512
MTGR-P20-1K174 | IronHorse MTGR series right angle single shaft DC gear motor, 1/5hp, 24 VDC, 174rpm, 63 lb-in full load torque, 8.75 FLA, 10:1 ratio, 5/8in shaft diameter. | Stock | 512
MTGR-P05-1L038 | IronHorse MTGR series right angle dual shaft DC gear motor, 1/19hp, 90 VDC, 38rpm, 42 lb-in full load torque, 0.68 FLA, 50:1 ratio, 1/2in shaft diameter. | Stock | 467
MTGR-P05-1L053 | IronHorse MTGR series right angle dual shaft DC gear motor, 1/19hp, 90 VDC, 53rpm, 33 lb-in full load torque, 0.68 FLA, 36:1 ratio, 1/2in shaft diameter. | Stock | 467
MTGR-P05-1L093 | IronHorse MTGR series right angle dual shaft DC gear motor, 1/19hp, 90 VDC, 93rpm, 23 lb-in full load torque, 0.68 FLA, 20.5:1 ratio, 1/2in shaft diameter. | Stock | 467
MTGR-P05-1L132 | IronHorse MTGR series right angle dual shaft DC gear motor, 1/19hp, 90 VDC, 132rpm, 17 lb-in full load torque, 0.67 FLA, 14.5:1 ratio, 1/2in shaft diameter. | Stock | 467
MTGR-P05-1L197 | IronHorse MTGR series right angle dual shaft DC gear motor, 1/19hp, 90 VDC, 197rpm, 12 lb-in full load torque, 0.68 FLA, 9.75:1 ratio, 1/2in shaft diameter. | Stock | 467
MTGR-P14-1L022 | IronHorse MTGR series right angle single shaft DC gear motor, 1/7hp, 90 VDC, 22rpm, 280 lb-in full load torque, 1.41 FLA, 82:1 ratio, 5/8in shaft diameter. | Stock | 500
MTGR-P14-1L040 | IronHorse MTGR series right angle single shaft DC gear motor, 1/7hp, 90 VDC, 40rpm, 185 lb-in full load torque, 1.64 FLA, 44:1 ratio, 5/8in shaft diameter. | Stock | 502
MTGR-P14-1L064 | IronHorse MTGR series right angle single shaft DC gear motor, 1/7hp, 90 VDC, 64rpm, 116 lb-in full load torque, 1.65 FLA, 28:1 ratio, 5/8in shaft diameter. | Stock | 538
MTGR-P14-1L077 | IronHorse MTGR series right angle single shaft DC gear motor, 1/7hp, 90 VDC, 77rpm, 97 lb-in full load torque, 1.65 FLA, 23:1 ratio, 5/8in shaft diameter. | Stock | 524
MTGR-P14-1L178 | IronHorse MTGR series right angle single shaft DC gear motor, 1/7hp, 90 VDC, 178rpm, 44 lb-in full load torque, 1.64 FLA, 10:1 ratio, 5/8in shaft diameter. | Stock | 500
Ball Screw Driven Linear Actuators
LAHP-25TM52B3M | SureMotion linear actuator assembly, single square bearing rail, 50mm wide, 52mm travel, ball screw, 3mm pitch, carbon steel rail. | Stock | 1302
LAHP-25TM102B3M | SureMotion linear actuator assembly, single square bearing rail, 50mm wide, 102mm travel, ball screw, 3mm pitch, carbon steel rail. | Stock | 1416
LAHP-25TM152B3M | SureMotion linear actuator assembly, single square bearing rail, 50mm wide, 152mm travel, ball screw, 3mm pitch, carbon steel rail. | Stock | 1485
LAHP-25TM220B3M | SureMotion linear actuator assembly, single square bearing rail, 50mm wide, 220mm travel, ball screw, 3mm pitch, carbon steel rail. | Stock | 1524
LAHP-25TM304B3M | SureMotion linear actuator assembly, single square bearing rail, 50mm wide, 304mm travel, ball screw, 3mm pitch, carbon steel rail. | Stock | 1622
LAHP-25TM404B3M | SureMotion linear actuator assembly, single square bearing rail, 50mm wide, 404mm travel, ball screw, 3mm pitch, carbon steel rail. | Stock | 1914
LAHP-25TM504B3M | SureMotion linear actuator assembly, single square bearing rail, 50mm wide, 504mm travel, ball screw, 3mm pitch, carbon steel rail. | Stock | 2041
LAHP-33TM210B10M | SureMotion linear actuator assembly, twin square bearing rail, 60mm wide, 210mm travel, ball screw, 10mm pitch, carbon steel rail. | Stock | 1607
LAHP-33TM310B10M | SureMotion linear actuator assembly, twin square bearing rail, 60mm wide, 310mm travel, ball screw, 10mm pitch, carbon steel rail. | Stock | 1815
LAHP-33TM410B10M | SureMotion linear actuator assembly, twin square bearing rail, 60mm wide, 410mm travel, ball screw, 10mm pitch, carbon steel rail. | Stock | 2049
LAHP-33TM510B10M | SureMotion linear actuator assembly, twin square bearing rail, 60mm wide, 510mm travel, ball screw, 10mm pitch, carbon steel rail. | Stock | 2297
LAHP-33TM610B10M | SureMotion linear actuator assembly, twin square bearing rail, 60mm wide, 610mm travel, ball screw, 10mm pitch, carbon steel rail. | Stock | 2726
LAHP-33TM810B10M | SureMotion linear actuator assembly, twin square bearing rail, 60mm wide, 810mm travel, ball screw, 10mm pitch, carbon steel rail. | Stock | 3154
LAHP-33TM910B10M | SureMotion linear actuator assembly, twin square bearing rail, 60mm wide, 910mm travel, ball screw, 10mm pitch, carbon steel rail. | Stock | 3403
LAHP-33WTM210B10M | SureMotion linear actuator assembly, twin square bearing rail, 120mm wide, 210mm travel, ball screw, 10mm pitch, carbon steel rail. | Stock | 1843
LAHP-33WTM310B10M | SureMotion linear actuator assembly, twin square bearing rail, 120mm wide, 310mm travel, ball screw, 10mm pitch, carbon steel rail. | Stock | 2072
LAHP-33WTM410B10M | SureMotion linear actuator assembly, twin square bearing rail, 120mm wide, 410mm travel, ball screw, 10mm pitch, carbon steel rail. | Stock | 2261
LAHP-33WTM510B10M | SureMotion linear actuator assembly, twin square bearing rail, 120mm wide, 510mm travel, ball screw, 10mm pitch, carbon steel rail. | Stock | 2795
LAHP-33WTM610B10M | SureMotion linear actuator assembly, twin square bearing rail, 120mm wide, 610mm travel, ball screw, 10mm pitch, carbon steel rail. | Stock | 2985
LAHP-33WTM810B10M | SureMotion linear actuator assembly, twin square bearing rail, 120mm wide, 810mm travel, ball screw, 10mm pitch, carbon steel rail. | Stock | 3567
LAHP-33WTM910B10M | SureMotion linear actuator assembly, twin square bearing rail, 120mm wide, 910mm travel, ball screw, 10mm pitch, carbon steel rail. | Stock | 3835
LARSD2-08T12BP2C | SureMotion linear actuator assembly, twin round shaft, 5.500in wide, 12in travel, ball screw, 0.2in pitch, carbon steel rail. | Stock | 3157
LARSD2-08T24BP2C | SureMotion linear actuator assembly, twin round shaft, 5.500in wide, 24in travel, ball screw, 0.2in pitch, carbon steel rail. | Stock | 3409
Lead Screw Driven Linear Actuators
SAW1080-1-A | igus drylin series linear actuator assembly, W1080 twin rail, 108mm wide, 100mm travel, lead screw, 25mm pitch, hard-anodized aluminum rail. | Stock | 675
SAW1080-1.5-A | igus drylin series linear actuator assembly, W1080 twin rail, 108mm wide, 150mm travel, lead screw, 25mm pitch, hard-anodized aluminum rail. | Stock | 683
SAW1080-2-A | igus drylin series linear actuator assembly, W1080 twin rail, 108mm wide, 200mm travel, lead screw, 25mm pitch, hard-anodized aluminum rail. | Stock | 682
SAW1080-3-A | igus drylin series linear actuator assembly, W1080 twin rail, 108mm wide, 300mm travel, lead screw, 25mm pitch, hard-anodized aluminum rail. | Stock | 697
SAW1080-4-A | igus drylin series linear actuator assembly, W1080 twin rail, 108mm wide, 400mm travel, lead screw, 25mm pitch, hard-anodized aluminum rail. | Stock | 722
SAW1080-5-A | igus drylin series linear actuator assembly, W1080 twin rail, 108mm wide, 500mm travel, lead screw, 25mm pitch, hard-anodized aluminum rail. | Stock | 749
SAW1080-6-A | igus drylin series linear actuator assembly, W1080 twin rail, 108mm wide, 600mm travel, lead screw, 25mm pitch, hard-anodized aluminum rail. | Stock | 776
SAW1080-7.5-A | igus drylin series linear actuator assembly, W1080 twin rail, 108mm wide, 750mm travel, lead screw, 25mm pitch, hard-anodized aluminum rail. | Stock | 802
SAW1040-05-B | igus drylin series linear actuator assembly, W1040 twin rail, 74mm wide, 50mm travel, lead screw, 25mm pitch, hard-anodized aluminum rail. | Stock | 381
SAW1040-1-B | igus drylin series linear actuator assembly, W1040 twin rail, 74mm wide, 100mm travel, lead screw, 25mm pitch, hard-anodized aluminum rail. | Stock | 385
SAW1040-1.5-B | igus drylin series linear actuator assembly, W1040 twin rail, 74mm wide, 150mm travel, lead screw, 25mm pitch, hard-anodized aluminum rail. | Stock | 396
SAW1040-2-B | igus drylin series linear actuator assembly, W1040 twin rail, 74mm wide, 200mm travel, lead screw, 25mm pitch, hard-anodized aluminum rail. | Stock | 401
SAW1040-3-B | igus drylin series linear actuator assembly, W1040 twin rail, 74mm wide, 300mm travel, lead screw, 25mm pitch, hard-anodized aluminum rail. | Stock | 412
LAHP-25TM52LP25 | SureMotion linear actuator assembly, single square bearing rail, 50mm wide, 52mm travel, lead screw, 0.25in pitch, carbon steel rail. | Stock | 1050
LAHP-25TM102LP25 | SureMotion linear actuator assembly, single square bearing rail, 50mm wide, 102mm travel, lead screw, 0.25in pitch, carbon steel rail. | Stock | 1164
LAHP-25TM152LP25 | SureMotion linear actuator assembly, single square bearing rail, 50mm wide, 152mm travel, lead screw, 0.25in pitch, carbon steel rail. | Stock | 1235
LAHP-25TM220LP25 | SureMotion linear actuator assembly, single square bearing rail, 50mm wide, 220mm travel, lead screw, 0.25in pitch, carbon steel rail. | Stock | 1273
LAHP-25TM304LP25 | SureMotion linear actuator assembly, single square bearing rail, 50mm wide, 304mm travel, lead screw, 0.25in pitch, carbon steel rail. | Stock | 1374
LAHP-25TM404LP25 | SureMotion linear actuator assembly, single square bearing rail, 50mm wide, 404mm travel, lead screw, 0.25in pitch, carbon steel rail. | Stock | 1665
LAHP-25TM504LP25 | SureMotion linear actuator assembly, single square bearing rail, 50mm wide, 504mm travel, lead screw, 0.25in pitch, carbon steel rail. | Stock | 1789
LAHP-33TM210LP25 | SureMotion linear actuator assembly, twin square bearing rail, 60mm wide, 210mm travel, lead screw, 0.25in pitch, carbon steel rail. | Stock | 1427
LAHP-33TM310LP25 | SureMotion linear actuator assembly, twin square bearing rail, 60mm wide, 310mm travel, lead screw, 0.25in pitch, carbon steel rail. | Stock | 1634
LAHP-33TM410LP25 | SureMotion linear actuator assembly, twin square bearing rail, 60mm wide, 410mm travel, lead screw, 0.25in pitch, carbon steel rail. | Stock | 1869
LAHP-33TM510LP25 | SureMotion linear actuator assembly, twin square bearing rail, 60mm wide, 510mm travel, lead screw, 0.25in pitch, carbon steel rail. | Stock | 2116
LAHP-33TM610LP25 | SureMotion linear actuator assembly, twin square bearing rail, 60mm wide, 610mm travel, lead screw, 0.25in pitch, carbon steel rail. | Stock | 2547
LAHP-33TM810LP25 | SureMotion linear actuator assembly, twin square bearing rail, 60mm wide, 810mm travel, lead screw, 0.25in pitch, carbon steel rail. | Stock | 2974
LAHP-33TM910LP25 | SureMotion linear actuator assembly, twin square bearing rail, 60mm wide, 910mm travel, lead screw, 0.25in pitch, carbon steel rail. | Stock | 3224
LAHP-33WTM210LP25 | SureMotion linear actuator assembly, twin square bearing rail, 120mm wide, 210mm travel, lead screw, 0.25in pitch, carbon steel rail. | Stock | 1664
LAHP-33WTM310LP25 | SureMotion linear actuator assembly, twin square bearing rail, 120mm wide, 310mm travel, lead screw, 0.25in pitch, carbon steel rail. | Stock | 1893
LAHP-33WTM410LP25 | SureMotion linear actuator assembly, twin square bearing rail, 120mm wide, 410mm travel, lead screw, 0.25in pitch, carbon steel rail. | Stock | 2081
LAHP-33WTM510LP25 | SureMotion linear actuator assembly, twin square bearing rail, 120mm wide, 510mm travel, lead screw, 0.25in pitch, carbon steel rail. | Stock | 2616
LAHP-33WTM610LP25 | SureMotion linear actuator assembly, twin square bearing rail, 120mm wide, 610mm travel, lead screw, 0.25in pitch, carbon steel rail. | Stock | 2805
LAHP-33WTM810LP25 | SureMotion linear actuator assembly, twin square bearing rail, 120mm wide, 810mm travel, lead screw, 0.25in pitch, carbon steel rail. | Stock | 3389
LAHP-33WTM910LP25 | SureMotion linear actuator assembly, twin square bearing rail, 120mm wide, 910mm travel, lead screw, 0.25in pitch, carbon steel rail. | Stock | 3655
LAVL2-60T06LP2 | SureMotion linear actuator assembly, Gen 2 value, 2.360in wide, 6in travel, lead screw, 0.2in pitch, hard coated aluminum rail. | Stock | 1038
LAVL2-60T12LP2 | SureMotion linear actuator assembly, Gen 2 value, 2.360in wide, 12in travel, lead screw, 0.2in pitch, hard coated aluminum rail. | Stock | 1304
LAVL2-60T18LP2 | SureMotion linear actuator assembly, Gen 2 value, 2.360in wide, 18in travel, lead screw, 0.2in pitch, hard coated aluminum rail. | Stock | 1578
LAVL2-60T24LP2 | SureMotion linear actuator assembly, Gen 2 value, 2.360in wide, 24in travel, lead screw, 0.2in pitch, hard coated aluminum rail. | Stock | 1842
LAVL2-60T06LP5 | SureMotion linear actuator assembly, Gen 2 value, 2.360in wide, 6in travel, lead screw, 0.5in pitch, hard coated aluminum rail. | Stock | 1038
LAVL2-60T12LP5 | SureMotion linear actuator assembly, Gen 2 value, 2.360in wide, 12in travel, lead screw, 0.5in pitch, hard coated aluminum rail. | Stock | 1304
LAVL2-60T18LP5 | SureMotion linear actuator assembly, Gen 2 value, 2.360in wide, 18in travel, lead screw, 0.5in pitch, hard coated aluminum rail. | Stock | 1578
LAVL2-60T24LP5 | SureMotion linear actuator assembly, Gen 2 value, 2.360in wide, 24in travel, lead screw, 0.5in pitch, hard coated aluminum rail. | Stock | 1842
LACP2-16T06LP5 | SureMotion linear actuator assembly, Gen 2 compact, 2.030in wide, 6in travel, lead screw, 0.5in pitch, hard coated aluminum rail. | Stock | 1485
LACP2-16T12LP5 | SureMotion linear actuator assembly, Gen 2 compact, 2.030in wide, 12in travel, lead screw, 0.5in pitch, hard coated aluminum rail. | Stock | 1566
LACP2-16T24LP5 | SureMotion linear actuator assembly, Gen 2 compact, 2.030in wide, 24in travel, lead screw, 0.5in pitch, hard coated aluminum rail. | Stock | 2065
LACP2-16T36LP5 | SureMotion linear actuator assembly, Gen 2 compact, 2.030in wide, 36in travel, lead screw, 0.5in pitch, hard coated aluminum rail. | Stock | 2460
LACP2-16T06L1 | SureMotion linear actuator assembly, Gen 2 compact, 2.030in wide, 6in travel, lead screw, 1.0in pitch, hard coated aluminum rail. | Stock | 1485
LACP2-16T12L1 | SureMotion linear actuator assembly, Gen 2 compact, 2.030in wide, 12in travel, lead screw, 1.0in pitch, hard coated aluminum rail. | Stock | 1566
LACP2-16T24L1 | SureMotion linear actuator assembly, Gen 2 compact, 2.030in wide, 24in travel, lead screw, 1.0in pitch, hard coated aluminum rail. | Stock | 2065
LACP2-16T36L1 | SureMotion linear actuator assembly, Gen 2 compact, 2.030in wide, 36in travel, lead screw, 1.0in pitch, hard coated aluminum rail. | Stock | 2460
Belt Driven Linear Actuators
ZLW1040S-2 | igus drylin series linear actuator assembly, W1040 twin rail, 74mm wide, 200mm travel, toothed belt, 70mm pitch, hard-anodized aluminum rail. | Stock | 452
ZLW1040S-3 | igus drylin series linear actuator assembly, W1040 twin rail, 74mm wide, 300mm travel, toothed belt, 70mm pitch, hard-anodized aluminum rail. | Stock | 482
ZLW1040S-4 | igus drylin series linear actuator assembly, W1040 twin rail, 74mm wide, 400mm travel, toothed belt, 70mm pitch, hard-anodized aluminum rail. | Stock | 509
ZLW1040S-5 | igus drylin series linear actuator assembly, W1040 twin rail, 74mm wide, 500mm travel, toothed belt, 70mm pitch, hard-anodized aluminum rail. | Stock | 481
ZLW1040S-6 | igus drylin series linear actuator assembly, W1040 twin rail, 74mm wide, 600mm travel, toothed belt, 70mm pitch, hard-anodized aluminum rail. | Stock | 498
ZLW1040S-8 | igus drylin series linear actuator assembly, W1040 twin rail, 74mm wide, 800mm travel, toothed belt, 70mm pitch, hard-anodized aluminum rail. | Stock | 514
ZLW1040S-10 | igus drylin series linear actuator assembly, W1040 twin rail, 74mm wide, 1000mm travel, toothed belt, 70mm pitch, hard-anodized aluminum rail. | Stock | 535
ZLW1080S-2 | igus drylin series linear actuator assembly, W1080 twin rail, 90mm wide, 200mm travel, toothed belt, 70mm pitch, hard-anodized aluminum rail. | Stock | 663
ZLW1080S-3 | igus drylin series linear actuator assembly, W1080 twin rail, 90mm wide, 300mm travel, toothed belt, 70mm pitch, hard-anodized aluminum rail. | Stock | 674
ZLW1080S-4 | igus drylin series linear actuator assembly, W1080 twin rail, 90mm wide, 400mm travel, toothed belt, 70mm pitch, hard-anodized aluminum rail. | Stock | 680
ZLW1080S-5 | igus drylin series linear actuator assembly, W1080 twin rail, 90mm wide, 500mm travel, toothed belt, 70mm pitch, hard-anodized aluminum rail. | Stock | 685
ZLW1080S-6 | igus drylin series linear actuator assembly, W1080 twin rail, 90mm wide, 600mm travel, toothed belt, 70mm pitch, hard-anodized aluminum rail. | Stock | 696
ZLW1080S-8 | igus drylin series linear actuator assembly, W1080 twin rail, 90mm wide, 800mm travel, toothed belt, 70mm pitch, hard-anodized aluminum rail. | Stock | 706
ZLW1080S-10 | igus drylin series linear actuator assembly, W1080 twin rail, 90mm wide, 1000mm travel, toothed belt, 70mm pitch, hard-anodized aluminum rail. | Stock | 712
Undriven Linear Slides
LAHP-25TM52SF | SureMotion linear slide assembly, single square bearing rail, 50mm wide, 52mm travel, carbon steel rail. | Stock | 652
LAHP-25TM102SF | SureMotion linear slide assembly, single square bearing rail, 50mm wide, 102mm travel, carbon steel rail. | Stock | 756
LAHP-25TM152SF | SureMotion linear slide assembly, single square bearing rail, 50mm wide, 152mm travel, carbon steel rail. | Stock | 802
LAHP-25TM220SF | SureMotion linear slide assembly, single square bearing rail, 50mm wide, 220mm travel, carbon steel rail. | Stock | 811
LAHP-25TM304SF | SureMotion linear slide assembly, single square bearing rail, 50mm wide, 304mm travel, carbon steel rail. | Stock | 890
LAHP-25TM404SF | SureMotion linear slide assembly, single square bearing rail, 50mm wide, 404mm travel, carbon steel rail. | Stock | 1146
LAHP-25TM504SF | SureMotion linear slide assembly, single square bearing rail, 50mm wide, 504mm travel, carbon steel rail. | Stock | 1234
LAHP-33TM210SF | SureMotion linear slide assembly, twin square bearing rail, 60mm wide, 210mm travel, carbon steel rail. | Stock | 974
LAHP-33TM310SF | SureMotion linear slide assembly, twin square bearing rail, 60mm wide, 310mm travel, carbon steel rail. | Stock | 1159
LAHP-33TM410SF | SureMotion linear slide assembly, twin square bearing rail, 60mm wide, 410mm travel, carbon steel rail. | Stock | 1352
LAHP-33TM510SF | SureMotion linear slide assembly, twin square bearing rail, 60mm wide, 510mm travel, carbon steel rail. | Stock | 1588
LAHP-33TM610SF | SureMotion linear slide assembly, twin square bearing rail, 60mm wide, 610mm travel, carbon steel rail. | Stock | 1987
LAHP-33TM810SF | SureMotion linear slide assembly, twin square bearing rail, 60mm wide, 810mm travel, carbon steel rail. | Stock | 2366
LAHP-33TM910SF | SureMotion linear slide assembly, twin square bearing rail, 60mm wide, 910mm travel, carbon steel rail. | Stock | 2555
LARSA1-08L12C | SureMotion slide element, end supported, round shaft, 1/2in shaft diameter, 12in overall length, carbon steel. (2) single pillow blocks included. | Stock | 354
LARSA1-08L24C | SureMotion slide element, end supported, round shaft, 1/2in shaft diameter, 24in overall length, carbon steel. (2) single pillow blocks included. | Stock | 366
LARSA1-08L36C | SureMotion slide element, end supported, round shaft, 1/2in shaft diameter, 36in overall length, carbon steel. (2) single pillow blocks included. | Stock | 393
LARSA1-12L12C | SureMotion slide element, end supported, round shaft, 3/4in shaft diameter, 12in overall length, carbon steel. (2) single pillow blocks included. | Stock | 447
LARSA1-12L24C | SureMotion slide element, end supported, round shaft, 3/4in shaft diameter, 24in overall length, carbon steel. (2) single pillow blocks included. | Stock | 473
LARSA1-12L36C | SureMotion slide element, end supported, round shaft, 3/4in shaft diameter, 36in overall length, carbon steel. (2) single pillow blocks included. | Stock | 498
LARSA1-16L12C | SureMotion slide element, end supported, round shaft, 1in shaft diameter, 12in overall length, carbon steel. (2) single pillow blocks included. | Stock | 597
LARSA1-16L24C | SureMotion slide element, end supported, round shaft, 1in shaft diameter, 24in overall length, carbon steel. (2) single pillow blocks included. | Stock | 637
LARSA1-16L36C | SureMotion slide element, end supported, round shaft, 1in shaft diameter, 36in overall length, carbon steel. (2) single pillow blocks included. | Stock | 671
LARSB1-08L12C | SureMotion slide element, continuously supported, round shaft, 1/2in shaft diameter, 12in overall length, carbon steel. (2) single pillow blocks included. | Stock | 366
LARSB1-08L24C | SureMotion slide element, continuously supported, round shaft, 1/2in shaft diameter, 24in overall length, carbon steel. (2) single pillow blocks included. | Stock | 456
LARSB1-08L36C | SureMotion slide element, continuously supported, round shaft, 1/2in shaft diameter, 36in overall length, carbon steel. (2) single pillow blocks included. | Stock | 568
LARSB1-12L12C | SureMotion slide element, continuously supported, round shaft, 3/4in shaft diameter, 12in overall length, carbon steel. (2) single pillow blocks included. | Stock | 458
LARSB1-12L24C | SureMotion slide element, continuously supported, round shaft, 3/4in shaft diameter, 24in overall length, carbon steel. (2) single pillow blocks included. | Stock | 597
LARSB1-12L36C | SureMotion slide element, continuously supported, round shaft, 3/4in shaft diameter, 36in overall length, carbon steel. (2) single pillow blocks included. | Stock | 733
LARSB1-16L12C | SureMotion slide element, continuously supported, round shaft, 1in shaft diameter, 12in overall length, carbon steel. (2) single pillow blocks included. | Stock | 594
LARSB1-16L24C | SureMotion slide element, continuously supported, round shaft, 1in shaft diameter, 24in overall length, carbon steel. (2) single pillow blocks included. | Stock | 768
LARSB1-16L36C | SureMotion slide element, continuously supported, round shaft, 1in shaft diameter, 36in overall length, carbon steel. (2) single pillow blocks included. | Stock | 925
Accessories for Linear Motion Slides and Actuators
LAHP-N14-25MTRBKT | SureMotion motor mount, anodized aluminum, axial. For use with LAHP-25 series actuators and NEMA 14 motor frames. | Stock | 216
LAHP-N14-25WRPBKT | SureMotion motor mount, anodized aluminum, parallel. For use with LAHP-25 series actuators and NEMA 14 motor frames. | Stock | 233
LAHP-N17-25MTRBKT | SureMotion motor mount, anodized aluminum, axial. For use with LAHP-25 series actuators and NEMA 17 motor frames. | Stock | 218
LAHP-N17-25WRPBKT | SureMotion motor mount, anodized aluminum, parallel. For use with LAHP-25 series actuators and NEMA 17 motor frames. | Stock | 310
LAHP-N17-33MTRBKT | SureMotion motor mount, anodized aluminum, axial. For use with LAHP-33 series actuators and NEMA 17 motor frames. | Stock | 244
LAHP-N17-33WRPBKT | SureMotion motor mount, anodized aluminum, parallel. For use with LAHP-33 series actuators and NEMA 17 motor frames. | Stock | 188
LAHP-N23-33MTRBKT | SureMotion motor mount, anodized aluminum, axial. For use with LAHP-33 series actuators and NEMA 23 motor frames. | Stock | 244
LAHP-N23-33WRPBKT | SureMotion motor mount, anodized aluminum, parallel. For use with LAHP-33 series actuators and NEMA 23 motor frames. | Stock | 248
LAHP-201-25MTRBKT | SureMotion motor mount, anodized aluminum, axial. For use with LAHP-25 series actuators and 40mm motor frames. | Stock | 286
LAHP-201-33MTRBKT | SureMotion motor mount, anodized aluminum, axial. For use with LAHP-33 series actuators and 40mm motor frames. | Stock | 287
LAHP-202-33MTRBKT | SureMotion motor mount, anodized aluminum, axial. For use with LAHP-33 series actuators and 60mm motor frames. | Stock | 339
LAHP-25-CPL-N1417 | SureMotion drive coupling, high gain, aluminum alloy, clamp, size 15, 3 x 5mm bore. For use with LAHP-25 series actuators and NEMA 14/17 stepper motors. | Stock | 63
LAHP-33-CPL-N17 | SureMotion drive coupling, high gain, aluminum alloy, clamp, size 19, 5 x 5mm bore. For use with LAHP-33 series actuators and NEMA 17 stepper motors. | Stock | 68
LAHP-33CPL-N23 | SureMotion drive coupling, high gain, aluminum alloy, clamp, size 19, 5 x 6.35mm (1/4in) bore. For use with LAHP-33 series actuators and NEMA 23 stepper motors. | Stock | 91
LAHP-25-CPL-201 | SureMotion drive coupling, bellows, aluminum alloy, clamp, size 15, 3 x 8mm bore. For use with LAHP-25 series actuators and SV2L-201 series servo motors. | Stock | 45.5
LAHP-33-CPL-201 | SureMotion drive coupling, high gain, aluminum alloy, clamp, size 19, 5 x 8mm bore. For use with LAHP-33 series actuators and SV2L-201 series servo motors. | Stock | 91
LAHP-33-CPL-202 | SureMotion drive coupling, bellows, aluminum alloy, clamp, size 20, 5 x 14mm bore. For use with LAHP-33 series actuators and SV2L-202 and SV2L-204 series servo motors. | Stock | 67
LAHP-SNS-PH-N | SureMotion photoelectric sensor, U-frame, fork sensor, infrared, 5mm sensing distance, selectable light-on/dark-on, NPN, 5-24 VDC operating voltage, 27.7 x 13.6 x 15.5mm body, PBT thermoplastic elastomer, 4-pole connector (direct solder). | Stock | 357
LAHP-SNS-PH-P | SureMotion photoelectric sensor, U-frame, fork sensor, infrared, 5mm sensing distance, selectable light-on/dark-on, PNP, 5-24 VDC operating voltage, 27.7 x 13.6 x 15.5mm body, PBT thermoplastic elastomer, 4-pole connector (direct solder). | Stock | 357
LAHP-SNS-PX-N | SureMotion inductive proximity sensor, rectangular, 8 x 7.4 x 17mm, polyarylate resin housing, top sensing, NPN, (2) N.C./(1) N.O. outputs, 2.5mm sensing distance, 1 kHz switching frequency, IP67, pigtail. Package of 3. | Stock | 408
LAHP-SNS-PX-P | SureMotion inductive proximity sensor, rectangular, 8 x 7.4 x 17mm, polyarylate resin housing, top sensing, PNP, (2) N.C./(1) N.O. outputs, 2.5mm sensing distance, 1 kHz switching frequency, IP67, pigtail. Package of 3. | Stock | 408
LAHP-XYB-33-33W | SureMotion mounting bracket, anodized aluminum, XY bracket. For use with LAHP-33 to LAHP-33W series actuators. | Stock | 125
LAHP-XYB-25-33W | SureMotion mounting bracket, anodized aluminum, XY bracket. For use with LAHP-25 to LAHP-33W series actuators. | Stock | 125
LAHP-XYB-25-33 | SureMotion mounting bracket, anodized aluminum, XY bracket. For use with LAHP-25 to LAHP-33 series actuators. | Stock | 108
LAHP-ZB-33-33W | SureMotion mounting bracket, anodized aluminum, Z bracket. For use with LAHP-33 to LAHP-33W series actuators. | Stock | 510
LAHP-ZB-25-33W | SureMotion mounting bracket, anodized aluminum, Z bracket. For use with LAHP-25 to LAHP-33W series actuators. | Stock | 433
LAHP-ZB-33-33 | SureMotion mounting bracket, anodized aluminum, Z bracket. For use with LAHP-33 to LAHP-33 series actuators. | Stock | 491
LAHP-ZB-25-33 | SureMotion mounting bracket, anodized aluminum, Z bracket. For use with LAHP-25 to LAHP-33 series actuators. | Stock | 436
LAHP-ZB-25-25 | SureMotion mounting bracket, anodized aluminum, Z bracket. For use with LAHP-25 to LAHP-25 series actuators. | Stock | 436
LAHP-25-NUT-LP25 | SureMotion lead nut, replacement, 0.25in pitch. For use with LAHP-25 series actuators. | Stock | 150
LAHP-33-NUT-LP25 | SureMotion lead nut, replacement, 0.25in pitch. For use with LAHP-33 series actuators. | Stock | 167
LARSACC-013 | SureMotion repair kit, for use with LARSD2-08T12BP2C actuators, includes ballscrew, ballnut, end bearings and grease tube. | Stock | 842
LARSACC-014 | SureMotion repair kit, for use with LARSD2-08T24BP2C actuators, includes ballscrew, ballnut, end bearings and grease tube. | Stock | 829
LARSACC-015 | SureMotion motor adapter, NEMA 23 frame. For use with LARSD2-08 series actuators. 1/4 x 1/4in coupler included. | Stock | 316
LARSACC-016 | SureMotion motor adapter, NEMA 34 frame. For use with LARSD2-08 series actuators. 1/2 x 1/4in coupler included. | Stock | 380
LAVLACC-001 | SureMotion repair kit, for use with LAVL-60TxxLP2 actuators, includes nut, bushings, end bearings and oil syringe. | Stock | 380
LAVLACC-002 | SureMotion repair kit, for use with LAVL-60TxxLP5 actuators, includes nut, bushings, end bearings and oil syringe. | Stock | 380
LAVLACC-003 | SureMotion motor adapter, NEMA 23 frame. For use with LAVL-60 series actuators. 1/4in x 5mm coupler included. | Stock | 316
LAVLACC-004 | SureMotion mounting plate, XY type. For use with LAVL-60 series actuators. | Stock | 147
LAVLACC-005 | SureMotion mounting plate, XY type. For use with LAVL-60 series actuators. | Stock | 331
LAVLACC-006 | SureMotion repair kit, for use with LAVL2-60TxxLP2 actuators, includes nut, bushings, end bearings and oil syringe. | Stock | 380
LAVLACC-007 | SureMotion repair kit, for use with LAVL2-60TxxLP5 actuators, includes nut, bushings, end bearings and oil syringe. | Stock | 380
LACPACC-001 | SureMotion motor adapter, NEMA 23 frame. For use with LACP-16 series actuators. 1/4in x 4mm coupler included. | Stock | 467
LACPACC-002 | SureMotion repair kit, for use with LACP-16TxxLP5 actuators, includes nut, bushings, end bearings and oil syringe. | Stock | 856
LACPACC-003 | SureMotion repair kit, for use with LACP-16TxxL1 actuators, includes nut, bushings, end bearings and oil syringe. | Stock | 856
LACPACC-004 | SureMotion mounting plate, XY type. For use with LACP-16 series actuators. | Stock | 96
LACPACC-005 | SureMotion mounting plate, XY type. For use with LACP-16 and LARSB1 series actuators. | Stock | 122
LACPACC-006 | SureMotion repair kit, for use with LACP2-16TxxLP5 actuators, includes nut, bushings, end bearings and oil syringe. | Stock | 856
LACPACC-007 | SureMotion repair kit, for use with LACP2-16TxxL1 actuators, includes nut, bushings, end bearings and oil syringe. | Stock | 856
LARSACC-001 | SureMotion single pillow block, linear ball bearing, 1.69in overall length, 1/2in inside diameter, aluminum housing. For use with 1/2in diameter SureMotion shafts. | Stock | 70
LARSACC-002 | SureMotion single pillow block, linear ball bearing, 2.06in overall length, 3/4in inside diameter, aluminum housing. For use with 3/4in diameter SureMotion shafts. | Stock | 91
LARSACC-003 | SureMotion single pillow block, linear ball bearing, 2.81in overall length, 1in inside diameter, aluminum housing. For use with 1in diameter SureMotion shafts. | Stock | 127
LARSACC-004 | SureMotion single pillow block, linear ball bearing, 1.5in overall length, 1/2in inside diameter, aluminum housing. For use with 1/2in diameter SureMotion shafts. | Stock | 77
LARSACC-005 | SureMotion single pillow block, linear ball bearing, 1.88in overall length, 3/4in inside diameter, aluminum housing. For use with 3/4in diameter SureMotion shafts. | Stock | 99
LARSACC-006 | SureMotion single pillow block, linear ball bearing, 2.63in overall length, 1in inside diameter, aluminum housing. For use with 1in diameter SureMotion shafts. | Stock | 140
LARSACC-007 | SureMotion linear ball bushing, closed type, 1/2in inside diameter, self-aligning. Seals included. | Stock | 27.5
LARSACC-008 | SureMotion linear ball bushing, closed type, 3/4in inside diameter, self-aligning. Seals included. | Stock | 32
LARSACC-009 | SureMotion linear ball bushing, closed type, 1in inside diameter, self-aligning. Seals included. | Stock | 52
LARSACC-010 | SureMotion linear ball bushing, open type, 1/2in inside diameter, self-aligning. Seals included. | Stock | 32
LARSACC-011 | SureMotion linear ball bushing, open type, 3/4in inside diameter, self-aligning. Seals included. | Stock | 40
LARSACC-012 | SureMotion linear ball bushing, open type, 1in inside diameter, self-aligning. Seals included. | Stock | 66
SVL201-ZLW | igus motor mount, anodized aluminum, right-angle. For use with ZLW series actuators and SV2L-201 servo motors. | Stock | 190
SVL202-ZLW | igus motor mount, anodized aluminum, right-angle. For use with ZLW series actuators and SV2L-202 servo motors. | Stock | 267
STP17-ZLW | igus motor mount, anodized aluminum, right-angle. For use with ZLW series actuators and NEMA 17 stepper motors. | Stock | 155
STP23-ZLW | igus motor mount, anodized aluminum, right-angle. For use with ZLW series actuators and NEMA 23 stepper motors. | Stock | 158
SVL201-SAW | igus motor mount, anodized aluminum, axial. For use with SAW series actuators and SV2L-201 servo motors. | Stock | 150
SVL202-SAW | igus motor mount, anodized aluminum, axial. For use with SAW series actuators and SV2L-202 servo motors. | Stock | 134
STP17-SAW | igus motor mount, anodized aluminum, axial. For use with SAW series actuators and NEMA 17 stepper motors. | Stock | 123
STP23-SAW | igus motor mount, anodized aluminum, axial. For use with SAW series actuators and NEMA 23 stepper motors. | Stock | 125
A-AWM-10-1000 | igus drylin R series round connecting shaft, 6060/6061 aluminum, 450-550 HV, hard-anodized aluminum, 10mm diameter, 1000mm length. For use with all ZLW series actuators. | Stock | 36
A-AWM-10-500 | igus drylin R series round connecting shaft, 6060/6061 aluminum, 450-550 HV, hard-anodized aluminum, 10mm diameter, 500mm length. For use with all ZLW series actuators. | Stock | 16.5
A-KSTM-10 | igus igubal K series pillow block mounted spherical bearing, type L280 polymer, 10mm inside diameter, igumid G polymer housing, self-aligning. For use with drylin R series 10mm shafts. | Stock | 6.5
A-AK-0026 | igus mounting bracket, anodized aluminum, Y bracket. For use with ZLW080 and SAW1080 to ZLW1040 and SAW1040 series actuators. | Stock | 169
A-SWY108003150 | igus adapter plate, anodized aluminum, Y or Z bracket. For use with ZLW1040 and SAW1040 to ZLW1080 and SAW1080 series actuators. | Stock | 146
A-JUME-01-10 | igus bearing liner, replacement, iglide J. Package of 4. For use with all SAW and ZLW series actuators. | Stock | 4.75
NUT1080-25 | igus lead nut, replacement, iglide J, 25mm pitch. For use with SAW1080 series actuators. | Stock | 71
NUT1040-25 | igus lead nut, replacement, iglide J, 25mm pitch. For use with SAW1040 series actuators. | Stock | 29.5
A-ZSY-104026 | igus mounting clamp, anodized aluminum. Package of 2. For use with all ZLW and SAW series actuators. | Stock | 3.75
A-NOR-20634 | igus M5 slot nut, zinc plated steel. Package of 8. For use with all ZLW and SAW series actuators. | Stock | 2.75
IGUS-SENSBKT | igus sensor bracket, anodized aluminum. For use with all ZLW and SAW series actuators. | Stock | 26.5
Linear Bearings and Rails
H15RUUG0 | WON H15 series standard bearing block, full ball recirculating bearing, rectangular, end seal, carbon steel. For use with H15 series rails. | Stock | 67
H15RSSG0 | WON H15 series standard bearing block, full ball recirculating bearing, rectangular, end seal and inside seal, carbon steel. For use with H15 series rails. | Stock | 75
H15FUUG0 | WON H15 series standard bearing block, full ball recirculating bearing, flanged, end seal, carbon steel. For use with H15 series rails. | Stock | 70
H15FSSG0 | WON H15 series standard bearing block, full ball recirculating bearing, flanged, end seal and inside seal, carbon steel. For use with H15 series rails. | Stock | 78
H15-400L | WON H15 series standard rail, carbon steel, 13 x 15 x 400mm. For use with H15 series bearings. | Stock | 80
H15-580L | WON H15 series standard rail, carbon steel, 13 x 15 x 580mm. For use with H15 series bearings. | Stock | 115
H15-760L | WON H15 series standard rail, carbon steel, 13 x 15 x 760mm. For use with H15 series bearings. | Stock | 151
H15-1000L | WON H15 series standard rail, carbon steel, 13 x 15 x 1000mm. For use with H15 series bearings. | Stock | 196
H20RUUG0 | WON H20 series standard bearing block, full ball recirculating bearing, rectangular, end seal, carbon steel. For use with H20 series rails. | Stock | 72
H20RSSG0 | WON H20 series standard bearing block, full ball recirculating bearing, rectangular, end seal and inside seal, carbon steel. For use with H20 series rails. | Stock | 79
H20FUUG0 | WON H20 series standard bearing block, full ball recirculating bearing, flanged, end seal, carbon steel. For use with H20 series rails. | Stock | 76
H20FSSG0 | WON H20 series standard bearing block, full ball recirculating bearing, flanged, end seal and inside seal, carbon steel. For use with H20 series rails. | Stock | 84
H20-400L | WON H20 series standard rail, carbon steel, 16.5 x 20 x 400mm. For use with H20 series bearings. | Stock | 83
H20-580L | WON H20 series standard rail, carbon steel, 16.5 x 20 x 580mm. For use with H20 series bearings. | Stock | 119
H20-760L | WON H20 series standard rail, carbon steel, 16.5 x 20 x 760mm. For use with H20 series bearings. | Stock | 157
H20-1000L | WON H20 series standard rail, carbon steel, 16.5 x 20 x 1000mm. For use with H20 series bearings. | Stock | 206
H25RUUG0 | WON H25 series standard bearing block, full ball recirculating bearing, rectangular, end seal, carbon steel. For use with H25 series rails. | Stock | 94
H25RSSG0 | WON H25 series standard bearing block, full ball recirculating bearing, rectangular, end seal and inside seal, carbon steel. For use with H25 series rails. | Stock | 102
H25FUUG0 | WON H25 series standard bearing block, full ball recirculating bearing, flanged, end seal, carbon steel. For use with H25 series rails. | Stock | 98
H25FSSG0 | WON H25 series standard bearing block, full ball recirculating bearing, flanged, end seal and inside seal, carbon steel. For use with H25 series rails. | Stock | 105
H25-400L | WON H25 series standard rail, carbon steel, 20 x 23 x 400mm. For use with H25 series bearings. | Stock | 93
H25-580L | WON H25 series standard rail, carbon steel, 20 x 23 x 580mm. For use with H25 series bearings. | Stock | 134
H25-760L | WON H25 series standard rail, carbon steel, 20 x 23 x 760mm. For use with H25 series bearings. | Stock | 177
H25-1000L | WON H25 series standard rail, carbon steel, 20 x 23 x 1000mm. For use with H25 series bearings. | Stock | 231
H30RUUG0 | WON H30 series standard bearing block, full ball recirculating bearing, rectangular, end seal, carbon steel. For use with H30 series rails. | Stock | 107
H30RSSG0 | WON H30 series standard bearing block, full ball recirculating bearing, rectangular, end seal and inside seal, carbon steel. For use with H30 series rails. | Stock | 115
H30FUUG0 | WON H30 series standard bearing block, full ball recirculating bearing, flanged, end seal, carbon steel. For use with H30 series rails. | Stock | 112
H30FSSG0 | WON H30 series standard bearing block, full ball recirculating bearing, flanged, end seal and inside seal, carbon steel. For use with H30 series rails. | Stock | 119
H30-360L | WON H30 series standard rail, carbon steel, 26 x 28 x 360mm. For use with H30 series bearings. | Stock | 92
H30-520L | WON H30 series standard rail, carbon steel, 26 x 28 x 520mm. For use with H30 series bearings. | Stock | 129
H30-760L | WON H30 series standard rail, carbon steel, 26 x 28 x 760mm. For use with H30 series bearings. | Stock | 187
H30-1000L | WON H30 series standard rail, carbon steel, 26 x 28 x 1000mm. For use with H30 series bearings. | Stock | 248
H35RUUG0 | WON H35 series standard bearing block, full ball recirculating, rectangular, end seal, carbon steel. For use with H35 series rails. | Stock | 155
H35RSSG0 | WON H35 series standard bearing block, full ball recirculating, rectangular, end seal and inside seal, carbon steel. For use with H35 series rails. | Stock | 160
H35FUUG0 | WON H35 series standard bearing block, full ball recirculating, flanged, end seal, carbon steel. For use with H35 series rails. | Stock | 159
H35FSSG0 | WON H35 series standard bearing block, full ball recirculating bearing, flanged, end seal and inside seal, carbon steel. For use with H35 series rails. | Stock | 167
H35-360L | WON H35 series standard rail, carbon steel, 29 x 34 x 360mm. For use with H35 series bearings. | Stock | 121
H35-520L | WON H35 series standard rail, carbon steel, 29 x 34 x 520mm. For use with H35 series bearings. | Stock | 173
H35-760L | WON H35 series standard rail, carbon steel, 29 x 34 x 760mm. For use with H35 series bearings. | Stock | 251
H35-1000L | WON H35 series standard rail, carbon steel, 29 x 34 x 1000mm. For use with H35 series bearings. | Stock | 331
M7NUUG0 | WON M7 series mini bearing block, full ball recirculating, rectangular, end seal, stainless steel. For use with M7 series rails. | Stock | 49.5
M7LUUG0 | WON M7 series mini bearing block, full ball recirculating, rectangular long, end seal, stainless steel. For use with M7 series rails. | Stock | 55
M7-85L | WON M7 series mini rail, stainless steel, 5 x 7 x 85mm. For use with M7 series bearings. | Stock | 19
M7-190L | WON M7 series mini rail, stainless steel, 5 x 7 x 190mm. For use with M7 series bearings. | Stock | 40
M7-370L | WON M7 series mini rail, stainless steel, 5 x 7 x 370mm. For use with M7 series bearings. | Stock | 76
M7-610L | WON M7 series mini rail, stainless steel, 5 x 7 x 610mm. For use with M7 series bearings. | Stock | 123
M9NUUG0 | WON M9 series mini bearing block, full ball recirculating bearing, rectangular, end seal, stainless steel. For use with M9 series rails. | Stock | 52
M9LUUG0 | WON M9 series mini bearing block, full ball recirculating, rectangular long, end seal, stainless steel. For use with M9 series rails. | Stock | 61
M9-95L | WON M9 series mini rail, stainless steel, 6 x 9 x 95mm. For use with M9 series bearings. | Stock | 18.5
M9-175L | WON M9 series mini rail, stainless steel, 6 x 9 x 175mm. For use with M9 series bearings. | Stock | 32.5
M9-495L | WON M9 series mini rail, stainless steel, 6 x 9 x 495mm. For use with M9 series bearings. | Stock | 89
M9-695L | WON M9 series mini rail, stainless steel, 6 x 9 x 695mm. For use with M9 series bearings. | Stock | 124
M12NUUG0 | WON M12 series mini bearing block, full ball recirculating, rectangular, end seal, stainless steel. For use with M12 series rails. | Stock | 58
M12LUUG0 | WON M12 series mini bearing block, full ball recirculating, rectangular long, end seal, stainless steel. For use with M12 series rails. | Stock | 66
M12-195L | WON M12 series mini rail, stainless steel, 8 x 12 x 195mm. For use with M12 series bearings. | Stock | 41.5
M12-320L | WON M12 series mini rail, stainless steel, 8 x 12 x 320mm. For use with M12 series bearings. | Stock | 66
M12-470L | WON M12 series mini rail, stainless steel, 8 x 12 x 470mm. For use with M12 series bearings. | Stock | 98
M12-695L | WON M12 series mini rail, stainless steel, 8 x 12 x 695mm. For use with M12 series bearings. | Stock | 146
MB7NUUG0 | WON MB7 series wide mini bearing block, full ball recirculating bearing, rectangular, end seal, stainless steel. For use with MB7 series rails. | Stock | 62
MB7LUUG0 | WON MB7 series wide mini bearing block, full ball recirculating, rectangular long, end seal, stainless steel. For use with MB7 series rails. | Stock | 68
MB7-80L | WON MB7 series wide mini rail, stainless steel, 5.5 x 14 x 80mm. For use with MB7 series bearings. | Stock | 33.5
MB7-200L | WON MB7 series wide mini rail, stainless steel, 5.5 x 14 x 200mm. For use with MB7 series bearings. | Stock | 82
MB7-410L | WON MB7 series wide mini rail, stainless steel, 5.5 x 14 x 410mm. For use with MB7 series bearings. | Stock | 169
MB7-690L | WON MB7 series wide mini rail, stainless steel, 5.5 x 14 x 690mm. For use with MB7 series bearings. | Stock | 258
MB9NUUG0 | WON MB9 series wide mini bearing block, full ball recirculating, rectangular, end seal, stainless steel. For use with MB9 series rails. | Stock | 69
MB9LUUG0 | WON MB9 series wide mini bearing block, full ball recirculating, rectangular long, end seal, stainless steel. For use with MB9 series rails. | Stock | 77
MB9-80L | WON MB9 series wide mini rail, stainless steel, 7 x 18 x 80mm. For use with MB9 series bearings. | Stock | 43
MB9-200L | WON MB9 series wide mini rail, stainless steel, 7 x 18 x 200mm. For use with MB9 series bearings. | Stock | 106
MB9-410L | WON MB9 series wide mini rail, stainless steel, 7 x 18 x 410mm. For use with MB9 series bearings. | Stock | 216
MB9-690L | WON MB9 series wide mini rail, stainless steel, 7 x 18 x 690mm. For use with MB9 series bearings. | Stock | 323
MB12NUUG0 | WON MB12 series wide mini bearing block, full ball recirculating bearing, rectangular, end seal, stainless steel. For use with MB12 series rails. | Stock | 73
MB12LUUG0 | WON MB12 series wide mini bearing block, full ball recirculating, rectangular long, end seal, stainless steel. For use with MB12 series rails. | Stock | 80
MB12-110L | WON MB12 series wide mini rail, stainless steel, 8.5 x 24 x 110mm. For use with MB12 series bearings. | Stock | 69
MB12-270L | WON MB12 series wide mini rail, stainless steel, 8.5 x 24 x 270mm. For use with MB12 series bearings. | Stock | 171
MB12-430L | WON MB12 series wide mini rail, stainless steel, 8.5 x 24 x 430mm. For use with MB12 series bearings. | Stock | 272
MB12-750L | WON MB12 series wide mini rail, stainless steel, 8.5 x 24 x 750mm. For use with MB12 series bearings. | Stock | 465
Internal Carriages and Linear Guides
LUV-0-3W | SureMotion LUV series v-carriage, single row ball bearing, 3-wheel, end seal, polyacetal/440C stainless steel. For use with SureMotion LUV-0 series guide tracks. | Stock | 127
LUV-0-4W | SureMotion LUV series v-carriage, single row ball bearing, 4-wheel, end seal, polyacetal/440C stainless steel. For use with SureMotion LUV-0 series guide tracks. | Stock | 200
LUV-0-5W | SureMotion LUV series v-carriage, single row ball bearing, 5-wheel, end seal, polyacetal/440C stainless steel. For use with SureMotion LUV-0 series guide tracks. | Stock | 227
LUV-0-480 | SureMotion LUV-0 series guide track, anodized aluminum, 11 x 20 x 480mm. For use with SureMotion LUV-0 series v-carriages. | Stock | 22
LUV-0-640 | SureMotion LUV-0 series guide track, anodized aluminum, 11 x 20 x 640mm. For use with SureMotion LUV-0 series v-carriages. | Stock | 29
LUV-0-800 | SureMotion LUV-0 series guide track, anodized aluminum, 11 x 20 x 800mm. For use with SureMotion LUV-0 series v-carriages. | Stock | 37
LUV-0-960 | SureMotion LUV-0 series guide track, anodized aluminum, 11 x 20 x 960mm. For use with SureMotion LUV-0 series v-carriages. | Stock | 44
LUV-0-1120 | SureMotion LUV-0 series guide track, anodized aluminum, 11 x 20 x 1120mm. For use with SureMotion LUV-0 series v-carriages. | Stock | 51
LUV-0-1280 | SureMotion LUV-0 series guide track, anodized aluminum, 11 x 20 x 1280mm. For use with SureMotion LUV-0 series v-carriages. | Stock | 59
LUV-0-1520 | SureMotion LUV-0 series guide track, anodized aluminum, 11 x 20 x 1520mm. For use with SureMotion LUV-0 series v-carriages. | Stock | 70
LUC-0-3W | SureMotion LUC series crown carriage, single row ball bearing, 3-wheel, end seal, polyacetal/440C stainless steel. For use with SureMotion LUC-0 series guide tracks. | Stock | 145
LUC-0-4W | SureMotion LUC series crown carriage, single row ball bearing, 4-wheel, end seal, polyacetal/440C stainless steel. For use with SureMotion LUC-0 series guide tracks. | Stock | 218
LUC-0-5W | SureMotion LUC series crown carriage, single row ball bearing, 5-wheel, end seal, polyacetal/440C stainless steel. For use with SureMotion LUC-0 series guide tracks. | Stock | 236
LUC-0-480 | SureMotion LUC-0 series guide track, anodized aluminum, 11 x 20 x 480mm. For use with SureMotion LUC-0 series crown carriages. | Stock | 22
LUC-0-640 | SureMotion LUC-0 series guide track, anodized aluminum, 11 x 20 x 640mm. For use with SureMotion LUC-0 series crown carriages. | Stock | 29
LUC-0-800 | SureMotion LUC-0 series guide track, anodized aluminum, 11 x 20 x 800mm. For use with SureMotion LUC-0 series crown carriages. | Stock | 37
LUC-0-960 | SureMotion LUC-0 series guide track, anodized aluminum, 11 x 20 x 960mm. For use with SureMotion LUC-0 series crown carriages. | Stock | 44
LUC-0-1120 | SureMotion LUC-0 series guide track, anodized aluminum, 11 x 20 x 1120mm. For use with SureMotion LUC-0 series crown carriages. | Stock | 51
LUC-0-1280 | SureMotion LUC-0 series guide track, anodized aluminum, 11 x 20 x 1280mm. For use with SureMotion LUC-0 series crown carriages. | Stock | 59
LUC-0-1520 | SureMotion LUC-0 series guide track, anodized aluminum, 11 x 20 x 1520mm. For use with SureMotion LUC-0 series crown carriages. | Stock | 70
LUV-1-3W | SureMotion LUV series v-carriage, single row ball bearing, 3-wheel, end seal, polyacetal/440C stainless steel. For use with SureMotion LUV-1 series guide tracks. | Stock | 136
LUV-1-4W | SureMotion LUV series v-carriage, single row ball bearing, 4-wheel, end seal, polyacetal/440C stainless steel. For use with SureMotion LUV-1 series guide tracks. | Stock | 209
LUV-1-5W | SureMotion LUV series v-carriage, single row ball bearing, 5-wheel, end seal, polyacetal/440C stainless steel. For use with SureMotion LUV-1 series guide tracks. | Stock | 227
LUV-1-480 | SureMotion LUV-1 series guide track, anodized aluminum, 15 x 26 x 480mm. For use with SureMotion LUV-1 series v-carriages. | Stock | 24
LUV-1-640 | SureMotion LUV-1 series guide track, anodized aluminum, 15 x 26 x 640mm. For use with SureMotion LUV-1 series v-carriages. | Stock | 32
LUV-1-800 | SureMotion LUV-1 series guide track, anodized aluminum, 15 x 26 x 800mm. For use with SureMotion LUV-1 series v-carriages. | Stock | 40
LUV-1-960 | SureMotion LUV-1 series guide track, anodized aluminum, 15 x 26 x 960mm. For use with SureMotion LUV-1 series v-carriages. | Stock | 48
LUV-1-1120 | SureMotion LUV-1 series guide track, anodized aluminum, 15 x 26 x 1120mm. For use with SureMotion LUV-1 series v-carriages. | Stock | 56
LUV-1-1280 | SureMotion LUV-1 series guide track, anodized aluminum, 15 x 26 x 1280mm. For use with SureMotion LUV-1 series v-carriages. | Stock | 64
LUV-1-1520 | SureMotion LUV-1 series guide track, anodized aluminum, 15 x 26 x 1520mm. For use with SureMotion LUV-1 series v-carriages. | Stock | 76
LUC-1-3W | SureMotion LUC series crown carriage, single row ball bearing, 3-wheel, end seal, polyacetal/440C stainless steel. For use with SureMotion LUC-1 series guide tracks. | Stock | 154
LUC-1-4W | SureMotion LUC series crown carriage, single row ball bearing, 4-wheel, end seal, polyacetal/440C stainless steel. For use with SureMotion LUC-1 series guide tracks. | Stock | 218
LUC-1-5W | SureMotion LUC series crown carriage, single row ball bearing, 5-wheel, end seal, polyacetal/440C stainless steel. For use with SureMotion LUC-1 series guide tracks. | Stock | 245
LUC-1-480 | SureMotion LUC-1 series guide track, anodized aluminum, 15 x 26 x 480mm. For use with SureMotion LUC-1 series crown carriages. | Stock | 24
LUC-1-640 | SureMotion LUC-1 series guide track, anodized aluminum, 15 x 26 x 640mm. For use with SureMotion LUC-1 series crown carriages. | Stock | 32
LUC-1-800 | SureMotion LUC-1 series guide track, anodized aluminum, 15 x 26 x 800mm. For use with SureMotion LUC-1 series crown carriages. | Stock | 40
LUC-1-960 | SureMotion LUC-1 series guide track, anodized aluminum, 15 x 26 x 960mm. For use with SureMotion LUC-1 series crown carriages. | Stock | 48
LUC-1-1120 | SureMotion LUC-1 series guide track, anodized aluminum, 15 x 26 x 1120mm. For use with SureMotion LUC-1 series crown carriages. | Stock | 56
LUC-1-1280 | SureMotion LUC-1 series guide track, anodized aluminum, 15 x 26 x 1280mm. For use with SureMotion LUC-1 series crown carriages. | Stock | 64
LUC-1-1520 | SureMotion LUC-1 series guide track, anodized aluminum, 15 x 26 x 1520mm. For use with SureMotion LUC-1 series crown carriages. | Stock | 76
LUV-2-3W | SureMotion LUV series v-carriage, single row ball bearing, 3-wheel, end seal, polyacetal/440C stainless steel. For use with SureMotion LUV-2 series guide tracks. | Stock | 164
LUV-2-4W | SureMotion LUV series v-carriage, single row ball bearing, 4-wheel, end seal, polyacetal/440C stainless steel. For use with SureMotion LUV-2 series guide tracks. | Stock | 218
LUV-2-5W | SureMotion LUV series v-carriage, single row ball bearing, 5-wheel, end seal, polyacetal/440C stainless steel. For use with SureMotion LUV-2 series guide tracks. | Stock | 245
LUV-2-480 | SureMotion LUV-2 series guide track, anodized aluminum, 19.74 x 40 x 480mm. For use with SureMotion LUV-2 series v-carriages. | Stock | 35
LUV-2-640 | SureMotion LUV-2 series guide track, anodized aluminum, 19.74 x 40 x 640mm. For use with SureMotion LUV-2 series v-carriages. | Stock | 47
LUV-2-800 | SureMotion LUV-2 series guide track, anodized aluminum, 19.74 x 40 x 800mm. For use with SureMotion LUV-2 series v-carriages. | Stock | 59
LUV-2-960 | SureMotion LUV-2 series guide track, anodized aluminum, 19.74 x 40 x 960mm. For use with SureMotion LUV-2 series v-carriages. | Stock | 70
LUV-2-1120 | SureMotion LUV-2 series guide track, anodized aluminum, 19.74 x 40 x 1120mm. For use with SureMotion LUV-2 series v-carriages. | Stock | 82
LUV-2-1280 | SureMotion LUV-2 series guide track, anodized aluminum, 19.74 x 40 x 1280mm. For use with SureMotion LUV-2 series v-carriages. | Stock | 94
LUV-2-1520 | SureMotion LUV-2 series guide track, anodized aluminum, 19.74 x 40 x 1520mm. For use with SureMotion LUV-2 series v-carriages. | Stock | 111
LUC-2-3W | SureMotion LUC series crown carriage, single row ball bearing, 3-wheel, end seal, polyacetal/440C stainless steel. For use with SureMotion LUC-2 series guide tracks. | Stock | 166
LUC-2-4W | SureMotion LUC series crown carriage, single row ball bearing, 4-wheel, end seal, polyacetal/440C stainless steel. For use with SureMotion LUC-2 series guide tracks. | Stock | 252
LUC-2-5W | SureMotion LUC series crown carriage, single row ball bearing, 5-wheel, end seal, polyacetal/440C stainless steel. For use with SureMotion LUC-2 series guide tracks. | Stock | 271
LUC-2-480 | SureMotion LUC-2 series guide track, anodized aluminum, 19.74 x 40 x 480mm. For use with SureMotion LUC-2 series crown carriages. | Stock | 35
LUC-2-640 | SureMotion LUC-2 series guide track, anodized aluminum, 19.74 x 40 x 640mm. For use with SureMotion LUC-2 series crown carriages. | Stock | 47
LUC-2-800 | SureMotion LUC-2 series guide track, anodized aluminum, 19.74 x 40 x 800mm. For use with SureMotion LUC-2 series crown carriages. | Stock | 59
LUC-2-960 | SureMotion LUC-2 series guide track, anodized aluminum, 19.74 x 40 x 960mm. For use with SureMotion LUC-2 series crown carriages. | Stock | 70
LUC-2-1120 | SureMotion LUC-2 series guide track, anodized aluminum, 19.74 x 40 x 1120mm. For use with SureMotion LUC-2 series crown carriages. | Stock | 82
LUC-2-1280 | SureMotion LUC-2 series guide track, anodized aluminum, 19.74 x 40 x 1280mm. For use with SureMotion LUC-2 series crown carriages. | Stock | 94
LUC-2-1520 | SureMotion LUC-2 series guide track, anodized aluminum, 19.74 x 40 x 1520mm. For use with SureMotion LUC-2 series crown carriages. | Stock | 111
External Carriages and Linear Guides
LVC-20 | SureMotion LVC series v-carriage, double row ball bearing, end seal, anodized aluminum/steel. For use with SureMotion LVR-20 series guide tracks. | Stock | 301
LVR-20-266 | SureMotion LVR-20 series guide track, high carbon steel (HCS), 10 x 20 x 266mm. For use with SureMotion LVC-20 v-carriage. | Stock | 65
LVR-20-536 | SureMotion LVR-20 series guide track, high carbon steel (HCS), 10 x 20 x 536mm. For use with SureMotion LVC-20 v-carriage. | Stock | 133
LVR-20-716 | SureMotion LVR-20 series guide track, high carbon steel (HCS), 10 x 20 x 716mm. For use with SureMotion LVC-20 v-carriage. | Stock | 176
LVR-20-1076 | SureMotion LVR-20 series guide track, high carbon steel (HCS), 10 x 20 x 1076mm. For use with SureMotion LVC-20 v-carriage. | Stock | 263
LVC-25 | SureMotion LVC series v-carriage, double row ball bearing, end seal, anodized aluminum/steel. For use with SureMotion LVR-25 series guide tracks. | Stock | 412
LVR-25-536 | SureMotion LVR-25 series guide track, high carbon steel (HCS), 12.5 x 25 x 536mm. For use with SureMotion LVC-25 v-carriage. | Stock | 147
LVR-25-716 | SureMotion LVR-25 series guide track, high carbon steel (HCS), 12.5 x 25 x 716mm. For use with SureMotion LVC-25 v-carriage. | Stock | 194
LVR-25-1076 | SureMotion LVR-25 series guide track, high carbon steel (HCS), 12.5 x 25 x 1076mm. For use with SureMotion LVC-25 v-carriage. | Stock | 292
LVR-25-1256 | SureMotion LVR-25 series guide track, high carbon steel (HCS), 12.5 x 25 x 1256mm. For use with SureMotion LVC-25 v-carriage. | Stock | 335
LVC-44 | SureMotion LVC series v-carriage, double row ball bearing, end seal, anodized aluminum/steel. For use with SureMotion LVR-44 series guide tracks. | Stock | 471
LVR-44-536 | SureMotion LVR-44 series guide track, high carbon steel (HCS), 16 x 44 x 536mm. For use with SureMotion LVC-44 v-carriage. | Stock | 167
LVR-44-716 | SureMotion LVR-44 series guide track, high carbon steel (HCS), 16 x 44 x 716mm. For use with SureMotion LVC-44 v-carriage. | Stock | 222
LVR-44-1076 | SureMotion LVR-44 series guide track, high carbon steel (HCS), 16 x 44 x 1076mm. For use with SureMotion LVC-44 v-carriage. | Stock | 335
LVR-44-1256 | SureMotion LVR-44 series guide track, high carbon steel (HCS), 16 x 44 x 1256mm. For use with SureMotion LVC-44 v-carriage. | Stock | 390
Guide Tracks with Slides
UGA040-0400-0C1G00-1 | PBC Uni-Glide series guide track, ceramic-coated aluminum, 400 x 52 x 13.8mm. (1) anodized aluminum plain bearing carriage included. | Stock | 148
UGA040-1000-0C1G00-1 | PBC Uni-Glide series guide track, ceramic-coated aluminum, 1000 x 52 x 13.8mm. (1) anodized aluminum plain bearing carriage included. | Stock | 236
UGA040-1500-0C1G00-1 | PBC Uni-Glide series guide track, ceramic-coated aluminum, 1500 x 52 x 13.8mm. (1) anodized aluminum plain bearing carriage included. | Stock | 311
UGA040-2000-0C1G00-1 | PBC Uni-Glide series guide track, ceramic-coated aluminum, 2000 x 52 x 13.8mm. (1) anodized aluminum plain bearing carriage included. | Stock | 385
UGT040-0400-0C1G00-1 | PBC Uni-Glide series guide track, ceramic-coated aluminum, 400 x 52 x 30mm. (1) anodized aluminum plain bearing carriage included. Requires PBC mounting clamp. | Stock | 148
UGT040-1000-0C1G00-1 | PBC Uni-Glide series guide track, ceramic-coated aluminum, 1000 x 52 x 30mm. (1) anodized aluminum plain bearing carriage included. Requires PBC mounting clamp. | Stock | 247
UGT040-1500-0C1G00-1 | PBC Uni-Glide series guide track, ceramic-coated aluminum, 1500 x 52 x 30mm. (1) anodized aluminum plain bearing carriage included. Requires PBC mounting clamp. | Stock | 328
UGT040-2000-0C1G00-1 | PBC Uni-Glide series guide track, ceramic-coated aluminum, 2000 x 52 x 30mm. (1) anodized aluminum plain bearing carriage included. Requires PBC mounting clamp. | Stock | 410
MR07-0100-1 | PBC Mini-Rail series guide track, ceramic-coated aluminum, 100 x 7 x 6.1mm. (1) anodized aluminum plain bearing carriage included. | Stock | 48.5
MR07-0150-1 | PBC Mini-Rail series guide track, ceramic-coated aluminum, 150 x 7 x 6.1mm. (1) anodized aluminum plain bearing carriage included. | Stock | 55
MR09-0100-1 | PBC Mini-Rail series guide track, ceramic-coated aluminum, 100 x 9 x 7.1mm. (1) anodized aluminum plain bearing carriage included. | Stock | 49.5
MR09-0150-1 | PBC Mini-Rail series guide track, ceramic-coated aluminum, 150 x 9 x 7.1mm. (1) anodized aluminum plain bearing carriage included. | Stock | 53
MR12-0100-1 | PBC Mini-Rail series guide track, ceramic-coated aluminum, 100 x 12 x 8mm. (1) anodized aluminum plain bearing carriage included. | Stock | 51
MR12-0150-1 | PBC Mini-Rail series guide track, ceramic-coated aluminum, 150 x 12 x 8mm. (1) anodized aluminum plain bearing carriage included. | Stock | 58
MR12-0200-1 | PBC Mini-Rail series guide track, ceramic-coated aluminum, 200 x 12 x 8mm. (1) anodized aluminum plain bearing carriage included. | Stock | 64
MR15-0150-1 | PBC Mini-Rail series guide track, ceramic-coated aluminum, 150 x 15 x 9.2mm. (1) anodized aluminum plain bearing carriage included. | Stock | 60
MR15-0300-1 | PBC Mini-Rail series guide track, ceramic-coated aluminum, 300 x 15 x 9.2mm. (1) anodized aluminum plain bearing carriage included. | Stock | 80
MR15-0400-1 | PBC Mini-Rail series guide track, ceramic-coated aluminum, 400 x 15 x 9.2mm. (1) anodized aluminum plain bearing carriage included. | Stock | 94
MR20-0250-1 | PBC Mini-Rail series guide track, ceramic-coated aluminum, 250 x 20 x 13.4mm. (1) anodized aluminum plain bearing carriage included. | Stock | 86
MR20-0400-1 | PBC Mini-Rail series guide track, ceramic-coated aluminum, 400 x 20 x 13.4mm. (1) anodized aluminum plain bearing carriage included. | Stock | 108
MR20-0500-1 | PBC Mini-Rail series guide track, ceramic-coated aluminum, 500 x 20 x 13.4mm. (1) anodized aluminum plain bearing carriage included. | Stock | 123
Accessories for Linear Guides and Rail Systems
LVCACC-1 | SureMotion journal adjusting tool, for use with SureMotion LVC-20 v-carriage. | Stock | 19.5
LVCACC-2 | SureMotion journal adjusting tool, for use with SureMotion LVC-25 v-carriage. | Stock | 32.5
LVCACC-3 | SureMotion journal adjusting tool, for use with SureMotion LVC-44 v-carriage. | Stock | 43
LUACC-0 | SureMotion journal adjusting tool, for use with SureMotion LUV-0-3W, LUV-0-4W and LUV-0-5W v-carriages and LUC-0-3W, LUC-0-4W and LUC-0-5W crown carriages. | Stock | 25
LUACC-1 | SureMotion journal adjusting tool, for use with SureMotion LUV-1-3W, LUV-1-4W and LUV-1-5W v-carriages and LUC-1-3W, LUC-1-4W and LUC-1-5W crown carriages. | Stock | 30
LUACC-2 | SureMotion journal adjusting tool, for use with SureMotion LUV-2-3W, LUV-2-4W and LUV-2-5W v-carriages and LUC-2-3W, LUC-2-4W and LUC-2-5W crown carriages. | Stock | 32
UGT040A-TC-1 | PBC mounting clamp, 1 hole. For use with PBC UGT040-xxxx guide tracks. | Stock | 3.5
UGT040A-TC-2 | PBC mounting clamp, 2 holes. For use with PBC UGT040-xxxx guide tracks. | Stock | 6.75
Aluminum Linear Shafts
A-AWUI-08-250 | igus drylin R series supported shaft, 6060/6061 aluminum, 450-550 HV, hard-anodized aluminum, 1/2in diameter, 250mm length. For use with 1/2in drylin R series bearings. | Stock | 21.5
A-AWUI-08-500 | igus drylin R series supported shaft, 6060/6061 aluminum, 450-550 HV, hard-anodized aluminum, 1/2in diameter, 500mm length. For use with 1/2in drylin R series bearings. | Stock | 39.5
A-AWUI-08-1000 | igus drylin R series supported shaft, 6060/6061 aluminum, 450-550 HV, hard-anodized aluminum, 1/2in diameter, 1000mm length. For use with 1/2in drylin R series bearings. | Stock | 78
A-AWUI-12-250 | igus drylin R series supported shaft, 6060/6061 aluminum, 450-550 HV, hard-anodized aluminum, 3/4in diameter, 250mm length. For use with 3/4in drylin R series bearings. | Stock | 28
A-AWUI-12-500 | igus drylin R series supported shaft, 6060/6061 aluminum, 450-550 HV, hard-anodized aluminum, 3/4in diameter, 500mm length. For use with 3/4in drylin R series bearings. | Stock | 57
A-AWUI-12-1000 | igus drylin R series supported shaft, 6060/6061 aluminum, 450-550 HV, hard-anodized aluminum, 3/4in diameter, 1000mm length. For use with 3/4in drylin R series bearings. | Stock | 116
A-AWUI-16-250 | igus drylin R series supported shaft, 6060/6061 aluminum, 450-550 HV, hard-anodized aluminum, 1in diameter, 250mm length. For use with 1in drylin R series bearings. | Stock | 36.5
A-AWUI-16-500 | igus drylin R series supported shaft, 6060/6061 aluminum, 450-550 HV, hard-anodized aluminum, 1in diameter, 500mm length. For use with 1in drylin R series bearings. | Stock | 74
A-AWUI-16-1000 | igus drylin R series supported shaft, 6060/6061 aluminum, 450-550 HV, hard-anodized aluminum, 1in diameter, 1000mm length. For use with 1in drylin R series bearings. | Stock | 151
A-AWI-04-250 | igus drylin R series round shaft, 6060/6061 aluminum, 450-550 HV, hard-anodized aluminum, 1/4in diameter, 250mm length. For use with 1/4in drylin R series, igus igubal E and K series and iglide bearings. | Stock | 11.5
A-AWI-04-500 | igus drylin R series round shaft, 6060/6061 aluminum, 450-550 HV, hard-anodized aluminum, 1/4in diameter, 500mm length. For use with 1/4in drylin R series, igus igubal E and K series and iglide bearings. | Stock | 21
A-AWI-04-1000 | igus drylin R series round shaft, 6060/6061 aluminum, 450-550 HV, hard-anodized aluminum, 1/4in diameter, 1000mm length. For use with 1/4in drylin R series, igus igubal E and K series and iglide bearings. | Stock | 43.5
A-AWI-08-250 | igus drylin R series round shaft, 6060/6061 aluminum, 450-550 HV, hard-anodized aluminum, 1/2in diameter, 250mm length. For use with 1/2in drylin R series, igus igubal E and K series and iglide bearings. | Stock | 14
A-AWI-08-500 | igus drylin R series round shaft, 6060/6061 aluminum, 450-550 HV, hard-anodized aluminum, 1/2in diameter, 500mm length. For use with 1/2in drylin R series, igus igubal E and K series and iglide bearings. | Stock | 28
A-AWI-08-1000 | igus drylin R series round shaft, 6060/6061 aluminum, 450-550 HV, hard-anodized aluminum, 1/2in diameter, 1000mm length. For use with 1/2in drylin R series, igus igubal E and K series and iglide bearings. | Stock | 56
A-AWI-12-250 | igus drylin R series round shaft, 6060/6061 aluminum, 450-550 HV, hard-anodized aluminum, 3/4in diameter, 250mm length. For use with 3/4in drylin R series, igus igubal E and K series and iglide bearings. | Stock | 18
A-AWI-12-500 | igus drylin R series round shaft, 6060/6061 aluminum, 450-550 HV, hard-anodized aluminum, 3/4in diameter, 500mm length. For use with 3/4in drylin R series, igus igubal E and K series and iglide bearings. | Stock | 36
A-AWI-12-1000 | igus drylin R series round shaft, 6060/6061 aluminum, 450-550 HV, hard-anodized aluminum, 3/4in diameter, 1000mm length. For use with 3/4in drylin R series, igus igubal E and K series and iglide bearings. | Stock | 69
A-AWI-16-250 | igus drylin R series round shaft, 6060/6061 aluminum, 450-550 HV, hard-anodized aluminum, 1in diameter, 250mm length. For use with 1in drylin R series, igus igubal E and K series and iglide bearings. | Stock | 26
A-AWI-16-500 | igus drylin R series round shaft, 6060/6061 aluminum, 450-550 HV, hard-anodized aluminum, 1in diameter, 500mm length. For use with 1in drylin R series, igus igubal E and K series and iglide bearings. | Stock | 51
A-AWI-16-1000 | igus drylin R series round shaft, 6060/6061 aluminum, 450-550 HV, hard-anodized aluminum, 1in diameter, 1000mm length. For use with 1in drylin R series, igus igubal E and K series and iglide bearings. | Stock | 103
Linear Precision Ground Shafts
NIL04-006.000-SL | PBC Simplicity 60 Plus series linear precision ground round shaft, 1060 steel, RC60-65, 8-12Ra, 1/4in diameter, 6in length. For use with 1/4in PBC bearings. | Stock | 4.75
NIL04-012.000-SL | PBC Simplicity 60 Plus series linear precision ground round shaft, 1060 steel, RC60-65, 8-12Ra, 1/4in diameter, 12in length. For use with 1/4in PBC bearings. | Stock | 9.25
NIL06-006.000-SL | PBC Simplicity 60 Plus series linear precision ground round shaft, 1060 steel, RC60-65, 8-12Ra, 3/8in diameter, 6in length. For use with 3/8in PBC bearings. | Stock | 5.25
NIL06-012.000-SL | PBC Simplicity 60 Plus series linear precision ground round shaft, 1060 steel, RC60-65, 8-12Ra, 3/8in diameter, 12in length. For use with 3/8in PBC bearings. | Stock | 10.5
NIL06-018.000-SL | PBC Simplicity 60 Plus series linear precision ground round shaft, 1060 steel, RC60-65, 8-12Ra, 3/8in diameter, 18in length. For use with 3/8in PBC bearings. | Stock | 15.5
NIL08-012.000-SL | PBC Simplicity 60 Plus series linear precision ground round shaft, 1060 steel, RC60-65, 8-12Ra, 1/2in diameter, 12in length. For use with 1/2in PBC bearings. | Stock | 11
NIL08-024.000-SL | PBC Simplicity 60 Plus series linear precision ground round shaft, 1060 steel, RC60-65, 8-12Ra, 1/2in diameter, 24in length. For use with 1/2in PBC bearings. | Stock | 21.5
NIL08-036.000-SL | PBC Simplicity 60 Plus series linear precision ground round shaft, 1060 steel, RC60-65, 8-12Ra, 1/2in diameter, 36in length. For use with 1/2in PBC bearings. | Stock | 33
NIL10-012.000-SL | PBC Simplicity 60 Plus series linear precision ground round shaft, 1060 steel, RC60-65, 8-12Ra, 5/8in diameter, 12in length. For use with 5/8in PBC bearings. | Stock | 13.5
NIL10-024.000-SL | PBC Simplicity 60 Plus series linear precision ground round shaft, 1060 steel, RC60-65, 8-12Ra, 5/8in diameter, 24in length. For use with 5/8in PBC bearings. | Stock | 27
NIL10-036.000-SL | PBC Simplicity 60 Plus series linear precision ground round shaft, 1060 steel, RC60-65, 8-12Ra, 5/8in diameter, 36in length. For use with 5/8in PBC bearings. | Stock | 40.5
NIL12-012.000-SL | PBC Simplicity 60 Plus series linear precision ground round shaft, 1060 steel, RC60-65, 8-12Ra, 3/4in diameter, 12in length. For use with 3/4in PBC bearings. | Stock | 17.5
NIL12-024.000-SL | PBC Simplicity 60 Plus series linear precision ground round shaft, 1060 steel, RC60-65, 8-12Ra, 3/4in diameter, 24in length. For use with 3/4in PBC bearings. | Stock | 35
NIL12-036.000-SL | PBC Simplicity 60 Plus series linear precision ground round shaft, 1060 steel, RC60-65, 8-12Ra, 3/4in diameter, 36in length. For use with 3/4in PBC bearings. | Stock | 53
NIL16-012.000-SL | PBC Simplicity 60 Plus series linear precision ground round shaft, 1060 steel, RC60-65, 8-12Ra, 1in diameter, 12in length. For use with 1in PBC bearings. | Stock | 24
NIL16-024.000-SL | PBC Simplicity 60 Plus series linear precision ground round shaft, 1060 steel, RC60-65, 8-12Ra, 1in diameter, 24in length. For use with 1in PBC bearings. | Stock | 47.5
NIL16-036.000-SL | PBC Simplicity 60 Plus series linear precision ground round shaft, 1060 steel, RC60-65, 8-12Ra, 1in diameter, 36in length. For use with 1in PBC bearings. | Stock | 70
NIL20-012.000-SL | PBC Simplicity 60 Plus series linear precision ground round shaft, 1060 steel, RC60-65, 8-12Ra, 1-1/4in diameter, 12in length. For use with 1-1/4in PBC bearings. | Stock | 30
NIL20-024.000-SL | PBC Simplicity 60 Plus series linear precision ground round shaft, 1060 steel, RC60-65, 8-12Ra, 1-1/4in diameter, 24in length. For use with 1-1/4in PBC bearings. | Stock | 60
NIL20-036.000-SL | PBC Simplicity 60 Plus series linear precision ground round shaft, 1060 steel, RC60-65, 8-12Ra, 1-1/4in diameter, 36in length. For use with 1-1/4in PBC bearings. | Stock | 91
NIL06SS-006.000-SL | PBC Simplicity 60 Plus series linear precision ground round shaft, 440C stainless steel, RC50-55, 8-12Ra, 3/8in diameter, 6in length. For use with 3/8in PBC bearings. | Stock | 13.5
NIL06SS-012.000-SL | PBC Simplicity 60 Plus series linear precision ground round shaft, 440C stainless steel, RC50-55, 8-12Ra, 3/8in diameter, 12in length. For use with 3/8in PBC bearings. | Stock | 27.5
NIL08SS-012.000-SL | PBC Simplicity 60 Plus series linear precision ground round shaft, 440C stainless steel, RC50-55, 8-12Ra, 1/2in diameter, 12in length. For use with 1/2in PBC bearings. | Stock | 26
NIL08SS-024.000-SL | PBC Simplicity 60 Plus series linear precision ground round shaft, 440C stainless steel, RC50-55, 8-12Ra, 1/2in diameter, 24in length. For use with 1/2in PBC bearings. | Stock | 52
NIL08SS-036.000-SL | PBC Simplicity 60 Plus series linear precision ground round shaft, 440C stainless steel, RC50-55, 8-12Ra, 1/2in diameter, 36in length. For use with 1/2in PBC bearings. | Stock | 77
NIL10SS-012.000-SL | PBC Simplicity 60 Plus series linear precision ground round shaft, 440C stainless steel, RC50-55, 8-12Ra, 5/8in diameter, 12in length. For use with 5/8in PBC bearings. | Stock | 33
NIL10SS-024.000-SL | PBC Simplicity 60 Plus series linear precision ground round shaft, 440C stainless steel, RC50-55, 8-12Ra, 5/8in diameter, 24in length. For use with 5/8in PBC bearings. | Stock | 66
NIL10SS-036.000-SL | PBC Simplicity 60 Plus series linear precision ground round shaft, 440C stainless steel, RC50-55, 8-12Ra, 5/8in diameter, 36in length. For use with 5/8in PBC bearings. | Stock | 100
NIL12SS-012.000-SL | PBC Simplicity 60 Plus series linear precision ground round shaft, 440C stainless steel, RC50-55, 8-12Ra, 3/4in diameter, 12in length. For use with 3/4in PBC bearings. | Stock | 36.5
NIL12SS-024.000-SL | PBC Simplicity 60 Plus series linear precision ground round shaft, 440C stainless steel, RC50-55, 8-12Ra, 3/4in diameter, 24in length. For use with 3/4in PBC bearings. | Stock | 73
NIL12SS-036.000-SL | PBC Simplicity 60 Plus series linear precision ground round shaft, 440C stainless steel, RC50-55, 8-12Ra, 3/4in diameter, 36in length. For use with 3/4in PBC bearings. | Stock | 110
NIL16SS-012.000-SL | PBC Simplicity 60 Plus series linear precision ground round shaft, 440C stainless steel, RC50-55, 8-12Ra, 1in diameter, 12in length. For use with 1in PBC bearings. | Stock | 52
NIL16SS-024.000-SL | PBC Simplicity 60 Plus series linear precision ground round shaft, 440C stainless steel, RC50-55, 8-12Ra, 1in diameter, 24in length. For use with 1in PBC bearings. | Stock | 103
NIL16SS-036.000-SL | PBC Simplicity 60 Plus series linear precision ground round shaft, 440C stainless steel, RC50-55, 8-12Ra, 1in diameter, 36in length. For use with 1in PBC bearings. | Stock | 155
NIL20SS-012.000-SL | PBC Simplicity 60 Plus series linear precision ground round shaft, 440C stainless steel, RC50-55, 8-12Ra, 1-1/4in diameter, 12in length. For use with 1-1/4in PBC bearings. | Stock | 57
NIL20SS-024.000-SL | PBC Simplicity 60 Plus series linear precision ground round shaft, 440C stainless steel, RC50-55, 8-12Ra, 1-1/4in diameter, 24in length. For use with 1-1/4in PBC bearings. | Stock | 113
NIL20SS-036.000-SL | PBC Simplicity 60 Plus series linear precision ground round shaft, 440C stainless steel, RC50-55, 8-12Ra, 1-1/4in diameter, 36in length. For use with 1-1/4in PBC bearings. | Stock | 170
SRA08-012.000-SL | PBC Simplicity 60 Plus series linear precision ground supported shaft, 1060 steel, RC60-65, 8-12Ra, 1/2in diameter, 12in length. For use with 1/2in PBC bearings. | Stock | 103
SRA08-024.000-SL | PBC Simplicity 60 Plus series linear precision ground supported shaft, 1060 steel, RC60-65, 8-12Ra, 1/2in diameter, 24in length. For use with 1/2in PBC bearings. | Stock | 206
SRA08-036.000-SL | PBC Simplicity 60 Plus series linear precision ground supported shaft, 1060 steel, RC60-65, 8-12Ra, 1/2in diameter, 36in length. For use with 1/2in PBC bearings. | Stock | 311
SRA10-012.000-SL | PBC Simplicity 60 Plus series linear precision ground supported shaft, 1060 steel, RC60-65, 8-12Ra, 5/8in diameter, 12in length. For use with 5/8in PBC bearings. | Stock | 115
SRA10-024.000-SL | PBC Simplicity 60 Plus series linear precision ground supported shaft, 1060 steel, RC60-65, 8-12Ra, 5/8in diameter, 24in length. For use with 5/8in PBC bearings. | Stock | 228
SRA10-036.000-SL | PBC Simplicity 60 Plus series linear precision ground supported shaft, 1060 steel, RC60-65, 8-12Ra, 5/8in diameter, 36in length. For use with 5/8in PBC bearings. | Stock | 341
SRA12-012.000-SL | PBC Simplicity 60 Plus series linear precision ground supported shaft, 1060 steel, RC60-65, 8-12Ra, 3/4in diameter, 12in length. For use with 3/4in PBC bearings. | Stock | 124
SRA12-024.000-SL | PBC Simplicity 60 Plus series linear precision ground supported shaft, 1060 steel, RC60-65, 8-12Ra, 3/4in diameter, 24in length. For use with 3/4in PBC bearings. | Stock | 246
SRA12-036.000-SL | PBC Simplicity 60 Plus series linear precision ground supported shaft, 1060 steel, RC60-65, 8-12Ra, 3/4in diameter, 36in length. For use with 3/4in PBC bearings. | Stock | 372
SRA16-012.000-SL | PBC Simplicity 60 Plus series linear precision ground supported shaft, 1060 steel, RC60-65, 8-12Ra, 1in diameter, 12in length. For use with 1in PBC bearings. | Stock | 158
SRA16-024.000-SL | PBC Simplicity 60 Plus series linear precision ground supported shaft, 1060 steel, RC60-65, 8-12Ra, 1in diameter, 24in length. For use with 1in PBC bearings. | Stock | 315
SRA16-036.000-SL | PBC Simplicity 60 Plus series linear precision ground supported shaft, 1060 steel, RC60-65, 8-12Ra, 1in diameter, 36in length. For use with 1in PBC bearings. | Stock | 475
SRA20-012.000-SL | PBC Simplicity 60 Plus series linear precision ground supported shaft, 1060 steel, RC60-65, 8-12Ra, 1-1/4in diameter, 12in length. For use with 1-1/4in PBC bearings. | Stock | 177
SRA20-024.000-SL | PBC Simplicity 60 Plus series linear precision ground supported shaft, 1060 steel, RC60-65, 8-12Ra, 1-1/4in diameter, 24in length. For use with 1-1/4in PBC bearings. | Stock | 351
SRA20-036.000-SL | PBC Simplicity 60 Plus series linear precision ground supported shaft, 1060 steel, RC60-65, 8-12Ra, 1-1/4in diameter, 36in length. For use with 1-1/4in PBC bearings. | Stock | 526
SRA08SS-012.000-SL | PBC Simplicity 60 Plus series linear precision ground supported shaft, 440C stainless steel, RC50-55, 8-12Ra, 1/2in diameter, 12in length. For use with 1/2in PBC bearings. | Stock | 160
SRA08SS-024.000-SL | PBC Simplicity 60 Plus series linear precision ground supported shaft, 440C stainless steel, RC50-55, 8-12Ra, 1/2in diameter, 24in length. For use with 1/2in PBC bearings. | Stock | 320
SRA08SS-036.000-SL | PBC Simplicity 60 Plus series linear precision ground supported shaft, 440C stainless steel, RC50-55, 8-12Ra, 1/2in diameter, 36in length. For use with 1/2in PBC bearings. | Stock | 480
SRA10SS-012.000-SL | PBC Simplicity 60 Plus series linear precision ground supported shaft, 440C stainless steel, RC50-55, 8-12Ra, 5/8in diameter, 12in length. For use with 5/8in PBC bearings. | Stock | 160
SRA10SS-024.000-SL | PBC Simplicity 60 Plus series linear precision ground supported shaft, 440C stainless steel, RC50-55, 8-12Ra, 5/8in diameter, 24in length. For use with 5/8in PBC bearings. | Stock | 320
SRA10SS-036.000-SL | PBC Simplicity 60 Plus series linear precision ground supported shaft, 440C stainless steel, RC50-55, 8-12Ra, 5/8in diameter, 36in length. For use with 5/8in PBC bearings. | Stock | 480
SRA12SS-012.000-SL | PBC Simplicity 60 Plus series linear precision ground supported shaft, 440C stainless steel, RC50-55, 8-12Ra, 3/4in diameter, 12in length. For use with 3/4in PBC bearings. | Stock | 191
SRA12SS-024.000-SL | PBC Simplicity 60 Plus series linear precision ground supported shaft, 440C stainless steel, RC50-55, 8-12Ra, 3/4in diameter, 24in length. For use with 3/4in PBC bearings. | Stock | 382
SRA12SS-036.000-SL | PBC Simplicity 60 Plus series linear precision ground supported shaft, 440C stainless steel, RC50-55, 8-12Ra, 3/4in diameter, 36in length. For use with 3/4in PBC bearings. | Stock | 568
SRA16SS-012.000-SL | PBC Simplicity 60 Plus series linear precision ground supported shaft, 440C stainless steel, RC50-55, 8-12Ra, 1in diameter, 12in length. For use with 1in PBC bearings. | Stock | 215
SRA16SS-024.000-SL | PBC Simplicity 60 Plus series linear precision ground supported shaft, 440C stainless steel, RC50-55, 8-12Ra, 1in diameter, 24in length. For use with 1in PBC bearings. | Stock | 423
SRA16SS-036.000-SL | PBC Simplicity 60 Plus series linear precision ground supported shaft, 440C stainless steel, RC50-55, 8-12Ra, 1in diameter, 36in length. For use with 1in PBC bearings. | Stock | 634
SRA20SS-012.000-SL | PBC Simplicity 60 Plus series linear precision ground supported shaft, 440C stainless steel, RC50-55, 8-12Ra, 1-1/4in diameter, 12in length. For use with 1-1/4in PBC bearings. | Stock | 294
SRA20SS-024.000-SL | PBC Simplicity 60 Plus series linear precision ground supported shaft, 440C stainless steel, RC50-55, 8-12Ra, 1-1/4in diameter, 24in length. For use with 1-1/4in PBC bearings. | Stock | 589
SRA20SS-036.000-SL | PBC Simplicity 60 Plus series linear precision ground supported shaft, 440C stainless steel, RC50-55, 8-12Ra, 1-1/4in diameter, 36in length. For use with 1-1/4in PBC bearings. | Stock | 878
Aluminum Linear Bearings
A-RJZI-01-04 | igus drylin R series closed plain bearing, type J polymer, 1/4in inside diameter, 3/4in overall length, anodized aluminum housing, fixed. | Stock | 11
A-RJUI-01-08 | igus drylin R series closed plain bearing, type J polymer, 1/2in inside diameter, 1-1/4in overall length, anodized aluminum housing, fixed. | Stock | 13
A-RJUI-01-12 | igus drylin R series closed plain bearing, type J polymer, 3/4in inside diameter, 1-5/8in overall length, anodized aluminum housing, fixed. | Stock | 15.5
A-RJUI-01-16 | igus drylin R series closed plain bearing, type J polymer, 1in inside diameter, 2-1/4in overall length, anodized aluminum housing, fixed. | Stock | 24
A-RJI-01-08 | igus drylin R series closed plain bearing, type J polymer, 1/2in inside diameter, 1-1/4in overall length, type J polymer housing, fixed. | Stock | 7.75
A-RJI-01-12 | igus drylin R series closed plain bearing, type J polymer, 3/4in inside diameter, 1-5/8in overall length, type J polymer housing, fixed. | Stock | 8.25
A-RJI-01-16 | igus drylin R series closed plain bearing, type J polymer, 1in inside diameter, 2-1/4in overall length, type J polymer housing, fixed. | Stock | 12
A-OJUI-01-08 | igus drylin R series open plain bearing, type J polymer, 1/2in inside diameter, 1-1/4in overall length, anodized aluminum housing, fixed. | Stock | 17
A-OJUI-01-12 | igus drylin R series open plain bearing, type J polymer, 3/4in inside diameter, 1-5/8in overall length, anodized aluminum housing, fixed. | Stock | 19.5
A-OJUI-01-16 | igus drylin R series open plain bearing, type J polymer, 1in inside diameter, 2-1/4in overall length, anodized aluminum housing, fixed. | Stock | 25
A-RJUI-03-08 | igus drylin R series closed plain bearing, type J polymer, 1/2in inside diameter, 1-1/4in overall length, anodized aluminum housing, self-aligning. | Stock | 13.5
A-RJUI-03-12 | igus drylin R series closed plain bearing, type J polymer, 3/4in inside diameter, 1-5/8in overall length, anodized aluminum housing, self-aligning. | Stock | 15.5
A-RJUI-03-16 | igus drylin R series closed plain bearing, type J polymer, 1in inside diameter, 2-1/4in overall length, anodized aluminum housing, self-aligning. | Stock | 25
A-OJUI-03-08 | igus drylin R series open plain bearing, type J polymer, 1/2in inside diameter, 1-1/4in overall length, anodized aluminum housing, self-aligning. | Stock | 13.5
A-OJUI-03-12 | igus drylin R series open plain bearing, type J polymer, 3/4in inside diameter, 1-5/8in overall length, anodized aluminum housing, self-aligning. | Stock | 16.5
A-OJUI-03-16 | igus drylin R series open plain bearing, type J polymer, 1in inside diameter, 2-1/4in overall length, anodized aluminum housing, self-aligning. | Stock | 25
A-FJUI-11-08 | igus drylin R series 4-bolt flange pillow block plain bearing, type J polymer, 1/2in inside diameter, 1-11/16in overall length, anodized aluminum housing, fixed, 1-5/8 x 1-5/8in flange. | Stock | 49
A-FJUI-11-12 | igus drylin R series 4-bolt flange pillow block plain bearing, type J polymer, 3/4in inside diameter, 2-1/16in overall length, anodized aluminum housing, fixed, 2-3/8 x 2-3/8in flange. | Stock | 59
A-FJUI-11-16 | igus drylin R series 4-bolt flange pillow block plain bearing, type J polymer, 1in inside diameter, 2-13/16in overall length, anodized aluminum housing, fixed, 2-3/4 x 2-3/4in flange. | Stock | 98
A-FJUI-13-08 | igus drylin R series 4-bolt flange pillow block plain bearing, type J polymer, 1/2in inside diameter, 1-11/16in overall length, anodized aluminum housing, self-aligning, 1-5/8 x 1-5/8in flange. | Stock | 49
A-FJUI-13-12 | igus drylin R series 4-bolt flange pillow block plain bearing, type J polymer, 3/4in inside diameter, 2-1/16in overall length, anodized aluminum housing, self-aligning, 2-3/8 x 2-3/8in flange. | Stock | 59
A-FJUI-13-16 | igus drylin R series 4-bolt flange pillow block plain bearing, type J polymer, 1in inside diameter, 2-13/16in overall length, anodized aluminum housing, self-aligning, 2-3/4 x 2-3/4in flange. | Stock | 99
A-KBRI-04 | igus igubal K series rod end mounted spherical bearing, type L280 polymer, 1/4in inside diameter, 0.365in width, igumid G polymer housing, self-aligning, 1/4-28 UNF female. Package of 4. | Stock | 14.5
A-KBRI-08 | igus igubal K series rod end mounted spherical bearing, type L280 polymer, 1/2in inside diameter, 0.625in width, igumid G polymer housing, self-aligning, 1/2-20 UNF female. Package of 2. | Stock | 19.5
A-KBRI-12 | igus igubal K series rod end mounted spherical bearing, type L280 polymer, 3/4in inside diameter, 0.875in width, igumid G polymer housing, self-aligning, 3/4-16 UNF female. | Stock | 33.5
A-KBRI-16 | igus igubal K series rod end mounted spherical bearing, type L280 polymer, 1in inside diameter, 1.375in width, igumid G polymer housing, self-aligning, 1-12 UNF female. | Stock | 53
A-KARI-04 | igus igubal K series rod end mounted spherical bearing, type L280 polymer, 1/4in inside diameter, 0.365in width, igumid G polymer housing, self-aligning, 1/4-28 UNF male. Package of 4. | Stock | 12.5
A-KARI-08 | igus igubal K series rod end mounted spherical bearing, type L280 polymer, 1/2in inside diameter, 0.625in width, igumid G polymer housing, self-aligning, 1/2-20 UNF male. Package of 2. | Stock | 18
A-KARI-12 | igus igubal K series rod end mounted spherical bearing, type L280 polymer, 3/4in inside diameter, 0.875in width, igumid G polymer housing, self-aligning, 3/4-16 UNF male. | Stock | 25
A-KARI-16 | igus igubal K series rod end mounted spherical bearing, type L280 polymer, 1in inside diameter, 1.375in width, igumid G polymer housing, self-aligning, 1-12 UNF male. | Stock | 67
A-EFOI-04 | igus igubal E series 2-bolt flange mounted spherical bearing, type L280 polymer, 1/4in inside diameter, igumid G polymer housing, self-aligning. Package of 4. | Stock | 16
A-EFOI-08 | igus igubal E series 2-bolt flange mounted spherical bearing, type L280 polymer, 1/2in inside diameter, igumid G polymer housing, self-aligning. Package of 2. | Stock | 20.5
A-EFOI-12 | igus igubal E series 2-bolt flange mounted spherical bearing, type L280 polymer, 3/4in inside diameter, igumid G polymer housing, self-aligning. | Stock | 33.5
A-EFOI-16 | igus igubal E series 2-bolt flange mounted spherical bearing, type L280 polymer, 1in inside diameter, igumid G polymer housing, self-aligning. | Stock | 43
A-KSTI-04 | igus igubal K series pillow block mounted spherical bearing, type L280 polymer, 1/4in inside diameter, igumid G polymer housing, self-aligning. Package of 4. | Stock | 7.5
A-KSTI-08 | igus igubal K series pillow block mounted spherical bearing, type L280 polymer, 1/2in inside diameter, igumid G polymer housing, self-aligning. Package of 2. | Stock | 15
A-KSTI-12 | igus igubal K series pillow block mounted spherical bearing, type L280 polymer, 3/4in inside diameter, igumid G polymer housing, self-aligning. | Stock | 13
A-KSTI-16 | igus igubal K series pillow block mounted spherical bearing, type L280 polymer, 1in inside diameter, igumid G polymer housing, self-aligning. | Stock | 35.5
A-EFSI-04 | igus igubal E series 4-bolt flange mounted spherical bearing, type L280 polymer, 1/4in inside diameter, igumid G polymer housing, self-aligning. Package of 4. | Stock | 17
A-EFSI-08 | igus igubal E series 4-bolt flange mounted spherical bearing, type L280 polymer, 1/2in inside diameter, igumid G polymer housing, self-aligning. Package of 2. | Stock | 25
A-EFSI-12 | igus igubal E series 4-bolt flange mounted spherical bearing, type L280 polymer, 3/4in inside diameter, igumid G polymer housing, self-aligning. | Stock | 31.5
A-EFSI-16 | igus igubal E series 4-bolt flange mounted spherical bearing, type L280 polymer, 1in inside diameter, igumid G polymer housing, self-aligning. | Stock | 38
A-JSI-0406-04 | igus iglide series closed plain bearing, type J polymer, 1/4in inside diameter, 3/8in outside diameter, 1/4in overall length. Package of 10. For use with 1/4in diameter drylin R series shafts. | Stock | 4.25
A-JSI-0810-08 | igus iglide series closed plain bearing, type J polymer, 1/2in inside diameter, 5/8in outside diameter, 1/2in overall length. Package of 10. For use with 1/2in diameter drylin R series shafts. | Stock | 5.5
A-JSI-1214-12 | igus iglide series closed plain bearing, type J polymer, 3/4in inside diameter, 7/8in outside diameter, 3/4in overall length. Package of 5. For use with 3/4in diameter drylin R series shafts. | Stock | 10
A-JSI-1618-16 | igus iglide series closed plain bearing, type J polymer, 1in inside diameter, 1-1/8in outside diameter, 1in overall length. Package of 2. For use with 1in diameter drylin R series shafts. | Stock | 16.5
A-JFI-0406-04 | igus iglide series closed plain bearing, type J polymer, 1/4in inside diameter, 3/8in outside diameter, 1/4in overall length, 9/16in diameter flange. Package of 10. For use with 1/4in diameter drylin R series shafts. | Stock | 4
A-JFI-0810-08 | igus iglide series closed plain bearing, type J polymer, 1/2in inside diameter, 5/8in outside diameter, 1/2in overall length, 7/8in diameter flange. Package of 10. For use with 1/2in diameter drylin R series shafts. | Stock | 7.5
A-JFI-1214-12 | igus iglide series closed plain bearing, type J polymer, 3/4in inside diameter, 7/8in outside diameter, 3/4in overall length, 1-1/8in diameter flange. Package of 5. For use with 3/4in diameter drylin R series shafts. | Stock | 14.5
A-JFI-1618-16 | igus iglide series closed plain bearing, type J polymer, 1in inside diameter, 1-1/8in outside diameter, 1in overall length, 1-3/8in diameter flange. Package of 2. For use with 1in diameter drylin R series shafts. | Stock | 17
A-GSI-0405-04 | igus iglide series closed plain bearing, type G300 polymer, 1/4in inside diameter, 5/16in outside diameter, 1/4in overall length. Package of 10. For use with 1/4in diameter drylin R series shafts. | Stock | 4
A-GSI-0809-08 | igus iglide series closed plain bearing, type G300 polymer, 1/2in inside diameter, 9/16in outside diameter, 1/2in overall length. Package of 10. For use with 1/2in diameter drylin R series shafts. | Stock | 4.5
A-GSI-1214-12 | igus iglide series closed plain bearing, type G300 polymer, 3/4in inside diameter, 7/8in outside diameter, 3/4in overall length. Package of 5. For use with 3/4in diameter drylin R series shafts. | Stock | 13.5
A-GSI-1618-16 | igus iglide series closed plain bearing, type G300 polymer, 1in inside diameter, 1-1/8in outside diameter, 1in overall length. Package of 2. For use with 1in diameter drylin R series shafts. | Stock | 19.5
A-GFI-0405-04 | igus iglide series closed plain bearing, type G300 polymer, 1/4in inside diameter, 5/16in outside diameter, 1/4in overall length, 1/2in diameter flange. Package of 10. For use with 1/4in diameter drylin R series shafts. | Stock | 16.5
A-GFI-0809-08 | igus iglide series closed plain bearing, type G300 polymer, 1/2in inside diameter, 9/16in outside diameter, 1/2in overall length, 7/8in diameter flange. Package of 10. For use with 1/2in diameter drylin R series shafts. | Stock | 3.75
A-GFI-1214-12 | igus iglide series closed plain bearing, type G300 polymer, 3/4in inside diameter, 7/8in outside diameter, 3/4in overall length, 1-1/8in diameter flange. Package of 5. For use with 3/4in diameter drylin R series shafts. | Stock | 16.5
A-GFI-1618-16 | igus iglide series closed plain bearing, type G300 polymer, 1in inside diameter, 1-1/8in outside diameter, 1in overall length, 1-3/8in diameter flange. Package of 2. For use with 1in diameter drylin R series shafts. | Stock | 19
A-TSI-0405-04 | igus iglide series closed plain bearing, type T500 polymer, 1/4in inside diameter, 5/16in outside diameter, 1/4in overall length. Package of 5. For use with 1/4in diameter drylin R series shafts. | Stock | 16.5
A-TSI-0809-08 | igus iglide series closed plain bearing, type T500 polymer, 1/2in inside diameter, 9/16in outside diameter, 1/2in overall length. Package of 5. For use with 1/2in diameter drylin R series shafts. | Stock | 18
A-TSI-1214-12 | igus iglide series closed plain bearing, type T500 polymer, 3/4in inside diameter, 7/8in outside diameter, 3/4in overall length. Package of 2. For use with 3/4in diameter drylin R series shafts. | Stock | 30.5
A-TSI-1618-16 | igus iglide series closed plain bearing, type T500 polymer, 1in inside diameter, 1-1/8in outside diameter, 1in overall length. Package of 2. For use with 1in diameter drylin R series shafts. | Stock | 41.5
A-TFI-0405-04 | igus iglide series closed plain bearing, type T500 polymer, 1/4in inside diameter, 5/16in outside diameter, 1/4in overall length, 1/2in diameter flange. Package of 5. For use with 1/4in diameter drylin R series shafts. | Stock | 15.5
A-TFI-0809-08 | igus iglide series closed plain bearing, type T500 polymer, 1/2in inside diameter, 9/16in outside diameter, 1/2in overall length, 7/8in diameter flange. Package of 5. For use with 1/2in diameter drylin R series shafts. | Stock | 28.5
A-TFI-1214-12 | igus iglide series closed plain bearing, type T500 polymer, 3/4in inside diameter, 7/8in outside diameter, 3/4in overall length, 1-1/8in diameter flange. Package of 2. For use with 3/4in diameter drylin R series shafts. | Stock | 33.5
A-TFI-1618-16 | igus iglide series closed plain bearing, type T500 polymer, 1in inside diameter, 1-1/8in outside diameter, 1in overall length, 1-3/8in diameter flange. Package of 2. For use with 1in diameter drylin R series shafts. | Stock | 44.5
Linear Shaft Bearings
FL04 | PBC Simplicity series closed plain bearing, PTFE, 1/4in inside diameter, 1/2in outside diameter, 3/4in overall length, 0.0005in running clearance. For use with 1/4in diameter PBC shafts. | Stock | 19.5
FL06 | PBC Simplicity series closed plain bearing, PTFE, 3/8in inside diameter, 5/8in outside diameter, 7/8in overall length, 0.0005in running clearance. For use with 3/8in diameter PBC shafts. | Stock | 21.5
FL08 | PBC Simplicity series closed plain bearing, PTFE, 1/2in inside diameter, 7/8in outside diameter, 1-1/4in overall length, 0.0005in running clearance. For use with 1/2in diameter PBC shafts. | Stock | 22.5
FL10 | PBC Simplicity series closed plain bearing, PTFE, 5/8in inside diameter, 1-1/8in outside diameter, 1-1/2in overall length, 0.0005in running clearance. For use with 5/8in diameter PBC shafts. | Stock | 25.5
FL12 | PBC Simplicity series closed plain bearing, PTFE, 3/4in inside diameter, 1-1/4in outside diameter, 1-5/8in overall length, 0.0005in running clearance. For use with 3/4in diameter PBC shafts. | Stock | 26
FL16 | PBC Simplicity series closed plain bearing, PTFE, 1in inside diameter, 1-9/16in outside diameter, 2-1/4in overall length, 0.0005in running clearance. For use with 1in diameter PBC shafts. | Stock | 47.5
FL20 | PBC Simplicity series closed plain bearing, PTFE, 1-1/4in inside diameter, 2in outside diameter, 2-5/8in overall length, 0.0005in running clearance. For use with 1-1/4in diameter PBC shafts. | Stock | 80
FLC04 | PBC Simplicity series closed plain bearing, PTFE, 1/4in inside diameter, 1/2in outside diameter, 3/4in overall length, 0.0015in running clearance. For use with 1/4in diameter PBC shafts. | Stock | 19.5
FLC06 | PBC Simplicity series closed plain bearing, PTFE, 3/8in inside diameter, 5/8in outside diameter, 7/8in overall length, 0.0015in running clearance. For use with 3/8in diameter PBC shafts. | Stock | 21.5
FLC08 | PBC Simplicity series closed plain bearing, PTFE, 1/2in inside diameter, 7/8in outside diameter, 1-1/4in overall length, 0.0015in running clearance. For use with 1/2in diameter PBC shafts. | Stock | 22.5
FLC10 | PBC Simplicity series closed plain bearing, PTFE, 5/8in inside diameter, 1-1/8in outside diameter, 1-1/2in overall length, 0.0015in running clearance. For use with 5/8in diameter PBC shafts. | Stock | 25.5
FLC12 | PBC Simplicity series closed plain bearing, PTFE, 3/4in inside diameter, 1-1/4in outside diameter, 1-5/8in overall length, 0.0015in running clearance. For use with 3/4in diameter PBC shafts. | Stock | 26
FLC16 | PBC Simplicity series closed plain bearing, PTFE, 1in inside diameter, 1-9/16in outside diameter, 2-1/4in overall length, 0.0015in running clearance. For use with 1in diameter PBC shafts. | Stock | 47.5
FLC20 | PBC Simplicity series closed plain bearing, PTFE, 1-1/4in inside diameter, 2in outside diameter, 2-5/8in overall length, 0.0015in running clearance. For use with 1-1/4in diameter PBC shafts. | Stock | 80
P04 | PBC Simplicity series single pillow block, plain bearing, 1.19in overall length, PTFE, 1/4in inside diameter, aluminum housing, 0.0005in running clearance. For use with 1/4in diameter PBC shafts. | Stock | 55
P06 | PBC Simplicity series single pillow block, plain bearing, 1.31in overall length, PTFE, 3/8in inside diameter, aluminum housing, 0.0005in running clearance. For use with 3/8in diameter PBC shafts. | Stock | 57
P08 | PBC Simplicity series single pillow block, plain bearing, 1.69in overall length, PTFE, 1/2in inside diameter, aluminum housing, 0.0005in running clearance. For use with 1/2in diameter PBC shafts. | Stock | 63
P10 | PBC Simplicity series single pillow block, plain bearing, 1.94in overall length, PTFE, 5/8in inside diameter, aluminum housing, 0.0005in running clearance. For use with 5/8in diameter PBC shafts. | Stock | 70
P12 | PBC Simplicity series single pillow block, plain bearing, 2.06in overall length, PTFE, 3/4in inside diameter, aluminum housing, 0.0005in running clearance. For use with 3/4in diameter PBC shafts. | Stock | 73
P16 | PBC Simplicity series single pillow block, plain bearing, 2.81in overall length, PTFE, 1in inside diameter, aluminum housing, 0.0005in running clearance. For use with 1in diameter PBC shafts. | Stock | 106
P20 | PBC Simplicity series single pillow block, plain bearing, 3.63in overall length, PTFE, 1-1/4in inside diameter, aluminum housing, 0.0005in running clearance. For use with 1-1/4in diameter PBC shafts. | Stock | 160
P04C | PBC Simplicity series single pillow block, plain bearing, 1.19in overall length, PTFE, 1/4in inside diameter, aluminum housing, 0.0015in running clearance. For use with 1/4in diameter PBC shafts. | Stock | 55
P06C | PBC Simplicity series single pillow block, plain bearing, 1.31in overall length, PTFE, 3/8in inside diameter, aluminum housing, 0.0015in running clearance. For use with 3/8in diameter PBC shafts. | Stock | 57
P08C | PBC Simplicity series single pillow block, plain bearing, 1.69in overall length, PTFE, 1/2in inside diameter, aluminum housing, 0.0015in running clearance. For use with 1/2in diameter PBC shafts. | Stock | 63
P10C | PBC Simplicity series single pillow block, plain bearing, 1.94in overall length, PTFE, 5/8in inside diameter, aluminum housing, 0.0015in running clearance. For use with 5/8in diameter PBC shafts. | Stock | 70
P12C | PBC Simplicity series single pillow block, plain bearing, 2.06in overall length, PTFE, 3/4in inside diameter, aluminum housing, 0.0015in running clearance. For use with 3/4in diameter PBC shafts. | Stock | 74
P16C | PBC Simplicity series single pillow block, plain bearing, 2.81in overall length, PTFE, 1in inside diameter, aluminum housing, 0.0015in running clearance. For use with 1in diameter PBC shafts. | Stock | 106
P20C | PBC Simplicity series single pillow block, plain bearing, 3.63in overall length, PTFE, 1-1/4in inside diameter, aluminum housing, 0.0015in running clearance. For use with 1-1/4in diameter PBC shafts. | Stock | 160
SFP06 | PBC Simplicity series closed plain bearing, PTFE, 3/8in inside diameter, 1-5/16in overall length, anodized aluminum housing, self-aligning, 1-1/4 x 1-1/4in flange, 0.0005in running clearance. For use with 3/8in diameter PBC shafts. | Stock | 108
SFP08 | PBC Simplicity series closed plain bearing, PTFE, 1/2in inside diameter, 1-11/16in overall length, anodized aluminum housing, self-aligning, 1-5/8 x 1-5/8in flange, 0.0005in running clearance. For use with 1/2in diameter PBC shafts. | Stock | 86
SFP12 | PBC Simplicity series closed plain bearing, PTFE, 3/4in inside diameter, 2-1/16in overall length, anodized aluminum housing, self-aligning, 2-3/8 x 2-3/8in flange, 0.0005in running clearance. For use with 3/4in diameter PBC shafts. | Stock | 94
SFP16 | PBC Simplicity series closed plain bearing, PTFE, 1in inside diameter, 2-13/16in overall length, anodized aluminum housing, self-aligning, 2-3/4 x 2-3/4in flange, 0.0005in running clearance. For use with 1in diameter PBC shafts. | Stock | 134
SFP20 | PBC Simplicity series closed plain bearing, PTFE, 1-1/4in inside diameter, 3-5/8in overall length, anodized aluminum housing, self-aligning, 3-7/8 x 3-7/8in flange, 0.0005in running clearance. For use with 1-1/4in diameter PBC shafts. | Stock | 212
SFP06C | PBC Simplicity series closed plain bearing, PTFE, 3/8in inside diameter, 1-5/16in overall length, anodized aluminum housing, self-aligning, 1-1/4 x 1-1/4in flange, 0.0015in running clearance. For use with 3/8in diameter PBC shafts. | Stock | 108
SFP08C | PBC Simplicity series closed plain bearing, PTFE, 1/2in inside diameter, 1-11/16in overall length, anodized aluminum housing, self-aligning, 1-5/8 x 1-5/8in flange, 0.0015in running clearance. For use with 1/2in diameter PBC shafts. | Stock | 86
SFP12C | PBC Simplicity series closed plain bearing, PTFE, 3/4in inside diameter, 2-1/16in overall length, anodized aluminum housing, self-aligning, 2-3/8 x 2-3/8in flange, 0.0015in running clearance. For use with 3/4in diameter PBC shafts. | Stock | 95
SFP16C | PBC Simplicity series closed plain bearing, PTFE, 1in inside diameter, 2-13/16in overall length, anodized aluminum housing, self-aligning, 2-3/4 x 2-3/4in flange, 0.0015in running clearance. For use with 1in diameter PBC shafts. | Stock | 134
SFP20C | PBC Simplicity series closed plain bearing, PTFE, 1-1/4in inside diameter, 3-5/8in overall length, anodized aluminum housing, self-aligning, 3-7/8 x 3-7/8in flange, 0.0015in running clearance. For use with 1-1/4in diameter PBC shafts. | Stock | 212
IP04G | PBC IP series closed full ball recirculating bearing, steel, 1/4in inside diameter, 1/2in outside diameter, 3/4in overall length. For use with 1/4in diameter PBC shafts. | Stock | 16
IP06G | PBC IP series closed full ball recirculating bearing, steel, 3/8in inside diameter, 5/8in outside diameter, 7/8in overall length. For use with 3/8in diameter PBC shafts. | Stock | 17
IP08G | PBC IP series closed full ball recirculating bearing, steel, 1/2in inside diameter, 7/8in outside diameter, 1-1/4in overall length. For use with 1/2in diameter PBC shafts. | Stock | 17.5
IP10G | PBC IP series closed full ball recirculating bearing, steel, 5/8in inside diameter, 1-1/8in outside diameter, 1-1/2in overall length. For use with 5/8in diameter PBC shafts. | Stock | 19.5
IP12G | PBC IP series closed full ball recirculating bearing, steel, 3/4in inside diameter, 1-1/4in outside diameter, 1-5/8in overall length. For use with 3/4in diameter PBC shafts. | Stock | 21.5
IP16G | PBC IP series closed full ball recirculating bearing, steel, 1in inside diameter, 1-9/16in outside diameter, 2-1/4in overall length. For use with 1in diameter PBC shafts. | Stock | 39
IP20G | PBC IP series closed full ball recirculating bearing, steel, 1-1/4in inside diameter, 2in outside diameter, 2-5/8in overall length. For use with 1-1/4in diameter PBC shafts. | Stock | 66
FLN08 | PBC Simplicity series open plain bearing, PTFE, 1/2in inside diameter, 7/8in outside diameter, 1-1/4in overall length, 0.0005in running clearance. For use with 1/2in diameter PBC shafts. | Stock | 30
FLN10 | PBC Simplicity series open plain bearing, PTFE, 5/8in inside diameter, 1-1/8in outside diameter, 1-1/2in overall length, 0.0005in running clearance. For use with 5/8in diameter PBC shafts. | Stock | 32
FLN12 | PBC Simplicity series open plain bearing, PTFE, 3/4in inside diameter, 1-1/4in outside diameter, 1-5/8in overall length, 0.0005in running clearance. For use with 3/4in diameter PBC shafts. | Stock | 33.5
FLN16 | PBC Simplicity series open plain bearing, PTFE, 1in inside diameter, 1-9/16in outside diameter, 2-1/4in overall length, 0.0005in running clearance. For use with 1in diameter PBC shafts. | Stock | 57
FLN20 | PBC Simplicity series open plain bearing, PTFE, 1-1/4in inside diameter, 2in outside diameter, 2-5/8in overall length, 0.0005in running clearance. For use with 1-1/4in diameter PBC shafts. | Stock | 95
FLCN08 | PBC Simplicity series open plain bearing, PTFE, 1/2in inside diameter, 7/8in outside diameter, 1-1/4in overall length, 0.0015in running clearance. For use with 1/2in diameter PBC shafts. | Stock | 22.5
FLCN10 | PBC Simplicity series open plain bearing, PTFE, 5/8in inside diameter, 1-1/8in outside diameter, 1-1/2in overall length, 0.0015in running clearance. For use with 5/8in diameter PBC shafts. | Stock | 25.5
FLCN12 | PBC Simplicity series open plain bearing, PTFE, 3/4in inside diameter, 1-1/4in outside diameter, 1-5/8in overall length, 0.0015in running clearance. For use with 3/4in diameter PBC shafts. | Stock | 26
FLCN16 | PBC Simplicity series open plain bearing, PTFE, 1in inside diameter, 1-9/16in outside diameter, 2-1/4in overall length, 0.0015in running clearance. For use with 1in diameter PBC shafts. | Stock | 47.5
FLCN20 | PBC Simplicity series open plain bearing, PTFE, 1-1/4in inside diameter, 2in outside diameter, 2-5/8in overall length, 0.0015in running clearance. For use with 1-1/4in diameter PBC shafts. | Stock | 80
PN08 | PBC Simplicity series single pillow block, plain bearing, 1.5in overall length, PTFE, 1/2in inside diameter, aluminum housing, 0.0005in running clearance. For use with 1/2in diameter PBC shafts. | Stock | 73
PN10 | PBC Simplicity series single pillow block, plain bearing, 1.75in overall length, PTFE, 5/8in inside diameter, aluminum housing, 0.0005in running clearance. For use with 5/8in diameter PBC shafts. | Stock | 85
PN12 | PBC Simplicity series single pillow block, plain bearing, 1.88in overall length, PTFE, 3/4in inside diameter, aluminum housing, 0.0005in running clearance. For use with 3/4in diameter PBC shafts. | Stock | 91
PN16 | PBC Simplicity series single pillow block, plain bearing, 2.63in overall length, PTFE, 1in inside diameter, aluminum housing, 0.0005in running clearance. For use with 1in diameter PBC shafts. | Stock | 129
PN20 | PBC Simplicity series single pillow block, plain bearing, 3.38in overall length, PTFE, 1-1/4in inside diameter, aluminum housing, 0.0005in running clearance. For use with 1-1/4in diameter PBC shafts. | Stock | 194
PN08C | PBC Simplicity series single pillow block, plain bearing, 1.5in overall length, PTFE, 1/2in inside diameter, aluminum housing, 0.0015in running clearance. For use with 1/2in diameter PBC shafts. | Stock | 73
PN10C | PBC Simplicity series single pillow block, plain bearing, 1.75in overall length, PTFE, 5/8in inside diameter, aluminum housing, 0.0015in running clearance. For use with 5/8in diameter PBC shafts. | Stock | 85
PN12C | PBC Simplicity series single pillow block, plain bearing, 1.88in overall length, PTFE, 3/4in inside diameter, aluminum housing, 0.0015in running clearance. For use with 3/4in diameter PBC shafts. | Stock | 92
PN16C | PBC Simplicity series single pillow block, plain bearing, 2.63in overall length, PTFE, 1in inside diameter, aluminum housing, 0.0015in running clearance. For use with 1in diameter PBC shafts. | Stock | 129
PN20C | PBC Simplicity series single pillow block, plain bearing, 3.38in overall length, PTFE, 1-1/4in inside diameter, aluminum housing, 0.0015in running clearance. For use with 1-1/4in diameter PBC shafts. | Stock | 192
IPP04G | PBC IP series single pillow block, full ball recirculating bearing, 1.19in overall length, steel, 1/4in inside diameter, aluminum housing. For use with 1/4in diameter PBC shafts. | Stock | 48
IP08G-OP | PBC IP series open full ball recirculating bearing, steel, 1/2in inside diameter, 7/8in outside diameter, 1-1/4in overall length. For use with 1/2in diameter PBC shafts. | Stock | 25.5
IPP06G | PBC IP series single pillow block, full ball recirculating bearing, 1.31in overall length, steel, 3/8in inside diameter, aluminum housing. For use with 3/8in diameter PBC shafts. | Stock | 53
IP10G-OP | PBC IP series open full ball recirculating bearing, steel, 5/8in inside diameter, 1-1/8in outside diameter, 1-1/2in overall length. For use with 5/8in diameter PBC shafts. | Stock | 26.5
IPP08G | PBC IP series single pillow block, full ball recirculating bearing, 1.69in overall length, steel, 1/2in inside diameter, aluminum housing. For use with 1/2in diameter PBC shafts. | Stock | 58
IP12G-OP | PBC IP series open full ball recirculating bearing, steel, 3/4in inside diameter, 1-1/4in outside diameter, 1-5/8in overall length. For use with 3/4in diameter PBC shafts. | Stock | 28.5
IPP10G | PBC IP series single pillow block, full ball recirculating bearing, 1.94in overall length, steel, 5/8in inside diameter, aluminum housing. For use with 5/8in diameter PBC shafts. | Stock | 64
IP16G-OP | PBC IP series open full ball recirculating bearing, steel, 1in inside diameter, 1-9/16in outside diameter, 2-1/4in overall length. For use with 1in diameter PBC shafts. | Stock | 53
IPP12G | PBC IP series single pillow block, full ball recirculating bearing, 2.06in overall length, steel, 3/4in inside diameter, aluminum housing. For use with 3/4in diameter PBC shafts. | Stock | 68
IP20G-OP | PBC IP series open full ball recirculating bearing, steel, 1-1/4in inside diameter, 2in outside diameter, 2-5/8in overall length. For use with 1-1/4in diameter PBC shafts. | Stock | 89
IPP16G | PBC IP series single pillow block, full ball recirculating bearing, 2.81in overall length, steel, 1in inside diameter, aluminum housing. For use with 1in diameter PBC shafts. | Stock | 96
IPP20G | PBC IP series single pillow block, full ball recirculating bearing, 3.63in overall length, steel, 1-1/4in inside diameter, aluminum housing. For use with 1-1/4in diameter PBC shafts. | Stock | 145
IPPN08G | PBC IPP series single pillow block, full ball recirculating bearing, 1.5in overall length, steel, 1/2in inside diameter, aluminum housing. For use with 1/2in diameter PBC shafts. | Stock | 70
IPPN10G | PBC IPP series single pillow block, full ball recirculating bearing, 1.75in overall length, steel, 5/8in inside diameter, aluminum housing. For use with 5/8in diameter PBC shafts. | Stock | 81
IPPN12G | PBC IPP series single pillow block, full ball recirculating bearing, 1.88in overall length, steel, 3/4in inside diameter, aluminum housing. For use with 3/4in diameter PBC shafts. | Stock | 88
IPPN16G | PBC IPP series single pillow block, full ball recirculating bearing, 2.63in overall length, steel, 1in inside diameter, aluminum housing. For use with 1in diameter PBC shafts. | Stock | 126
IPPN20G | PBC IPP series single pillow block, full ball recirculating bearing, 3.38in overall length, steel, 1-1/4in inside diameter, aluminum housing. For use with 1-1/4in diameter PBC shafts. | Stock | 189
SPB-08-OPN | PBC SPB series single roller pillow block, cam follower bearing, 1.5in overall length, steel, 1/2in inside diameter, aluminum housing, adjustable running clearance. For use with 1/2in diameter PBC shafts. | Stock | 186
SPB-10-OPN | PBC SPB series single roller pillow block, cam follower bearing, 1.75in overall length, steel, 5/8in inside diameter, aluminum housing, adjustable running clearance. For use with 5/8in diameter PBC shafts. | Stock | 155
SPB-12-OPN | PBC SPB series single roller pillow block, cam follower bearing, 1.87in overall length, steel, 3/4in inside diameter, aluminum housing, adjustable running clearance. For use with 3/4in diameter PBC shafts. | Stock | 145
SPB-16-OPN | PBC SPB series single roller pillow block, cam follower bearing, 2.62in overall length, steel, 1in inside diameter, aluminum housing, adjustable running clearance. For use with 1in diameter PBC shafts. | Stock | 165
SPB-20-OPN | PBC SPB series single roller pillow block, cam follower bearing, 3.37in overall length, steel, 1-1/4in inside diameter, aluminum housing, adjustable running clearance. For use with 1-1/4in diameter PBC shafts. | Stock | 198
DPB-08-OPN | PBC DPB series double roller pillow block, cam follower bearing, 2in overall length, steel, 1/2in inside diameter, aluminum housing, adjustable running clearance. For use with 1/2in diameter PBC shafts. | Stock | 292
DPB-10-OPN | PBC DPB series double roller pillow block, cam follower bearing, 2.5in overall length, steel, 5/8in inside diameter, aluminum housing, adjustable running clearance. For use with 5/8in diameter PBC shafts. | Stock | 249
DPB-12-OPN | PBC DPB series double roller pillow block, cam follower bearing, 2.62in overall length, steel, 3/4in inside diameter, aluminum housing, adjustable running clearance. For use with 3/4in diameter PBC shafts. | Stock | 259
DPB-16-OPN | PBC DPB series double roller pillow block, cam follower bearing, 2.62in overall length, steel, 1in inside diameter, aluminum housing, adjustable running clearance. For use with 1in diameter PBC shafts. | Stock | 282
DPB-20-OPN | PBC DPB series double roller pillow block, cam follower bearing, 3.37in overall length, steel, 1-1/4in inside diameter, aluminum housing, adjustable running clearance. For use with 1-1/4in diameter PBC shafts. | Stock | 388
TWN-08-OPN | PBC TWN series twin roller pillow block, cam follower bearing, 3.5in overall length, steel, 1/2in inside diameter, aluminum housing, adjustable running clearance. For use with 1/2in diameter PBC shafts. | Stock | 312
TWN-10-OPN | PBC TWN series twin roller pillow block, cam follower bearing, 4in overall length, steel, 5/8in inside diameter, aluminum housing, adjustable running clearance. For use with 5/8in diameter PBC shafts. | Stock | 261
TWN-12-OPN | PBC TWN series twin roller pillow block, cam follower bearing, 4.5in overall length, steel, 3/4in inside diameter, aluminum housing, adjustable running clearance. For use with 3/4in diameter PBC shafts. | Stock | 264
TWN-16-OPN | PBC TWN series twin roller pillow block, cam follower bearing, 6in overall length, steel, 1in inside diameter, aluminum housing, adjustable running clearance. For use with 1in diameter PBC shafts. | Stock | 299
TWN-20-OPN | PBC TWN series twin roller pillow block, cam follower bearing, 7.5in overall length, steel, 1-1/4in inside diameter, aluminum housing, adjustable running clearance. For use with 1-1/4in diameter PBC shafts. | Stock | 405
Linear Shaft Supports
NSB04 | PBC linear shaft support, standard profile, anodized aluminum, 11/16in center height. For use with 1/4in diameter PBC shafts. | Stock | 21.5
NSB06 | PBC linear shaft support, standard profile, anodized aluminum, 3/4in center height. For use with 3/8in diameter PBC shafts. | Stock | 22
NSB08 | PBC linear shaft support, standard profile, anodized aluminum, 1in center height. For use with 1/2in diameter PBC shafts. | Stock | 30
NSB10 | PBC linear shaft support, standard profile, anodized aluminum, 1in center height. For use with 5/8in diameter PBC shafts. | Stock | 31.5
NSB12 | PBC linear shaft support, standard profile, anodized aluminum, 1-1/4in center height. For use with 3/4in diameter PBC shafts. | Stock | 33
NSB16 | PBC linear shaft support, standard profile, anodized aluminum, 1-1/2in center height. For use with 1in diameter PBC shafts. | Stock | 40.5
NSB20 | PBC linear shaft support, standard profile, anodized aluminum, 1-3/4in center height. For use with 1-1/4in diameter PBC shafts. | Stock | 48.5
Helical Pinions
84010001 | GAM helical pinion, Module 1.5, 20 tooth, set screw mount. For use with SureGear PGCN23 series gearboxes. | Stock | 442
84010002 | GAM helical pinion, Module 2, 18 tooth, keyed shaft mount. For use with SureGear PGCN34 series gearboxes. | Stock | 442
84010003 | GAM helical pinion, Module 2, 18 tooth, keyed shaft mount. For use with SureGear PGA070 and PGB070 series gearboxes. | Stock | 442
84010004 | GAM helical pinion, Module 2, 20 tooth, keyed shaft mount. For use with SureGear PGA090 and PGB090 series gearboxes. | Stock | 448
84010005 | GAM helical pinion, Module 2, 30 tooth, keyed shaft mount. For use with SureGear PGA120 and PGB120 series gearboxes. | Stock | 568
84010006 | GAM helical pinion, Module 3, 22 tooth, keyed shaft mount. For use with SureGear PGA155 and PGB155 series gearboxes. | Stock | 706
84010007 | GAM helical pinion, Module 2, 26 tooth, bolt-through mount. For use with SureGear PGD064 series gearboxes. | Stock | 700
84010008 | GAM helical pinion, Module 2, 33 tooth, bolt-through mount. For use with SureGear PGD090 series gearboxes. | Stock | 811
84010009 | GAM helical pinion, Module 2, 40 tooth, bolt-through mount. For use with SureGear PGD110 series gearboxes. | Stock | 862
Helical Racks
74020012 | GAM helical rack, Module 1.5, 200 tooth, 1m length. For use with Module 1.5 pinions. | Stock | 224
74020004 | GAM helical rack, Module 2, 150 tooth, 1m length. For use with Module 2.0 pinions. | Stock | 224
74020005 | GAM helical rack, Module 3, 100 tooth, 1m length. For use with Module 3.0 pinions. | Stock | 251
Helical Rack Installation Gauges
74030010 | GAM helical rack installation gauge, for use with Module 1.5 racks. | Stock | 64
74030001 | GAM helical rack installation gauge, for use with Module 2.0 racks. | Stock | 64
74030002 | GAM helical rack installation gauge, for use with Module 3.0 racks. | Stock | 76
Stainless Steel Worm Gearboxes
WGSS-175-005-HA | IronHorse heavy duty worm gearbox, 5:1 ratio, NEMA 56C input, hollow, 1in diameter output shaft, nominal 2.36hp at 1.0 SF, 416 lb-in mechanical output torque, 1-3/4in center distance, 304 stainless steel housing, top and bottom mount. | Stock | 1215
WGSS-175-010-HA | IronHorse heavy duty worm gearbox, 10:1 ratio, NEMA 56C input, hollow, 1in diameter output shaft, nominal 1.52hp at 1.0 SF, 495 lb-in mechanical output torque, 1-3/4in center distance, 304 stainless steel housing, top and bottom mount. | Stock | 1134
WGSS-175-015-HA | IronHorse heavy duty worm gearbox, 15:1 ratio, NEMA 56C input, hollow, 1in diameter output shaft, nominal 1.09hp at 1.0 SF, 506 lb-in mechanical output torque, 1-3/4in center distance, 304 stainless steel housing, top and bottom mount. | Stock | 1134
WGSS-175-020-HA | IronHorse heavy duty worm gearbox, 20:1 ratio, NEMA 56C input, hollow, 1in diameter output shaft, nominal 0.85hp at 1.0 SF, 527 lb-in mechanical output torque, 1-3/4in center distance, 304 stainless steel housing, top and bottom mount. | Stock | 1134
WGSS-175-030-HA | IronHorse heavy duty worm gearbox, 30:1 ratio, NEMA 56C input, hollow, 1in diameter output shaft, nominal 0.65hp at 1.0 SF, 532 lb-in mechanical output torque, 1-3/4in center distance, 304 stainless steel housing, top and bottom mount. | Stock | 1134
WGSS-175-040-HA | IronHorse heavy duty worm gearbox, 40:1 ratio, NEMA 56C input, hollow, 1in diameter output shaft, nominal 0.57hp at 1.0 SF, 599 lb-in mechanical output torque, 1-3/4in center distance, 304 stainless steel housing, top and bottom mount. | Stock | 1134
WGSS-175-050-HA | IronHorse heavy duty worm gearbox, 50:1 ratio, NEMA 56C input, hollow, 1in diameter output shaft, nominal 0.44hp at 1.0 SF, 568 lb-in mechanical output torque, 1-3/4in center distance, 304 stainless steel housing, top and bottom mount. | Stock | 1134
WGSS-175-060-HA | IronHorse heavy duty worm gearbox, 60:1 ratio, NEMA 56C input, hollow, 1in diameter output shaft, nominal 0.31hp at 1.0 SF, 457 lb-in mechanical output torque, 1-3/4in center distance, 304 stainless steel housing, top and bottom mount. | Stock | 1134
WGSS-206-005-HA | IronHorse heavy duty worm gearbox, 5:1 ratio, NEMA 56C input, hollow, 1.4375in diameter output shaft, nominal 3.62hp at 1.0 SF, 640 lb-in mechanical output torque, 2-1/16in center distance, 304 stainless steel housing, top and bottom mount. | Stock | 1242
WGSS-206-010-HA | IronHorse heavy duty worm gearbox, 10:1 ratio, NEMA 56C input, hollow, 1.4375in diameter output shaft, nominal 2.47hp at 1.0 SF, 799 lb-in mechanical output torque, 2-1/16in center distance, 304 stainless steel housing, top and bottom mount. | Stock | 1242
WGSS-206-015-HA | IronHorse heavy duty worm gearbox, 15:1 ratio, NEMA 56C input, hollow, 1.4375in diameter output shaft, nominal 1.8hp at 1.0 SF, 850 lb-in mechanical output torque, 2-1/16in center distance, 304 stainless steel housing, top and bottom mount. | Stock | 1242
WGSS-206-020-HA | IronHorse heavy duty worm gearbox, 20:1 ratio, NEMA 56C input, hollow, 1.4375in diameter output shaft, nominal 1.48hp at 1.0 SF, 907 lb-in mechanical output torque, 2-1/16in center distance, 304 stainless steel housing, top and bottom mount. | Stock | 1242
WGSS-206-030-HA | IronHorse heavy duty worm gearbox, 30:1 ratio, NEMA 56C input, hollow, 1.4375in diameter output shaft, nominal 0.95hp at 1.0 SF, 802 lb-in mechanical output torque, 2-1/16in center distance, 304 stainless steel housing, top and bottom mount. | Stock | 1242
WGSS-206-040-HA | IronHorse heavy duty worm gearbox, 40:1 ratio, NEMA 56C input, hollow, 1.4375in diameter output shaft, nominal 0.76hp at 1.0 SF, 774 lb-in mechanical output torque, 2-1/16in center distance, 304 stainless steel housing, top and bottom mount. | Stock | 1242
WGSS-206-050-HA | IronHorse heavy duty worm gearbox, 50:1 ratio, NEMA 56C input, hollow, 1.4375in diameter output shaft, nominal 0.6hp at 1.0 SF, 771 lb-in mechanical output torque, 2-1/16in center distance, 304 stainless steel housing, top and bottom mount. | Stock | 1242
WGSS-206-060-HA | IronHorse heavy duty worm gearbox, 60:1 ratio, NEMA 56C input, hollow, 1.4375in diameter output shaft, nominal 0.52hp at 1.0 SF, 777 lb-in mechanical output torque, 2-1/16in center distance, 304 stainless steel housing, top and bottom mount. | Stock | 1242
WGSS-237-005-HA | IronHorse heavy duty worm gearbox, 5:1 ratio, NEMA 56C input, hollow, 1.4375in diameter output shaft, nominal 4.32hp at 1.0 SF, 767 lb-in mechanical output torque, 2-3/8in center distance, 304 stainless steel housing, top and bottom mount. | Stock | 1618
WGSS-237-010-HA | IronHorse heavy duty worm gearbox, 10:1 ratio, NEMA 56C input, hollow, 1.4375in diameter output shaft, nominal 3.23hp at 1.0 SF, 1055 lb-in mechanical output torque, 2-3/8in center distance, 304 stainless steel housing, top and bottom mount. | Stock | 1511
WGSS-237-015-HA | IronHorse heavy duty worm gearbox, 15:1 ratio, NEMA 56C input, hollow, 1.4375in diameter output shaft, nominal 2.36hp at 1.0 SF, 1108 lb-in mechanical output torque, 2-3/8in center distance, 304 stainless steel housing, top and bottom mount. | Stock | 1511
WGSS-237-020-HA | IronHorse heavy duty worm gearbox, 20:1 ratio, NEMA 56C input, hollow, 1.4375in diameter output shaft, nominal 2.01hp at 1.0 SF, 1243 lb-in mechanical output torque, 2-3/8in center distance, 304 stainless steel housing, top and bottom mount. | Stock | 1511
WGSS-237-030-HA | IronHorse heavy duty worm gearbox, 30:1 ratio, NEMA 56C input, hollow, 1.4375in diameter output shaft, nominal 1.33hp at 1.0 SF, 1105 lb-in mechanical output torque, 2-3/8in center distance, 304 stainless steel housing, top and bottom mount. | Stock | 1511
WGSS-237-040-HA | IronHorse heavy duty worm gearbox, 40:1 ratio, NEMA 56C input, hollow, 1.4375in diameter output shaft, nominal 1.07hp at 1.0 SF, 1156 lb-in mechanical output torque, 2-3/8in center distance, 304 stainless steel housing, top and bottom mount. | Stock | 1511
WGSS-237-050-HA | IronHorse heavy duty worm gearbox, 50:1 ratio, NEMA 56C input, hollow, 1.4375in diameter output shaft, nominal 0.87hp at 1.0 SF, 1111 lb-in mechanical output torque, 2-3/8in center distance, 304 stainless steel housing, top and bottom mount. | Stock | 1511
WGSS-237-060-HA | IronHorse heavy duty worm gearbox, 60:1 ratio, NEMA 56C input, hollow, 1.4375in diameter output shaft, nominal 0.71hp at 1.0 SF, 1008 lb-in mechanical output torque, 2-3/8in center distance, 304 stainless steel housing, top and bottom mount. | Stock | 1511
WGSS-262-005-HB | IronHorse heavy duty worm gearbox, 5:1 ratio, NEMA 145TC input, hollow, 1.9375in diameter output shaft, nominal 5.24hp at 1.0 SF, 933 lb-in mechanical output torque, 2-5/8in center distance, 304 stainless steel housing, top and bottom mount. | Stock | 2105
WGSS-262-010-HB | IronHorse heavy duty worm gearbox, 10:1 ratio, NEMA 145TC input, hollow, 1.9375in diameter output shaft, nominal 3.96hp at 1.0 SF, 1301 lb-in mechanical output torque, 2-5/8in center distance, 304 stainless steel housing, top and bottom mount. | Stock | 1969
WGSS-262-015-HB | IronHorse heavy duty worm gearbox, 15:1 ratio, NEMA 145TC input, hollow, 1.9375in diameter output shaft, nominal 2.96hp at 1.0 SF, 1415 lb-in mechanical output torque, 2-5/8in center distance, 304 stainless steel housing, top and bottom mount. | Stock | 1969
WGSS-262-020-HA | IronHorse heavy duty worm gearbox, 20:1 ratio, NEMA 56C input, hollow, 1.9375in diameter output shaft, nominal 2.36hp at 1.0 SF, 1472 lb-in mechanical output torque, 2-5/8in center distance, 304 stainless steel housing, top and bottom mount. | Stock | 1969
WGSS-262-020-HB | IronHorse heavy duty worm gearbox, 20:1 ratio, NEMA 145TC input, hollow, 1.9375in diameter output shaft, nominal 2.36hp at 1.0 SF, 1472 lb-in mechanical output torque, 2-5/8in center distance, 304 stainless steel housing, top and bottom mount. | Stock | 1969
WGSS-262-030-HA | IronHorse heavy duty worm gearbox, 30:1 ratio, NEMA 56C input, hollow, 1.9375in diameter output shaft, nominal 1.68hp at 1.0 SF, 1446 lb-in mechanical output torque, 2-5/8in center distance, 304 stainless steel housing, top and bottom mount. | Stock | 1969
WGSS-262-030-HB | IronHorse heavy duty worm gearbox, 30:1 ratio, NEMA 145TC input, hollow, 1.9375in diameter output shaft, nominal 1.68hp at 1.0 SF, 1446 lb-in mechanical output torque, 2-5/8in center distance, 304 stainless steel housing, top and bottom mount. | Stock | 1969
WGSS-262-040-HA | IronHorse heavy duty worm gearbox, 40:1 ratio, NEMA 56C input, hollow, 1.9375in diameter output shaft, nominal 1.33hp at 1.0 SF, 1454 lb-in mechanical output torque, 2-5/8in center distance, 304 stainless steel housing, top and bottom mount. | Stock | 1969
WGSS-262-050-HA | IronHorse heavy duty worm gearbox, 50:1 ratio, NEMA 56C input, hollow, 1.9375in diameter output shaft, nominal 1.08hp at 1.0 SF, 1423 lb-in mechanical output torque, 2-5/8in center distance, 304 stainless steel housing, top and bottom mount. | Stock | 1969
WGSS-262-060-HA | IronHorse heavy duty worm gearbox, 60:1 ratio, NEMA 56C input, hollow, 1.9375in diameter output shaft, nominal 0.89hp at 1.0 SF, 1279 lb-in mechanical output torque, 2-5/8in center distance, 304 stainless steel housing, top and bottom mount. | Stock | 1969
Accessories for Stainless Steel Worm Gearboxes
WGSS-175-S | IronHorse gearbox single output shaft, 0.875in. For use with WGSS-175 series gearboxes. (1) bolt, (1) washer, (1) end plate and (3) keys included. | Stock | 105
WGSS-206-S | IronHorse gearbox single output shaft, 1in. For use with WGSS-206 series gearboxes. (1) bolt, (1) washer, (1) end plate and (3) keys included. | Stock | 114
WGSS-237-S | IronHorse gearbox single output shaft, 1.125in. For use with WGSS-237 series gearboxes. (1) bolt, (1) washer, (1) end plate and (3) keys included. | Stock | 138
WGSS-262-S-1125 | IronHorse gearbox single output shaft, 1.125in. For use with WGSS-262 series gearboxes. (1) bolt, (1) washer, (1) end plate and (3) keys included. | Stock | 156
WGSS-262-S | IronHorse gearbox single output shaft, 1.25in. For use with WGSS-262 series gearboxes. (1) bolt, (1) washer, (1) end plate and (3) keys included. | Stock | 156
WGSS-175-DS | IronHorse gearbox double output shaft, 0.875in. For use with WGSS-175 series gearboxes. (4) keys, (1) retaining ring and (1) C-clip included. | Stock | 144
WGSS-206-DS | IronHorse gearbox double output shaft, 1in. For use with WGSS-206 series gearboxes. (4) keys, (1) retaining ring and (1) C-clip included. | Stock | 156
WGSS-237-DS | IronHorse gearbox double output shaft, 1.125in. For use with WGSS-237 series gearboxes. (4) keys, (1) retaining ring and (1) C-clip included. | Stock | 194
WGSS-262-DS-1125 | IronHorse gearbox double output shaft, 1.125in. For use with WGSS-262 series gearboxes. (4) keys, (1) retaining ring and (1) C-clip included. | Stock | 213
WGSS-262-DS | IronHorse gearbox double output shaft, 1.25in. For use with WGSS-262 series gearboxes. (4) keys, (1) retaining ring and (1) C-clip included. | Stock | 213
WGSS-175-OC | IronHorse output cover, for use with WGSS-175 series gearboxes. Mounting hardware included. | Stock | 6.25
WGSS-206-OC | IronHorse output cover, for use with WGSS-206 series gearboxes. Mounting hardware included. | Stock | 6.25
WGSS-237-OC | IronHorse output cover, for use with WGSS-237 series gearboxes. Mounting hardware included. | Stock | 6.25
WGSS-262-OC | IronHorse output cover, for use with WGSS-262 series gearboxes. Mounting hardware included. | Stock | 6.25
WGSS-175-OF | IronHorse output flange, for use with WGSS-175 series gearboxes. Mounting hardware included. | Stock | 256
WGSS-206-OF | IronHorse output flange, for use with WGSS-206 series gearboxes. Mounting hardware included. | Stock | 364
WGSS-237-OF | IronHorse output flange, for use with WGSS-237 series gearboxes. Mounting hardware included. | Stock | 413
WGSS-262-OF | IronHorse output flange, for use with WGSS-262 series gearboxes. Mounting hardware included. | Stock | 463
WGSS-175-158-OB | IronHorse output bushing kit, 5/8in bore. For use with WGSS-175 series gearboxes. Includes (2) bushings, (2) keys and (2) set screws. | Stock | 105
WGSS-175-11116-OB | IronHorse output bushing kit, 11/16in bore. For use with WGSS-175 series gearboxes. Includes (2) bushings and (2) keys. | Stock | 105
WGSS-175-134-OB | IronHorse output bushing kit, 3/4in bore. For use with WGSS-175 series gearboxes. Includes (2) bushings and (2) keys. | Stock | 105
WGSS-175-178-OB | IronHorse output bushing kit, 7/8in bore. For use with WGSS-175 series gearboxes. Includes (2) bushings and (2) keys. | Stock | 105
WGSS-206-237-1-OB | IronHorse output bushing kit, 1in bore. For use with WGSS-206 and WGSS-237 series gearboxes. Includes (2) bushings and (2) keys. | Stock | 126
WGSS-206-237-118-OB | IronHorse output bushing kit, 1-1/8in bore. For use with WGSS-206 and WGSS-237 series gearboxes. Includes (2) bushings and (2) keys. | Stock | 126
WGSS-206-237-1316-OB | IronHorse output bushing kit, 1-3/16in bore. For use with WGSS-206 and WGSS-237 series gearboxes. Includes (2) bushings and (2) keys. | Stock | 126
WGSS-206-237-114-OB | IronHorse output bushing kit, 1-1/4in bore. For use with WGSS-206 and WGSS-237 series gearboxes. Includes (2) bushings and (2) keys. | Stock | 126
WGSS-262-1-OB | IronHorse output bushing kit, 1in bore. For use with WGSS-262 series gearboxes. Includes (2) bushings and (2) set screws. | Stock | 163
WGSS-262-118-OB | IronHorse output bushing kit, 1-1/8in bore. For use with WGSS-262 series gearboxes. Includes (2) bushings and (2) set screws. | Stock | 163
WGSS-262-1316-OB | IronHorse output bushing kit, 1-3/16in bore. For use with WGSS-262 series gearboxes. Includes (2) bushings and (2) set screws. | Stock | 163
WGSS-262-114-OB | IronHorse output bushing kit, 1-1/4in bore. For use with WGSS-262 series gearboxes. Includes (2) bushings and (2) set screws. | Stock | 163
WGSS-262-1716-OB | IronHorse output bushing kit, 1-7/16in bore. For use with WGSS-262 series gearboxes. Includes (2) bushings and (2) keys. | Stock | 163
WGSS-262-112-OB | IronHorse output bushing kit, 1-1/2in bore. For use with WGSS-262 series gearboxes. Includes (2) bushings and (2) keys. | Stock | 163
Cast Iron Worm Gearboxes
WG-175-005-D | IronHorse heavy duty worm gearbox, 5:1 ratio, NEMA 56C input, dual, 0.875in diameter output shaft, nominal 2.83hp at 1.0 SF, 499 lb-in mechanical output torque, 1-3/4in center distance, cast iron housing, tapped-base mount. | Stock | 253
WG-175-005-H | IronHorse heavy duty worm gearbox, 5:1 ratio, NEMA 56C input, hollow, 1in diameter output shaft, nominal 2.83hp at 1.0 SF, 499 lb-in mechanical output torque, 1-3/4in center distance, cast iron housing, tapped-base mount. | Stock | 310
WG-175-005-L | IronHorse heavy duty worm gearbox, 5:1 ratio, NEMA 56C input, left hand, 0.875in diameter output shaft, nominal 2.83hp at 1.0 SF, 499 lb-in mechanical output torque, 1-3/4in center distance, cast iron housing, tapped-base mount. | Stock | 252
WG-175-005-R | IronHorse heavy duty worm gearbox, 5:1 ratio, NEMA 56C input, right hand, 0.875in diameter output shaft, nominal 2.83hp at 1.0 SF, 499 lb-in mechanical output torque, 1-3/4in center distance, cast iron housing, tapped-base mount. | Stock | 253
WG-175-010-D | IronHorse heavy duty worm gearbox, 10:1 ratio, NEMA 56C input, dual, 0.875in diameter output shaft, nominal 1.57hp at 1.0 SF, 515 lb-in mechanical output torque, 1-3/4in center distance, cast iron housing, tapped-base mount. | Stock | 253
WG-175-010-H | IronHorse heavy duty worm gearbox, 10:1 ratio, NEMA 56C input, hollow, 1in diameter output shaft, nominal 1.57hp at 1.0 SF, 515 lb-in mechanical output torque, 1-3/4in center distance, cast iron housing, tapped-base mount. | Stock | 310
WG-175-010-L | IronHorse heavy duty worm gearbox, 10:1 ratio, NEMA 56C input, left hand, 0.875in diameter output shaft, nominal 1.57hp at 1.0 SF, 515 lb-in mechanical output torque, 1-3/4in center distance, cast iron housing, tapped-base mount. | Stock | 252
WG-175-010-R | IronHorse heavy duty worm gearbox, 10:1 ratio, NEMA 56C input, right hand, 0.875in diameter output shaft, nominal 1.57hp at 1.0 SF, 515 lb-in mechanical output torque, 1-3/4in center distance, cast iron housing, tapped-base mount. | Stock | 253
WG-175-015-D | IronHorse heavy duty worm gearbox, 15:1 ratio, NEMA 56C input, dual, 0.875in diameter output shaft, nominal 1.24hp at 1.0 SF, 554 lb-in mechanical output torque, 1-3/4in center distance, cast iron housing, tapped-base mount. | Stock | 253
WG-175-015-H | IronHorse heavy duty worm gearbox, 15:1 ratio, NEMA 56C input, hollow, 1in diameter output shaft, nominal 1.24hp at 1.0 SF, 554 lb-in mechanical output torque, 1-3/4in center distance, cast iron housing, tapped-base mount. | Stock | 310
WG-175-015-L | IronHorse heavy duty worm gearbox, 15:1 ratio, NEMA 56C input, left hand, 0.875in diameter output shaft, nominal 1.24hp at 1.0 SF, 554 lb-in mechanical output torque, 1-3/4in center distance, cast iron housing, tapped-base mount. | Stock | 252
WG-175-015-R | IronHorse heavy duty worm gearbox, 15:1 ratio, NEMA 56C input, right hand, 0.875in diameter output shaft, nominal 1.24hp at 1.0 SF, 554 lb-in mechanical output torque, 1-3/4in center distance, cast iron housing, tapped-base mount. | Stock | 253
WG-175-020-D | IronHorse heavy duty worm gearbox, 20:1 ratio, NEMA 56C input, dual, 0.875in diameter output shaft, nominal 1.02hp at 1.0 SF, 596 lb-in mechanical output torque, 1-3/4in center distance, cast iron housing, tapped-base mount. | Stock | 253
WG-175-020-H | IronHorse heavy duty worm gearbox, 20:1 ratio, NEMA 56C input, hollow, 1in diameter output shaft, nominal 1.02hp at 1.0 SF, 596 lb-in mechanical output torque, 1-3/4in center distance, cast iron housing, tapped-base mount. | Stock | 310
WG-175-020-L | IronHorse heavy duty worm gearbox, 20:1 ratio, NEMA 56C input, left hand, 0.875in diameter output shaft, nominal 1.02hp at 1.0 SF, 596 lb-in mechanical output torque, 1-3/4in center distance, cast iron housing, tapped-base mount. | Stock | 252
WG-175-020-R | IronHorse heavy duty worm gearbox, 20:1 ratio, NEMA 56C input, right hand, 0.875in diameter output shaft, nominal 1.02hp at 1.0 SF, 596 lb-in mechanical output torque, 1-3/4in center distance, cast iron housing, tapped-base mount. | Stock | 253
WG-175-040-D | IronHorse heavy duty worm gearbox, 40:1 ratio, NEMA 56C input, dual, 0.875in diameter output shaft, nominal 0.74hp at 1.0 SF, 714 lb-in mechanical output torque, 1-3/4in center distance, cast iron housing, tapped-base mount. | Stock | 253
WG-175-040-H | IronHorse heavy duty worm gearbox, 40:1 ratio, NEMA 56C input, hollow, 1in diameter output shaft, nominal 0.74hp at 1.0 SF, 714 lb-in mechanical output torque, 1-3/4in center distance, cast iron housing, tapped-base mount. | Stock | 329
WG-175-040-L | IronHorse heavy duty worm gearbox, 40:1 ratio, NEMA 56C input, left hand, 0.875in diameter output shaft, nominal 0.74hp at 1.0 SF, 714 lb-in mechanical output torque, 1-3/4in center distance, cast iron housing, tapped-base mount. | Stock | 252
WG-175-040-R | IronHorse heavy duty worm gearbox, 40:1 ratio, NEMA 56C input, right hand, 0.875in diameter output shaft, nominal 0.74hp at 1.0 SF, 714 lb-in mechanical output torque, 1-3/4in center distance, cast iron housing, tapped-base mount. | Stock | 253
WG-175-060-D | IronHorse heavy duty worm gearbox, 60:1 ratio, NEMA 56C input, dual, 0.875in diameter output shaft, nominal 0.38hp at 1.0 SF, 469 lb-in mechanical output torque, 1-3/4in center distance, cast iron housing, tapped-base mount. | Stock | 253
WG-175-060-H | IronHorse heavy duty worm gearbox, 60:1 ratio, NEMA 56C input, hollow, 1in diameter output shaft, nominal 0.38hp at 1.0 SF, 469 lb-in mechanical output torque, 1-3/4in center distance, cast iron housing, tapped-base mount. | Stock | 329
WG-175-060-L | IronHorse heavy duty worm gearbox, 60:1 ratio, NEMA 56C input, left hand, 0.875in diameter output shaft, nominal 0.38hp at 1.0 SF, 469 lb-in mechanical output torque, 1-3/4in center distance, cast iron housing, tapped-base mount. | Stock | 252
WG-175-060-R | IronHorse heavy duty worm gearbox, 60:1 ratio, NEMA 56C input, right hand, 0.875in diameter output shaft, nominal 0.38hp at 1.0 SF, 469 lb-in mechanical output torque, 1-3/4in center distance, cast iron housing, tapped-base mount. | Stock | 253
WG-206-005-D | IronHorse heavy duty worm gearbox, 5:1 ratio, NEMA 56C input, dual, 1in diameter output shaft, nominal 3.62hp at 1.0 SF, 685 lb-in mechanical output torque, 2-1/16in center distance, cast iron housing, tapped-base mount. | Stock | 320
WG-206-005-H | IronHorse heavy duty worm gearbox, 5:1 ratio, NEMA 56C input, hollow, 1.125in diameter output shaft, nominal 3.62hp at 1.0 SF, 685 lb-in mechanical output torque, 2-1/16in center distance, cast iron housing, tapped-base mount. | Stock | 399
WG-206-005-L | IronHorse heavy duty worm gearbox, 5:1 ratio, NEMA 56C input, left hand, 1in diameter output shaft, nominal 3.62hp at 1.0 SF, 685 lb-in mechanical output torque, 2-1/16in center distance, cast iron housing, tapped-base mount. | Stock | 318
WG-206-005-R | IronHorse heavy duty worm gearbox, 5:1 ratio, NEMA 56C input, right hand, 1in diameter output shaft, nominal 3.62hp at 1.0 SF, 685 lb-in mechanical output torque, 2-1/16in center distance, cast iron housing, tapped-base mount. | Stock | 320
WG-206-010-D | IronHorse heavy duty worm gearbox, 10:1 ratio, NEMA 56C input, dual, 1in diameter output shaft, nominal 2.77hp at 1.0 SF, 935 lb-in mechanical output torque, 2-1/16in center distance, cast iron housing, tapped-base mount. | Stock | 320
WG-206-010-H | IronHorse heavy duty worm gearbox, 10:1 ratio, NEMA 56C input, hollow, 1.125in diameter output shaft, nominal 2.77hp at 1.0 SF, 935 lb-in mechanical output torque, 2-1/16in center distance, cast iron housing, tapped-base mount. | Stock | 399
WG-206-010-L | IronHorse heavy duty worm gearbox, 10:1 ratio, NEMA 56C input, left hand, 1in diameter output shaft, nominal 2.77hp at 1.0 SF, 935 lb-in mechanical output torque, 2-1/16in center distance, cast iron housing, tapped-base mount. | Stock | 318
WG-206-010-R | IronHorse heavy duty worm gearbox, 10:1 ratio, NEMA 56C input, right hand, 1in diameter output shaft, nominal 2.77hp at 1.0 SF, 935 lb-in mechanical output torque, 2-1/16in center distance, cast iron housing, tapped-base mount. | Stock | 320
WG-206-015-D | IronHorse heavy duty worm gearbox, 15:1 ratio, NEMA 56C input, dual, 1in diameter output shaft, nominal 2.09hp at 1.0 SF, 1002 lb-in mechanical output torque, 2-1/16in center distance, cast iron housing, tapped-base mount. | Stock | 320
WG-206-015-H | IronHorse heavy duty worm gearbox, 15:1 ratio, NEMA 56C input, hollow, 1.125in diameter output shaft, nominal 2.09hp at 1.0 SF, 1002 lb-in mechanical output torque, 2-1/16in center distance, cast iron housing, tapped-base mount. | Stock | 399
WG-206-015-L | IronHorse heavy duty worm gearbox, 15:1 ratio, NEMA 56C input, left hand, 1in diameter output shaft, nominal 2.09hp at 1.0 SF, 1002 lb-in mechanical output torque, 2-1/16in center distance, cast iron housing, tapped-base mount. | Stock | 318
WG-206-015-R | IronHorse heavy duty worm gearbox, 15:1 ratio, NEMA 56C input, right hand, 1in diameter output shaft, nominal 2.09hp at 1.0 SF, 1002 lb-in mechanical output torque, 2-1/16in center distance, cast iron housing, tapped-base mount. | Stock | 320
WG-206-020-D | IronHorse heavy duty worm gearbox, 20:1 ratio, NEMA 56C input, dual, 1in diameter output shaft, nominal 1.57hp at 1.0 SF, 914 lb-in mechanical output torque, 2-1/16in center distance, cast iron housing, tapped-base mount. | Stock | 302
WG-206-020-H | IronHorse heavy duty worm gearbox, 20:1 ratio, NEMA 56C input, hollow, 1.125in diameter output shaft, nominal 1.57hp at 1.0 SF, 914 lb-in mechanical output torque, 2-1/16in center distance, cast iron housing, tapped-base mount. | Stock | 399
WG-206-020-L | IronHorse heavy duty worm gearbox, 20:1 ratio, NEMA 56C input, left hand, 1in diameter output shaft, nominal 1.57hp at 1.0 SF, 914 lb-in mechanical output torque, 2-1/16in center distance, cast iron housing, tapped-base mount. | Stock | 320
WG-206-020-R | IronHorse heavy duty worm gearbox, 20:1 ratio, NEMA 56C input, right hand, 1in diameter output shaft, nominal 1.57hp at 1.0 SF, 914 lb-in mechanical output torque, 2-1/16in center distance, cast iron housing, tapped-base mount. | Stock | 320
WG-206-040-D | IronHorse heavy duty worm gearbox, 40:1 ratio, NEMA 56C input, dual, 1in diameter output shaft, nominal 1.09hp at 1.0 SF, 1120 lb-in mechanical output torque, 2-1/16in center distance, cast iron housing, tapped-base mount. | Stock | 305
WG-206-040-H | IronHorse heavy duty worm gearbox, 40:1 ratio, NEMA 56C input, hollow, 1.125in diameter output shaft, nominal 1.09hp at 1.0 SF, 1120 lb-in mechanical output torque, 2-1/16in center distance, cast iron housing, tapped-base mount. | Stock | 399
WG-206-040-L | IronHorse heavy duty worm gearbox, 40:1 ratio, NEMA 56C input, left hand, 1in diameter output shaft, nominal 1.09hp at 1.0 SF, 1120 lb-in mechanical output torque, 2-1/16in center distance, cast iron housing, tapped-base mount. | Stock | 320
WG-206-040-R | IronHorse heavy duty worm gearbox, 40:1 ratio, NEMA 56C input, right hand, 1in diameter output shaft, nominal 1.09hp at 1.0 SF, 1120 lb-in mechanical output torque, 2-1/16in center distance, cast iron housing, tapped-base mount. | Stock | 320
WG-206-060-D | IronHorse heavy duty worm gearbox, 60:1 ratio, NEMA 56C input, dual, 1in diameter output shaft, nominal 0.6hp at 1.0 SF, 750 lb-in mechanical output torque, 2-1/16in center distance, cast iron housing, tapped-base mount. | Stock | 302
WG-206-060-H | IronHorse heavy duty worm gearbox, 60:1 ratio, NEMA 56C input, hollow, 1.125in diameter output shaft, nominal 0.6hp at 1.0 SF, 750 lb-in mechanical output torque, 2-1/16in center distance, cast iron housing, tapped-base mount. | Stock | 399
WG-206-060-L | IronHorse heavy duty worm gearbox, 60:1 ratio, NEMA 56C input, left hand, 1in diameter output shaft, nominal 0.6hp at 1.0 SF, 750 lb-in mechanical output torque, 2-1/16in center distance, cast iron housing, tapped-base mount. | Stock | 320
WG-206-060-R | IronHorse heavy duty worm gearbox, 60:1 ratio, NEMA 56C input, right hand, 1in diameter output shaft, nominal 0.6hp at 1.0 SF, 750 lb-in mechanical output torque, 2-1/16in center distance, cast iron housing, tapped-base mount. | Stock | 320
WG-237-005-D | IronHorse heavy duty worm gearbox, 5:1 ratio, NEMA 56C input, dual, 1.125in diameter output shaft, nominal 4.57hp at 1.0 SF, 798 lb-in mechanical output torque, 2-3/8in center distance, cast iron housing, tapped-base mount. | Stock | 364
WG-237-005-H | IronHorse heavy duty worm gearbox, 5:1 ratio, NEMA 56C input, hollow, 1.25in diameter output shaft, nominal 4.57hp at 1.0 SF, 798 lb-in mechanical output torque, 2-3/8in center distance, cast iron housing, tapped-base mount. | Stock | 456
WG-237-005-L | IronHorse heavy duty worm gearbox, 5:1 ratio, NEMA 56C input, left hand, 1.125in diameter output shaft, nominal 4.57hp at 1.0 SF, 798 lb-in mechanical output torque, 2-3/8in center distance, cast iron housing, tapped-base mount. | Stock | 384
WG-237-005-R | IronHorse heavy duty worm gearbox, 5:1 ratio, NEMA 56C input, right hand, 1.125in diameter output shaft, nominal 4.57hp at 1.0 SF, 798 lb-in mechanical output torque, 2-3/8in center distance, cast iron housing, tapped-base mount. | Stock | 384
WG-237-010-D | IronHorse heavy duty worm gearbox, 10:1 ratio, NEMA 56C input, dual, 1.125in diameter output shaft, nominal 3.47hp at 1.0 SF, 1158 lb-in mechanical output torque, 2-3/8in center distance, cast iron housing, tapped-base mount. | Stock | 364
WG-237-010-H | IronHorse heavy duty worm gearbox, 10:1 ratio, NEMA 56C input, hollow, 1.25in diameter output shaft, nominal 3.47hp at 1.0 SF, 1158 lb-in mechanical output torque, 2-3/8in center distance, cast iron housing, tapped-base mount. | Stock | 456
WG-237-010-L | IronHorse heavy duty worm gearbox, 10:1 ratio, NEMA 56C input, left hand, 1.125in diameter output shaft, nominal 3.47hp at 1.0 SF, 1158 lb-in mechanical output torque, 2-3/8in center distance, cast iron housing, tapped-base mount. | Stock | 381
WG-237-010-R | IronHorse heavy duty worm gearbox, 10:1 ratio, NEMA 56C input, right hand, 1.125in diameter output shaft, nominal 3.47hp at 1.0 SF, 1158 lb-in mechanical output torque, 2-3/8in center distance, cast iron housing, tapped-base mount. | Stock | 384
WG-237-015-D | IronHorse heavy duty worm gearbox, 15:1 ratio, NEMA 56C input, dual, 1.125in diameter output shaft, nominal 2.64hp at 1.0 SF, 1249 lb-in mechanical output torque, 2-3/8in center distance, cast iron housing, tapped-base mount. | Stock | 364
WG-237-015-H | IronHorse heavy duty worm gearbox, 15:1 ratio, NEMA 56C input, hollow, 1.25in diameter output shaft, nominal 2.64hp at 1.0 SF, 1249 lb-in mechanical output torque, 2-3/8in center distance, cast iron housing, tapped-base mount. | Stock | 456
WG-237-015-L | IronHorse heavy duty worm gearbox, 15:1 ratio, NEMA 56C input, left hand, 1.125in diameter output shaft, nominal 2.64hp at 1.0 SF, 1249 lb-in mechanical output torque, 2-3/8in center distance, cast iron housing, tapped-base mount. | Stock | 381
WG-237-015-R | IronHorse heavy duty worm gearbox, 15:1 ratio, NEMA 56C input, right hand, 1.125in diameter output shaft, nominal 2.64hp at 1.0 SF, 1249 lb-in mechanical output torque, 2-3/8in center distance, cast iron housing, tapped-base mount. | Stock | 384
WG-237-020-D | IronHorse heavy duty worm gearbox, 20:1 ratio, NEMA 56C input, dual, 1.125in diameter output shaft, nominal 2.06hp at 1.0 SF, 1195 lb-in mechanical output torque, 2-3/8in center distance, cast iron housing, tapped-base mount. | Stock | 364
WG-237-020-H | IronHorse heavy duty worm gearbox, 20:1 ratio, NEMA 56C input, hollow, 1.25in diameter output shaft, nominal 2.06hp at 1.0 SF, 1195 lb-in mechanical output torque, 2-3/8in center distance, cast iron housing, tapped-base mount. | Stock | 456
WG-237-020-L | IronHorse heavy duty worm gearbox, 20:1 ratio, NEMA 56C input, left hand, 1.125in diameter output shaft, nominal 2.06hp at 1.0 SF, 1195 lb-in mechanical output torque, 2-3/8in center distance, cast iron housing, tapped-base mount. | Stock | 381
WG-237-020-R | IronHorse heavy duty worm gearbox, 20:1 ratio, NEMA 56C input, right hand, 1.125in diameter output shaft, nominal 2.06hp at 1.0 SF, 1195 lb-in mechanical output torque, 2-3/8in center distance, cast iron housing, tapped-base mount. | Stock | 384
WG-237-040-D | IronHorse heavy duty worm gearbox, 40:1 ratio, NEMA 56C input, dual, 1.125in diameter output shaft, nominal 1.45hp at 1.0 SF, 1483 lb-in mechanical output torque, 2-3/8in center distance, cast iron housing, tapped-base mount. | Stock | 364
WG-237-040-H | IronHorse heavy duty worm gearbox, 40:1 ratio, NEMA 56C input, hollow, 1.25in diameter output shaft, nominal 1.45hp at 1.0 SF, 1483 lb-in mechanical output torque, 2-3/8in center distance, cast iron housing, tapped-base mount. | Stock | 456
WG-237-040-L | IronHorse heavy duty worm gearbox, 40:1 ratio, NEMA 56C input, left hand, 1.125in diameter output shaft, nominal 1.45hp at 1.0 SF, 1483 lb-in mechanical output torque, 2-3/8in center distance, cast iron housing, tapped-base mount. | Stock | 381
WG-237-040-R | IronHorse heavy duty worm gearbox, 40:1 ratio, NEMA 56C input, right hand, 1.125in diameter output shaft, nominal 1.45hp at 1.0 SF, 1483 lb-in mechanical output torque, 2-3/8in center distance, cast iron housing, tapped-base mount. | Stock | 384
WG-237-060-D | IronHorse heavy duty worm gearbox, 60:1 ratio, NEMA 56C input, dual, 1.125in diameter output shaft, nominal 0.86hp at 1.0 SF, 1149 lb-in mechanical output torque, 2-3/8in center distance, cast iron housing, tapped-base mount. | Stock | 364
WG-237-060-H | IronHorse heavy duty worm gearbox, 60:1 ratio, NEMA 56C input, hollow, 1.25in diameter output shaft, nominal 0.86hp at 1.0 SF, 1149 lb-in mechanical output torque, 2-3/8in center distance, cast iron housing, tapped-base mount. | Stock | 456
WG-237-060-L | IronHorse heavy duty worm gearbox, 60:1 ratio, NEMA 56C input, left hand, 1.125in diameter output shaft, nominal 0.86hp at 1.0 SF, 1149 lb-in mechanical output torque, 2-3/8in center distance, cast iron housing, tapped-base mount. | Stock | 381
WG-237-060-R | IronHorse heavy duty worm gearbox, 60:1 ratio, NEMA 56C input, right hand, 1.125in diameter output shaft, nominal 0.86hp at 1.0 SF, 1149 lb-in mechanical output torque, 2-3/8in center distance, cast iron housing, tapped-base mount. | Stock | 384
WG-262-005-D | IronHorse heavy duty worm gearbox, 5:1 ratio, NEMA 182TC input, dual, 1.125in diameter output shaft, nominal 5.24hp at 1.0 SF, 924 lb-in mechanical output torque, 2-5/8in center distance, cast iron housing, tapped-base mount. | Stock | 389
WG-262-005-H | IronHorse heavy duty worm gearbox, 5:1 ratio, NEMA 182TC input, hollow, 1.4375in diameter output shaft, nominal 5.24hp at 1.0 SF, 924 lb-in mechanical output torque, 2-5/8in center distance, cast iron housing, tapped-base mount. | Stock | 561
WG-262-005-L | IronHorse heavy duty worm gearbox, 5:1 ratio, NEMA 182TC input, left hand, 1.125in diameter output shaft, nominal 5.24hp at 1.0 SF, 924 lb-in mechanical output torque, 2-5/8in center distance, cast iron housing, tapped-base mount. | Stock | 409
WG-262-005-R | IronHorse heavy duty worm gearbox, 5:1 ratio, NEMA 182TC input, right hand, 1.125in diameter output shaft, nominal 5.24hp at 1.0 SF, 924 lb-in mechanical output torque, 2-5/8in center distance, cast iron housing, tapped-base mount. | Stock | 416
WG-262-010-D | IronHorse heavy duty worm gearbox, 10:1 ratio, NEMA 182TC input, dual, 1.125in diameter output shaft, nominal 4.17hp at 1.0 SF, 1445 lb-in mechanical output torque, 2-5/8in center distance, cast iron housing, tapped-base mount. | Stock | 389
WG-262-010-H | IronHorse heavy duty worm gearbox, 10:1 ratio, NEMA 182TC input, hollow, 1.4375in diameter output shaft, nominal 4.17hp at 1.0 SF, 1445 lb-in mechanical output torque, 2-5/8in center distance, cast iron housing, tapped-base mount. | Stock | 561
WG-262-010-L | IronHorse heavy duty worm gearbox, 10:1 ratio, NEMA 182TC input, left hand, 1.125in diameter output shaft, nominal 4.17hp at 1.0 SF, 1445 lb-in mechanical output torque, 2-5/8in center distance, cast iron housing, tapped-base mount. | Stock | 409
WG-262-010-R | IronHorse heavy duty worm gearbox, 10:1 ratio, NEMA 182TC input, right hand, 1.125in diameter output shaft, nominal 4.17hp at 1.0 SF, 1445 lb-in mechanical output torque, 2-5/8in center distance, cast iron housing, tapped-base mount. | Stock | 416
WG-262-015-D | IronHorse heavy duty worm gearbox, 15:1 ratio, NEMA 56C input, dual, 1.125in diameter output shaft, nominal 3.22hp at 1.0 SF, 1577 lb-in mechanical output torque, 2-5/8in center distance, cast iron housing, tapped-base mount. | Stock | 389
WG-262-015-H | IronHorse heavy duty worm gearbox, 15:1 ratio, NEMA 56C input, hollow, 1.4375in diameter output shaft, nominal 3.22hp at 1.0 SF, 1577 lb-in mechanical output torque, 2-5/8in center distance, cast iron housing, tapped-base mount. | Stock | 561
WG-262-015-L | IronHorse heavy duty worm gearbox, 15:1 ratio, NEMA 56C input, left hand, 1.125in diameter output shaft, nominal 3.22hp at 1.0 SF, 1577 lb-in mechanical output torque, 2-5/8in center distance, cast iron housing, tapped-base mount. | Stock | 409
WG-262-015-R | IronHorse heavy duty worm gearbox, 15:1 ratio, NEMA 56C input, right hand, 1.125in diameter output shaft, nominal 3.22hp at 1.0 SF, 1577 lb-in mechanical output torque, 2-5/8in center distance, cast iron housing, tapped-base mount. | Stock | 416
WG-262-020-D | IronHorse heavy duty worm gearbox, 20:1 ratio, NEMA 56C input, dual, 1.125in diameter output shaft, nominal 2.67hp at 1.0 SF, 1563 lb-in mechanical output torque, 2-5/8in center distance, cast iron housing, tapped-base mount. | Stock | 389
WG-262-020-H | IronHorse heavy duty worm gearbox, 20:1 ratio, NEMA 56C input, hollow, 1.4375in diameter output shaft, nominal 2.67hp at 1.0 SF, 1563 lb-in mechanical output torque, 2-5/8in center distance, cast iron housing, tapped-base mount. | Stock | 561
WG-262-020-L | IronHorse heavy duty worm gearbox, 20:1 ratio, NEMA 56C input, left hand, 1.125in diameter output shaft, nominal 2.67hp at 1.0 SF, 1563 lb-in mechanical output torque, 2-5/8in center distance, cast iron housing, tapped-base mount. | Stock | 409
WG-262-020-R | IronHorse heavy duty worm gearbox, 20:1 ratio, NEMA 56C input, right hand, 1.125in diameter output shaft, nominal 2.67hp at 1.0 SF, 1563 lb-in mechanical output torque, 2-5/8in center distance, cast iron housing, tapped-base mount. | Stock | 416
WG-262-040-D | IronHorse heavy duty worm gearbox, 40:1 ratio, NEMA 56C input, dual, 1.125in diameter output shaft, nominal 1.85hp at 1.0 SF, 1919 lb-in mechanical output torque, 2-5/8in center distance, cast iron housing, tapped-base mount. | Stock | 389
WG-262-040-H | IronHorse heavy duty worm gearbox, 40:1 ratio, NEMA 56C input, hollow, 1.4375in diameter output shaft, nominal 1.85hp at 1.0 SF, 1919 lb-in mechanical output torque, 2-5/8in center distance, cast iron housing, tapped-base mount. | Stock | 561
WG-262-040-L | IronHorse heavy duty worm gearbox, 40:1 ratio, NEMA 56C input, left hand, 1.125in diameter output shaft, nominal 1.85hp at 1.0 SF, 1919 lb-in mechanical output torque, 2-5/8in center distance, cast iron housing, tapped-base mount. | Stock | 409
WG-262-040-R | IronHorse heavy duty worm gearbox, 40:1 ratio, NEMA 56C input, right hand, 1.125in diameter output shaft, nominal 1.85hp at 1.0 SF, 1919 lb-in mechanical output torque, 2-5/8in center distance, cast iron housing, tapped-base mount. | Stock | 416
WG-262-060-D | IronHorse heavy duty worm gearbox, 60:1 ratio, NEMA 56C input, dual, 1.125in diameter output shaft, nominal 1.16hp at 1.0 SF, 1670 lb-in mechanical output torque, 2-5/8in center distance, cast iron housing, tapped-base mount. | Stock | 389
WG-262-060-H | IronHorse heavy duty worm gearbox, 60:1 ratio, NEMA 56C input, hollow, 1.4375in diameter output shaft, nominal 1.16hp at 1.0 SF, 1670 lb-in mechanical output torque, 2-5/8in center distance, cast iron housing, tapped-base mount. | Stock | 561
WG-262-060-L | IronHorse heavy duty worm gearbox, 60:1 ratio, NEMA 56C input, left hand, 1.125in diameter output shaft, nominal 1.16hp at 1.0 SF, 1670 lb-in mechanical output torque, 2-5/8in center distance, cast iron housing, tapped-base mount. | Stock | 409
WG-262-060-R | IronHorse heavy duty worm gearbox, 60:1 ratio, NEMA 56C input, right hand, 1.125in diameter output shaft, nominal 1.16hp at 1.0 SF, 1670 lb-in mechanical output torque, 2-5/8in center distance, cast iron housing, tapped-base mount. | Stock | 416
WG-325-010-DC | IronHorse heavy duty worm gearbox, 10:1 ratio, NEMA 182/4TC input, dual, 1.375in diameter output shaft, nominal 7.19hp at 1.0 SF, 2419 lb-in mechanical output torque, 3-1/4in center distance, cast iron housing, tapped-base mount. | Stock | 613
WG-325-010-HC | IronHorse heavy duty worm gearbox, 10:1 ratio, NEMA 182/4TC input, hollow, 1.937in diameter output shaft, nominal 7.19hp at 1.0 SF, 2419 lb-in mechanical output torque, 3-1/4in center distance, cast iron housing, tapped-base mount. | Stock | 804
WG-325-010-LC | IronHorse heavy duty worm gearbox, 10:1 ratio, NEMA 182/4TC input, left hand, 1.375in diameter output shaft, nominal 7.19hp at 1.0 SF, 2419 lb-in mechanical output torque, 3-1/4in center distance, cast iron housing, tapped-base mount. | Stock | 613
WG-325-010-RC | IronHorse heavy duty worm gearbox, 10:1 ratio, NEMA 182/4TC input, right hand, 1.375in diameter output shaft, nominal 7.19hp at 1.0 SF, 2419 lb-in mechanical output torque, 3-1/4in center distance, cast iron housing, tapped-base mount. | Stock | 613
WG-325-015-DC | IronHorse heavy duty worm gearbox, 15:1 ratio, NEMA 182/4TC input, dual, 1.375in diameter output shaft, nominal 5.45hp at 1.0 SF, 2611 lb-in mechanical output torque, 3-1/4in center distance, cast iron housing, tapped-base mount. | Stock | 613
WG-325-015-HC | IronHorse heavy duty worm gearbox, 15:1 ratio, NEMA 182/4TC input, hollow, 1.937in diameter output shaft, nominal 5.45hp at 1.0 SF, 2611 lb-in mechanical output torque, 3-1/4in center distance, cast iron housing, tapped-base mount. | Stock | 804
WG-325-015-LC | IronHorse heavy duty worm gearbox, 15:1 ratio, NEMA 182/4TC input, left hand, 1.375in diameter output shaft, nominal 5.45hp at 1.0 SF, 2611 lb-in mechanical output torque, 3-1/4in center distance, cast iron housing, tapped-base mount. | Stock | 613
WG-325-015-RC | IronHorse heavy duty worm gearbox, 15:1 ratio, NEMA 182/4TC input, right hand, 1.375in diameter output shaft, nominal 5.45hp at 1.0 SF, 2611 lb-in mechanical output torque, 3-1/4in center distance, cast iron housing, tapped-base mount. | Stock | 613
WG-325-020-DC | IronHorse heavy duty worm gearbox, 20:1 ratio, NEMA 182TC input, dual, 1.375in diameter output shaft, nominal 4.74hp at 1.0 SF, 2875 lb-in mechanical output torque, 3-1/4in center distance, cast iron housing, tapped-base mount. | Stock | 613
WG-325-020-HC | IronHorse heavy duty worm gearbox, 20:1 ratio, NEMA 182TC input, hollow, 1.937in diameter output shaft, nominal 4.74hp at 1.0 SF, 2875 lb-in mechanical output torque, 3-1/4in center distance, cast iron housing, tapped-base mount. | Stock | 804
WG-325-020-LC | IronHorse heavy duty worm gearbox, 20:1 ratio, NEMA 182TC input, left hand, 1.375in diameter output shaft, nominal 4.74hp at 1.0 SF, 2875 lb-in mechanical output torque, 3-1/4in center distance, cast iron housing, tapped-base mount. | Stock | 613
WG-325-020-RC | IronHorse heavy duty worm gearbox, 20:1 ratio, NEMA 182TC input, right hand, 1.375in diameter output shaft, nominal 4.74hp at 1.0 SF, 2875 lb-in mechanical output torque, 3-1/4in center distance, cast iron housing, tapped-base mount. | Stock | 613
WG-325-030-DA | IronHorse heavy duty worm gearbox, 30:1 ratio, NEMA 56C input, dual, 1.375in diameter output shaft, nominal 3.66hp at 1.0 SF, 3045 lb-in mechanical output torque, 3-1/4in center distance, cast iron housing, tapped-base mount. | Stock | 613
WG-325-030-DB | IronHorse heavy duty worm gearbox, 30:1 ratio, NEMA 145TC input, dual, 1.375in diameter output shaft, nominal 3.66hp at 1.0 SF, 3045 lb-in mechanical output torque, 3-1/4in center distance, cast iron housing, tapped-base mount. | Stock | 613
WG-325-030-HA | IronHorse heavy duty worm gearbox, 30:1 ratio, NEMA 56C input, hollow, 1.937in diameter output shaft, nominal 3.66hp at 1.0 SF, 3045 lb-in mechanical output torque, 3-1/4in center distance, cast iron housing, tapped-base mount. | Stock | 804
WG-325-030-HB | IronHorse heavy duty worm gearbox, 30:1 ratio, NEMA 145TC input, hollow, 1.937in diameter output shaft, nominal 3.66hp at 1.0 SF, 3045 lb-in mechanical output torque, 3-1/4in center distance, cast iron housing, tapped-base mount. | Stock | 804
WG-325-030-LA | IronHorse heavy duty worm gearbox, 30:1 ratio, NEMA 56C input, left hand, 1.375in diameter output shaft, nominal 3.66hp at 1.0 SF, 3045 lb-in mechanical output torque, 3-1/4in center distance, cast iron housing, tapped-base mount. | Stock | 613
WG-325-030-LB | IronHorse heavy duty worm gearbox, 30:1 ratio, NEMA 145TC input, left hand, 1.375in diameter output shaft, nominal 3.66hp at 1.0 SF, 3045 lb-in mechanical output torque, 3-1/4in center distance, cast iron housing, tapped-base mount. | Stock | 613
WG-325-030-LC | IronHorse heavy duty worm gearbox, 30:1 ratio, NEMA 182TC input, left hand, 1.375in diameter output shaft, nominal 3.66hp at 1.0 SF, 3045 lb-in mechanical output torque, 3-1/4in center distance, cast iron housing, tapped-base mount. | Stock | 613
WG-325-030-RA | IronHorse heavy duty worm gearbox, 30:1 ratio, NEMA 56C input, right hand, 1.375in diameter output shaft, nominal 3.66hp at 1.0 SF, 3045 lb-in mechanical output torque, 3-1/4in center distance, cast iron housing, tapped-base mount. | Stock | 613
WG-325-030-RB | IronHorse heavy duty worm gearbox, 30:1 ratio, NEMA 145TC input, right hand, 1.375in diameter output shaft, nominal 3.66hp at 1.0 SF, 3045 lb-in mechanical output torque, 3-1/4in center distance, cast iron housing, tapped-base mount. | Stock | 613
WG-325-030-RC | IronHorse heavy duty worm gearbox, 30:1 ratio, NEMA 182TC input, right hand, 1.375in diameter output shaft, nominal 3.66hp at 1.0 SF, 3045 lb-in mechanical output torque, 3-1/4in center distance, cast iron housing, tapped-base mount. | Stock | 613
WG-325-040-DA | IronHorse heavy duty worm gearbox, 40:1 ratio, NEMA 56C input, dual, 1.375in diameter output shaft, nominal 3.35hp at 1.0 SF, 3692 lb-in mechanical output torque, 3-1/4in center distance, cast iron housing, tapped-base mount. | Stock | 613
WG-325-040-DB | IronHorse heavy duty worm gearbox, 40:1 ratio, NEMA 145TC input, dual, 1.375in diameter output shaft, nominal 3.35hp at 1.0 SF, 3692 lb-in mechanical output torque, 3-1/4in center distance, cast iron housing, tapped-base mount. | Stock | 613
WG-325-040-HA | IronHorse heavy duty worm gearbox, 40:1 ratio, NEMA 56C input, hollow, 1.937in diameter output shaft, nominal 3.35hp at 1.0 SF, 3692 lb-in mechanical output torque, 3-1/4in center distance, cast iron housing, tapped-base mount. | Stock | 804
WG-325-040-HB | IronHorse heavy duty worm gearbox, 40:1 ratio, NEMA 145TC input, hollow, 1.937in diameter output shaft, nominal 3.35hp at 1.0 SF, 3692 lb-in mechanical output torque, 3-1/4in center distance, cast iron housing, tapped-base mount. | Stock | 804
WG-325-040-LA | IronHorse heavy duty worm gearbox, 40:1 ratio, NEMA 56C input, left hand, 1.375in diameter output shaft, nominal 3.35hp at 1.0 SF, 3692 lb-in mechanical output torque, 3-1/4in center distance, cast iron housing, tapped-base mount. | Stock | 613
WG-325-040-LB | IronHorse heavy duty worm gearbox, 40:1 ratio, NEMA 145TC input, left hand, 1.375in diameter output shaft, nominal 3.35hp at 1.0 SF, 3692 lb-in mechanical output torque, 3-1/4in center distance, cast iron housing, tapped-base mount. | Stock | 613
WG-325-040-RA | IronHorse heavy duty worm gearbox, 40:1 ratio, NEMA 56C input, right hand, 1.375in diameter output shaft, nominal 3.35hp at 1.0 SF, 3692 lb-in mechanical output torque, 3-1/4in center distance, cast iron housing, tapped-base mount. | Stock | 613
WG-325-040-RB | IronHorse heavy duty worm gearbox, 40:1 ratio, NEMA 145TC input, right hand, 1.375in diameter output shaft, nominal 3.35hp at 1.0 SF, 3692 lb-in mechanical output torque, 3-1/4in center distance, cast iron housing, tapped-base mount. | Stock | 613
WG-325-060-DA | IronHorse heavy duty worm gearbox, 60:1 ratio, NEMA 56C input, dual, 1.375in diameter output shaft, nominal 2.03hp at 1.0 SF, 3127 lb-in mechanical output torque, 3-1/4in center distance, cast iron housing, tapped-base mount. | Stock | 613
WG-325-060-DB | IronHorse heavy duty worm gearbox, 60:1 ratio, NEMA 145TC input, dual, 1.375in diameter output shaft, nominal 2.03hp at 1.0 SF, 3127 lb-in mechanical output torque, 3-1/4in center distance, cast iron housing, tapped-base mount. | Stock | 613
WG-325-060-HA | IronHorse heavy duty worm gearbox, 60:1 ratio, NEMA 56C input, hollow, 1.937in diameter output shaft, nominal 2.03hp at 1.0 SF, 3127 lb-in mechanical output torque, 3-1/4in center distance, cast iron housing, tapped-base mount. | Stock | 804
WG-325-060-HB | IronHorse heavy duty worm gearbox, 60:1 ratio, NEMA 145TC input, hollow, 1.937in diameter output shaft, nominal 2.03hp at 1.0 SF, 3127 lb-in mechanical output torque, 3-1/4in center distance, cast iron housing, tapped-base mount. | Stock | 804
WG-325-060-LA | IronHorse heavy duty worm gearbox, 60:1 ratio, NEMA 56C input, left hand, 1.375in diameter output shaft, nominal 2.03hp at 1.0 SF, 3127 lb-in mechanical output torque, 3-1/4in center distance, cast iron housing, tapped-base mount. | Stock | 613
WG-325-060-LB | IronHorse heavy duty worm gearbox, 60:1 ratio, NEMA 145TC input, left hand, 1.375in diameter output shaft, nominal 2.03hp at 1.0 SF, 3127 lb-in mechanical output torque, 3-1/4in center distance, cast iron housing, tapped-base mount. | Stock | 613
WG-325-060-RA | IronHorse heavy duty worm gearbox, 60:1 ratio, NEMA 56C input, right hand, 1.375in diameter output shaft, nominal 2.03hp at 1.0 SF, 3127 lb-in mechanical output torque, 3-1/4in center distance, cast iron housing, tapped-base mount. | Stock | 613
WG-325-060-RB | IronHorse heavy duty worm gearbox, 60:1 ratio, NEMA 145TC input, right hand, 1.375in diameter output shaft, nominal 2.03hp at 1.0 SF, 3127 lb-in mechanical output torque, 3-1/4in center distance, cast iron housing, tapped-base mount. | Stock | 613
Accessories for Cast Iron Worm Gearboxes
WG-175-BASE | IronHorse mounting base, for use with WG-175 series gearboxes. Mounting hardware included. | Stock | 28
WG-206-BASE | IronHorse mounting base, for use with WG-206 series gearboxes. Mounting hardware included. | Stock | 34.5
WG-237-BASE | IronHorse mounting base, for use with WG-237 series gearboxes. Mounting hardware included. | Stock | 38
WG-262-BASE | IronHorse mounting base, for use with WG-262 series gearboxes. Mounting hardware included. | Stock | 45
WG-325-BASE | IronHorse mounting base, for use with WG-325 series gearboxes. Mounting hardware included. | Stock | 65
Aluminum Worm Gearboxes (NEMA Input)
WGA-30M-010-H1 | IronHorse medium duty worm gearbox, 10:1 ratio, NEMA 56C input, hollow, 0.625in diameter output shaft, nominal 0.54hp at 1.0 SF, 160 lb-in mechanical output torque, 30mm center distance, cast aluminum housing, top, bottom and back mount. | Stock | 149
WGA-30M-020-H1 | IronHorse medium duty worm gearbox, 20:1 ratio, NEMA 56C input, hollow, 0.625in diameter output shaft, nominal 0.28hp at 1.0 SF, 151 lb-in mechanical output torque, 30mm center distance, cast aluminum housing, top, bottom and back mount. | Stock | 149
WGA-30M-030-H1 | IronHorse medium duty worm gearbox, 30:1 ratio, NEMA 56C input, hollow, 0.625in diameter output shaft, nominal 0.25hp at 1.0 SF, 177 lb-in mechanical output torque, 30mm center distance, cast aluminum housing, top, bottom and back mount. | Stock | 149
WGA-30M-040-H1 | IronHorse medium duty worm gearbox, 40:1 ratio, NEMA 56C input, hollow, 0.625in diameter output shaft, nominal 0.19hp at 1.0 SF, 160 lb-in mechanical output torque, 30mm center distance, cast aluminum housing, top, bottom and back mount. | Stock | 149
WGA-30M-060-H1 | IronHorse medium duty worm gearbox, 60:1 ratio, NEMA 56C input, hollow, 0.625in diameter output shaft, nominal 0.12hp at 1.0 SF, 134 lb-in mechanical output torque, 30mm center distance, cast aluminum housing, top, bottom and back mount. | Stock | 149
WGA-40M-010-H1 | IronHorse medium duty worm gearbox, 10:1 ratio, NEMA 56C input, hollow, 0.75in diameter output shaft, nominal 1.21hp at 1.0 SF, 370 lb-in mechanical output torque, 40mm center distance, cast aluminum housing, top, bottom and back mount. | Stock | 188
WGA-40M-020-H1 | IronHorse medium duty worm gearbox, 20:1 ratio, NEMA 56C input, hollow, 0.75in diameter output shaft, nominal 0.63hp at 1.0 SF, 361 lb-in mechanical output torque, 40mm center distance, cast aluminum housing, top, bottom and back mount. | Stock | 188
WGA-40M-030-H1 | IronHorse medium duty worm gearbox, 30:1 ratio, NEMA 56C input, hollow, 0.75in diameter output shaft, nominal 0.53hp at 1.0 SF, 403 lb-in mechanical output torque, 40mm center distance, cast aluminum housing, top, bottom and back mount. | Stock | 188
WGA-40M-040-H1 | IronHorse medium duty worm gearbox, 40:1 ratio, NEMA 56C input, hollow, 0.75in diameter output shaft, nominal 0.4hp at 1.0 SF, 378 lb-in mechanical output torque, 40mm center distance, cast aluminum housing, top, bottom and back mount. | Stock | 188
WGA-40M-060-H1 | IronHorse medium duty worm gearbox, 60:1 ratio, NEMA 56C input, hollow, 0.75in diameter output shaft, nominal 0.25hp at 1.0 SF, 319 lb-in mechanical output torque, 40mm center distance, cast aluminum housing, top, bottom and back mount. | Stock | 188
WGA-40M-080-H1 | IronHorse medium duty worm gearbox, 80:1 ratio, NEMA 56C input, hollow, 0.75in diameter output shaft, nominal 0.18hp at 1.0 SF, 277 lb-in mechanical output torque, 40mm center distance, cast aluminum housing, top, bottom and back mount. | Stock | 188
WGA-40M-100-H1 | IronHorse medium duty worm gearbox, 100:1 ratio, NEMA 56C input, hollow, 0.75in diameter output shaft, nominal 0.14hp at 1.0 SF, 244 lb-in mechanical output torque, 40mm center distance, cast aluminum housing, top, bottom and back mount. | Stock | 188
WGA-50M-010-H1 | IronHorse medium duty worm gearbox, 10:1 ratio, NEMA 56C input, hollow, 1in diameter output shaft, nominal 2.12hp at 1.0 SF, 664 lb-in mechanical output torque, 50mm center distance, cast aluminum housing, top, bottom and back mount. | Stock | 257
WGA-50M-020-H1 | IronHorse medium duty worm gearbox, 20:1 ratio, NEMA 56C input, hollow, 1in diameter output shaft, nominal 1.14hp at 1.0 SF, 656 lb-in mechanical output torque, 50mm center distance, cast aluminum housing, top, bottom and back mount. | Stock | 257
WGA-50M-030-H1 | IronHorse medium duty worm gearbox, 30:1 ratio, NEMA 56C input, hollow, 1in diameter output shaft, nominal 0.94hp at 1.0 SF, 740 lb-in mechanical output torque, 50mm center distance, cast aluminum housing, top, bottom and back mount. | Stock | 257
WGA-50M-040-H1 | IronHorse medium duty worm gearbox, 40:1 ratio, NEMA 56C input, hollow, 1in diameter output shaft, nominal 0.7hp at 1.0 SF, 689 lb-in mechanical output torque, 50mm center distance, cast aluminum housing, top, bottom and back mount. | Stock | 257
WGA-50M-060-H1 | IronHorse medium duty worm gearbox, 60:1 ratio, NEMA 56C input, hollow, 1in diameter output shaft, nominal 0.47hp at 1.0 SF, 605 lb-in mechanical output torque, 50mm center distance, cast aluminum housing, top, bottom and back mount. | Stock | 257
WGA-50M-080-H1 | IronHorse medium duty worm gearbox, 80:1 ratio, NEMA 56C input, hollow, 1in diameter output shaft, nominal 0.35hp at 1.0 SF, 546 lb-in mechanical output torque, 50mm center distance, cast aluminum housing, top, bottom and back mount. | Stock | 257
WGA-50M-100-H1 | IronHorse medium duty worm gearbox, 100:1 ratio, NEMA 56C input, hollow, 1in diameter output shaft, nominal 0.26hp at 1.0 SF, 462 lb-in mechanical output torque, 50mm center distance, cast aluminum housing, top, bottom and back mount. | Stock | 257
WGA-63M-010-H1 | IronHorse medium duty worm gearbox, 10:1 ratio, NEMA 56C input, hollow, 1.125in diameter output shaft, nominal 3.52hp at 1.0 SF, 1108 lb-in mechanical output torque, 63mm center distance, cast aluminum housing, top, bottom and back mount. | Stock | 330
WGA-63M-010-H2 | IronHorse medium duty worm gearbox, 10:1 ratio, NEMA 145TC input, hollow, 1.125in diameter output shaft, nominal 3.52hp at 1.0 SF, 1108 lb-in mechanical output torque, 63mm center distance, cast aluminum housing, top, bottom and back mount. | Stock | 330
WGA-63M-020-H1 | IronHorse medium duty worm gearbox, 20:1 ratio, NEMA 56C input, hollow, 1.125in diameter output shaft, nominal 2.06hp at 1.0 SF, 1225 lb-in mechanical output torque, 63mm center distance, cast aluminum housing, top, bottom and back mount. | Stock | 330
WGA-63M-020-H2 | IronHorse medium duty worm gearbox, 20:1 ratio, NEMA 145TC input, hollow, 1.125in diameter output shaft, nominal 2.06hp at 1.0 SF, 1225 lb-in mechanical output torque, 63mm center distance, cast aluminum housing, top, bottom and back mount. | Stock | 330
WGA-63M-030-H1 | IronHorse medium duty worm gearbox, 30:1 ratio, NEMA 56C input, hollow, 1.125in diameter output shaft, nominal 1.64hp at 1.0 SF, 1345 lb-in mechanical output torque, 63mm center distance, cast aluminum housing, top, bottom and back mount. | Stock | 330
WGA-63M-040-H1 | IronHorse medium duty worm gearbox, 40:1 ratio, NEMA 56C input, hollow, 1.125in diameter output shaft, nominal 1.21hp at 1.0 SF, 1261 lb-in mechanical output torque, 63mm center distance, cast aluminum housing, top, bottom and back mount. | Stock | 330
WGA-63M-060-H1 | IronHorse medium duty worm gearbox, 60:1 ratio, NEMA 56C input, hollow, 1.125in diameter output shaft, nominal 0.82hp at 1.0 SF, 1135 lb-in mechanical output torque, 63mm center distance, cast aluminum housing, top, bottom and back mount. | Stock | 330
WGA-63M-080-H1 | IronHorse medium duty worm gearbox, 80:1 ratio, NEMA 56C input, hollow, 1.125in diameter output shaft, nominal 0.6hp at 1.0 SF, 1027 lb-in mechanical output torque, 63mm center distance, cast aluminum housing, top, bottom and back mount. | Stock | 330
WGA-63M-100-H1 | IronHorse medium duty worm gearbox, 100:1 ratio, NEMA 56C input, hollow, 1.125in diameter output shaft, nominal 0.51hp at 1.0 SF, 992 lb-in mechanical output torque, 63mm center distance, cast aluminum housing, top, bottom and back mount. | Stock | 330
WGA-75M-010-H1 | IronHorse medium duty worm gearbox, 10:1 ratio, NEMA 56C input, hollow, 1.25in diameter output shaft, nominal 5.2hp at 1.0 SF, 1656 lb-in mechanical output torque, 75mm center distance, cast aluminum housing, top, bottom and back mount. | Stock | 483
WGA-75M-010-H2 | IronHorse medium duty worm gearbox, 10:1 ratio, NEMA 145TC input, hollow, 1.25in diameter output shaft, nominal 5.2hp at 1.0 SF, 1656 lb-in mechanical output torque, 75mm center distance, cast aluminum housing, top, bottom and back mount. | Stock | 483
WGA-75M-010-H3 | IronHorse medium duty worm gearbox, 10:1 ratio, NEMA 182/4TC input, hollow, 1.25in diameter output shaft, nominal 5.2hp at 1.0 SF, 1656 lb-in mechanical output torque, 75mm center distance, cast aluminum housing, top, bottom and back mount. | Stock | 483
WGA-75M-020-H1 | IronHorse medium duty worm gearbox, 20:1 ratio, NEMA 56C input, hollow, 1.25in diameter output shaft, nominal 3.24hp at 1.0 SF, 1953 lb-in mechanical output torque, 75mm center distance, cast aluminum housing, top, bottom and back mount. | Stock | 483
WGA-75M-020-H2 | IronHorse medium duty worm gearbox, 20:1 ratio, NEMA 145TC input, hollow, 1.25in diameter output shaft, nominal 3.24hp at 1.0 SF, 1953 lb-in mechanical output torque, 75mm center distance, cast aluminum housing, top, bottom and back mount. | Stock | 483
WGA-75M-030-H1 | IronHorse medium duty worm gearbox, 30:1 ratio, NEMA 56C input, hollow, 1.25in diameter output shaft, nominal 2.41hp at 1.0 SF, 2028 lb-in mechanical output torque, 75mm center distance, cast aluminum housing, top, bottom and back mount. | Stock | 483
WGA-75M-040-H1 | IronHorse medium duty worm gearbox, 40:1 ratio, NEMA 56C input, hollow, 1.25in diameter output shaft, nominal 1.9hp at 1.0 SF, 2029 lb-in mechanical output torque, 75mm center distance, cast aluminum housing, top, bottom and back mount. | Stock | 483
WGA-75M-060-H1 | IronHorse medium duty worm gearbox, 60:1 ratio, NEMA 56C input, hollow, 1.25in diameter output shaft, nominal 1.22hp at 1.0 SF, 1778 lb-in mechanical output torque, 75mm center distance, cast aluminum housing, top, bottom and back mount. | Stock | 483
WGA-75M-080-H1 | IronHorse medium duty worm gearbox, 80:1 ratio, NEMA 56C input, hollow, 1.25in diameter output shaft, nominal 0.91hp at 1.0 SF, 1632 lb-in mechanical output torque, 75mm center distance, cast aluminum housing, top, bottom and back mount. | Stock | 483
WGA-75M-100-H1 | IronHorse medium duty worm gearbox, 100:1 ratio, NEMA 56C input, hollow, 1.25in diameter output shaft, nominal 0.74hp at 1.0 SF, 1517 lb-in mechanical output torque, 75mm center distance, cast aluminum housing, top, bottom and back mount. | Stock | 483
Accessories for Aluminum Worm Gearboxes (NEMA Input)
WGA-30M-ACC3 | IronHorse gearbox single output shaft, 0.625in. For use with WGA-30M NEMA series gearboxes. (3) keys, (1) spacer and (1) retaining ring included. | Stock | 21.5
WGA-40M-ACC3 | IronHorse gearbox single output shaft, 0.75in. For use with WGA-40M NEMA series gearboxes. (3) keys, (1) spacer and (1) retaining ring included. | Stock | 24
WGA-50M-ACC3 | IronHorse gearbox single output shaft, 1in. For use with WGA-50M NEMA series gearboxes. (3) keys, (1) spacer and (1) retaining ring included. | Stock | 28
WGA-63M-ACC3 | IronHorse gearbox single output shaft, 1.125in. For use with WGA-63M NEMA series gearboxes. (3) keys, (1) spacer and (1) retaining ring included. | Stock | 37
WGA-75M-ACC3 | IronHorse gearbox single output shaft, 1.25in. For use with WGA-75M NEMA series gearboxes. (3) keys, (1) spacer and (1) retaining ring included. | Stock | 49
WGA-30M-ACC4 | IronHorse gearbox double output shaft, 0.625in. For use with WGA-30M NEMA series gearboxes. (4) keys, (2) spacers and (2) retaining rings included. | Stock | 28
WGA-40M-ACC4 | IronHorse gearbox double output shaft, 0.75in. For use with WGA-40M NEMA series gearboxes. (4) keys, (2) spacers and (2) retaining rings included. | Stock | 32
WGA-50M-ACC4 | IronHorse gearbox double output shaft, 1in. For use with WGA-50M NEMA series gearboxes. (4) keys, (2) spacers and (2) retaining rings included. | Stock | 37
WGA-63M-ACC4 | IronHorse gearbox double output shaft, 1.125in. For use with WGA-63M NEMA series gearboxes. (4) keys, (2) spacers and (2) retaining rings included. | Stock | 50
WGA-75M-ACC4 | IronHorse gearbox double output shaft, 1.25in. For use with WGA-75M NEMA series gearboxes. (4) keys, (2) spacers and (2) retaining rings included. | Stock | 62
Aluminum Worm Gearboxes (IEC Input)
WGA-30M-010-63B14 | IronHorse medium duty worm gearbox, 10:1 ratio, IEC 63B14 input, hollow, 14mm diameter output shaft, nominal 0.54hp at 1.0 SF, 160 lb-in mechanical output torque, 30mm center distance, cast aluminum housing, top, bottom and back mount. | Stock | 149
WGA-30M-010-63B5 | IronHorse medium duty worm gearbox, 10:1 ratio, IEC 63B5 input, hollow, 14mm diameter output shaft, nominal 0.54hp at 1.0 SF, 160 lb-in mechanical output torque, 30mm center distance, cast aluminum housing, top, bottom and back mount. | Stock | 149
WGA-30M-020-63B14 | IronHorse medium duty worm gearbox, 20:1 ratio, IEC 63B14 input, hollow, 14mm diameter output shaft, nominal 0.28hp at 1.0 SF, 151 lb-in mechanical output torque, 30mm center distance, cast aluminum housing, top, bottom and back mount. | Stock | 149
WGA-30M-020-63B5 | IronHorse medium duty worm gearbox, 20:1 ratio, IEC 63B5 input, hollow, 14mm diameter output shaft, nominal 0.28hp at 1.0 SF, 151 lb-in mechanical output torque, 30mm center distance, cast aluminum housing, top, bottom and back mount. | Stock | 149
WGA-30M-030-63B14 | IronHorse medium duty worm gearbox, 30:1 ratio, IEC 63B14 input, hollow, 14mm diameter output shaft, nominal 0.25hp at 1.0 SF, 177 lb-in mechanical output torque, 30mm center distance, cast aluminum housing, top, bottom and back mount. | Stock | 149
WGA-30M-030-63B5 | IronHorse medium duty worm gearbox, 30:1 ratio, IEC 63B5 input, hollow, 14mm diameter output shaft, nominal 0.25hp at 1.0 SF, 177 lb-in mechanical output torque, 30mm center distance, cast aluminum housing, top, bottom and back mount. | Stock | 149
WGA-30M-040-63B14 | IronHorse medium duty worm gearbox, 40:1 ratio, IEC 63B14 input, hollow, 14mm diameter output shaft, nominal 0.19hp at 1.0 SF, 160 lb-in mechanical output torque, 30mm center distance, cast aluminum housing, top, bottom and back mount. | Stock | 149
WGA-30M-040-63B5 | IronHorse medium duty worm gearbox, 40:1 ratio, IEC 63B5 input, hollow, 14mm diameter output shaft, nominal 0.19hp at 1.0 SF, 160 lb-in mechanical output torque, 30mm center distance, cast aluminum housing, top, bottom and back mount. | Stock | 149
WGA-30M-050-63B14 | IronHorse medium duty worm gearbox, 50:1 ratio, IEC 63B14 input, hollow, 14mm diameter output shaft, nominal 0.15hp at 1.0 SF, 151 lb-in mechanical output torque, 30mm center distance, cast aluminum housing, top, bottom and back mount. | Stock | 149
WGA-30M-050-63B5 | IronHorse medium duty worm gearbox, 50:1 ratio, IEC 63B5 input, hollow, 14mm diameter output shaft, nominal 0.15hp at 1.0 SF, 151 lb-in mechanical output torque, 30mm center distance, cast aluminum housing, top, bottom and back mount. | Stock | 149
WGA-40M-010-63B14 | IronHorse medium duty worm gearbox, 10:1 ratio, IEC 63B14 input, hollow, 18mm diameter output shaft, nominal 1.21hp at 1.0 SF, 370 lb-in mechanical output torque, 40mm center distance, cast aluminum housing, top, bottom and back mount. | Stock | 188
WGA-40M-010-63B5 | IronHorse medium duty worm gearbox, 10:1 ratio, IEC 63B5 input, hollow, 18mm diameter output shaft, nominal 1.21hp at 1.0 SF, 370 lb-in mechanical output torque, 40mm center distance, cast aluminum housing, top, bottom and back mount. | Stock | 188
WGA-40M-010-71B14 | IronHorse medium duty worm gearbox, 10:1 ratio, IEC 71B14 input, hollow, 18mm diameter output shaft, nominal 1.21hp at 1.0 SF, 370 lb-in mechanical output torque, 40mm center distance, cast aluminum housing, top, bottom and back mount. | Stock | 188
WGA-40M-010-71B5 | IronHorse medium duty worm gearbox, 10:1 ratio, IEC 71B5 input, hollow, 18mm diameter output shaft, nominal 1.21hp at 1.0 SF, 370 lb-in mechanical output torque, 40mm center distance, cast aluminum housing, top, bottom and back mount. | Stock | 188
WGA-40M-100-63B14 | IronHorse medium duty worm gearbox, 100:1 ratio, IEC 63B14 input, hollow, 18mm diameter output shaft, nominal 0.14hp at 1.0 SF, 244 lb-in mechanical output torque, 40mm center distance, cast aluminum housing, top, bottom and back mount. | Stock | 188
WGA-40M-100-63B5 | IronHorse medium duty worm gearbox, 100:1 ratio, IEC 63B5 input, hollow, 18mm diameter output shaft, nominal 0.14hp at 1.0 SF, 244 lb-in mechanical output torque, 40mm center distance, cast aluminum housing, top, bottom and back mount. | Stock | 188
WGA-40M-020-63B14 | IronHorse medium duty worm gearbox, 20:1 ratio, IEC 63B14 input, hollow, 18mm diameter output shaft, nominal 0.63hp at 1.0 SF, 361 lb-in mechanical output torque, 40mm center distance, cast aluminum housing, top, bottom and back mount. | Stock | 188
WGA-40M-020-63B5 | IronHorse medium duty worm gearbox, 20:1 ratio, IEC 63B5 input, hollow, 18mm diameter output shaft, nominal 0.63hp at 1.0 SF, 361 lb-in mechanical output torque, 40mm center distance, cast aluminum housing, top, bottom and back mount. | Stock | 188
WGA-40M-020-71B14 | IronHorse medium duty worm gearbox, 20:1 ratio, IEC 71B14 input, hollow, 18mm diameter output shaft, nominal 0.63hp at 1.0 SF, 361 lb-in mechanical output torque, 40mm center distance, cast aluminum housing, top, bottom and back mount. | Stock | 188
WGA-40M-020-71B5 | IronHorse medium duty worm gearbox, 20:1 ratio, IEC 71B5 input, hollow, 18mm diameter output shaft, nominal 0.63hp at 1.0 SF, 361 lb-in mechanical output torque, 40mm center distance, cast aluminum housing, top, bottom and back mount. | Stock | 188
WGA-40M-030-63B14 | IronHorse medium duty worm gearbox, 30:1 ratio, IEC 63B14 input, hollow, 18mm diameter output shaft, nominal 0.53hp at 1.0 SF, 403 lb-in mechanical output torque, 40mm center distance, cast aluminum housing, top, bottom and back mount. | Stock | 188
WGA-40M-030-63B5 | IronHorse medium duty worm gearbox, 30:1 ratio, IEC 63B5 input, hollow, 18mm diameter output shaft, nominal 0.53hp at 1.0 SF, 403 lb-in mechanical output torque, 40mm center distance, cast aluminum housing, top, bottom and back mount. | Stock | 188
WGA-40M-030-71B14 | IronHorse medium duty worm gearbox, 30:1 ratio, IEC 71B14 input, hollow, 18mm diameter output shaft, nominal 0.53hp at 1.0 SF, 403 lb-in mechanical output torque, 40mm center distance, cast aluminum housing, top, bottom and back mount. | Stock | 188
WGA-40M-030-71B5 | IronHorse medium duty worm gearbox, 30:1 ratio, IEC 71B5 input, hollow, 18mm diameter output shaft, nominal 0.53hp at 1.0 SF, 403 lb-in mechanical output torque, 40mm center distance, cast aluminum housing, top, bottom and back mount. | Stock | 188
WGA-40M-040-71B14 | IronHorse medium duty worm gearbox, 40:1 ratio, IEC 71B14 input, hollow, 18mm diameter output shaft, nominal 0.4hp at 1.0 SF, 378 lb-in mechanical output torque, 40mm center distance, cast aluminum housing, top, bottom and back mount. | Stock | 188
WGA-40M-040-71B5 | IronHorse medium duty worm gearbox, 40:1 ratio, IEC 71B5 input, hollow, 18mm diameter output shaft, nominal 0.4hp at 1.0 SF, 378 lb-in mechanical output torque, 40mm center distance, cast aluminum housing, top, bottom and back mount. | Stock | 188
WGA-40M-050-63B14 | IronHorse medium duty worm gearbox, 50:1 ratio, IEC 63B14 input, hollow, 18mm diameter output shaft, nominal 0.31hp at 1.0 SF, 353 lb-in mechanical output torque, 40mm center distance, cast aluminum housing, top, bottom and back mount. | Stock | 188
WGA-40M-050-63B5 | IronHorse medium duty worm gearbox, 50:1 ratio, IEC 63B5 input, hollow, 18mm diameter output shaft, nominal 0.31hp at 1.0 SF, 353 lb-in mechanical output torque, 40mm center distance, cast aluminum housing, top, bottom and back mount. | Stock | 188
WGA-40M-060-63B14 | IronHorse medium duty worm gearbox, 60:1 ratio, IEC 63B14 input, hollow, 18mm diameter output shaft, nominal 0.25hp at 1.0 SF, 319 lb-in mechanical output torque, 40mm center distance, cast aluminum housing, top, bottom and back mount. | Stock | 188
WGA-40M-060-63B5 | IronHorse medium duty worm gearbox, 60:1 ratio, IEC 63B5 input, hollow, 18mm diameter output shaft, nominal 0.25hp at 1.0 SF, 319 lb-in mechanical output torque, 40mm center distance, cast aluminum housing, top, bottom and back mount. | Stock | 188
WGA-40M-080-63B14 | IronHorse medium duty worm gearbox, 80:1 ratio, IEC 63B14 input, hollow, 18mm diameter output shaft, nominal 0.18hp at 1.0 SF, 277 lb-in mechanical output torque, 40mm center distance, cast aluminum housing, top, bottom and back mount. | Stock | 188
WGA-40M-080-63B5 | IronHorse medium duty worm gearbox, 80:1 ratio, IEC 63B5 input, hollow, 18mm diameter output shaft, nominal 0.18hp at 1.0 SF, 277 lb-in mechanical output torque, 40mm center distance, cast aluminum housing, top, bottom and back mount. | Stock | 188
WGA-50M-010-71B14 | IronHorse medium duty worm gearbox, 10:1 ratio, IEC 71B14 input, hollow, 25mm diameter output shaft, nominal 2.12hp at 1.0 SF, 664 lb-in mechanical output torque, 50mm center distance, cast aluminum housing, top, bottom and back mount. | Stock | 257
WGA-50M-010-71B5 | IronHorse medium duty worm gearbox, 10:1 ratio, IEC 71B5 input, hollow, 25mm diameter output shaft, nominal 2.12hp at 1.0 SF, 664 lb-in mechanical output torque, 50mm center distance, cast aluminum housing, top, bottom and back mount. | Stock | 257
WGA-50M-010-80B14 | IronHorse medium duty worm gearbox, 10:1 ratio, IEC 80B14 input, hollow, 25mm diameter output shaft, nominal 2.12hp at 1.0 SF, 664 lb-in mechanical output torque, 50mm center distance, cast aluminum housing, top, bottom and back mount. | Stock | 257
WGA-50M-010-80B5 | IronHorse medium duty worm gearbox, 10:1 ratio, IEC 80B5 input, hollow, 25mm diameter output shaft, nominal 2.12hp at 1.0 SF, 664 lb-in mechanical output torque, 50mm center distance, cast aluminum housing, top, bottom and back mount. | Stock | 257
WGA-50M-020-71B14 | IronHorse medium duty worm gearbox, 20:1 ratio, IEC 71B14 input, hollow, 25mm diameter output shaft, nominal 1.14hp at 1.0 SF, 656 lb-in mechanical output torque, 50mm center distance, cast aluminum housing, top, bottom and back mount. | Stock | 257
WGA-50M-020-71B5 | IronHorse medium duty worm gearbox, 20:1 ratio, IEC 71B5 input, hollow, 25mm diameter output shaft, nominal 1.14hp at 1.0 SF, 656 lb-in mechanical output torque, 50mm center distance, cast aluminum housing, top, bottom and back mount. | Stock | 257
WGA-50M-020-80B14 | IronHorse medium duty worm gearbox, 20:1 ratio, IEC 80B14 input, hollow, 25mm diameter output shaft, nominal 1.14hp at 1.0 SF, 656 lb-in mechanical output torque, 50mm center distance, cast aluminum housing, top, bottom and back mount. | Stock | 257
WGA-50M-020-80B5 | IronHorse medium duty worm gearbox, 20:1 ratio, IEC 80B5 input, hollow, 25mm diameter output shaft, nominal 1.14hp at 1.0 SF, 656 lb-in mechanical output torque, 50mm center distance, cast aluminum housing, top, bottom and back mount. | Stock | 257
WGA-50M-030-71B14 | IronHorse medium duty worm gearbox, 30:1 ratio, IEC 71B14 input, hollow, 25mm diameter output shaft, nominal 0.94hp at 1.0 SF, 740 lb-in mechanical output torque, 50mm center distance, cast aluminum housing, top, bottom and back mount. | Stock | 257
WGA-50M-030-71B5 | IronHorse medium duty worm gearbox, 30:1 ratio, IEC 71B5 input, hollow, 25mm diameter output shaft, nominal 0.94hp at 1.0 SF, 740 lb-in mechanical output torque, 50mm center distance, cast aluminum housing, top, bottom and back mount. | Stock | 257
WGA-50M-030-80B14 | IronHorse medium duty worm gearbox, 30:1 ratio, IEC 80B14 input, hollow, 25mm diameter output shaft, nominal 0.94hp at 1.0 SF, 740 lb-in mechanical output torque, 50mm center distance, cast aluminum housing, top, bottom and back mount. | Stock | 257
WGA-50M-030-80B5 | IronHorse medium duty worm gearbox, 30:1 ratio, IEC 80B5 input, hollow, 25mm diameter output shaft, nominal 0.94hp at 1.0 SF, 740 lb-in mechanical output torque, 50mm center distance, cast aluminum housing, top, bottom and back mount. | Stock | 257
WGA-50M-040-71B14 | IronHorse medium duty worm gearbox, 40:1 ratio, IEC 71B14 input, hollow, 25mm diameter output shaft, nominal 0.7hp at 1.0 SF, 689 lb-in mechanical output torque, 50mm center distance, cast aluminum housing, top, bottom and back mount. | Stock | 257
WGA-50M-040-71B5 | IronHorse medium duty worm gearbox, 40:1 ratio, IEC 71B5 input, hollow, 25mm diameter output shaft, nominal 0.7hp at 1.0 SF, 689 lb-in mechanical output torque, 50mm center distance, cast aluminum housing, top, bottom and back mount. | Stock | 257
WGA-50M-050-71B14 | IronHorse medium duty worm gearbox, 50:1 ratio, IEC 71B14 input, hollow, 25mm diameter output shaft, nominal 0.56hp at 1.0 SF, 647 lb-in mechanical output torque, 50mm center distance, cast aluminum housing, top, bottom and back mount. | Stock | 257
WGA-50M-050-71B5 | IronHorse medium duty worm gearbox, 50:1 ratio, IEC 71B5 input, hollow, 25mm diameter output shaft, nominal 0.56hp at 1.0 SF, 647 lb-in mechanical output torque, 50mm center distance, cast aluminum housing, top, bottom and back mount. | Stock | 257
WGA-50M-060-71B14 | IronHorse medium duty worm gearbox, 60:1 ratio, IEC 71B14 input, hollow, 25mm diameter output shaft, nominal 0.47hp at 1.0 SF, 605 lb-in mechanical output torque, 50mm center distance, cast aluminum housing, top, bottom and back mount. | Stock | 257
WGA-50M-060-71B5 | IronHorse medium duty worm gearbox, 60:1 ratio, IEC 71B5 input, hollow, 25mm diameter output shaft, nominal 0.47hp at 1.0 SF, 605 lb-in mechanical output torque, 50mm center distance, cast aluminum housing, top, bottom and back mount. | Stock | 257
WGA-50M-080-71B14 | IronHorse medium duty worm gearbox, 80:1 ratio, IEC 71B14 input, hollow, 25mm diameter output shaft, nominal 0.35hp at 1.0 SF, 546 lb-in mechanical output torque, 50mm center distance, cast aluminum housing, top, bottom and back mount. | Stock | 257
WGA-50M-080-71B5 | IronHorse medium duty worm gearbox, 80:1 ratio, IEC 71B5 input, hollow, 25mm diameter output shaft, nominal 0.35hp at 1.0 SF, 546 lb-in mechanical output torque, 50mm center distance, cast aluminum housing, top, bottom and back mount. | Stock | 257
WGA-63M-010-80B14 | IronHorse medium duty worm gearbox, 10:1 ratio, IEC 80B14 input, hollow, 25mm diameter output shaft, nominal 3.52hp at 1.0 SF, 1108 lb-in mechanical output torque, 63mm center distance, cast aluminum housing, top, bottom and back mount. | Stock | 330
WGA-63M-010-80B5 | IronHorse medium duty worm gearbox, 10:1 ratio, IEC 80B5 input, hollow, 25mm diameter output shaft, nominal 3.52hp at 1.0 SF, 1108 lb-in mechanical output torque, 63mm center distance, cast aluminum housing, top, bottom and back mount. | Stock | 330
WGA-63M-010-90B14 | IronHorse medium duty worm gearbox, 10:1 ratio, IEC 90B14 input, hollow, 25mm diameter output shaft, nominal 3.52hp at 1.0 SF, 1108 lb-in mechanical output torque, 63mm center distance, cast aluminum housing, top, bottom and back mount. | Stock | 330
WGA-63M-010-90B5 | IronHorse medium duty worm gearbox, 10:1 ratio, IEC 90B5 input, hollow, 25mm diameter output shaft, nominal 3.52hp at 1.0 SF, 1108 lb-in mechanical output torque, 63mm center distance, cast aluminum housing, top, bottom and back mount. | Stock | 330
WGA-63M-100-71B14 | IronHorse medium duty worm gearbox, 100:1 ratio, IEC 71B14 input, hollow, 25mm diameter output shaft, nominal 0.51hp at 1.0 SF, 992 lb-in mechanical output torque, 63mm center distance, cast aluminum housing, top, bottom and back mount. | Stock | 330
WGA-63M-100-71B5 | IronHorse medium duty worm gearbox, 100:1 ratio, IEC 71B5 input, hollow, 25mm diameter output shaft, nominal 0.51hp at 1.0 SF, 992 lb-in mechanical output torque, 63mm center distance, cast aluminum housing, top, bottom and back mount. | Stock | 330
WGA-63M-100-80B14 | IronHorse medium duty worm gearbox, 100:1 ratio, IEC 80B14 input, hollow, 25mm diameter output shaft, nominal 0.51hp at 1.0 SF, 992 lb-in mechanical output torque, 63mm center distance, cast aluminum housing, top, bottom and back mount. | Stock | 330
WGA-63M-100-80B5 | IronHorse medium duty worm gearbox, 100:1 ratio, IEC 80B5 input, hollow, 25mm diameter output shaft, nominal 0.51hp at 1.0 SF, 992 lb-in mechanical output torque, 63mm center distance, cast aluminum housing, top, bottom and back mount. | Stock | 330
WGA-63M-020-80B14 | IronHorse medium duty worm gearbox, 20:1 ratio, IEC 80B14 input, hollow, 25mm diameter output shaft, nominal 2.06hp at 1.0 SF, 1225 lb-in mechanical output torque, 63mm center distance, cast aluminum housing, top, bottom and back mount. | Stock | 330
WGA-63M-020-80B5 | IronHorse medium duty worm gearbox, 20:1 ratio, IEC 80B5 input, hollow, 25mm diameter output shaft, nominal 2.06hp at 1.0 SF, 1225 lb-in mechanical output torque, 63mm center distance, cast aluminum housing, top, bottom and back mount. | Stock | 330
WGA-63M-020-90B14 | IronHorse medium duty worm gearbox, 20:1 ratio, IEC 90B14 input, hollow, 25mm diameter output shaft, nominal 2.06hp at 1.0 SF, 1225 lb-in mechanical output torque, 63mm center distance, cast aluminum housing, top, bottom and back mount. | Stock | 330
WGA-63M-020-90B5 | IronHorse medium duty worm gearbox, 20:1 ratio, IEC 90B5 input, hollow, 25mm diameter output shaft, nominal 2.06hp at 1.0 SF, 1225 lb-in mechanical output torque, 63mm center distance, cast aluminum housing, top, bottom and back mount. | Stock | 330
WGA-63M-030-80B14 | IronHorse medium duty worm gearbox, 30:1 ratio, IEC 80B14 input, hollow, 25mm diameter output shaft, nominal 1.64hp at 1.0 SF, 1345 lb-in mechanical output torque, 63mm center distance, cast aluminum housing, top, bottom and back mount. | Stock | 330
WGA-63M-030-80B5 | IronHorse medium duty worm gearbox, 30:1 ratio, IEC 80B5 input, hollow, 25mm diameter output shaft, nominal 1.64hp at 1.0 SF, 1345 lb-in mechanical output torque, 63mm center distance, cast aluminum housing, top, bottom and back mount. | Stock | 330
WGA-63M-030-90B14 | IronHorse medium duty worm gearbox, 30:1 ratio, IEC 90B14 input, hollow, 25mm diameter output shaft, nominal 1.64hp at 1.0 SF, 1345 lb-in mechanical output torque, 63mm center distance, cast aluminum housing, top, bottom and back mount. | Stock | 330
WGA-63M-030-90B5 | IronHorse medium duty worm gearbox, 30:1 ratio, IEC 90B5 input, hollow, 25mm diameter output shaft, nominal 1.64hp at 1.0 SF, 1345 lb-in mechanical output torque, 63mm center distance, cast aluminum housing, top, bottom and back mount. | Stock | 330
WGA-63M-040-71B14 | IronHorse medium duty worm gearbox, 40:1 ratio, IEC 71B14 input, hollow, 25mm diameter output shaft, nominal 1.21hp at 1.0 SF, 1261 lb-in mechanical output torque, 63mm center distance, cast aluminum housing, top, bottom and back mount. | Stock | 330
WGA-63M-040-71B5 | IronHorse medium duty worm gearbox, 40:1 ratio, IEC 71B5 input, hollow, 25mm diameter output shaft, nominal 1.21hp at 1.0 SF, 1261 lb-in mechanical output torque, 63mm center distance, cast aluminum housing, top, bottom and back mount. | Stock | 330
WGA-63M-040-80B14 | IronHorse medium duty worm gearbox, 40:1 ratio, IEC 80B14 input, hollow, 25mm diameter output shaft, nominal 1.21hp at 1.0 SF, 1261 lb-in mechanical output torque, 63mm center distance, cast aluminum housing, top, bottom and back mount. | Stock | 330
WGA-63M-040-80B5 | IronHorse medium duty worm gearbox, 40:1 ratio, IEC 80B5 input, hollow, 25mm diameter output shaft, nominal 1.21hp at 1.0 SF, 1261 lb-in mechanical output torque, 63mm center distance, cast aluminum housing, top, bottom and back mount. | Stock | 330
WGA-63M-050-71B14 | IronHorse medium duty worm gearbox, 50:1 ratio, IEC 71B14 input, hollow, 25mm diameter output shaft, nominal 0.99hp at 1.0 SF, 1208 lb-in mechanical output torque, 63mm center distance, cast aluminum housing, top, bottom and back mount. | Stock | 330
WGA-63M-050-71B5 | IronHorse medium duty worm gearbox, 50:1 ratio, IEC 71B5 input, hollow, 25mm diameter output shaft, nominal 0.99hp at 1.0 SF, 1208 lb-in mechanical output torque, 63mm center distance, cast aluminum housing, top, bottom and back mount. | Stock | 330
WGA-63M-050-80B14 | IronHorse medium duty worm gearbox, 50:1 ratio, IEC 80B14 input, hollow, 25mm diameter output shaft, nominal 0.99hp at 1.0 SF, 1208 lb-in mechanical output torque, 63mm center distance, cast aluminum housing, top, bottom and back mount. | Stock | 330
WGA-63M-050-80B5 | IronHorse medium duty worm gearbox, 50:1 ratio, IEC 80B5 input, hollow, 25mm diameter output shaft, nominal 0.99hp at 1.0 SF, 1208 lb-in mechanical output torque, 63mm center distance, cast aluminum housing, top, bottom and back mount. | Stock | 330
WGA-63M-060-71B14 | IronHorse medium duty worm gearbox, 60:1 ratio, IEC 71B14 input, hollow, 25mm diameter output shaft, nominal 0.82hp at 1.0 SF, 1135 lb-in mechanical output torque, 63mm center distance, cast aluminum housing, top, bottom and back mount. | Stock | 330
WGA-63M-060-71B5 | IronHorse medium duty worm gearbox, 60:1 ratio, IEC 71B5 input, hollow, 25mm diameter output shaft, nominal 0.82hp at 1.0 SF, 1135 lb-in mechanical output torque, 63mm center distance, cast aluminum housing, top, bottom and back mount. | Stock | 330
WGA-63M-060-80B14 | IronHorse medium duty worm gearbox, 60:1 ratio, IEC 80B14 input, hollow, 25mm diameter output shaft, nominal 0.82hp at 1.0 SF, 1135 lb-in mechanical output torque, 63mm center distance, cast aluminum housing, top, bottom and back mount. | Stock | 330
WGA-63M-060-80B5 | IronHorse medium duty worm gearbox, 60:1 ratio, IEC 80B5 input, hollow, 25mm diameter output shaft, nominal 0.82hp at 1.0 SF, 1135 lb-in mechanical output torque, 63mm center distance, cast aluminum housing, top, bottom and back mount. | Stock | 330
WGA-63M-080-71B14 | IronHorse medium duty worm gearbox, 80:1 ratio, IEC 71B14 input, hollow, 25mm diameter output shaft, nominal 0.6hp at 1.0 SF, 1027 lb-in mechanical output torque, 63mm center distance, cast aluminum housing, top, bottom and back mount. | Stock | 330
WGA-63M-080-71B5 | IronHorse medium duty worm gearbox, 80:1 ratio, IEC 71B5 input, hollow, 25mm diameter output shaft, nominal 0.6hp at 1.0 SF, 1027 lb-in mechanical output torque, 63mm center distance, cast aluminum housing, top, bottom and back mount. | Stock | 330
WGA-63M-080-80B14 | IronHorse medium duty worm gearbox, 80:1 ratio, IEC 80B14 input, hollow, 25mm diameter output shaft, nominal 0.6hp at 1.0 SF, 1027 lb-in mechanical output torque, 63mm center distance, cast aluminum housing, top, bottom and back mount. | Stock | 330
WGA-63M-080-80B5 | IronHorse medium duty worm gearbox, 80:1 ratio, IEC 80B5 input, hollow, 25mm diameter output shaft, nominal 0.6hp at 1.0 SF, 1027 lb-in mechanical output torque, 63mm center distance, cast aluminum housing, top, bottom and back mount. | Stock | 330
WGA-75M-100-80B14 | IronHorse medium duty worm gearbox, 100:1 ratio, IEC 80B14 input, hollow, 28mm diameter output shaft, nominal 0.74hp at 1.0 SF, 1517 lb-in mechanical output torque, 75mm center distance, cast aluminum housing, top, bottom and back mount. | Stock | 483
WGA-75M-100-80B5 | IronHorse medium duty worm gearbox, 100:1 ratio, IEC 80B5 input, hollow, 28mm diameter output shaft, nominal 0.74hp at 1.0 SF, 1517 lb-in mechanical output torque, 75mm center distance, cast aluminum housing, top, bottom and back mount. | Stock | 483
WGA-75M-020-80B14 | IronHorse medium duty worm gearbox, 20:1 ratio, IEC 80B14 input, hollow, 28mm diameter output shaft, nominal 3.24hp at 1.0 SF, 1953 lb-in mechanical output torque, 75mm center distance, cast aluminum housing, top, bottom and back mount. | Stock | 483
WGA-75M-020-80B5 | IronHorse medium duty worm gearbox, 20:1 ratio, IEC 80B5 input, hollow, 28mm diameter output shaft, nominal 3.24hp at 1.0 SF, 1953 lb-in mechanical output torque, 75mm center distance, cast aluminum housing, top, bottom and back mount. | Stock | 483
WGA-75M-020-90B14 | IronHorse medium duty worm gearbox, 20:1 ratio, IEC 90B14 input, hollow, 28mm diameter output shaft, nominal 3.24hp at 1.0 SF, 1953 lb-in mechanical output torque, 75mm center distance, cast aluminum housing, top, bottom and back mount. | Stock | 483
WGA-75M-020-90B5 | IronHorse medium duty worm gearbox, 20:1 ratio, IEC 90B5 input, hollow, 28mm diameter output shaft, nominal 3.24hp at 1.0 SF, 1953 lb-in mechanical output torque, 75mm center distance, cast aluminum housing, top, bottom and back mount. | Stock | 483
WGA-75M-030-80B14 | IronHorse medium duty worm gearbox, 30:1 ratio, IEC 80B14 input, hollow, 28mm diameter output shaft, nominal 2.41hp at 1.0 SF, 2028 lb-in mechanical output torque, 75mm center distance, cast aluminum housing, top, bottom and back mount. | Stock | 483
WGA-75M-030-80B5 | IronHorse medium duty worm gearbox, 30:1 ratio, IEC 80B5 input, hollow, 28mm diameter output shaft, nominal 2.41hp at 1.0 SF, 2028 lb-in mechanical output torque, 75mm center distance, cast aluminum housing, top, bottom and back mount. | Stock | 483
WGA-75M-030-90B14 | IronHorse medium duty worm gearbox, 30:1 ratio, IEC 90B14 input, hollow, 28mm diameter output shaft, nominal 2.41hp at 1.0 SF, 2028 lb-in mechanical output torque, 75mm center distance, cast aluminum housing, top, bottom and back mount. | Stock | 483
WGA-75M-030-90B5 | IronHorse medium duty worm gearbox, 30:1 ratio, IEC 90B5 input, hollow, 28mm diameter output shaft, nominal 2.41hp at 1.0 SF, 2028 lb-in mechanical output torque, 75mm center distance, cast aluminum housing, top, bottom and back mount. | Stock | 483
WGA-75M-040-80B14 | IronHorse medium duty worm gearbox, 40:1 ratio, IEC 80B14 input, hollow, 28mm diameter output shaft, nominal 1.9hp at 1.0 SF, 2029 lb-in mechanical output torque, 75mm center distance, cast aluminum housing, top, bottom and back mount. | Stock | 483
WGA-75M-040-80B5 | IronHorse medium duty worm gearbox, 40:1 ratio, IEC 80B5 input, hollow, 28mm diameter output shaft, nominal 1.9hp at 1.0 SF, 2029 lb-in mechanical output torque, 75mm center distance, cast aluminum housing, top, bottom and back mount. | Stock | 483
WGA-75M-040-90B14 | IronHorse medium duty worm gearbox, 40:1 ratio, IEC 90B14 input, hollow, 28mm diameter output shaft, nominal 1.9hp at 1.0 SF, 2029 lb-in mechanical output torque, 75mm center distance, cast aluminum housing, top, bottom and back mount. | Stock | 483
WGA-75M-040-90B5 | IronHorse medium duty worm gearbox, 40:1 ratio, IEC 90B5 input, hollow, 28mm diameter output shaft, nominal 1.9hp at 1.0 SF, 2029 lb-in mechanical output torque, 75mm center distance, cast aluminum housing, top, bottom and back mount. | Stock | 483
WGA-75M-050-80B14 | IronHorse medium duty worm gearbox, 50:1 ratio, IEC 80B14 input, hollow, 28mm diameter output shaft, nominal 1.47hp at 1.0 SF, 1881 lb-in mechanical output torque, 75mm center distance, cast aluminum housing, top, bottom and back mount. | Stock | 483
WGA-75M-050-80B5 | IronHorse medium duty worm gearbox, 50:1 ratio, IEC 80B5 input, hollow, 28mm diameter output shaft, nominal 1.47hp at 1.0 SF, 1881 lb-in mechanical output torque, 75mm center distance, cast aluminum housing, top, bottom and back mount. | Stock | 483
WGA-75M-060-80B14 | IronHorse medium duty worm gearbox, 60:1 ratio, IEC 80B14 input, hollow, 28mm diameter output shaft, nominal 1.22hp at 1.0 SF, 1778 lb-in mechanical output torque, 75mm center distance, cast aluminum housing, top, bottom and back mount. | Stock | 483
WGA-75M-060-80B5 | IronHorse medium duty worm gearbox, 60:1 ratio, IEC 80B5 input, hollow, 28mm diameter output shaft, nominal 1.22hp at 1.0 SF, 1778 lb-in mechanical output torque, 75mm center distance, cast aluminum housing, top, bottom and back mount. | Stock | 483
WGA-75M-080-80B14 | IronHorse medium duty worm gearbox, 80:1 ratio, IEC 80B14 input, hollow, 28mm diameter output shaft, nominal 0.91hp at 1.0 SF, 1632 lb-in mechanical output torque, 75mm center distance, cast aluminum housing, top, bottom and back mount. | Stock | 483
WGA-75M-080-80B5 | IronHorse medium duty worm gearbox, 80:1 ratio, IEC 80B5 input, hollow, 28mm diameter output shaft, nominal 0.91hp at 1.0 SF, 1632 lb-in mechanical output torque, 75mm center distance, cast aluminum housing, top, bottom and back mount. | Stock | 483
Accessories for Aluminum Worm Gearboxes (IEC Input)
WGA-30M-S-IEC | IronHorse gearbox single output shaft, 14mm. For use with WGA-30M IEC series gearboxes. (3) keys, (1) spacer and (1) retaining ring included. | Stock | 19
WGA-40M-S-IEC | IronHorse gearbox single output shaft, 18mm. For use with WGA-40M IEC series gearboxes. (3) keys, (1) spacer and (1) retaining ring included. | Stock | 22
WGA-50M-S-IEC | IronHorse gearbox single output shaft, 25mm. For use with WGA-50M IEC series gearboxes. (3) keys, (1) spacer and (1) retaining ring included. | Stock | 25.5
WGA-63M-S-IEC | IronHorse gearbox single output shaft, 25mm. For use with WGA-63M IEC series gearboxes. (3) keys, (1) spacer and (1) retaining ring included. | Stock | 34
WGA-75M-S-IEC | IronHorse gearbox single output shaft, 28mm. For use with WGA-75M IEC series gearboxes. (3) keys, (1) spacer and (1) retaining ring included. | Stock | 44
WGA-30M-D-IEC | IronHorse gearbox double output shaft, 14mm. For use with WGA-30M IEC series gearboxes. (4) keys, (2) spacers and (2) retaining rings included. | Stock | 25.5
WGA-40M-D-IEC | IronHorse gearbox double output shaft, 18mm. For use with WGA-40M IEC series gearboxes. (4) keys, (2) spacers and (2) retaining rings included. | Stock | 29.5
WGA-50M-D-IEC | IronHorse gearbox double output shaft, 25mm. For use with WGA-50M IEC series gearboxes. (4) keys, (2) spacers and (2) retaining rings included. | Stock | 34
WGA-63M-D-IEC | IronHorse gearbox double output shaft, 25mm. For use with WGA-63M IEC series gearboxes. (4) keys, (2) spacers and (2) retaining rings included. | Stock | 45
WGA-75M-D-IEC | IronHorse gearbox double output shaft, 28mm. For use with WGA-75M IEC series gearboxes. (4) keys, (2) spacers and (2) retaining rings included. | Stock | 56
WGA-30M-ACC1 | IronHorse output flange, for use with all WGA-30M series gearboxes. Mounting hardware included. | Stock | 15.5
WGA-40M-ACC1 | IronHorse output flange, for use with all WGA-40M series gearboxes. Mounting hardware included. | Stock | 17
WGA-50M-ACC1 | IronHorse output flange, for use with all WGA-50M series gearboxes. Mounting hardware included. | Stock | 19.5
WGA-63M-ACC1 | IronHorse output flange, for use with all WGA-63M series gearboxes. Mounting hardware included. | Stock | 25
WGA-75M-ACC1 | IronHorse output flange, for use with all WGA-75M series gearboxes. Mounting hardware included. | Stock | 38
WGA-30M-ACC2 | IronHorse torque arm, for use with all WGA-30M series gearboxes. Mounting hardware included. | Stock | 21.5
WGA-40M-ACC2 | IronHorse torque arm, for use with all WGA-40M series gearboxes. Mounting hardware included. | Stock | 24
WGA-50M-ACC2 | IronHorse torque arm, for use with all WGA-50M series gearboxes. Mounting hardware included. | Stock | 25
WGA-63M-ACC2 | IronHorse torque arm, for use with all WGA-63M series gearboxes. Mounting hardware included. | Stock | 39.5
WGA-75M-ACC2 | IronHorse torque arm, for use with all WGA-75M series gearboxes. Mounting hardware included. | Stock | 69
WGA-30M-ACC5 | IronHorse output cover, for use with all WGA-30M series gearboxes. Mounting hardware included. | Stock | 6.75
WGA-40M-ACC5 | IronHorse output cover, for use with all WGA-40M series gearboxes. Mounting hardware included. | Stock | 6.75
WGA-50M-ACC5 | IronHorse output cover, for use with all WGA-50M series gearboxes. Mounting hardware included. | Stock | 12.5
WGA-63M-ACC5 | IronHorse output cover, for use with all WGA-63M series gearboxes. Mounting hardware included. | Stock | 12.5
WGA-75M-ACC5 | IronHorse output cover, for use with all WGA-75M series gearboxes. Mounting hardware included. | Stock | 12.5
Cast Iron Helical Inline Gearboxes
HGR-37-005-A | IronHorse heavy duty helical gearbox, 5:1 ratio, 56C-Face input, inline, 1in diameter output shaft, nominal 1hp at 1.0 SF, 160 lb-in mechanical output torque, Type-37 frame, cast iron housing, foot mount. | Stock | 563
HGR-37-005-B | IronHorse heavy duty helical gearbox, 5:1 ratio, 145TC-Face input, inline, 1in diameter output shaft, nominal 2hp at 1.0 SF, 330 lb-in mechanical output torque, Type-37 frame, cast iron housing, foot mount. | Stock | 563
HGR-37-010-A | IronHorse heavy duty helical gearbox, 10:1 ratio, 56C-Face input, inline, 1in diameter output shaft, nominal 1hp at 1.0 SF, 340 lb-in mechanical output torque, Type-37 frame, cast iron housing, foot mount. | Stock | 563
HGR-37-010-B | IronHorse heavy duty helical gearbox, 10:1 ratio, 145TC-Face input, inline, 1in diameter output shaft, nominal 2hp at 1.0 SF, 670 lb-in mechanical output torque, Type-37 frame, cast iron housing, foot mount. | Stock | 563
HGR-37-015-A | IronHorse heavy duty helical gearbox, 15:1 ratio, 56C-Face input, inline, 1in diameter output shaft, nominal 1hp at 1.0 SF, 530 lb-in mechanical output torque, Type-37 frame, cast iron housing, foot mount. | Stock | 563
HGR-37-015-B | IronHorse heavy duty helical gearbox, 15:1 ratio, 145TC-Face input, inline, 1in diameter output shaft, nominal 2hp at 1.0 SF, 950 lb-in mechanical output torque, Type-37 frame, cast iron housing, foot mount. | Stock | 563
HGR-37-020-A | IronHorse heavy duty helical gearbox, 20:1 ratio, 56C-Face input, inline, 1in diameter output shaft, nominal 1hp at 1.0 SF, 670 lb-in mechanical output torque, Type-37 frame, cast iron housing, foot mount. | Stock | 563
HGR-37-020-B | IronHorse heavy duty helical gearbox, 20:1 ratio, 145TC-Face input, inline, 1in diameter output shaft, nominal 2hp at 1.0 SF, 1350 lb-in mechanical output torque, Type-37 frame, cast iron housing, foot mount. | Stock | 563
HGR-37-030-A | IronHorse heavy duty helical gearbox, 30:1 ratio, 56C-Face input, inline, 1in diameter output shaft, nominal 1hp at 1.0 SF, 1010 lb-in mechanical output torque, Type-37 frame, cast iron housing, foot mount. | Stock | 563
HGR-37-030-B | IronHorse heavy duty helical gearbox, 30:1 ratio, 145TC-Face input, inline, 1in diameter output shaft, nominal 2hp at 1.0 SF, 2020 lb-in mechanical output torque, Type-37 frame, cast iron housing, foot mount. | Stock | 563
HGR-37-040-A | IronHorse heavy duty helical gearbox, 40:1 ratio, 56C-Face input, inline, 1in diameter output shaft, nominal 1hp at 1.0 SF, 1310 lb-in mechanical output torque, Type-37 frame, cast iron housing, foot mount. | Stock | 563
HGR-37-060-A | IronHorse heavy duty helical gearbox, 60:1 ratio, 56C-Face input, inline, 1in diameter output shaft, nominal 0.82hp at 1.0 SF, 1770 lb-in mechanical output torque, Type-37 frame, cast iron housing, foot mount. | Stock | 563
HGR-47-005-B | IronHorse heavy duty helical gearbox, 5:1 ratio, 145TC-Face input, inline, 1.25in diameter output shaft, nominal 2hp at 1.0 SF, 330 lb-in mechanical output torque, Type-47 frame, cast iron housing, foot mount. | Stock | 647
HGR-47-005-C | IronHorse heavy duty helical gearbox, 5:1 ratio, 182/4TC-Face input, inline, 1.25in diameter output shaft, nominal 3hp at 1.0 SF, 490 lb-in mechanical output torque, Type-47 frame, cast iron housing, foot mount. | Stock | 647
HGR-47-010-C | IronHorse heavy duty helical gearbox, 10:1 ratio, 182/4TC-Face input, inline, 1.25in diameter output shaft, nominal 3hp at 1.0 SF, 1140 lb-in mechanical output torque, Type-47 frame, cast iron housing, foot mount. | Stock | 647
HGR-47-015-C | IronHorse heavy duty helical gearbox, 15:1 ratio, 182/4TC-Face input, inline, 1.25in diameter output shaft, nominal 3hp at 1.0 SF, 1520 lb-in mechanical output torque, Type-47 frame, cast iron housing, foot mount. | Stock | 647
HGR-47-020-B | IronHorse heavy duty helical gearbox, 20:1 ratio, 145TC-Face input, inline, 1.25in diameter output shaft, nominal 2hp at 1.0 SF, 1240 lb-in mechanical output torque, Type-47 frame, cast iron housing, foot mount. | Stock | 647
HGR-47-020-C | IronHorse heavy duty helical gearbox, 20:1 ratio, 182TC-Face input, inline, 1.25in diameter output shaft, nominal 3hp at 1.0 SF, 1860 lb-in mechanical output torque, Type-47 frame, cast iron housing, foot mount. | Stock | 647
HGR-47-030-B | IronHorse heavy duty helical gearbox, 30:1 ratio, 145TC-Face input, inline, 1.25in diameter output shaft, nominal 2hp at 1.0 SF, 2080 lb-in mechanical output torque, Type-47 frame, cast iron housing, foot mount. | Stock | 647
HGR-47-030-C | IronHorse heavy duty helical gearbox, 30:1 ratio, 182/4TC-Face input, inline, 1.25in diameter output shaft, nominal 3hp at 1.0 SF, 3120 lb-in mechanical output torque, Type-47 frame, cast iron housing, foot mount. | Stock | 647
HGR-47-040-A | IronHorse heavy duty helical gearbox, 40:1 ratio, 56C-Face input, inline, 1.25in diameter output shaft, nominal 1hp at 1.0 SF, 1360 lb-in mechanical output torque, Type-47 frame, cast iron housing, foot mount. | Stock | 647
HGR-47-060-A | IronHorse heavy duty helical gearbox, 60:1 ratio, 56C-Face input, inline, 1.25in diameter output shaft, nominal 1hp at 1.0 SF, 2070 lb-in mechanical output torque, Type-47 frame, cast iron housing, foot mount. | Stock | 647
HGR-67-005-B | IronHorse heavy duty helical gearbox, 5:1 ratio, 145TC-Face input, inline, 1.375in diameter output shaft, nominal 2hp at 1.0 SF, 350 lb-in mechanical output torque, Type-67 frame, cast iron housing, foot mount. | Stock | 921
HGR-67-005-C | IronHorse heavy duty helical gearbox, 5:1 ratio, 182/4TC-Face input, inline, 1.375in diameter output shaft, nominal 5hp at 1.0 SF, 880 lb-in mechanical output torque, Type-67 frame, cast iron housing, foot mount. | Stock | 921
HGR-67-010-C | IronHorse heavy duty helical gearbox, 10:1 ratio, 182/4TC-Face input, inline, 1.375in diameter output shaft, nominal 5hp at 1.0 SF, 1670 lb-in mechanical output torque, Type-67 frame, cast iron housing, foot mount. | Stock | 921
HGR-67-015-B | IronHorse heavy duty helical gearbox, 15:1 ratio, 145TC-Face input, inline, 1.375in diameter output shaft, nominal 2hp at 1.0 SF, 1040 lb-in mechanical output torque, Type-67 frame, cast iron housing, foot mount. | Stock | 921
HGR-67-015-C | IronHorse heavy duty helical gearbox, 15:1 ratio, 182TC-Face input, inline, 1.375in diameter output shaft, nominal 3hp at 1.0 SF, 1560 lb-in mechanical output torque, Type-67 frame, cast iron housing, foot mount. | Stock | 921
HGR-67-020-C | IronHorse heavy duty helical gearbox, 20:1 ratio, 182TC-Face input, inline, 1.375in diameter output shaft, nominal 3hp at 1.0 SF, 2160 lb-in mechanical output torque, Type-67 frame, cast iron housing, foot mount. | Stock | 921
HGR-67-030-B | IronHorse heavy duty helical gearbox, 30:1 ratio, 145TC-Face input, inline, 1.375in diameter output shaft, nominal 2hp at 1.0 SF, 1880 lb-in mechanical output torque, Type-67 frame, cast iron housing, foot mount. | Stock | 921
HGR-67-040-B | IronHorse heavy duty helical gearbox, 40:1 ratio, 145TC-Face input, inline, 1.375in diameter output shaft, nominal 2hp at 1.0 SF, 2690 lb-in mechanical output torque, Type-67 frame, cast iron housing, foot mount. | Stock | 921
HGR-67-060-A | IronHorse heavy duty helical gearbox, 60:1 ratio, 56C-Face input, inline, 1.375in diameter output shaft, nominal 1hp at 1.0 SF, 2060 lb-in mechanical output torque, Type-67 frame, cast iron housing, foot mount. | Stock | 921
HGR-77-005-C | IronHorse heavy duty helical gearbox, 5:1 ratio, 182/4TC-Face input, inline, 1.625in diameter output shaft, nominal 5hp at 1.0 SF, 800 lb-in mechanical output torque, Type-77 frame, cast iron housing, foot mount. | Stock | 1080
HGR-77-005-D | IronHorse heavy duty helical gearbox, 5:1 ratio, 213/5TC-Face input, inline, 1.625in diameter output shaft, nominal 7.5hp at 1.0 SF, 1210 lb-in mechanical output torque, Type-77 frame, cast iron housing, foot mount. | Stock | 1080
HGR-77-010-D | IronHorse heavy duty helical gearbox, 10:1 ratio, 213/5TC-Face input, inline, 1.625in diameter output shaft, nominal 7.5hp at 1.0 SF, 2760 lb-in mechanical output torque, Type-77 frame, cast iron housing, foot mount. | Stock | 1080
HGR-77-020-C | IronHorse heavy duty helical gearbox, 20:1 ratio, 182/4TC-Face input, inline, 1.625in diameter output shaft, nominal 3hp at 1.0 SF, 2350 lb-in mechanical output torque, Type-77 frame, cast iron housing, foot mount. | Stock | 1080
HGR-77-030-C | IronHorse heavy duty helical gearbox, 30:1 ratio, 182/4TC-Face input, inline, 1.625in diameter output shaft, nominal 3hp at 1.0 SF, 3130 lb-in mechanical output torque, Type-77 frame, cast iron housing, foot mount. | Stock | 1080
HGR-77-040-C | IronHorse heavy duty helical gearbox, 40:1 ratio, 182/4TC-Face input, inline, 1.625in diameter output shaft, nominal 3hp at 1.0 SF, 3850 lb-in mechanical output torque, Type-77 frame, cast iron housing, foot mount. | Stock | 1080
HGR-77-060-B | IronHorse heavy duty helical gearbox, 60:1 ratio, 145TC-Face input, inline, 1.625in diameter output shaft, nominal 2hp at 1.0 SF, 3770 lb-in mechanical output torque, Type-77 frame, cast iron housing, foot mount. | Stock | 1080
HGR-87-005-D | IronHorse heavy duty helical gearbox, 5:1 ratio, 213/5TC-Face input, inline, 2.125in diameter output shaft, nominal 10hp at 1.0 SF, 1590 lb-in mechanical output torque, Type-87 frame, cast iron housing, foot mount. | Stock | 1713
HGR-87-005-E | IronHorse heavy duty helical gearbox, 5:1 ratio, 254/6TC-Face input, inline, 2.125in diameter output shaft, nominal 15hp at 1.0 SF, 2390 lb-in mechanical output torque, Type-87 frame, cast iron housing, foot mount. | Stock | 1713
HGR-87-010-D | IronHorse heavy duty helical gearbox, 10:1 ratio, 213/5TC-Face input, inline, 2.125in diameter output shaft, nominal 10hp at 1.0 SF, 3590 lb-in mechanical output torque, Type-87 frame, cast iron housing, foot mount. | Stock | 1713
HGR-87-015-D | IronHorse heavy duty helical gearbox, 15:1 ratio, 213/5TC-Face input, inline, 2.125in diameter output shaft, nominal 7.5hp at 1.0 SF, 3860 lb-in mechanical output torque, Type-87 frame, cast iron housing, foot mount. | Stock | 1713
HGR-87-020-C | IronHorse heavy duty helical gearbox, 20:1 ratio, 182/4TC-Face input, inline, 2.125in diameter output shaft, nominal 5hp at 1.0 SF, 3280 lb-in mechanical output torque, Type-87 frame, cast iron housing, foot mount. | Stock | 1713
HGR-87-020-D | IronHorse heavy duty helical gearbox, 20:1 ratio, 213/5TC-Face input, inline, 2.125in diameter output shaft, nominal 7.5hp at 1.0 SF, 4910 lb-in mechanical output torque, Type-87 frame, cast iron housing, foot mount. | Stock | 1713
HGR-87-030-C | IronHorse heavy duty helical gearbox, 30:1 ratio, 182/4TC-Face input, inline, 2.125in diameter output shaft, nominal 5hp at 1.0 SF, 5180 lb-in mechanical output torque, Type-87 frame, cast iron housing, foot mount. | Stock | 1713
HGR-87-040-C | IronHorse heavy duty helical gearbox, 40:1 ratio, 182/4TC-Face input, inline, 2.125in diameter output shaft, nominal 5hp at 1.0 SF, 6240 lb-in mechanical output torque, Type-87 frame, cast iron housing, foot mount. | Stock | 1713
HGR-87-060-B | IronHorse heavy duty helical gearbox, 60:1 ratio, 145TC-Face input, inline, 2.125in diameter output shaft, nominal 2hp at 1.0 SF, 4070 lb-in mechanical output torque, Type-87 frame, cast iron housing, foot mount. | Stock | 1713
HGR-87-060-C | IronHorse heavy duty helical gearbox, 60:1 ratio, 182TC-Face input, inline, 2.125in diameter output shaft, nominal 3hp at 1.0 SF, 6030 lb-in mechanical output torque, Type-87 frame, cast iron housing, foot mount. | Stock | 1713
Cast Iron Helical Bevel Gearboxes
HBR-37-010-A | IronHorse heavy duty helical bevel gearbox, 10:1 ratio, 56C-Face input, hollow, 1.25in diameter output shaft, nominal 2hp at 2.17 SF, 1565 lb-in mechanical output torque, Type-37 frame, cast iron housing, vertical or horizontal mount. | Stock | 1428
HBR-37-010-B | IronHorse heavy duty helical bevel gearbox, 10:1 ratio, 143/5TC-Face input, hollow, 1.25in diameter output shaft, nominal 2hp at 2.17 SF, 1565 lb-in mechanical output torque, Type-37 frame, cast iron housing, vertical or horizontal mount. | Stock | 1428
HBR-37-025-A | IronHorse heavy duty helical bevel gearbox, 25:1 ratio, 56C-Face input, hollow, 1.25in diameter output shaft, nominal 2hp at 1.1 SF, 1659 lb-in mechanical output torque, Type-37 frame, cast iron housing, vertical or horizontal mount. | Stock | 1428
HBR-37-025-B | IronHorse heavy duty helical bevel gearbox, 25:1 ratio, 143/5TC-Face input, hollow, 1.25in diameter output shaft, nominal 2hp at 1.1 SF, 1659 lb-in mechanical output torque, Type-37 frame, cast iron housing, vertical or horizontal mount. | Stock | 1428
HBR-37-040-A | IronHorse heavy duty helical bevel gearbox, 40:1 ratio, 56C-Face input, hollow, 1.25in diameter output shaft, nominal 1hp at 1.43 SF, 1770 lb-in mechanical output torque, Type-37 frame, cast iron housing, vertical or horizontal mount. | Stock | 1428
HBR-37-040-B | IronHorse heavy duty helical bevel gearbox, 40:1 ratio, 143TC-Face input, hollow, 1.25in diameter output shaft, nominal 1hp at 1.43 SF, 1770 lb-in mechanical output torque, Type-37 frame, cast iron housing, vertical or horizontal mount. | Stock | 1428
HBR-37-060-A | IronHorse heavy duty helical bevel gearbox, 60:1 ratio, 56C-Face input, hollow, 1.25in diameter output shaft, Nominal 0.75hp at 1.47 SF, 1770 lb-in mechanical output torque, Type-37 frame, cast iron housing, vertical or horizontal mount. | Stock | 1428
HBR-47-010-A | IronHorse heavy duty helical bevel gearbox, 10:1 ratio, 56C-Face input, hollow, 1.375in diameter output shaft, nominal 2hp at 3.23 SF, 2097 lb-in mechanical output torque, Type-47 frame, cast iron housing, vertical or horizontal mount. | Stock | 1564
HBR-47-010-B | IronHorse heavy duty helical bevel gearbox, 10:1 ratio, 143/5TC-Face input, hollow, 1.375in diameter output shaft, nominal 2hp at 3.23 SF, 2097 lb-in mechanical output torque, Type-47 frame, cast iron housing, vertical or horizontal mount. | Stock | 1564
HBR-47-010-C | IronHorse heavy duty helical bevel gearbox, 10:1 ratio, 182/4TC-Face input, hollow, 1.375in diameter output shaft, nominal 5hp at 1.29 SF, 2097 lb-in mechanical output torque, Type-47 frame, cast iron housing, vertical or horizontal mount. | Stock | 1564
HBR-47-020-B | IronHorse heavy duty helical bevel gearbox, 20:1 ratio, 143/5TC-Face input, hollow, 1.375in diameter output shaft, nominal 2hp at 1.99 SF, 2675 lb-in mechanical output torque, Type-47 frame, cast iron housing, vertical or horizontal mount. | Stock | 1564
HBR-47-020-C | IronHorse heavy duty helical bevel gearbox, 20:1 ratio, 182TC-Face input, hollow, 1.375in diameter output shaft, nominal 3hp at 1.32 SF, 2675 lb-in mechanical output torque, Type-47 frame, cast iron housing, vertical or horizontal mount. | Stock | 1564
HBR-47-040-A | IronHorse heavy duty helical bevel gearbox, 40:1 ratio, 56C-Face input, hollow, 1.375in diameter output shaft, nominal 2hp at 1.25 SF, 3372 lb-in mechanical output torque, Type-47 frame, cast iron housing, vertical or horizontal mount. | Stock | 1564
HBR-47-040-B | IronHorse heavy duty helical bevel gearbox, 40:1 ratio, 143/5TC-Face input, hollow, 1.375in diameter output shaft, nominal 2hp at 1.25 SF, 3372 lb-in mechanical output torque, Type-47 frame, cast iron housing, vertical or horizontal mount. | Stock | 1564
HBR-47-060-A | IronHorse heavy duty helical bevel gearbox, 60:1 ratio, 56C-Face input, hollow, 1.375in diameter output shaft, nominal 1hp at 1.84 SF, 3540 lb-in mechanical output torque, Type-47 frame, cast iron housing, vertical or horizontal mount. | Stock | 1564
HBR-47-060-B | IronHorse heavy duty helical bevel gearbox, 60:1 ratio, 143TC-Face input, hollow, 1.375in diameter output shaft, nominal 1hp at 1.84 SF, 3540 lb-in mechanical output torque, Type-47 frame, cast iron housing, vertical or horizontal mount. | Stock | 1564
HBR-47-085-A | IronHorse heavy duty helical bevel gearbox, 85:1 ratio, 56C-Face input, hollow, 1.375in diameter output shaft, nominal 0.75hp at 1.89 SF, 3540 lb-in mechanical output torque, Type-47 frame, cast iron housing, vertical or horizontal mount. | Stock | 1564
HBR-67-010-B | IronHorse heavy duty helical bevel gearbox, 10:1 ratio, 143/5TC-Face input, hollow, 1.5in diameter output shaft, nominal 2hp at 6.03 SF, 3800 lb-in mechanical output torque, Type-67 frame, cast iron housing, vertical or horizontal mount. | Stock | 1954
HBR-67-010-C | IronHorse heavy duty helical bevel gearbox, 10:1 ratio, 182/4TC-Face input, hollow, 1.5in diameter output shaft, nominal 5hp at 2.41 SF, 3800 lb-in mechanical output torque, Type-67 frame, cast iron housing, vertical or horizontal mount. | Stock | 1954
HBR-67-020-B | IronHorse heavy duty helical bevel gearbox, 20:1 ratio, 143/5TC-Face input, hollow, 1.5in diameter output shaft, nominal 2hp at 3.13 SF, 4530 lb-in mechanical output torque, Type-67 frame, cast iron housing, vertical or horizontal mount. | Stock | 1954
HBR-67-020-C | IronHorse heavy duty helical bevel gearbox, 20:1 ratio, 182/4TC-Face input, hollow, 1.5in diameter output shaft, nominal 5hp at 1.25 SF, 4530 lb-in mechanical output torque, Type-67 frame, cast iron housing, vertical or horizontal mount. | Stock | 1954
HBR-67-040-A | IronHorse heavy duty helical bevel gearbox, 40:1 ratio, 56C-Face input, hollow, 1.5in diameter output shaft, nominal 2hp at 2.31 SF, 5730 lb-in mechanical output torque, Type-67 frame, cast iron housing, vertical or horizontal mount. | Stock | 1954
HBR-67-040-B | IronHorse heavy duty helical bevel gearbox, 40:1 ratio, 143/5TC-Face input, hollow, 1.5in diameter output shaft, nominal 2hp at 2.31 SF, 5730 lb-in mechanical output torque, Type-67 frame, cast iron housing, vertical or horizontal mount. | Stock | 1954
HBR-67-040-C | IronHorse heavy duty helical bevel gearbox, 40:1 ratio, 182TC-Face input, hollow, 1.5in diameter output shaft, nominal 3hp at 1.54 SF, 5730 lb-in mechanical output torque, Type-67 frame, cast iron housing, vertical or horizontal mount. | Stock | 1954
HBR-67-065-A | IronHorse heavy duty helical bevel gearbox, 65:1 ratio, 56C-Face input, hollow, 1.5in diameter output shaft, nominal 2hp at 1.48 SF, 6260 lb-in mechanical output torque, Type-67 frame, cast iron housing, vertical or horizontal mount. | Stock | 1954
HBR-67-065-B | IronHorse heavy duty helical bevel gearbox, 65:1 ratio, 143/5TC-Face input, hollow, 1.5in diameter output shaft, nominal 2hp at 1.48 SF, 6260 lb-in mechanical output torque, Type-67 frame, cast iron housing, vertical or horizontal mount. | Stock | 1954
HBR-67-085-A | IronHorse heavy duty helical bevel gearbox, 85:1 ratio, 56C-Face input, hollow, 1.5in diameter output shaft, nominal 2hp at 1.23 SF, 6760 lb-in mechanical output torque, Type-67 frame, cast iron housing, vertical or horizontal mount. | Stock | 1954
HBR-67-085-B | IronHorse heavy duty helical bevel gearbox, 85:1 ratio, 143/5TC-Face input, hollow, 1.5in diameter output shaft, nominal 2hp at 1.23 SF, 6760 lb-in mechanical output torque, Type-67 frame, cast iron housing, vertical or horizontal mount. | Stock | 1954
HBR-67-120-A | IronHorse heavy duty helical bevel gearbox, 120:1 ratio, 56C-Face input, hollow, 1.5in diameter output shaft, nominal 1hp at 1.88 SF, 7260 lb-in mechanical output torque, Type-67 frame, cast iron housing, vertical or horizontal mount. | Stock | 1954
HBR-67-120-B | IronHorse heavy duty helical bevel gearbox, 120:1 ratio, 143TC-Face input, hollow, 1.5in diameter output shaft, nominal 1hp at 1.88 SF, 7260 lb-in mechanical output torque, Type-67 frame, cast iron housing, vertical or horizontal mount. | Stock | 1954
HBR-77-010-C | IronHorse heavy duty helical bevel gearbox, 10:1 ratio, 182/4TC-Face input, hollow, 2in diameter output shaft, nominal 5hp at 4.8 SF, 7800 lb-in mechanical output torque, Type-77 frame, cast iron housing, vertical or horizontal mount. | Stock | 2970
HBR-77-010-D | IronHorse heavy duty helical bevel gearbox, 10:1 ratio, 213/5TC-Face input, hollow, 2in diameter output shaft, nominal 10hp at 2.4 SF, 7800 lb-in mechanical output torque, Type-77 frame, cast iron housing, vertical or horizontal mount. | Stock | 2970
HBR-77-020-C | IronHorse heavy duty helical bevel gearbox, 20:1 ratio, 182/4TC-Face input, hollow, 2in diameter output shaft, nominal 5hp at 2.96 SF, 9765 lb-in mechanical output torque, Type-77 frame, cast iron housing, vertical or horizontal mount. | Stock | 2970
HBR-77-020-D | IronHorse heavy duty helical bevel gearbox, 20:1 ratio, 213/5TC-Face input, hollow, 2in diameter output shaft, nominal 10hp at 1.48 SF, 9765 lb-in mechanical output torque, Type-77 frame, cast iron housing, vertical or horizontal mount. | Stock | 2970
HBR-77-040-C | IronHorse heavy duty helical bevel gearbox, 40:1 ratio, 182/4TC-Face input, hollow, 2in diameter output shaft, nominal 5hp at 1.84 SF, 11955 lb-in mechanical output torque, Type-77 frame, cast iron housing, vertical or horizontal mount. | Stock | 2970
HBR-77-040-D | IronHorse heavy duty helical bevel gearbox, 40:1 ratio, 213TC-Face input, hollow, 2in diameter output shaft, nominal 7.5hp at 1.23 SF, 11955 lb-in mechanical output torque, Type-77 frame, cast iron housing, vertical or horizontal mount. | Stock | 2970
HBR-77-060-C | IronHorse heavy duty helical bevel gearbox, 60:1 ratio, 182/4TC-Face input, hollow, 2in diameter output shaft, nominal 3hp at 2.39 SF, 13325 lb-in mechanical output torque, Type-77 frame, cast iron housing, vertical or horizontal mount. | Stock | 2970
HBR-77-080-B | IronHorse heavy duty helical bevel gearbox, 80:1 ratio, 143/5TC-Face input, hollow, 2in diameter output shaft, nominal 2hp at 2.69 SF, 13710 lb-in mechanical output torque, Type-77 frame, cast iron housing, vertical or horizontal mount. | Stock | 2970
HBR-77-080-C | IronHorse heavy duty helical bevel gearbox, 80:1 ratio, 182TC-Face input, hollow, 2in diameter output shaft, nominal 3hp at 1.79 SF, 13710 lb-in mechanical output torque, Type-77 frame, cast iron housing, vertical or horizontal mount. | Stock | 2970
HBR-77-120-B | IronHorse heavy duty helical bevel gearbox, 120:1 ratio, 143TC-Face input, hollow, 2in diameter output shaft, nominal 1hp at 3.42 SF, 12480 lb-in mechanical output torque, Type-77 frame, cast iron housing, vertical or horizontal mount. | Stock | 2970
HBR-87-020-D | IronHorse heavy duty helical bevel gearbox, 20:1 ratio, 213/5TC-Face input, hollow, 2.375in diameter output shaft, nominal 10hp at 2.59 SF, 17650 lb-in mechanical output torque, Type-87 frame, cast iron housing, vertical or horizontal mount. | Stock | 4625
HBR-87-020-E | IronHorse heavy duty helical bevel gearbox, 20:1 ratio, 254/6TC-Face input, hollow, 2.375in diameter output shaft, nominal 20hp at 1.29 SF, 17650 lb-in mechanical output torque, Type-87 frame, cast iron housing, vertical or horizontal mount. | Stock | 4625
HBR-87-040-C | IronHorse heavy duty helical bevel gearbox, 40:1 ratio, 182/4TC-Face input, hollow, 2.375in diameter output shaft, nominal 5hp at 2.95 SF, 20870 lb-in mechanical output torque, Type-87 frame, cast iron housing, vertical or horizontal mount. | Stock | 4625
HBR-87-040-D | IronHorse heavy duty helical bevel gearbox, 40:1 ratio, 213/5TC-Face input, hollow, 2.375in diameter output shaft, nominal 10hp at 1.48 SF, 20870 lb-in mechanical output torque, Type-87 frame, cast iron housing, vertical or horizontal mount. | Stock | 4625
HBR-87-060-C | IronHorse heavy duty helical bevel gearbox, 60:1 ratio, 182/4TC-Face input, hollow, 2.375in diameter output shaft, nominal 5hp at 2.22 SF, 22270 lb-in mechanical output torque, Type-87 frame, cast iron housing, vertical or horizontal mount. | Stock | 4625
HBR-87-060-D | IronHorse heavy duty helical bevel gearbox, 60:1 ratio, 213/5TC-Face input, hollow, 2.375in diameter output shaft, nominal 10hp at 1.11 SF, 22270 lb-in mechanical output torque, Type-87 frame, cast iron housing, vertical or horizontal mount. | Stock | 4625
HBR-87-080-C | IronHorse heavy duty helical bevel gearbox, 80:1 ratio, 182/4TC-Face input, hollow, 2.375in diameter output shaft, nominal 5hp at 1.74 SF, 23570 lb-in mechanical output torque, Type-87 frame, cast iron housing, vertical or horizontal mount. | Stock | 4625
HBR-87-120-C | IronHorse heavy duty helical bevel gearbox, 120:1 ratio, 182TC-Face input, hollow, 2.375in diameter output shaft, nominal 3hp at 2.08 SF, 23900 lb-in mechanical output torque, Type-87 frame, cast iron housing, vertical or horizontal mount. | Stock | 4625
Accessories for Helical Gearboxes
HBR-3777V | IronHorse breather plug, replacement. For use with size 37 through 77 HGR- and HBR-series gearboxes. | Stock | 6.5
HBR-8797V | IronHorse breather plug, replacement. For use with size 87 and larger HGR- and HBR-series gearboxes. | Stock | 10
HBR-37-DS | IronHorse gearbox double output shaft, 1in. For use with HBR-37 series gearboxes. (4) keys, (1) spacer and (1) retaining ring included. | Stock | 75
HBR-37-S | IronHorse gearbox single output shaft, 1in. For use with HBR-37 series gearboxes. (3) keys, (1) end plate, (1) lock washer and (1) bolt included. | Stock | 39
HBR-47-DS | IronHorse gearbox double output shaft, 1.25in. For use with HBR-47 series gearboxes. (4) keys, (1) spacer and (1) retaining ring included. | Stock | 110
HBR-47-S | IronHorse gearbox single output shaft, 1.25in. For use with HBR-47 series gearboxes. (3) keys, (1) end plate, (1) lock washer and (1) bolt included. | Stock | 55
HBR-67-DS | IronHorse gearbox double output shaft, 1.5in. For use with HBR-67 series gearboxes. (4) keys, (1) spacer and (1) retaining ring included. | Stock | 235
HBR-67-S | IronHorse gearbox single output shaft, 1.5in. For use with HBR-67 series gearboxes. (3) keys, (1) end plate, (1) lock washer and (1) bolt included. | Stock | 116
HBR-77-DS | IronHorse gearbox double output shaft, 2in. For use with HBR-77 series gearboxes. (4) keys, (1) spacer and (1) retaining ring included. | Stock | 304
HBR-77-S | IronHorse gearbox single output shaft, 2in. For use with HBR-77 series gearboxes. (3) keys, (1) end plate, (1) lock washer and (1) bolt included. | Stock | 153
HBR-87-DS | IronHorse gearbox double output shaft, 2.375in. For use with HBR-87 series gearboxes. (4) keys, (1) spacer and (1) retaining ring included. | Stock | 469
HBR-87-S | IronHorse gearbox single output shaft, 2.375in. For use with HBR-87 series gearboxes. (3) keys, (1) end plate, (1) lock washer and (1) bolt included. | Stock | 231
High-Precision Inline Strain Wave Servo Motor Gearboxes
HPGA063-50A1 | SureGear high-precision strain wave gearbox, 50:1 ratio, inline, 13mm diameter output shaft, nominal output torque 12 N-m (106 lb-in), 1-stage, 63mm frame. For use with SureServo and SureServo2 SV(2)L-201(B) motors. | Stock | 1051
HPGA063-80A1 | SureGear high-precision strain wave gearbox, 80:1 ratio, inline, 13mm diameter output shaft, nominal output torque 12 N-m (106 lb-in), 1-stage, 63mm frame. For use with SureServo and SureServo2 SV(2)L-201(B) motors. | Stock | 1051
HPGA063-100A1 | SureGear high-precision strain wave gearbox, 100:1 ratio, inline, 13mm diameter output shaft, nominal output torque 15 N-m (133 lb-in), 1-stage, 63mm frame. For use with SureServo and SureServo2 SV(2)L-201(B) motors. | Stock | 1051
HPGA073-50A2 | SureGear high-precision strain wave gearbox, 50:1 ratio, inline, 16mm diameter output shaft, nominal output torque 25 N-m (221 lb-in), 1-stage, 73mm frame. For use with SureServo and SureServo2 SV(2)L-202(B) and SV(2)L-204(B) motors. | Stock | 1219
HPGA073-80A2 | SureGear high-precision strain wave gearbox, 80:1 ratio, inline, 16mm diameter output shaft, nominal output torque 25 N-m (221 lb-in), 1-stage, 73mm frame. For use with SureServo and SureServo2 SV(2)L-202(B) and SV(2)L-204(B) motors. | Stock | 1219
HPGA073-100A2 | SureGear high-precision strain wave gearbox, 100:1 ratio, inline, 16mm diameter output shaft, nominal output torque 30 N-m (266 lb-in), 1-stage, 73mm frame. For use with SureServo and SureServo2 SV(2)L-202(B) and SV(2)L-204(B) motors. | Stock | 1219
HPGA073-120A2 | SureGear high-precision strain wave gearbox, 120:1 ratio, inline, 16mm diameter output shaft, nominal output torque 30 N-m (266 lb-in), 1-stage, 73mm frame. For use with SureServo and SureServo2 SV(2)L-202(B) and SV(2)L-204(B) motors. | Stock | 1219
HPGA073-160A2 | SureGear high-precision strain wave gearbox, 160:1 ratio, inline, 16mm diameter output shaft, nominal output torque 30 N-m (266 lb-in), 1-stage, 73mm frame. For use with SureServo and SureServo2 SV(2)L-202(B) and SV(2)L-204(B) motors. | Stock | 1219
HPGA088-50A3 | SureGear high-precision strain wave gearbox, 50:1 ratio, inline, 22mm diameter output shaft, nominal output torque 40 N-m (354 lb-in), 1-stage, 88mm frame. For use with SureServo and SureServo2 SV(2)L-207(B) motors. | Stock | 1385
HPGA088-80A3 | SureGear high-precision strain wave gearbox, 80:1 ratio, inline, 22mm diameter output shaft, nominal output torque 40 N-m (354 lb-in), 1-stage, 88mm frame. For use with SureServo and SureServo2 SV(2)L-207(B) motors. | Stock | 1385
HPGA088-100A3 | SureGear high-precision strain wave gearbox, 100:1 ratio, inline, 22mm diameter output shaft, nominal output torque 50 N-m (443 lb-in), 1-stage, 88mm frame. For use with SureServo and SureServo2 SV(2)L-207(B) motors. | Stock | 1385
HPGA088-120A3 | SureGear high-precision strain wave gearbox, 120:1 ratio, inline, 22mm diameter output shaft, nominal output torque 50 N-m (443 lb-in), 1-stage, 88mm frame. For use with SureServo and SureServo2 SV(2)L-207(B) motors. | Stock | 1385
HPGA088-160A3 | SureGear high-precision strain wave gearbox, 160:1 ratio, inline, 22mm diameter output shaft, nominal output torque 50 N-m (443 lb-in), 1-stage, 88mm frame. For use with SureServo and SureServo2 SV(2)L-207(B) motors. | Stock | 1385
HPGA116-50A4 | SureGear high-precision strain wave gearbox, 50:1 ratio, inline, 32mm diameter output shaft, nominal output torque 100 N-m (885 lb-in), 1-stage, 116mm frame. For use with SureServo and SureServo2 SV(2)L-210(B) motors. | Stock | 1654
HPGA116-80A4 | SureGear high-precision strain wave gearbox, 80:1 ratio, inline, 32mm diameter output shaft, nominal output torque 100 N-m (885 lb-in), 1-stage, 116mm frame. For use with SureServo and SureServo2 SV(2)L-210(B) motors. | Stock | 1654
HPGA116-100A4 | SureGear high-precision strain wave gearbox, 100:1 ratio, inline, 32mm diameter output shaft, nominal output torque 120 N-m (1062 lb-in), 1-stage, 116mm frame. For use with SureServo and SureServo2 SV(2)L-210(B) motors. | Stock | 1654
HPGA116-135A4 | SureGear high-precision strain wave gearbox, 135:1 ratio, inline, 32mm diameter output shaft, nominal output torque 120 N-m (1062 lb-in), 1-stage, 116mm frame. For use with SureServo and SureServo2 SV(2)L-210(B) motors. | Stock | 1654
HPGA116-160A4 | SureGear high-precision strain wave gearbox, 160:1 ratio, inline, 32mm diameter output shaft, nominal output torque 120 N-m (1062 lb-in), 1-stage, 116mm frame. For use with SureServo and SureServo2 SV(2)L-210(B) motors. | Stock | 1654
HPGA116-200A4 | SureGear high-precision strain wave gearbox, 200:1 ratio, inline, 32mm diameter output shaft, nominal output torque 120 N-m (1062 lb-in), 1-stage, 116mm frame. For use with SureServo and SureServo2 SV(2)L-210(B) motors. | Stock | 1654
HPGA116-50A5 | SureGear high-precision strain wave gearbox, 50:1 ratio, inline, 32mm diameter output shaft, nominal output torque 100 N-m (885 lb-in), 1-stage, 116mm frame. For use with SureServo SVM-210(B) motors. | Stock | 1654
HPGA116-80A5 | SureGear high-precision strain wave gearbox, 80:1 ratio, inline, 32mm diameter output shaft, nominal output torque 100 N-m (885 lb-in), 1-stage, 116mm frame. For use with SureServo SVM-210(B) motors. | Stock | 1654
HPGA116-100A5 | SureGear high-precision strain wave gearbox, 100:1 ratio, inline, 32mm diameter output shaft, nominal output torque 120 N-m (1062 lb-in), 1-stage, 116mm frame. For use with SureServo SVM-210(B) motors. | Stock | 1654
HPGA116-135A5 | SureGear high-precision strain wave gearbox, 135:1 ratio, inline, 32mm diameter output shaft, nominal output torque 120 N-m (1062 lb-in), 1-stage, 116mm frame. For use with SureServo SVM-210(B) motors. | Stock | 1654
HPGA116-160A5 | SureGear high-precision strain wave gearbox, 160:1 ratio, inline, 32mm diameter output shaft, nominal output torque 120 N-m (1062 lb-in), 1-stage, 116mm frame. For use with SureServo SVM-210(B) motors. | Stock | 1654
HPGA116-200A5 | SureGear high-precision strain wave gearbox, 200:1 ratio, inline, 32mm diameter output shaft, nominal output torque 120 N-m (1062 lb-in), 1-stage, 116mm frame. For use with SureServo SVM-210(B) motors. | Stock | 1654
High-Precision Inline Strain Wave Stepper Motor Gearboxes
HPGCN17-505M | SureGear high-precision strain wave gearbox, 50:1 ratio, inline, 0.375in diameter output shaft, nominal output torque 12 N-m (106 lb-in), 1-stage, NEMA 17 frame. For use with SureStep NEMA 17 motors. | Stock | 1051
HPGCN17-805M | SureGear high-precision strain wave gearbox, 80:1 ratio, inline, 0.375in diameter output shaft, nominal output torque 12 N-m (106 lb-in), 1-stage, NEMA 17 frame. For use with SureStep NEMA 17 motors. | Stock | 1051
HPGCN17-1005M | SureGear high-precision strain wave gearbox, 100:1 ratio, inline, 0.375in diameter output shaft, nominal output torque 15 N-m (133 lb-in), 1-stage, NEMA 17 frame. For use with SureStep NEMA 17 motors. | Stock | 1051
HPGCN23-5025 | SureGear high-precision strain wave gearbox, 50:1 ratio, inline, 0.5in diameter output shaft, nominal output torque 25 N-m (221 lb-in), 1-stage, NEMA 23 frame. For use with SureStep NEMA 23 motors. | Stock | 1219
HPGCN23-8025 | SureGear high-precision strain wave gearbox, 80:1 ratio, inline, 0.5in diameter output shaft, nominal output torque 25 N-m (221 lb-in), 1-stage, NEMA 23 frame. For use with SureStep NEMA 23 motors. | Stock | 1219
HPGCN23-10025 | SureGear high-precision strain wave gearbox, 100:1 ratio, inline, 0.5in diameter output shaft, nominal output torque 30 N-m (266 lb-in), 1-stage, NEMA 23 frame. For use with SureStep NEMA 23 motors. | Stock | 1219
HPGCN23-12025 | SureGear high-precision strain wave gearbox, 120:1 ratio, inline, 0.5in diameter output shaft, nominal output torque 30 N-m (266 lb-in), 1-stage, NEMA 23 frame. For use with SureStep NEMA 23 motors. | Stock | 1219
HPGCN23-16025 | SureGear high-precision strain wave gearbox, 160:1 ratio, inline, 0.5in diameter output shaft, nominal output torque 30 N-m (266 lb-in), 1-stage, NEMA 23 frame. For use with SureStep NEMA 23 motors. | Stock | 1219
HPGCN34-5050 | SureGear high-precision strain wave gearbox, 50:1 ratio, inline, 1in diameter output shaft, nominal output torque 40 N-m (354 lb-in), 1-stage, NEMA 34 frame. For use with SureStep NEMA 34 motors. | Stock | 1385
HPGCN34-8050 | SureGear high-precision strain wave gearbox, 80:1 ratio, inline, 1in diameter output shaft, nominal output torque 40 N-m (354 lb-in), 1-stage, NEMA 34 frame. For use with SureStep NEMA 34 motors. | Stock | 1385
HPGCN34-10050 | SureGear high-precision strain wave gearbox, 100:1 ratio, inline, 1in diameter output shaft, nominal output torque 50 N-m (443 lb-in), 1-stage, NEMA 34 frame. For use with SureStep NEMA 34 motors. | Stock | 1385
HPGCN34-12050 | SureGear high-precision strain wave gearbox, 120:1 ratio, inline, 1in diameter output shaft, nominal output torque 50 N-m (443 lb-in), 1-stage, NEMA 34 frame. For use with SureStep NEMA 34 motors. | Stock | 1385
HPGCN34-16050 | SureGear high-precision strain wave gearbox, 160:1 ratio, inline, 1in diameter output shaft, nominal output torque 50 N-m (443 lb-in), 1-stage, NEMA 34 frame. For use with SureStep NEMA 34 motors. | Stock | 1385
Inline Precision Servo Gearboxes
96200004 | LS Electric high-precision planetary gearbox, 5:1 ratio, inline, 16mm diameter output shaft, nominal output torque 54 N-m (478 lb-in), 1-stage, 60mm frame. For use with FBL series 100W-400W motors. | Stock | 333
96200005 | LS Electric high-precision planetary gearbox, 10:1 ratio, inline, 16mm diameter output shaft, nominal output torque 42 N-m (372 lb-in), 1-stage, 60mm frame. For use with FBL series 100W-400W motors. | Stock | 342
96200103 | LS Electric high-precision planetary gearbox, 20:1 ratio, inline, 22mm diameter output shaft, nominal output torque 143 N-m (1266 lb-in), 2-stage, 90mm frame. For use with FBL series 100W-400W motors. | Stock | 609
96200007 | LS Electric high-precision planetary gearbox, 5:1 ratio, inline, 22mm diameter output shaft, nominal output torque 160 N-m (1416 lb-in), 1-stage, 90mm frame. For use with FCL series 750W and 1 kW motors. | Stock | 434
96200008 | LS Electric high-precision planetary gearbox, 10:1 ratio, inline, 22mm diameter output shaft, nominal output torque 121 N-m (1071 lb-in), 1-stage, 90mm frame. For use with FCL series 750W and 1 kW motors. | Stock | 447
96200257 | LS Electric high-precision planetary gearbox, 20:1 ratio, inline, 32mm diameter output shaft, nominal output torque 295 N-m (2611 lb-in), 2-stage, 115mm frame. For use with FCL series 750W and 1 kW motors. | Stock | 880
96200373 | LS Electric high-precision planetary gearbox, 5:1 ratio, inline, 22mm diameter output shaft, nominal output torque 160 N-m (1416 lb-in), 1-stage, 90mm frame. For use with APM-FE series 900W and 1.5 kW motors. | Stock | 392
96200378 | LS Electric high-precision planetary gearbox, 10:1 ratio, inline, 22mm diameter output shaft, nominal output torque 121 N-m (1071 lb-in), 1-stage, 90mm frame. For use with APM-FE series 900W and 1.5 kW motors. | Stock | 403
96200393 | LS Electric high-precision planetary gearbox, 20:1 ratio, inline, 32mm diameter output shaft, nominal output torque 295 N-m (2611 lb-in), 2-stage, 115mm frame. For use with APM-FE series 900W and 1.5 kW motors. | Stock | 806
96200459 | LS Electric high-precision planetary gearbox, 5:1 ratio, inline, 32mm diameter output shaft, nominal output torque 332 N-m (2939 lb-in), 1-stage, 115mm frame. For use with APM-FE series 1.6 kW motors. | Stock | 559
96200464 | LS Electric high-precision planetary gearbox, 10:1 ratio, inline, 32mm diameter output shaft, nominal output torque 262 N-m (2319 lb-in), 1-stage, 115mm frame. For use with APM-FE series 1.6 kW motors. | Stock | 575
96200479 | LS Electric high-precision planetary gearbox, 20:1 ratio, inline, 40mm diameter output shaft, nominal output torque 295 N-m (2611 lb-in), 2-stage, 142mm frame. For use with APM-FE series 1.6 kW motors. | Stock | 1188
96200010 | LS Electric high-precision planetary gearbox, 5:1 ratio, inline, 32mm diameter output shaft, nominal output torque 332 N-m (2939 lb-in), 1-stage, 115mm frame. For use with APM-FE series 2.2 kW motors. | Stock | 559
96200011 | LS Electric high-precision planetary gearbox, 10:1 ratio, inline, 32mm diameter output shaft, nominal output torque 262 N-m (2319 lb-in), 1-stage, 115mm frame. For use with APM-FE series 2.2 kW motors. | Stock | 575
96200445 | LS Electric high-precision planetary gearbox, 20:1 ratio, inline, 40mm diameter output shaft, nominal output torque 295 N-m (2611 lb-in), 2-stage, 142mm frame. For use with APM-FE series 2.2 kW motors. | Stock | 1188
96200013 | LS Electric high-precision planetary gearbox, 5:1 ratio, inline, 40mm diameter output shaft, nominal output torque 634 N-m (5612 lb-in), 1-stage, 142mm frame. For use with APM-FF series 3.5 kW and 5.5 kW motors. | Stock | 862
96200014 | LS Electric high-precision planetary gearbox, 10:1 ratio, inline, 40mm diameter output shaft, nominal output torque 500 N-m (4426 lb-in), 1-stage, 142mm frame. For use with APM-FF series 3.5 kW and 5.5 kW motors. | Stock | 888
96200701 | LS Electric high-precision planetary gearbox, 20:1 ratio, inline, 55mm diameter output shaft, nominal output torque 1060 N-m (9382 lb-in), 2-stage, 180mm frame. For use with APM-FF series 3.5 kW and 5.5 kW motors. | Stock | 2072
96200016 | LS Electric high-precision planetary gearbox, 5:1 ratio, inline, 55mm diameter output shaft, nominal output torque 1195 N-m (10577 lb-in), 1-stage, 180mm frame. For use with APM-FF series 7.5 kW motors. | Stock | 1657
96200017 | LS Electric high-precision planetary gearbox, 10:1 ratio, inline, 55mm diameter output shaft, nominal output torque 980 N-m (8674 lb-in), 1-stage, 180mm frame. For use with APM-FF series 7.5 kW motors. | Stock | 1706
96200862 | LS Electric high-precision planetary gearbox, 15:1 ratio, inline, 55mm diameter output shaft, nominal output torque 897 N-m (7939 lb-in), 2-stage, 180mm frame. For use with APM-FF series 7.5 kW motors. | Stock | 2134
PGA050-05A1 | SureGear high-precision planetary gearbox, 5:1 ratio, inline, 12mm diameter output shaft, nominal output torque 9 N-m (80 lb-in), 1-stage, 50mm frame. For use with SureServo and SureServo2 SV(2)L-201(B) motors. | Stock | 440
PGA050-10A1 | SureGear high-precision planetary gearbox, 10:1 ratio, inline, 12mm diameter output shaft, nominal output torque 6 N-m (53 lb-in), 1-stage, 50mm frame. For use with SureServo and SureServo2 SV(2)L-201(B) motors. | Stock | 464
PGA050-15A1 | SureGear high-precision planetary gearbox, 15:1 ratio, inline, 12mm diameter output shaft, nominal output torque 6 N-m (53 lb-in), 2-stage, 50mm frame. For use with SureServo and SureServo2 SV(2)L-201(B) motors. | Stock | 620
PGA050-25A1 | SureGear high-precision planetary gearbox, 25:1 ratio, inline, 12mm diameter output shaft, nominal output torque 9 N-m (80 lb-in), 2-stage, 50mm frame. For use with SureServo and SureServo2 SV(2)L-201(B) motors. | Stock | 620
PGA070-05A1 | SureGear high-precision planetary gearbox, 5:1 ratio, inline, 16mm diameter output shaft, nominal output torque 27 N-m (239 lb-in), 1-stage, 70mm frame. For use with SureServo and SureServo2 SV(2)L-201(B) motors. | Stock | 510
PGA070-10A1 | SureGear high-precision planetary gearbox, 10:1 ratio, inline, 16mm diameter output shaft, nominal output torque 18 N-m (159 lb-in), 1-stage, 70mm frame. For use with SureServo and SureServo2 SV(2)L-201(B) motors. | Stock | 538
PGA070-15A1 | SureGear high-precision planetary gearbox, 15:1 ratio, inline, 16mm diameter output shaft, nominal output torque 18 N-m (159 lb-in), 2-stage, 70mm frame. For use with SureServo and SureServo2 SV(2)L-201(B) motors. | Stock | 736
PGA070-25A1 | SureGear high-precision planetary gearbox, 25:1 ratio, inline, 16mm diameter output shaft, nominal output torque 27 N-m (239 lb-in), 2-stage, 70mm frame. For use with SureServo and SureServo2 SV(2)L-201(B) motors. | Stock | 736
PGA070-05A2 | SureGear high-precision planetary gearbox, 5:1 ratio, inline, 16mm diameter output shaft, nominal output torque 27 N-m (239 lb-in), 1-stage, 70mm frame. For use with SureServo and SureServo2 SV(2)L-202(B) and SV(2)L-204(B) motors. | Stock | 557
PGA070-10A2 | SureGear high-precision planetary gearbox, 10:1 ratio, inline, 16mm diameter output shaft, nominal output torque 18 N-m (159 lb-in), 1-stage, 70mm frame. For use with SureServo and SureServo2 SV(2)L-202(B) and SV(2)L-204(B) motors. | Stock | 557
PGA070-15A2 | SureGear high-precision planetary gearbox, 15:1 ratio, inline, 16mm diameter output shaft, nominal output torque 18 N-m (159 lb-in), 2-stage, 70mm frame. For use with SureServo and SureServo2 SV(2)L-202(B) and SV(2)L-204(B) motors. | Stock | 762
PGA070-25A2 | SureGear high-precision planetary gearbox, 25:1 ratio, inline, 16mm diameter output shaft, nominal output torque 27 N-m (239 lb-in), 2-stage, 70mm frame. For use with SureServo and SureServo2 SV(2)L-202(B) and SV(2)L-204(B) motors. | Stock | 762
PGA070-05A3 | SureGear high-precision planetary gearbox, 5:1 ratio, inline, 16mm diameter output shaft, nominal output torque 27 N-m (239 lb-in), 1-stage, 70mm frame. For use with SureServo and SureServo2 SV(2)L-207(B) motors. | Stock | 557
PGA090-10A3 | SureGear high-precision planetary gearbox, 10:1 ratio, inline, 22mm diameter output shaft, nominal output torque 50 N-m (443 lb-in), 1-stage, 90mm frame. For use with SureServo and SureServo2 SV(2)L-207(B) motors. | Stock | 658
PGA090-15A3 | SureGear high-precision planetary gearbox, 15:1 ratio, inline, 22mm diameter output shaft, nominal output torque 50 N-m (443 lb-in), 2-stage, 90mm frame. For use with SureServo and SureServo2 SV(2)L-207(B) motors. | Stock | 871
PGA090-25A3 | SureGear high-precision planetary gearbox, 25:1 ratio, inline, 22mm diameter output shaft, nominal output torque 75 N-m (664 lb-in), 2-stage, 90mm frame. For use with SureServo and SureServo2 SV(2)L-207(B) motors. | Stock | 871
PGA090-05A4 | SureGear high-precision planetary gearbox, 5:1 ratio, inline, 22mm diameter output shaft, nominal output torque 75 N-m (664 lb-in), 1-stage, 90mm frame. For use with SureServo and SureServo2 SV(2)L-210(B) motors. | Stock | 659
PGA090-10A4 | SureGear high-precision planetary gearbox, 10:1 ratio, inline, 22mm diameter output shaft, nominal output torque 50 N-m (443 lb-in), 1-stage, 90mm frame. For use with SureServo and SureServo2 SV(2)L-210(B) motors. | Stock | 659
PGA090-05A5 | SureGear high-precision planetary gearbox, 5:1 ratio, inline, 22mm diameter output shaft, nominal output torque 75 N-m (664 lb-in), 1-stage, 90mm frame. For use with SureServo and SureServo2 SV(2)M-210(B) motors. | Stock | 659
PGA090-10A5 | SureGear high-precision planetary gearbox, 10:1 ratio, inline, 22mm diameter output shaft, nominal output torque 50 N-m (443 lb-in), 1-stage, 90mm frame. For use with SureServo and SureServo2 SV(2)M-210(B) motors. | Stock | 659
PGA120-15A4 | SureGear high-precision planetary gearbox, 15:1 ratio, inline, 32mm diameter output shaft, nominal output torque 120 N-m (1062 lb-in), 2-stage, 120mm frame. For use with SureServo and SureServo2 SV(2)L-210(B) motors. | Stock | 1092
PGA120-25A4 | SureGear high-precision planetary gearbox, 25:1 ratio, inline, 32mm diameter output shaft, nominal output torque 180 N-m (1593 lb-in), 2-stage, 120mm frame. For use with SureServo and SureServo2 SV(2)L-210(B) motors. | Stock | 1092
PGA120-15A5 | SureGear high-precision planetary gearbox, 15:1 ratio, inline, 32mm diameter output shaft, nominal output torque 120 N-m (1062 lb-in), 2-stage, 120mm frame. For use with SureServo and SureServo2 SV(2)M-210(B) motors. | Stock | 1092
PGA120-25A5 | SureGear high-precision planetary gearbox, 25:1 ratio, inline, 32mm diameter output shaft, nominal output torque 180 N-m (1593 lb-in), 2-stage, 120mm frame. For use with SureServo and SureServo2 SV(2)M-210(B) motors. | Stock | 1092
PGA120-05A6 | SureGear high-precision planetary gearbox, 5:1 ratio, inline, 32mm diameter output shaft, nominal output torque 180 N-m (1593 lb-in), 1-stage, 120mm frame. For use with SureServo and SureServo2 SV(2)M-220(B) and SV(2)M-230(B) motors. | Stock | 871
PGA120-10A6 | SureGear high-precision planetary gearbox, 10:1 ratio, inline, 32mm diameter output shaft, nominal output torque 120 N-m (1062 lb-in), 1-stage, 120mm frame. For use with SureServo and SureServo2 SV(2)M-220(B) and SV(2)M-230(B) motors. | Stock | 871
PGA155-10A6 | SureGear high-precision planetary gearbox, 10:1 ratio, inline, 40mm diameter output shaft, nominal output torque 240 N-m (2124 lb-in), 1-stage, 155mm frame. For use with SureServo and SureServo2 SV(2)M-220(B) and SV(2)M-230(B) motors. | Stock | 1077
PGA155-15A6 | SureGear high-precision planetary gearbox, 15:1 ratio, inline, 40mm diameter output shaft, nominal output torque 240 N-m (2124 lb-in), 2-stage, 155mm frame. For use with SureServo and SureServo2 SV(2)M-220(B) and SV(2)M-230(B) motors. | Stock | 1465
PGA155-25A6 | SureGear high-precision planetary gearbox, 25:1 ratio, inline, 40mm diameter output shaft, nominal output torque 360 N-m (3186 lb-in), 2-stage, 155mm frame. For use with SureServo and SureServo2 SV(2)M-220(B) and SV(2)M-230(B) motors. | Stock | 1465
Right-Angle Precision Servo Gearboxes
PGB070-05A1 | SureGear high-precision planetary gearbox, 5:1 ratio, right angle, 16mm diameter output shaft, nominal output torque 22 N-m (195 lb-in), 2-stage, 70mm frame. For use with SureServo and SureServo2 SV(2)L-201(B) motors. | Stock | 802
PGB070-10A1 | SureGear high-precision planetary gearbox, 10:1 ratio, right angle, 16mm diameter output shaft, nominal output torque 16 N-m (142 lb-in), 2-stage, 70mm frame. For use with SureServo and SureServo2 SV(2)L-201(B) motors. | Stock | 957
PGB070-15A1 | SureGear high-precision planetary gearbox, 15:1 ratio, right angle, 16mm diameter output shaft, nominal output torque 16 N-m (142 lb-in), 3-stage, 70mm frame. For use with SureServo and SureServo2 SV(2)L-201(B) motors. | Stock | 1015
PGB070-25A1 | SureGear high-precision planetary gearbox, 25:1 ratio, right angle, 16mm diameter output shaft, nominal output torque 24 N-m (212 lb-in), 3-stage, 70mm frame. For use with SureServo and SureServo2 SV(2)L-201(B) motors. | Stock | 1249
PGB070-05A2 | SureGear high-precision planetary gearbox, 5:1 ratio, right angle, 16mm diameter output shaft, nominal output torque 22 N-m (195 lb-in), 2-stage, 70mm frame. For use with SureServo and SureServo2 SV(2)L-202(B) and SV(2)L-204(B) motors. | Stock | 957
PGB070-10A2 | SureGear high-precision planetary gearbox, 10:1 ratio, right angle, 16mm diameter output shaft, nominal output torque 16 N-m (142 lb-in), 2-stage, 70mm frame. For use with SureServo and SureServo2 SV(2)L-202(B) and SV(2)L-204(B) motors. | Stock | 957
PGB070-15A2 | SureGear high-precision planetary gearbox, 15:1 ratio, right angle, 16mm diameter output shaft, nominal output torque 16 N-m (142 lb-in), 3-stage, 70mm frame. For use with SureServo and SureServo2 SV(2)L-202(B) and SV(2)L-204(B) motors. | Stock | 1249
PGB070-25A2 | SureGear high-precision planetary gearbox, 25:1 ratio, right angle, 16mm diameter output shaft, nominal output torque 24 N-m (212 lb-in), 3-stage, 70mm frame. For use with SureServo and SureServo2 SV(2)L-202(B) and SV(2)L-204(B) motors. | Stock | 1249
PGB090-15A2 | SureGear high-precision planetary gearbox, 15:1 ratio, right angle, 22mm diameter output shaft, nominal output torque 45 N-m (398 lb-in), 3-stage, 90mm frame. For use with SureServo and SureServo2 SV(2)L-202(B) and SV(2)L-204(B) motors. | Stock | 1239
PGB090-25A2 | SureGear high-precision planetary gearbox, 25:1 ratio, right angle, 22mm diameter output shaft, nominal output torque 65 N-m (575 lb-in), 3-stage, 90mm frame. For use with SureServo and SureServo2 SV(2)L-202(B) and SV(2)L-204(B) motors. | Stock | 1378
PGB090-05A3 | SureGear high-precision planetary gearbox, 5:1 ratio, right angle, 22mm diameter output shaft, nominal output torque 65 N-m (575 lb-in), 2-stage, 90mm frame. For use with SureServo and SureServo2 SV(2)L-207(B) motors. | Stock | 1025
PGB090-10A3 | SureGear high-precision planetary gearbox, 10:1 ratio, right angle, 22mm diameter output shaft, nominal output torque 45 N-m (398 lb-in), 2-stage, 90mm frame. For use with SureServo and SureServo2 SV(2)L-207(B) motors. | Stock | 1025
PGB090-15A3 | SureGear high-precision planetary gearbox, 15:1 ratio, right angle, 22mm diameter output shaft, nominal output torque 45 N-m (398 lb-in), 3-stage, 90mm frame. For use with SureServo and SureServo2 SV(2)L-207(B) motors. | Stock | 1239
PGB090-25A3 | SureGear high-precision planetary gearbox, 25:1 ratio, right angle, 22mm diameter output shaft, nominal output torque 65 N-m (575 lb-in), 3-stage, 90mm frame. For use with SureServo and SureServo2 SV(2)L-207(B) motors. | Stock | 1378
PGB090-05A4 | SureGear high-precision planetary gearbox, 5:1 ratio, right angle, 22mm diameter output shaft, nominal output torque 65 N-m (575 lb-in), 2-stage, 90mm frame. For use with SureServo and SureServo2 SV(2)L-210(B) motors. | Stock | 1025
PGB090-10A4 | SureGear high-precision planetary gearbox, 10:1 ratio, right angle, 22mm diameter output shaft, nominal output torque 45 N-m (398 lb-in), 2-stage, 90mm frame. For use with SureServo and SureServo2 SV(2)L-210(B) motors. | Stock | 1025
PGB120-15A4 | SureGear high-precision planetary gearbox, 15:1 ratio, right angle, 32mm diameter output shaft, nominal output torque 110 N-m (974 lb-in), 3-stage, 120mm frame. For use with SureServo and SureServo2 SV(2)L-210(B) motors. | Stock | 1539
PGB120-25A4 | SureGear high-precision planetary gearbox, 25:1 ratio, right angle, 32mm diameter output shaft, nominal output torque 150 N-m (1328 lb-in), 3-stage, 120mm frame. For use with SureServo and SureServo2 SV(2)L-210(B) motors. | Stock | 1712
PGB120-05A5 | SureGear high-precision planetary gearbox, 5:1 ratio, right angle, 32mm diameter output shaft, nominal output torque 120 N-m (1062 lb-in), 2-stage, 120mm frame. For use with SureServo and SureServo2 SV(2)M-210(B) motors. | Stock | 1378
PGB120-10A5 | SureGear high-precision planetary gearbox, 10:1 ratio, right angle, 32mm diameter output shaft, nominal output torque 110 N-m (974 lb-in), 2-stage, 120mm frame. For use with SureServo and SureServo2 SV(2)M-210(B) motors. | Stock | 1378
PGB120-15A5 | SureGear high-precision planetary gearbox, 15:1 ratio, right angle, 32mm diameter output shaft, nominal output torque 110 N-m (974 lb-in), 3-stage, 120mm frame. For use with SureServo and SureServo2 SV(2)M-210(B) motors. | Stock | 1712
PGB120-25A5 | SureGear high-precision planetary gearbox, 25:1 ratio, right angle, 32mm diameter output shaft, nominal output torque 150 N-m (1328 lb-in), 3-stage, 120mm frame. For use with SureServo and SureServo2 SV(2)M-210(B) motors. | Stock | 1712
PGB120-05A6 | SureGear high-precision planetary gearbox, 5:1 ratio, right angle, 32mm diameter output shaft, nominal output torque 120 N-m (1062 lb-in), 2-stage, 120mm frame. For use with SureServo and SureServo2 SV(2)M-220(B) and SV(2)M-230(B) motors. | Stock | 1378
PGB120-10A6 | SureGear high-precision planetary gearbox, 10:1 ratio, right angle, 32mm diameter output shaft, nominal output torque 110 N-m (974 lb-in), 2-stage, 120mm frame. For use with SureServo and SureServo2 SV(2)M-220(B) and SV(2)M-230(B) motors. | Stock | 1378
PGB155-15A6 | SureGear high-precision planetary gearbox, 15:1 ratio, right angle, 40mm diameter output shaft, nominal output torque 200 N-m (1770 lb-in), 3-stage, 155mm frame. For use with SureServo and SureServo2 SV(2)M-220(B) motors. | Stock | 1986
PGB155-25A6 | SureGear high-precision planetary gearbox, 25:1 ratio, right angle, 40mm diameter output shaft, nominal output torque 300 N-m (2655 lb-in), 3-stage, 155mm frame. For use with SureServo and SureServo2 SV(2)M-220(B) motors. | Stock | 1986
PGB155-05A6 | SureGear high-precision planetary gearbox, 5:1 ratio, right angle, 40mm diameter output shaft, nominal output torque 200 N-m (1770 lb-in), 2-stage, 155mm frame. For use with SureServo and SureServo2 SV(2)M-220(B) and SV(2)M-230(B) motors. | Stock | 1588
PGB155-10A6 | SureGear high-precision planetary gearbox, 10:1 ratio, right angle, 40mm diameter output shaft, nominal output torque 200 N-m (1770 lb-in), 2-stage, 155mm frame. For use with SureServo and SureServo2 SV(2)M-220(B) and SV(2)M-230(B) motors. | Stock | 1588
Inline Precision Servo Gearboxes with Hub Style Output
PGD047-05A1 | SureGear high-precision planetary gearbox, 5:1 ratio, inline with hub style output, nominal output torque 9 N-m (80 lb-in), 1-stage, 47mm frame. For use with SureServo and SureServo2 SV(2)L-201(B) motors. | Stock | 923
PGD047-10A1 | SureGear high-precision planetary gearbox, 10:1 ratio, inline with hub style output, nominal output torque 6 N-m (53 lb-in), 1-stage, 47mm frame. For use with SureServo and SureServo2 SV(2)L-201(B) motors. | Stock | 923
PGD047-25A1 | SureGear high-precision planetary gearbox, 25:1 ratio, inline with hub style output, nominal output torque 9 N-m (80 lb-in), 2-stage, 47mm frame. For use with SureServo and SureServo2 SV(2)L-201(B) motors. | Stock | 1075
PGD064-50A1 | SureGear high-precision planetary gearbox, 50:1 ratio, inline with hub style output, nominal output torque 27 N-m (239 lb-in), 2-stage, 64mm frame. For use with SureServo and SureServo2 SV(2)L-201(B) motors. | Stock | 1399
PGD064-05A2 | SureGear high-precision planetary gearbox, 5:1 ratio, inline with hub style output, nominal output torque 27 N-m (239 lb-in), 1-stage, 64mm frame. For use with SureServo and SureServo2 SV(2)L-202(B) and SV(2)L-204(B) motors. | Stock | 1195
PGD064-10A2 | SureGear high-precision planetary gearbox, 10:1 ratio, inline with hub style output, nominal output torque 18 N-m (159 lb-in), 1-stage, 64mm frame. For use with SureServo and SureServo2 SV(2)L-202(B) and SV(2)L-204(B) motors. | Stock | 1195
PGD064-25A2 | SureGear high-precision planetary gearbox, 25:1 ratio, inline with hub style output, nominal output torque 27 N-m (239 lb-in), 2-stage, 64mm frame. For use with SureServo and SureServo2 SV(2)L-202(B) and SV(2)L-204(B) motors. | Stock | 1399
PGD090-50A2 | SureGear high-precision planetary gearbox, 50:1 ratio, inline with hub style output, nominal output torque 75 N-m (664 lb-in), 2-stage, 90mm frame. For use with SureServo and SureServo2 SV(2)L-202(B) and SV(2)L-204(B) motors. | Stock | 1605
PGD090-25A2 | SureGear high-precision planetary gearbox, 25:1 ratio, inline with hub style output, nominal output torque 75 N-m (664 lb-in), 2-stage, 90mm frame. For use with SureServo and SureServo2 SV(2)L-202(B) and SV(2)L-204(B) motors. | Stock | 1605
PGD110-50A2 | SureGear high-precision planetary gearbox, 50:1 ratio, inline with hub style output, nominal output torque 180 N-m (1593 lb-in), 2-stage, 110mm frame. For use with SureServo and SureServo2 SV(2)L-202(B) and SV(2)L-204(B) motors. | Stock | 1902
PGD090-05A3 | SureGear high-precision planetary gearbox, 5:1 ratio, inline with hub style output, nominal output torque 75 N-m (664 lb-in), 1-stage, 90mm frame. For use with SureServo and SureServo2 SV(2)L-207(B) motors. | Stock | 1401
PGD090-10A3 | SureGear high-precision planetary gearbox, 10:1 ratio, inline with hub style output, nominal output torque 50 N-m (443 lb-in), 1-stage, 90mm frame. For use with SureServo and SureServo2 SV(2)L-207(B) motors. | Stock | 1401
PGD110-25A3 | SureGear high-precision planetary gearbox, 25:1 ratio, inline with hub style output, nominal output torque 180 N-m (1593 lb-in), 2-stage, 110mm frame. For use with SureServo and SureServo2 SV(2)L-207(B) motors. | Stock | 1902
PGD110-50A3 | SureGear high-precision planetary gearbox, 50:1 ratio, inline with hub style output, nominal output torque 180 N-m (1593 lb-in), 2-stage, 110mm frame. For use with SureServo and SureServo2 SV(2)L-207(B) motors. | Stock | 2049
PGD090-05A4 | SureGear high-precision planetary gearbox, 5:1 ratio, inline with hub style output, nominal output torque 75 N-m (664 lb-in), 1-stage, 90mm frame. For use with SureServo and SureServo2 SV(2)L-210(B) motors. | Stock | 1401
PGD090-10A4 | SureGear high-precision planetary gearbox, 10:1 ratio, inline with hub style output, nominal output torque 50 N-m (443 lb-in), 1-stage, 90mm frame. For use with SureServo and SureServo2 SV(2)L-210(B) motors. | Stock | 1300
PGD110-25A4 | SureGear high-precision planetary gearbox, 25:1 ratio, inline with hub style output, nominal output torque 180 N-m (1593 lb-in), 2-stage, 110mm frame. For use with SureServo and SureServo2 SV(2)L-210(B) motors. | Stock | 2049
PGD110-50A4 | SureGear high-precision planetary gearbox, 50:1 ratio, inline with hub style output, nominal output torque 180 N-m (1593 lb-in), 2-stage, 110mm frame. For use with SureServo and SureServo2 SV(2)L-210(B) motors. | Stock | 2049
PGD090-05A5 | SureGear high-precision planetary gearbox, 5:1 ratio, inline with hub style output, nominal output torque 75 N-m (664 lb-in), 1-stage, 90mm frame. For use with SureServo and SureServo2 SV(2)M-210(B) motors. | Stock | 1300
PGD110-10A5 | SureGear high-precision planetary gearbox, 10:1 ratio, inline with hub style output, nominal output torque 120 N-m (1062 lb-in), 1-stage, 110mm frame. For use with SureServo and SureServo2 SV(2)M-210(B) motors. | Stock | 1617
PGD110-25A5 | SureGear high-precision planetary gearbox, 25:1 ratio, inline with hub style output, nominal output torque 180 N-m (1593 lb-in), 2-stage, 110mm frame. For use with SureServo and SureServo2 SV(2)M-210(B) motors. | Stock | 2049
PGD110-35A5 | SureGear high-precision planetary gearbox, 35:1 ratio, inline with hub style output, nominal output torque 180 N-m (1593 lb-in), 2-stage, 110mm frame. For use with SureServo and SureServo2 SV(2)M-210(B) motors. | Stock | 2049
PGD110-05A6 | SureGear high-precision planetary gearbox, 5:1 ratio, inline with hub style output, nominal output torque 180 N-m (1593 lb-in), 1-stage, 110mm frame. For use with SureServo and SureServo2 SV(2)M-220(B) and SV(2)M-230(B) motors. | Stock | 1617
PGD110-10A6 | SureGear high-precision planetary gearbox, 10:1 ratio, inline with hub style output, nominal output torque 120 N-m (1062 lb-in), 1-stage, 110mm frame. For use with SureServo and SureServo2 SV(2)M-220(B) and SV(2)M-230(B) motors. | Stock | 1743
SureGear NEMA 17 Frame Precision Gearboxes for Small NEMA Motors
PGCN17-055M | SureGear precision planetary gearbox, 5:1 ratio, inline, 0.375in diameter output shaft, nominal output torque 6.5 N-m (58 lb-in), 1-stage, NEMA 17 frame. For use with SureStep NEMA 17 motors. | Stock | 411
PGCN17-105M | SureGear precision planetary gearbox, 10:1 ratio, inline, 0.375in diameter output shaft, nominal output torque 5 N-m (44 lb-in), 1-stage, NEMA 17 frame. For use with SureStep NEMA 17 motors. | Stock | 411
PGCN17-255M | SureGear precision planetary gearbox, 25:1 ratio, inline, 0.375in diameter output shaft, nominal output torque 16 N-m (142 lb-in), 2-stage, NEMA 17 frame. For use with SureStep NEMA 17 motors. | Stock | 516
PGCN17-505M | SureGear precision planetary gearbox, 50:1 ratio, inline, 0.375in diameter output shaft, nominal output torque 16 N-m (142 lb-in), 2-stage, NEMA 17 frame. For use with SureStep NEMA 17 motors. | Stock | 516
PGCN17-1005M | SureGear precision planetary gearbox, 100:1 ratio, inline, 0.375in diameter output shaft, nominal output torque 5 N-m (44 lb-in), 2-stage, NEMA 17 frame. For use with SureStep NEMA 17 motors. | Stock | 516
SureGear NEMA 23 Frame Precision Gearboxes for Small NEMA Motors
PGCN23-0525 | SureGear precision planetary gearbox, 5:1 ratio, inline, 0.375in diameter output shaft, nominal output torque 6.5 N-m (58 lb-in), 1-stage, NEMA 23 frame. For use with SureStep NEMA 23 motors. | Stock | 453
PGCN23-1025 | SureGear precision planetary gearbox, 10:1 ratio, inline, 0.375in diameter output shaft, nominal output torque 5 N-m (44 lb-in), 1-stage, NEMA 23 frame. For use with SureStep NEMA 23 motors. | Stock | 453
PGCN23-2525 | SureGear precision planetary gearbox, 25:1 ratio, inline, 0.375in diameter output shaft, nominal output torque 16 N-m (142 lb-in), 2-stage, NEMA 23 frame. For use with SureStep NEMA 23 motors. | Stock | 531
PGCN23-5025 | SureGear precision planetary gearbox, 50:1 ratio, inline, 0.375in diameter output shaft, nominal output torque 16 N-m (142 lb-in), 2-stage, NEMA 23 frame. For use with SureStep NEMA 23 motors. | Stock | 531
PGCN23-10025 | SureGear precision planetary gearbox, 100:1 ratio, inline, 0.375in diameter output shaft, nominal output torque 5 N-m (44 lb-in), 2-stage, NEMA 23 frame. For use with SureStep NEMA 23 motors. | Stock | 531
SureGear NEMA 34 Frame Precision Gearboxes for Small NEMA Motors
PGCN34-0550 | SureGear precision planetary gearbox, 5:1 ratio, inline, 0.5in diameter output shaft, nominal output torque 26 N-m (230 lb-in), 1-stage, NEMA 34 frame. For use with SureStep NEMA 34 motors. | Stock | 539
PGCN34-1050 | SureGear precision planetary gearbox, 10:1 ratio, inline, 0.5in diameter output shaft, nominal output torque 16 N-m (142 lb-in), 1-stage, NEMA 34 frame. For use with SureStep NEMA 34 motors. | Stock | 539
PGCN34-2550 | SureGear precision planetary gearbox, 25:1 ratio, inline, 0.5in diameter output shaft, nominal output torque 42 N-m (372 lb-in), 2-stage, NEMA 34 frame. For use with SureStep NEMA 34 motors. | Stock | 731
PGCN34-5050 | SureGear precision planetary gearbox, 50:1 ratio, inline, 0.5in diameter output shaft, nominal output torque 42 N-m (372 lb-in), 2-stage, NEMA 34 frame. For use with SureStep NEMA 34 motors. | Stock | 731
PGCN34-10050 | SureGear precision planetary gearbox, 100:1 ratio, inline, 0.5in diameter output shaft, nominal output torque 16 N-m (142 lb-in), 2-stage, NEMA 34 frame. For use with SureStep NEMA 34 motors. | Stock | 731
Precision Gearbox Accessories
PG050-KEY | SureGear output shaft key, replacement, 4 x 4 x 14mm. For use with SureGear PGA050 series gearboxes. | Stock | 4.5
PG070-KEY | SureGear output shaft key, replacement, 5 x 5 x 22mm. For use with SureGear PGA070 and PGB070 series gearboxes. | Stock | 4.75
PG090-KEY | SureGear output shaft key, replacement, 6 x 6 x 28mm. For use with SureGear PGA090 and PGB090 series gearboxes. | Stock | 4.5
PG120-KEY | SureGear output shaft key, replacement, 10 x 8 x 45mm. For use with SureGear PGA120 and PGB120 series gearboxes. | Stock | 4.5
PG155-KEY | SureGear output shaft key, replacement, 12 x 8 x 65mm. For use with SureGear PGA155 and PGB155 series gearboxes. | Stock | 4.5
PGA4-A5-BUSH | SureGear input shaft bushing, replacement, 28 x 22 x 30.5mm. For use with all SureGear gearboxes using SureServo and SureServo2 SV(2)L-210(B) and SV(2)M-210(B) motors. | Stock | 33.5
PGA6-BUSH | SureGear input shaft bushing, replacement, 38 x 35 x 36mm. For use with all SureGear gearboxes using SureServo and SureServo2 SV(2)M-220(B) and SV(2)M-230(B) motors. | Stock | 23
PGCN17-SK | SureGear mounting screws, replacement. Package of 4. For use with SureGear NEMA 17 gearboxes. | Stock | 3
PGCN17-BSH5M | SureGear motor shaft bushing, for use with SureGear NEMA 17 gearboxes with 5mm diameter motor shaft. | Stock | 26
PGCN17-BSH8M | SureGear motor shaft bushing, for use with SureGear NEMA 17 gearboxes with 8mm diameter motor shaft. | Stock | 26
PGCN17-BSH9M | SureGear motor shaft bushing, for use with SureGear NEMA 17 gearboxes with 9mm diameter motor shaft. | Stock | 26
PGCN17-BSH25 | SureGear motor shaft bushing, for use with SureGear NEMA 17 gearboxes with 1/4in diameter motor shaft. | Stock | 26
PGCN23-SK | SureGear mounting screws, replacement. Package of 4. For use with SureGear NEMA 23 gearboxes. | Stock | 3
PGCN23-BSH8M | SureGear motor shaft bushing, for use with SureGear NEMA 23 gearboxes with 8mm diameter motor shaft. | Stock | 26
PGCN23-BSH9M | SureGear motor shaft bushing, for use with SureGear NEMA 23 gearboxes with 9mm diameter motor shaft. | Stock | 26
PGCN23-BSH25 | SureGear motor shaft bushing, for use with SureGear NEMA 23 gearboxes with 1/4in diameter motor shaft. | Stock | 26
PGCN23-BSH37 | SureGear motor shaft bushing, for use with SureGear NEMA 23 gearboxes with 3/8in diameter motor shaft. | Stock | 26
PGCN34-SK | SureGear mounting screws, replacement. Package of 4. For use with SureGear NEMA 34 gearboxes. | Stock | 3
PGCN34-BSH9M | SureGear motor shaft bushing, for use with SureGear NEMA 34 gearboxes with 9mm diameter motor shaft. | Stock | 26
PGCN34-BSH11M | SureGear motor shaft bushing, for use with SureGear NEMA 34 gearboxes with 11mm diameter motor shaft. | Stock | 26
PGCN34-BSH37 | SureGear motor shaft bushing, for use with SureGear NEMA 34 gearboxes with 3/8in diameter motor shaft. | Stock | 26
PGCN34-BSH50 | SureGear motor shaft bushing, for use with SureGear NEMA 34 gearboxes with 1/2in diameter motor shaft. | Stock | 26
MXL (0.080in Pitch) Timing Belts and Pulleys
36MXL025NG | SureMotion timing belt, 0.08in MXL pitch, 1/4in wide, 36 tooth, 2.9in pitch length (circumference), neoprene, fiberglass reinforced. Package of 3. | Stock | 12.5
36MXL025PP | SureMotion timing belt, 0.08in MXL pitch, 1/4in wide, 36 tooth, 2.9in pitch length (circumference), polyurethane, polyester reinforced. Package of 3. | Stock | 23.5
40MXL025NG | SureMotion timing belt, 0.08in MXL pitch, 1/4in wide, 40 tooth, 3.2in pitch length (circumference), neoprene, fiberglass reinforced. Package of 3. | Stock | 12.5
40MXL025PP | SureMotion timing belt, 0.08in MXL pitch, 1/4in wide, 40 tooth, 3.2in pitch length (circumference), polyurethane, polyester reinforced. Package of 3. | Stock | 23.5
42MXL025NG | SureMotion timing belt, 0.08in MXL pitch, 1/4in wide, 42 tooth, 3.4in pitch length (circumference), neoprene, fiberglass reinforced. Package of 3. | Stock | 12.5
44MXL025NG | SureMotion timing belt, 0.08in MXL pitch, 1/4in wide, 44 tooth, 3.5in pitch length (circumference), neoprene, fiberglass reinforced. Package of 3. | Stock | 12.5
45MXL025NG | SureMotion timing belt, 0.08in MXL pitch, 1/4in wide, 45 tooth, 3.6in pitch length (circumference), neoprene, fiberglass reinforced. Package of 3. | Stock | 12.5
45MXL025PP | SureMotion timing belt, 0.08in MXL pitch, 1/4in wide, 45 tooth, 3.6in pitch length (circumference), polyurethane, polyester reinforced. Package of 3. | Stock | 22
47MXL025NG | SureMotion timing belt, 0.08in MXL pitch, 1/4in wide, 47 tooth, 3.8in pitch length (circumference), neoprene, fiberglass reinforced. Package of 3. | Stock | 12.5
48MXL025NG | SureMotion timing belt, 0.08in MXL pitch, 1/4in wide, 48 tooth, 3.8in pitch length (circumference), neoprene, fiberglass reinforced. Package of 3. | Stock | 12.5
48MXL025PP | SureMotion timing belt, 0.08in MXL pitch, 1/4in wide, 48 tooth, 3.8in pitch length (circumference), polyurethane, polyester reinforced. Package of 3. | Stock | 17.5
50MXL025NG | SureMotion timing belt, 0.08in MXL pitch, 1/4in wide, 50 tooth, 4in pitch length (circumference), neoprene, fiberglass reinforced. Package of 3. | Stock | 12.5
50MXL025PP | SureMotion timing belt, 0.08in MXL pitch, 1/4in wide, 50 tooth, 4in pitch length (circumference), polyurethane, polyester reinforced. Package of 3. | Stock | 17.5
52MXL025NG | SureMotion timing belt, 0.08in MXL pitch, 1/4in wide, 52 tooth, 4.2in pitch length (circumference), neoprene, fiberglass reinforced. Package of 3. | Stock | 12.5
52MXL025PP | SureMotion timing belt, 0.08in MXL pitch, 1/4in wide, 52 tooth, 4.2in pitch length (circumference), polyurethane, polyester reinforced. Package of 3. | Stock | 22
53MXL025NG | SureMotion timing belt, 0.08in MXL pitch, 1/4in wide, 53 tooth, 4.2in pitch length (circumference), neoprene, fiberglass reinforced. Package of 3. | Stock | 12.5
54MXL025NG | SureMotion timing belt, 0.08in MXL pitch, 1/4in wide, 54 tooth, 4.3in pitch length (circumference), neoprene, fiberglass reinforced. Package of 3. | Stock | 12.5
54MXL025PP | SureMotion timing belt, 0.08in MXL pitch, 1/4in wide, 54 tooth, 4.3in pitch length (circumference), polyurethane, polyester reinforced. Package of 3. | Stock | 17.5
55MXL025NG | SureMotion timing belt, 0.08in MXL pitch, 1/4in wide, 55 tooth, 4.4in pitch length (circumference), neoprene, fiberglass reinforced. Package of 3. | Stock | 12.5
55MXL025PP | SureMotion timing belt, 0.08in MXL pitch, 1/4in wide, 55 tooth, 4.4in pitch length (circumference), polyurethane, polyester reinforced. Package of 3. | Stock | 17.5
56MXL025NG | SureMotion timing belt, 0.08in MXL pitch, 1/4in wide, 56 tooth, 4.5in pitch length (circumference), neoprene, fiberglass reinforced. Package of 3. | Stock | 12.5
56MXL025PP | SureMotion timing belt, 0.08in MXL pitch, 1/4in wide, 56 tooth, 4.5in pitch length (circumference), polyurethane, polyester reinforced. Package of 3. | Stock | 22
57MXL025NG | SureMotion timing belt, 0.08in MXL pitch, 1/4in wide, 57 tooth, 4.6in pitch length (circumference), neoprene, fiberglass reinforced. Package of 3. | Stock | 12.5
58MXL025NG | SureMotion timing belt, 0.08in MXL pitch, 1/4in wide, 58 tooth, 4.6in pitch length (circumference), neoprene, fiberglass reinforced. Package of 3. | Stock | 12.5
58MXL025PP | SureMotion timing belt, 0.08in MXL pitch, 1/4in wide, 58 tooth, 4.6in pitch length (circumference), polyurethane, polyester reinforced. Package of 3. | Stock | 22
59MXL025NG | SureMotion timing belt, 0.08in MXL pitch, 1/4in wide, 59 tooth, 4.7in pitch length (circumference), neoprene, fiberglass reinforced. Package of 3. | Stock | 12.5
59MXL025PP | SureMotion timing belt, 0.08in MXL pitch, 1/4in wide, 59 tooth, 4.7in pitch length (circumference), polyurethane, polyester reinforced. Package of 3. | Stock | 22
60MXL025NG | SureMotion timing belt, 0.08in MXL pitch, 1/4in wide, 60 tooth, 4.8in pitch length (circumference), neoprene, fiberglass reinforced. Package of 3. | Stock | 12.5
60MXL025PP | SureMotion timing belt, 0.08in MXL pitch, 1/4in wide, 60 tooth, 4.8in pitch length (circumference), polyurethane, polyester reinforced. Package of 3. | Stock | 17.5
61MXL025NG | SureMotion timing belt, 0.08in MXL pitch, 1/4in wide, 61 tooth, 4.9in pitch length (circumference), neoprene, fiberglass reinforced. Package of 3. | Stock | 12.5
61MXL025PP | SureMotion timing belt, 0.08in MXL pitch, 1/4in wide, 61 tooth, 4.9in pitch length (circumference), polyurethane, polyester reinforced. Package of 3. | Stock | 22
62MXL025NG | SureMotion timing belt, 0.08in MXL pitch, 1/4in wide, 62 tooth, 5in pitch length (circumference), neoprene, fiberglass reinforced. Package of 3. | Stock | 12.5
62MXL025PP | SureMotion timing belt, 0.08in MXL pitch, 1/4in wide, 62 tooth, 5in pitch length (circumference), polyurethane, polyester reinforced. Package of 3. | Stock | 22
63MXL025NG | SureMotion timing belt, 0.08in MXL pitch, 1/4in wide, 63 tooth, 5in pitch length (circumference), neoprene, fiberglass reinforced. Package of 3. | Stock | 13
64MXL025NG | SureMotion timing belt, 0.08in MXL pitch, 1/4in wide, 64 tooth, 5.1in pitch length (circumference), neoprene, fiberglass reinforced. Package of 3. | Stock | 13
64MXL025PP | SureMotion timing belt, 0.08in MXL pitch, 1/4in wide, 64 tooth, 5.1in pitch length (circumference), polyurethane, polyester reinforced. Package of 3. | Stock | 17.5
65MXL025NG | SureMotion timing belt, 0.08in MXL pitch, 1/4in wide, 65 tooth, 5.2in pitch length (circumference), neoprene, fiberglass reinforced. Package of 3. | Stock | 13
65MXL025PP | SureMotion timing belt, 0.08in MXL pitch, 1/4in wide, 65 tooth, 5.2in pitch length (circumference), polyurethane, polyester reinforced. Package of 3. | Stock | 17.5
67MXL025NG | SureMotion timing belt, 0.08in MXL pitch, 1/4in wide, 67 tooth, 5.4in pitch length (circumference), neoprene, fiberglass reinforced. Package of 3. | Stock | 13
68MXL025NG | SureMotion timing belt, 0.08in MXL pitch, 1/4in wide, 68 tooth, 5.4in pitch length (circumference), neoprene, fiberglass reinforced. Package of 3. | Stock | 13
68MXL025PP | SureMotion timing belt, 0.08in MXL pitch, 1/4in wide, 68 tooth, 5.4in pitch length (circumference), polyurethane, polyester reinforced. Package of 3. | Stock | 22
69MXL025NG | SureMotion timing belt, 0.08in MXL pitch, 1/4in wide, 69 tooth, 5.5in pitch length (circumference), neoprene, fiberglass reinforced. Package of 3. | Stock | 13
70MXL025NG | SureMotion timing belt, 0.08in MXL pitch, 1/4in wide, 70 tooth, 5.6in pitch length (circumference), neoprene, fiberglass reinforced. Package of 3. | Stock | 13
70MXL025PP | SureMotion timing belt, 0.08in MXL pitch, 1/4in wide, 70 tooth, 5.6in pitch length (circumference), polyurethane, polyester reinforced. Package of 3. | Stock | 17.5
72MXL025NG | SureMotion timing belt, 0.08in MXL pitch, 1/4in wide, 72 tooth, 5.8in pitch length (circumference), neoprene, fiberglass reinforced. Package of 3. | Stock | 13
74MXL025NG | SureMotion timing belt, 0.08in MXL pitch, 1/4in wide, 74 tooth, 5.9in pitch length (circumference), neoprene, fiberglass reinforced. Package of 3. | Stock | 13
75MXL025NG | SureMotion timing belt, 0.08in MXL pitch, 1/4in wide, 75 tooth, 6in pitch length (circumference), neoprene, fiberglass reinforced. Package of 3. | Stock | 13
75MXL025PP | SureMotion timing belt, 0.08in MXL pitch, 1/4in wide, 75 tooth, 6in pitch length (circumference), polyurethane, polyester reinforced. Package of 3. | Stock | 17.5
76MXL025NG | SureMotion timing belt, 0.08in MXL pitch, 1/4in wide, 76 tooth, 6.1in pitch length (circumference), neoprene, fiberglass reinforced. Package of 3. | Stock | 13
76MXL025PP | SureMotion timing belt, 0.08in MXL pitch, 1/4in wide, 76 tooth, 6.1in pitch length (circumference), polyurethane, polyester reinforced. Package of 3. | Stock | 17.5
80MXL025NG | SureMotion timing belt, 0.08in MXL pitch, 1/4in wide, 80 tooth, 6.4in pitch length (circumference), neoprene, fiberglass reinforced. Package of 3. | Stock | 13
80MXL025PP | SureMotion timing belt, 0.08in MXL pitch, 1/4in wide, 80 tooth, 6.4in pitch length (circumference), polyurethane, polyester reinforced. Package of 3. | Stock | 17.5
81MXL025NG | SureMotion timing belt, 0.08in MXL pitch, 1/4in wide, 81 tooth, 6.5in pitch length (circumference), neoprene, fiberglass reinforced. Package of 3. | Stock | 13
81MXL025PP | SureMotion timing belt, 0.08in MXL pitch, 1/4in wide, 81 tooth, 6.5in pitch length (circumference), polyurethane, polyester reinforced. Package of 3. | Stock | 25.5
82MXL025NG | SureMotion timing belt, 0.08in MXL pitch, 1/4in wide, 82 tooth, 6.6in pitch length (circumference), neoprene, fiberglass reinforced. Package of 3. | Stock | 13
82MXL025PP | SureMotion timing belt, 0.08in MXL pitch, 1/4in wide, 82 tooth, 6.6in pitch length (circumference), polyurethane, polyester reinforced. Package of 3. | Stock | 17.5
84MXL025NG | SureMotion timing belt, 0.08in MXL pitch, 1/4in wide, 84 tooth, 6.7in pitch length (circumference), neoprene, fiberglass reinforced. Package of 3. | Stock | 13
84MXL025PP | SureMotion timing belt, 0.08in MXL pitch, 1/4in wide, 84 tooth, 6.7in pitch length (circumference), polyurethane, polyester reinforced. Package of 3. | Stock | 23.5
85MXL025NG | SureMotion timing belt, 0.08in MXL pitch, 1/4in wide, 85 tooth, 6.8in pitch length (circumference), neoprene, fiberglass reinforced. Package of 3. | Stock | 13
85MXL025PP | SureMotion timing belt, 0.08in MXL pitch, 1/4in wide, 85 tooth, 6.8in pitch length (circumference), polyurethane, polyester reinforced. Package of 3. | Stock | 19
87MXL025NG | SureMotion timing belt, 0.08in MXL pitch, 1/4in wide, 87 tooth, 7in pitch length (circumference), neoprene, fiberglass reinforced. Package of 3. | Stock | 13
87MXL025PP | SureMotion timing belt, 0.08in MXL pitch, 1/4in wide, 87 tooth, 7in pitch length (circumference), polyurethane, polyester reinforced. Package of 3. | Stock | 19
88MXL025NG | SureMotion timing belt, 0.08in MXL pitch, 1/4in wide, 88 tooth, 7in pitch length (circumference), neoprene, fiberglass reinforced. Package of 3. | Stock | 13.5
88MXL025PP | SureMotion timing belt, 0.08in MXL pitch, 1/4in wide, 88 tooth, 7in pitch length (circumference), polyurethane, polyester reinforced. Package of 3. | Stock | 19
90MXL025NG | SureMotion timing belt, 0.08in MXL pitch, 1/4in wide, 90 tooth, 7.2in pitch length (circumference), neoprene, fiberglass reinforced. Package of 3. | Stock | 13.5
90MXL025PP | SureMotion timing belt, 0.08in MXL pitch, 1/4in wide, 90 tooth, 7.2in pitch length (circumference), polyurethane, polyester reinforced. Package of 3. | Stock | 19
91MXL025NG | SureMotion timing belt, 0.08in MXL pitch, 1/4in wide, 91 tooth, 7.3in pitch length (circumference), neoprene, fiberglass reinforced. Package of 3. | Stock | 13.5
91MXL025PP | SureMotion timing belt, 0.08in MXL pitch, 1/4in wide, 91 tooth, 7.3in pitch length (circumference), polyurethane, polyester reinforced. Package of 3. | Stock | 19
95MXL025NG | SureMotion timing belt, 0.08in MXL pitch, 1/4in wide, 95 tooth, 7.6in pitch length (circumference), neoprene, fiberglass reinforced. Package of 3. | Stock | 13.5
98MXL025NG | SureMotion timing belt, 0.08in MXL pitch, 1/4in wide, 98 tooth, 7.8in pitch length (circumference), neoprene, fiberglass reinforced. Package of 3. | Stock | 13.5
100MXL025NG | SureMotion timing belt, 0.08in MXL pitch, 1/4in wide, 100 tooth, 8in pitch length (circumference), neoprene, fiberglass reinforced. Package of 3. | Stock | 13.5
100MXL025PP | SureMotion timing belt, 0.08in MXL pitch, 1/4in wide, 100 tooth, 8in pitch length (circumference), polyurethane, polyester reinforced. Package of 3. | Stock | 19
101MXL025NG | SureMotion timing belt, 0.08in MXL pitch, 1/4in wide, 101 tooth, 8.1in pitch length (circumference), neoprene, fiberglass reinforced. Package of 3. | Stock | 13.5
104MXL025NG | SureMotion timing belt, 0.08in MXL pitch, 1/4in wide, 104 tooth, 8.3in pitch length (circumference), neoprene, fiberglass reinforced. Package of 3. | Stock | 13.5
106MXL025NG | SureMotion timing belt, 0.08in MXL pitch, 1/4in wide, 106 tooth, 8.5in pitch length (circumference), neoprene, fiberglass reinforced. Package of 3. | Stock | 13.5
106MXL025PP | SureMotion timing belt, 0.08in MXL pitch, 1/4in wide, 106 tooth, 8.5in pitch length (circumference), polyurethane, polyester reinforced. Package of 3. | Stock | 23.5
112MXL025NG | SureMotion timing belt, 0.08in MXL pitch, 1/4in wide, 112 tooth, 9in pitch length (circumference), neoprene, fiberglass reinforced. Package of 3. | Stock | 13.5
112MXL025PP | SureMotion timing belt, 0.08in MXL pitch, 1/4in wide, 112 tooth, 9in pitch length (circumference), polyurethane, polyester reinforced. Package of 3. | Stock | 24
115MXL025NG | SureMotion timing belt, 0.08in MXL pitch, 1/4in wide, 115 tooth, 9.2in pitch length (circumference), neoprene, fiberglass reinforced. Package of 3. | Stock | 14.5
115MXL025PP | SureMotion timing belt, 0.08in MXL pitch, 1/4in wide, 115 tooth, 9.2in pitch length (circumference), polyurethane, polyester reinforced. Package of 3. | Stock | 21.5
120MXL025NG | SureMotion timing belt, 0.08in MXL pitch, 1/4in wide, 120 tooth, 9.6in pitch length (circumference), neoprene, fiberglass reinforced. Package of 3. | Stock | 14.5
120MXL025PP | SureMotion timing belt, 0.08in MXL pitch, 1/4in wide, 120 tooth, 9.6in pitch length (circumference), polyurethane, polyester reinforced. Package of 3. | Stock | 21.5
122MXL025NG | SureMotion timing belt, 0.08in MXL pitch, 1/4in wide, 122 tooth, 9.8in pitch length (circumference), neoprene, fiberglass reinforced. Package of 3. | Stock | 14.5
122MXL025PP | SureMotion timing belt, 0.08in MXL pitch, 1/4in wide, 122 tooth, 9.8in pitch length (circumference), polyurethane, polyester reinforced. Package of 3. | Stock | 21.5
124MXL025NG | SureMotion timing belt, 0.08in MXL pitch, 1/4in wide, 124 tooth, 9.9in pitch length (circumference), neoprene, fiberglass reinforced. Package of 3. | Stock | 14.5
130MXL025NG | SureMotion timing belt, 0.08in MXL pitch, 1/4in wide, 130 tooth, 10.4in pitch length (circumference), neoprene, fiberglass reinforced. Package of 3. | Stock | 14.5
130MXL025PP | SureMotion timing belt, 0.08in MXL pitch, 1/4in wide, 130 tooth, 10.4in pitch length (circumference), polyurethane, polyester reinforced. Package of 3. | Stock | 21.5
132MXL025NG | SureMotion timing belt, 0.08in MXL pitch, 1/4in wide, 132 tooth, 10.6in pitch length (circumference), neoprene, fiberglass reinforced. Package of 3. | Stock | 14.5
132MXL025PP | SureMotion timing belt, 0.08in MXL pitch, 1/4in wide, 132 tooth, 10.6in pitch length (circumference), polyurethane, polyester reinforced. Package of 3. | Stock | 22
134MXL025NG | SureMotion timing belt, 0.08in MXL pitch, 1/4in wide, 134 tooth, 10.7in pitch length (circumference), neoprene, fiberglass reinforced. Package of 3. | Stock | 14.5
136MXL025NG | SureMotion timing belt, 0.08in MXL pitch, 1/4in wide, 136 tooth, 10.9in pitch length (circumference), neoprene, fiberglass reinforced. Package of 3. | Stock | 17
140MXL025NG | SureMotion timing belt, 0.08in MXL pitch, 1/4in wide, 140 tooth, 11.2in pitch length (circumference), neoprene, fiberglass reinforced. Package of 3. | Stock | 15
140MXL025PP | SureMotion timing belt, 0.08in MXL pitch, 1/4in wide, 140 tooth, 11.2in pitch length (circumference), polyurethane, polyester reinforced. Package of 3. | Stock | 22
146MXL025NG | SureMotion timing belt, 0.08in MXL pitch, 1/4in wide, 146 tooth, 11.7in pitch length (circumference), neoprene, fiberglass reinforced. Package of 3. | Stock | 15
150MXL025NG | SureMotion timing belt, 0.08in MXL pitch, 1/4in wide, 150 tooth, 12in pitch length (circumference), neoprene, fiberglass reinforced. Package of 3. | Stock | 15
150MXL025PP | SureMotion timing belt, 0.08in MXL pitch, 1/4in wide, 150 tooth, 12in pitch length (circumference), polyurethane, polyester reinforced. Package of 3. | Stock | 22
156MXL025NG | SureMotion timing belt, 0.08in MXL pitch, 1/4in wide, 156 tooth, 12.5in pitch length (circumference), neoprene, fiberglass reinforced. Package of 3. | Stock | 19
156MXL025PP | SureMotion timing belt, 0.08in MXL pitch, 1/4in wide, 156 tooth, 12.5in pitch length (circumference), polyurethane, polyester reinforced. Package of 3. | Stock | 27.5
160MXL025NG | SureMotion timing belt, 0.08in MXL pitch, 1/4in wide, 160 tooth, 12.8in pitch length (circumference), neoprene, fiberglass reinforced. Package of 3. | Stock | 15
160MXL025PP | SureMotion timing belt, 0.08in MXL pitch, 1/4in wide, 160 tooth, 12.8in pitch length (circumference), polyurethane, polyester reinforced. Package of 3. | Stock | 23.5
166MXL025NG | SureMotion timing belt, 0.08in MXL pitch, 1/4in wide, 166 tooth, 13.3in pitch length (circumference), neoprene, fiberglass reinforced. Package of 3. | Stock | 15
170MXL025NG | SureMotion timing belt, 0.08in MXL pitch, 1/4in wide, 170 tooth, 13.6in pitch length (circumference), neoprene, fiberglass reinforced. Package of 3. | Stock | 15
170MXL025PP | SureMotion timing belt, 0.08in MXL pitch, 1/4in wide, 170 tooth, 13.6in pitch length (circumference), polyurethane, polyester reinforced. Package of 3. | Stock | 23.5
177MXL025NG | SureMotion timing belt, 0.08in MXL pitch, 1/4in wide, 177 tooth, 14.2in pitch length (circumference), neoprene, fiberglass reinforced. Package of 3. | Stock | 19
180MXL025NG | SureMotion timing belt, 0.08in MXL pitch, 1/4in wide, 180 tooth, 14.4in pitch length (circumference), neoprene, fiberglass reinforced. Package of 3. | Stock | 17
180MXL025PP | SureMotion timing belt, 0.08in MXL pitch, 1/4in wide, 180 tooth, 14.4in pitch length (circumference), polyurethane, polyester reinforced. Package of 3. | Stock | 24
184MXL025NG | SureMotion timing belt, 0.08in MXL pitch, 1/4in wide, 184 tooth, 14.7in pitch length (circumference), neoprene, fiberglass reinforced. Package of 3. | Stock | 17
184MXL025PP | SureMotion timing belt, 0.08in MXL pitch, 1/4in wide, 184 tooth, 14.7in pitch length (circumference), polyurethane, polyester reinforced. Package of 3. | Stock | 17.5
192MXL025NG | SureMotion timing belt, 0.08in MXL pitch, 1/4in wide, 192 tooth, 15.4in pitch length (circumference), neoprene, fiberglass reinforced. Package of 3. | Stock | 17
195MXL025NG | SureMotion timing belt, 0.08in MXL pitch, 1/4in wide, 195 tooth, 15.6in pitch length (circumference), neoprene, fiberglass reinforced. Package of 3. | Stock | 17
195MXL025PP | SureMotion timing belt, 0.08in MXL pitch, 1/4in wide, 195 tooth, 15.6in pitch length (circumference), polyurethane, polyester reinforced. Package of 3. | Stock | 25
200MXL025NG | SureMotion timing belt, 0.08in MXL pitch, 1/4in wide, 200 tooth, 16in pitch length (circumference), neoprene, fiberglass reinforced. Package of 3. | Stock | 17
200MXL025PP | SureMotion timing belt, 0.08in MXL pitch, 1/4in wide, 200 tooth, 16in pitch length (circumference), polyurethane, polyester reinforced. Package of 3. | Stock | 25
208MXL025NG | SureMotion timing belt, 0.08in MXL pitch, 1/4in wide, 208 tooth, 16.6in pitch length (circumference), neoprene, fiberglass reinforced. Package of 3. | Stock | 17
212MXL025NG | SureMotion timing belt, 0.08in MXL pitch, 1/4in wide, 212 tooth, 17in pitch length (circumference), neoprene, fiberglass reinforced. Package of 3. | Stock | 17
212MXL025PP | SureMotion timing belt, 0.08in MXL pitch, 1/4in wide, 212 tooth, 17in pitch length (circumference), polyurethane, polyester reinforced. Package of 3. | Stock | 17.5
220MXL025NG | SureMotion timing belt, 0.08in MXL pitch, 1/4in wide, 220 tooth, 17.6in pitch length (circumference), neoprene, fiberglass reinforced. Package of 3. | Stock | 17.5
220MXL025PP | SureMotion timing belt, 0.08in MXL pitch, 1/4in wide, 220 tooth, 17.6in pitch length (circumference), polyurethane, polyester reinforced. Package of 3. | Stock | 45
224MXL025NG | SureMotion timing belt, 0.08in MXL pitch, 1/4in wide, 224 tooth, 17.9in pitch length (circumference), neoprene, fiberglass reinforced. Package of 3. | Stock | 17.5
230MXL025NG | SureMotion timing belt, 0.08in MXL pitch, 1/4in wide, 230 tooth, 18.4in pitch length (circumference), neoprene, fiberglass reinforced. Package of 3. | Stock | 17.5
230MXL025PP | SureMotion timing belt, 0.08in MXL pitch, 1/4in wide, 230 tooth, 18.4in pitch length (circumference), polyurethane, polyester reinforced. Package of 3. | Stock | 25
236MXL025NG | SureMotion timing belt, 0.08in MXL pitch, 1/4in wide, 236 tooth, 18.9in pitch length (circumference), neoprene, fiberglass reinforced. Package of 3. | Stock | 22
236MXL025PP | SureMotion timing belt, 0.08in MXL pitch, 1/4in wide, 236 tooth, 18.9in pitch length (circumference), polyurethane, polyester reinforced. Package of 3. | Stock | 35
240MXL025NG | SureMotion timing belt, 0.08in MXL pitch, 1/4in wide, 240 tooth, 19.2in pitch length (circumference), neoprene, fiberglass reinforced. Package of 3. | Stock | 19
240MXL025PP | SureMotion timing belt, 0.08in MXL pitch, 1/4in wide, 240 tooth, 19.2in pitch length (circumference), polyurethane, polyester reinforced. Package of 3. | Stock | 35
250MXL025NG | SureMotion timing belt, 0.08in MXL pitch, 1/4in wide, 250 tooth, 20in pitch length (circumference), neoprene, fiberglass reinforced. Package of 3. | Stock | 19
250MXL025PP | SureMotion timing belt, 0.08in MXL pitch, 1/4in wide, 250 tooth, 20in pitch length (circumference), polyurethane, polyester reinforced. Package of 3. | Stock | 17.5
260MXL025NG | SureMotion timing belt, 0.08in MXL pitch, 1/4in wide, 260 tooth, 20.8in pitch length (circumference), neoprene, fiberglass reinforced. Package of 3. | Stock | 19
260MXL025PP | SureMotion timing belt, 0.08in MXL pitch, 1/4in wide, 260 tooth, 20.8in pitch length (circumference), polyurethane, polyester reinforced. Package of 3. | Stock | 49.5
280MXL025NG | SureMotion timing belt, 0.08in MXL pitch, 1/4in wide, 280 tooth, 22.4in pitch length (circumference), neoprene, fiberglass reinforced. Package of 3. | Stock | 20.5
280MXL025PP | SureMotion timing belt, 0.08in MXL pitch, 1/4in wide, 280 tooth, 22.4in pitch length (circumference), polyurethane, polyester reinforced. Package of 3. | Stock | 35
300MXL025NG | SureMotion timing belt, 0.08in MXL pitch, 1/4in wide, 300 tooth, 24in pitch length (circumference), neoprene, fiberglass reinforced. Package of 3. | Stock | 21.5
300MXL025PP | SureMotion timing belt, 0.08in MXL pitch, 1/4in wide, 300 tooth, 24in pitch length (circumference), polyurethane, polyester reinforced. Package of 3. | Stock | 37
310MXL025NG | SureMotion timing belt, 0.08in MXL pitch, 1/4in wide, 310 tooth, 24.8in pitch length (circumference), neoprene, fiberglass reinforced. Package of 3. | Stock | 21.5
310MXL025PP | SureMotion timing belt, 0.08in MXL pitch, 1/4in wide, 310 tooth, 24.8in pitch length (circumference), polyurethane, polyester reinforced. Package of 3. | Stock | 49.5
320MXL025NG | SureMotion timing belt, 0.08in MXL pitch, 1/4in wide, 320 tooth, 25.6in pitch length (circumference), neoprene, fiberglass reinforced. Package of 3. | Stock | 21.5
320MXL025PP | SureMotion timing belt, 0.08in MXL pitch, 1/4in wide, 320 tooth, 25.6in pitch length (circumference), polyurethane, polyester reinforced. Package of 3. | Stock | 49.5
330MXL025NG | SureMotion timing belt, 0.08in MXL pitch, 1/4in wide, 330 tooth, 26.4in pitch length (circumference), neoprene, fiberglass reinforced. Package of 3. | Stock | 21.5
330MXL025PP | SureMotion timing belt, 0.08in MXL pitch, 1/4in wide, 330 tooth, 26.4in pitch length (circumference), polyurethane, polyester reinforced. Package of 3. | Stock | 49.5
343MXL025NG | SureMotion timing belt, 0.08in MXL pitch, 1/4in wide, 343 tooth, 27.4in pitch length (circumference), neoprene, fiberglass reinforced. Package of 3. | Stock | 22
355MXL025NG | SureMotion timing belt, 0.08in MXL pitch, 1/4in wide, 355 tooth, 28.4in pitch length (circumference), neoprene, fiberglass reinforced. Package of 3. | Stock | 22
372MXL025NG | SureMotion timing belt, 0.08in MXL pitch, 1/4in wide, 372 tooth, 29.8in pitch length (circumference), neoprene, fiberglass reinforced. Package of 3. | Stock | 23.5
390MXL025NG | SureMotion timing belt, 0.08in MXL pitch, 1/4in wide, 390 tooth, 31.2in pitch length (circumference), neoprene, fiberglass reinforced. Package of 3. | Stock | 24
390MXL025PP | SureMotion timing belt, 0.08in MXL pitch, 1/4in wide, 390 tooth, 31.2in pitch length (circumference), polyurethane, polyester reinforced. Package of 3. | Stock | 27
400MXL025NG | SureMotion timing belt, 0.08in MXL pitch, 1/4in wide, 400 tooth, 32in pitch length (circumference), neoprene, fiberglass reinforced. Package of 3. | Stock | 24
400MXL025PP | SureMotion timing belt, 0.08in MXL pitch, 1/4in wide, 400 tooth, 32in pitch length (circumference), polyurethane, polyester reinforced. Package of 3. | Stock | 42
440MXL025NG | SureMotion timing belt, 0.08in MXL pitch, 1/4in wide, 440 tooth, 35.2in pitch length (circumference), neoprene, fiberglass reinforced. Package of 3. | Stock | 25
480MXL025NG | SureMotion timing belt, 0.08in MXL pitch, 1/4in wide, 480 tooth, 38.4in pitch length (circumference), neoprene, fiberglass reinforced. Package of 3. | Stock | 25.5
500MXL025NG | SureMotion timing belt, 0.08in MXL pitch, 1/4in wide, 500 tooth, 40in pitch length (circumference), neoprene, fiberglass reinforced. Package of 3. | Stock | 27
A14-MXL025-B0125 | Sung-Il Machinery timing pulley, aluminum, 0.08in MXL pitch, 14 tooth, 0.357in pitch diameter, 1/8in bore, oversize hub with flange. For use with 1/4in wide belt. | Stock | 22.5
A15-MXL025-B0188 | Sung-Il Machinery timing pulley, aluminum, 0.08in MXL pitch, 15 tooth, 0.382in pitch diameter, 3/16in bore, oversize hub with flange. For use with 1/4in wide belt. | Stock | 22.5
A16-MXL025-B0188 | Sung-Il Machinery timing pulley, aluminum, 0.08in MXL pitch, 16 tooth, 0.407in pitch diameter, 3/16in bore, oversize hub with flange. For use with 1/4in wide belt. | Stock | 22.5
A18-MXL025-B0250 | Sung-Il Machinery timing pulley, aluminum, 0.08in MXL pitch, 18 tooth, 0.458in pitch diameter, 1/4in bore, oversize hub with flange. For use with 1/4in wide belt. | Stock | 23
A20-MXL025-B0250 | Sung-Il Machinery timing pulley, aluminum, 0.08in MXL pitch, 20 tooth, 0.509in pitch diameter, 1/4in bore, oversize hub with flange. For use with 1/4in wide belt. | Stock | 23
A21-MXL025-B0188 | Sung-Il Machinery timing pulley, aluminum, 0.08in MXL pitch, 21 tooth, 0.535in pitch diameter, 3/16in bore, hub with flanges. For use with 1/4in wide belt. | Stock | 21.5
A21-MXL025-B0250 | Sung-Il Machinery timing pulley, aluminum, 0.08in MXL pitch, 21 tooth, 0.535in pitch diameter, 1/4in bore, oversize hub with flange. For use with 1/4in wide belt. | Stock | 23.5
A22-MXL025-B0188 | Sung-Il Machinery timing pulley, aluminum, 0.08in MXL pitch, 22 tooth, 0.56in pitch diameter, 3/16in bore, hub with flanges. For use with 1/4in wide belt. | Stock | 21.5
A30-MXL025-B0250 | Sung-Il Machinery timing pulley, aluminum, 0.08in MXL pitch, 30 tooth, 0.764in pitch diameter, 1/4in bore, hub with flanges. For use with 1/4in wide belt. | Stock | 23
A32-MXL025-B0250 | Sung-Il Machinery timing pulley, aluminum, 0.08in MXL pitch, 32 tooth, 0.815in pitch diameter, 1/4in bore, hub with flanges. For use with 1/4in wide belt. | Stock | 23.5
A36-MXL025-B0250 | Sung-Il Machinery timing pulley, aluminum, 0.08in MXL pitch, 36 tooth, 0.917in pitch diameter, 1/4in bore, hub with flanges. For use with 1/4in wide belt. | Stock | 24
A40-MXL025-B0250 | Sung-Il Machinery timing pulley, aluminum, 0.08in MXL pitch, 40 tooth, 1.019in pitch diameter, 1/4in bore, hub with flanges. For use with 1/4in wide belt. | Stock | 26
A60-MXL025-B0250 | Sung-Il Machinery timing pulley, aluminum, 0.08in MXL pitch, 60 tooth, 1.528in pitch diameter, 1/4in bore, hub with flanges. For use with 1/4in wide belt. | Stock | 30
A60NF-MXL025-B0250 | Sung-Il Machinery timing pulley, aluminum, 0.08in MXL pitch, 60 tooth, 1.528in pitch diameter, 1/4in bore, hub without flanges. For use with 1/4in wide belt. | Stock | 27
A72NF-MXL025-B0250 | Sung-Il Machinery timing pulley, aluminum, 0.08in MXL pitch, 72 tooth, 1.833in pitch diameter, 1/4in bore, hub without flanges. For use with 1/4in wide belt. | Stock | 30.5
XL (0.200in Pitch) Timing Belts and Pulleys
60XL025NG | SureMotion timing belt, 1/5in XL pitch, 1/4in wide, 30 tooth, 6in pitch length (circumference), neoprene, fiberglass reinforced. | Stock | 3.5
60XL037NG | SureMotion timing belt, 1/5in XL pitch, 3/8in wide, 30 tooth, 6in pitch length (circumference), neoprene, fiberglass reinforced. | Stock | 5
70XL037NG | SureMotion timing belt, 1/5in XL pitch, 3/8in wide, 35 tooth, 7in pitch length (circumference), neoprene, fiberglass reinforced. | Stock | 5
80XL025NG | SureMotion timing belt, 1/5in XL pitch, 1/4in wide, 40 tooth, 8in pitch length (circumference), neoprene, fiberglass reinforced. | Stock | 4
80XL037NG | SureMotion timing belt, 1/5in XL pitch, 3/8in wide, 40 tooth, 8in pitch length (circumference), neoprene, fiberglass reinforced. | Stock | 5
90XL025NG | SureMotion timing belt, 1/5in XL pitch, 1/4in wide, 45 tooth, 9in pitch length (circumference), neoprene, fiberglass reinforced. | Stock | 4
90XL037NG | SureMotion timing belt, 1/5in XL pitch, 3/8in wide, 45 tooth, 9in pitch length (circumference), neoprene, fiberglass reinforced. | Stock | 5.75
100XL025NG | SureMotion timing belt, 1/5in XL pitch, 1/4in wide, 50 tooth, 10in pitch length (circumference), neoprene, fiberglass reinforced. | Stock | 4
100XL037NG | SureMotion timing belt, 1/5in XL pitch, 3/8in wide, 50 tooth, 10in pitch length (circumference), neoprene, fiberglass reinforced. | Stock | 5
110XL025NG | SureMotion timing belt, 1/5in XL pitch, 1/4in wide, 55 tooth, 11in pitch length (circumference), neoprene, fiberglass reinforced. | Stock | 4
110XL037NG | SureMotion timing belt, 1/5in XL pitch, 3/8in wide, 55 tooth, 11in pitch length (circumference), neoprene, fiberglass reinforced. | Stock | 5
120XL037NG | SureMotion timing belt, 1/5in XL pitch, 3/8in wide, 60 tooth, 12in pitch length (circumference), neoprene, fiberglass reinforced. | Stock | 6.75
130XL025NG | SureMotion timing belt, 1/5in XL pitch, 1/4in wide, 65 tooth, 13in pitch length (circumference), neoprene, fiberglass reinforced. | Stock | 4.25
130XL037NG | SureMotion timing belt, 1/5in XL pitch, 3/8in wide, 65 tooth, 13in pitch length (circumference), neoprene, fiberglass reinforced. | Stock | 6.75
140XL025NG | SureMotion timing belt, 1/5in XL pitch, 1/4in wide, 70 tooth, 14in pitch length (circumference), neoprene, fiberglass reinforced. | Stock | 4.25
140XL037NG | SureMotion timing belt, 1/5in XL pitch, 3/8in wide, 70 tooth, 14in pitch length (circumference), neoprene, fiberglass reinforced. | Stock | 6.75
150XL025NG | SureMotion timing belt, 1/5in XL pitch, 1/4in wide, 75 tooth, 15in pitch length (circumference), neoprene, fiberglass reinforced. | Stock | 4.25
150XL037NG | SureMotion timing belt, 1/5in XL pitch, 3/8in wide, 75 tooth, 15in pitch length (circumference), neoprene, fiberglass reinforced. | Stock | 6.75
160XL025NG | SureMotion timing belt, 1/5in XL pitch, 1/4in wide, 80 tooth, 16in pitch length (circumference), neoprene, fiberglass reinforced. | Stock | 4.25
160XL037NG | SureMotion timing belt, 1/5in XL pitch, 3/8in wide, 80 tooth, 16in pitch length (circumference), neoprene, fiberglass reinforced. | Stock | 7.25
170XL025NG | SureMotion timing belt, 1/5in XL pitch, 1/4in wide, 85 tooth, 17in pitch length (circumference), neoprene, fiberglass reinforced. | Stock | 4.5
170XL037NG | SureMotion timing belt, 1/5in XL pitch, 3/8in wide, 85 tooth, 17in pitch length (circumference), neoprene, fiberglass reinforced. | Stock | 7.25
180XL037NG | SureMotion timing belt, 1/5in XL pitch, 3/8in wide, 90 tooth, 18in pitch length (circumference), neoprene, fiberglass reinforced. | Stock | 7.25
190XL025NG | SureMotion timing belt, 1/5in XL pitch, 1/4in wide, 95 tooth, 19in pitch length (circumference), neoprene, fiberglass reinforced. | Stock | 4.5
190XL037NG | SureMotion timing belt, 1/5in XL pitch, 3/8in wide, 95 tooth, 19in pitch length (circumference), neoprene, fiberglass reinforced. | Stock | 7.5
200XL025NG | SureMotion timing belt, 1/5in XL pitch, 1/4in wide, 100 tooth, 20in pitch length (circumference), neoprene, fiberglass reinforced. | Stock | 4.5
200XL037NG | SureMotion timing belt, 1/5in XL pitch, 3/8in wide, 100 tooth, 20in pitch length (circumference), neoprene, fiberglass reinforced. | Stock | 7.5
210XL037NG | SureMotion timing belt, 1/5in XL pitch, 3/8in wide, 105 tooth, 21in pitch length (circumference), neoprene, fiberglass reinforced. | Stock | 7.5
220XL037NG | SureMotion timing belt, 1/5in XL pitch, 3/8in wide, 110 tooth, 22in pitch length (circumference), neoprene, fiberglass reinforced. | Stock | 8
230XL025NG | SureMotion timing belt, 1/5in XL pitch, 1/4in wide, 115 tooth, 23in pitch length (circumference), neoprene, fiberglass reinforced. | Stock | 5
230XL037NG | SureMotion timing belt, 1/5in XL pitch, 3/8in wide, 115 tooth, 23in pitch length (circumference), neoprene, fiberglass reinforced. | Stock | 7.75
240XL037NG | SureMotion timing belt, 1/5in XL pitch, 3/8in wide, 120 tooth, 24in pitch length (circumference), neoprene, fiberglass reinforced. | Stock | 7.75
250XL025NG | SureMotion timing belt, 1/5in XL pitch, 1/4in wide, 125 tooth, 25in pitch length (circumference), neoprene, fiberglass reinforced. | Stock | 5
250XL037NG | SureMotion timing belt, 1/5in XL pitch, 3/8in wide, 125 tooth, 25in pitch length (circumference), neoprene, fiberglass reinforced. | Stock | 8.5
260XL025NG | SureMotion timing belt, 1/5in XL pitch, 1/4in wide, 130 tooth, 26in pitch length (circumference), neoprene, fiberglass reinforced. | Stock | 5
260XL037NG | SureMotion timing belt, 1/5in XL pitch, 3/8in wide, 130 tooth, 26in pitch length (circumference), neoprene, fiberglass reinforced. | Stock | 8.5
A10-XL025-B0250 | Sung-Il Machinery timing pulley, aluminum, 1/5in XL pitch, 10 tooth, 0.637in pitch diameter, 1/4in bore, hub with flanges. For use with 1/4in wide belt. | Stock | 19.5
A15-XL025-B0250 | Sung-Il Machinery timing pulley, aluminum, 1/5in XL pitch, 15 tooth, 0.955in pitch diameter, 1/4in bore, hub with flanges. For use with 1/4in wide belt. | Stock | 21.5
A16-XL025-B0250 | Sung-Il Machinery timing pulley, aluminum, 1/5in XL pitch, 16 tooth, 1.019in pitch diameter, 1/4in bore, hub with flanges. For use with 1/4in wide belt. | Stock | 22
A18-XL025-B0250 | Sung-Il Machinery timing pulley, aluminum, 1/5in XL pitch, 18 tooth, 1.146in pitch diameter, 1/4in bore, hub with flanges. For use with 1/4in wide belt. | Stock | 22.5
A20-XL025-B0250 | Sung-Il Machinery timing pulley, aluminum, 1/5in XL pitch, 20 tooth, 1.273in pitch diameter, 1/4in bore, hub with flanges. For use with 1/4in wide belt. | Stock | 23.5
A30-XL025-B0250 | Sung-Il Machinery timing pulley, aluminum, 1/5in XL pitch, 30 tooth, 1.91in pitch diameter, 1/4in bore, hub with flanges. For use with 1/4in wide belt. | Stock | 29
A10-XL037-B0250 | Sung-Il Machinery timing pulley, aluminum, 1/5in XL pitch, 10 tooth, 0.637in pitch diameter, 1/4in bore, hub with flanges. For use with 3/8in wide belt. | Stock | 20.5
A12-XL037-B0250 | Sung-Il Machinery timing pulley, aluminum, 1/5in XL pitch, 12 tooth, 0.764in pitch diameter, 1/4in bore, hub with flanges. For use with 3/8in wide belt. | Stock | 21
A14-XL037-B0250 | Sung-Il Machinery timing pulley, aluminum, 1/5in XL pitch, 14 tooth, 0.891in pitch diameter, 1/4in bore, hub with flanges. For use with 3/8in wide belt. | Stock | 21.5
A16-XL037-B0250 | Sung-Il Machinery timing pulley, aluminum, 1/5in XL pitch, 16 tooth, 1.019in pitch diameter, 1/4in bore, hub with flanges. For use with 3/8in wide belt. | Stock | 22.5
A18-XL037-B0250 | Sung-Il Machinery timing pulley, aluminum, 1/5in XL pitch, 18 tooth, 1.146in pitch diameter, 1/4in bore, hub with flanges. For use with 3/8in wide belt. | Stock | 23
A19-XL037-B0250 | Sung-Il Machinery timing pulley, aluminum, 1/5in XL pitch, 19 tooth, 1.21in pitch diameter, 1/4in bore, hub with flanges. For use with 3/8in wide belt. | Stock | 23.5
A20-XL037-B0250 | Sung-Il Machinery timing pulley, aluminum, 1/5in XL pitch, 20 tooth, 1.273in pitch diameter, 1/4in bore, hub with flanges. For use with 3/8in wide belt. | Stock | 24.5
A21-XL037-B0250 | Sung-Il Machinery timing pulley, aluminum, 1/5in XL pitch, 21 tooth, 1.337in pitch diameter, 1/4in bore, hub with flanges. For use with 3/8in wide belt. | Stock | 24.5
A22-XL037-B0250 | Sung-Il Machinery timing pulley, aluminum, 1/5in XL pitch, 22 tooth, 1.401in pitch diameter, 1/4in bore, hub with flanges. For use with 3/8in wide belt. | Stock | 27
A24-XL037-B0250 | Sung-Il Machinery timing pulley, aluminum, 1/5in XL pitch, 24 tooth, 1.528in pitch diameter, 1/4in bore, hub with flanges. For use with 3/8in wide belt. | Stock | 27.5
A26-XL037-B0250 | Sung-Il Machinery timing pulley, aluminum, 1/5in XL pitch, 26 tooth, 1.655in pitch diameter, 1/4in bore, hub with flanges. For use with 3/8in wide belt. | Stock | 29
A28-XL037-B0250 | Sung-Il Machinery timing pulley, aluminum, 1/5in XL pitch, 28 tooth, 1.783in pitch diameter, 1/4in bore, hub with flanges. For use with 3/8in wide belt. | Stock | 32
A30-XL037-B0250 | Sung-Il Machinery timing pulley, aluminum, 1/5in XL pitch, 30 tooth, 1.91in pitch diameter, 1/4in bore, hub with flanges. For use with 3/8in wide belt. | Stock | 32.5
A32-XL037-B0312 | Sung-Il Machinery timing pulley, aluminum, 1/5in XL pitch, 32 tooth, 2.037in pitch diameter, 5/16in bore, hub with flanges. For use with 3/8in wide belt. | Stock | 34
A32NF-XL037-B0312 | Sung-Il Machinery timing pulley, aluminum, 1/5in XL pitch, 32 tooth, 2.037in pitch diameter, 5/16in bore, hub without flanges. For use with 3/8in wide belt. | Stock | 26.5
A36NF-XL037-B0312 | Sung-Il Machinery timing pulley, aluminum, 1/5in XL pitch, 36 tooth, 2.292in pitch diameter, 5/16in bore, hub without flanges. For use with 3/8in wide belt. | Stock | 29
A40NF-XL037-B0312 | Sung-Il Machinery timing pulley, aluminum, 1/5in XL pitch, 40 tooth, 2.546in pitch diameter, 5/16in bore, hub without flanges. For use with 3/8in wide belt. | Stock | 34.5
A42NF-XL037-B0312 | Sung-Il Machinery timing pulley, aluminum, 1/5in XL pitch, 42 tooth, 2.674in pitch diameter, 5/16in bore, hub without flanges. For use with 3/8in wide belt. | Stock | 35
A44NF-XL037-B0312 | Sung-Il Machinery timing pulley, aluminum, 1/5in XL pitch, 44 tooth, 2.801in pitch diameter, 5/16in bore, hub without flanges. For use with 3/8in wide belt. | Stock | 38
A48NF-XL037-B0312 | Sung-Il Machinery timing pulley, aluminum, 1/5in XL pitch, 48 tooth, 3.056in pitch diameter, 5/16in bore, hub without flanges. For use with 3/8in wide belt. | Stock | 41
A60NF-XL037-B0375 | Sung-Il Machinery timing pulley, aluminum, 1/5in XL pitch, 60 tooth, 3.82in pitch diameter, 3/8in bore, hub without flanges. For use with 3/8in wide belt. | Stock | 56
A72NF-XL037-B0375 | Sung-Il Machinery timing pulley, aluminum, 1/5in XL pitch, 72 tooth, 4.584in pitch diameter, 3/8in bore, hub without flanges. For use with 3/8in wide belt. | Stock | 74
A10NH-XL037-0250 | Sung-Il Machinery timing pulley, aluminum, 1/5in XL pitch, 10 tooth, 0.637in pitch diameter, 1/4in bore, no hub with flanges. For use with 3/8in wide belt. | Stock | 19.5
A12NH-XL037-0250 | Sung-Il Machinery timing pulley, aluminum, 1/5in XL pitch, 12 tooth, 0.764in pitch diameter, 1/4in bore, no hub with flanges. For use with 3/8in wide belt. | Stock | 20.5
A14NH-XL037-0250 | Sung-Il Machinery timing pulley, aluminum, 1/5in XL pitch, 14 tooth, 0.891in pitch diameter, 1/4in bore, no hub with flanges. For use with 3/8in wide belt. | Stock | 21
A15NH-XL037-0250 | Sung-Il Machinery timing pulley, aluminum, 1/5in XL pitch, 15 tooth, 0.955in pitch diameter, 1/4in bore, no hub with flanges. For use with 3/8in wide belt. | Stock | 21.5
A16NH-XL037-0250 | Sung-Il Machinery timing pulley, aluminum, 1/5in XL pitch, 16 tooth, 1.019in pitch diameter, 1/4in bore, no hub with flanges. For use with 3/8in wide belt. | Stock | 22.5
A18NH-XL037-0250 | Sung-Il Machinery timing pulley, aluminum, 1/5in XL pitch, 18 tooth, 1.146in pitch diameter, 1/4in bore, no hub with flanges. For use with 3/8in wide belt. | Stock | 22.5
A20NH-XL037-0250 | Sung-Il Machinery timing pulley, aluminum, 1/5in XL pitch, 20 tooth, 1.273in pitch diameter, 1/4in bore, no hub with flanges. For use with 3/8in wide belt. | Stock | 23.5
A22NH-XL037-0250 | Sung-Il Machinery timing pulley, aluminum, 1/5in XL pitch, 22 tooth, 1.401in pitch diameter, 1/4in bore, no hub with flanges. For use with 3/8in wide belt. | Stock | 26.5
A24NH-XL037-0250 | Sung-Il Machinery timing pulley, aluminum, 1/5in XL pitch, 24 tooth, 1.528in pitch diameter, 1/4in bore, no hub with flanges. For use with 3/8in wide belt. | Stock | 27
A30NH-XL037-0250 | Sung-Il Machinery timing pulley, aluminum, 1/5in XL pitch, 30 tooth, 1.91in pitch diameter, 1/4in bore, no hub with flanges. For use with 3/8in wide belt. | Stock | 30.5
A32NH-XL037-0250 | Sung-Il Machinery timing pulley, aluminum, 1/5in XL pitch, 32 tooth, 2.037in pitch diameter, 1/4in bore, no hub with flanges. For use with 3/8in wide belt. | Stock | 31.5
L (0.375in Pitch) Timing Belts and Pulleys
124L050NG | SureMotion timing belt, 3/8in L pitch, 1/2in wide, 33 tooth, 12.4in pitch length (circumference), neoprene, fiberglass reinforced. | Stock | 8.5
124L100NG | SureMotion timing belt, 3/8in L pitch, 1in wide, 33 tooth, 12.4in pitch length (circumference), neoprene, fiberglass reinforced. | Stock | 17
150L050NG | SureMotion timing belt, 3/8in L pitch, 1/2in wide, 40 tooth, 15in pitch length (circumference), neoprene, fiberglass reinforced. | Stock | 10
150L100NG | SureMotion timing belt, 3/8in L pitch, 1in wide, 40 tooth, 15in pitch length (circumference), neoprene, fiberglass reinforced. | Stock | 19
187L050NG | SureMotion timing belt, 3/8in L pitch, 1/2in wide, 50 tooth, 18.8in pitch length (circumference), neoprene, fiberglass reinforced. | Stock | 11
187L100NG | SureMotion timing belt, 3/8in L pitch, 1in wide, 50 tooth, 18.8in pitch length (circumference), neoprene, fiberglass reinforced. | Stock | 21.5
210L050NG | SureMotion timing belt, 3/8in L pitch, 1/2in wide, 56 tooth, 21in pitch length (circumference), neoprene, fiberglass reinforced. | Stock | 11.5
210L100NG | SureMotion timing belt, 3/8in L pitch, 1in wide, 56 tooth, 21in pitch length (circumference), neoprene, fiberglass reinforced. | Stock | 23.5
225L050NG | SureMotion timing belt, 3/8in L pitch, 1/2in wide, 60 tooth, 22.5in pitch length (circumference), neoprene, fiberglass reinforced. | Stock | 12
225L100NG | SureMotion timing belt, 3/8in L pitch, 1in wide, 60 tooth, 22.5in pitch length (circumference), neoprene, fiberglass reinforced. | Stock | 23.5
240L050NG | SureMotion timing belt, 3/8in L pitch, 1/2in wide, 64 tooth, 24in pitch length (circumference), neoprene, fiberglass reinforced. | Stock | 12.5
240L100NG | SureMotion timing belt, 3/8in L pitch, 1in wide, 64 tooth, 24in pitch length (circumference), neoprene, fiberglass reinforced. | Stock | 25
244L100NG | SureMotion timing belt, 3/8in L pitch, 1in wide, 65 tooth, 24.4in pitch length (circumference), neoprene, fiberglass reinforced. | Stock | 25
255L050NG | SureMotion timing belt, 3/8in L pitch, 1/2in wide, 68 tooth, 25.5in pitch length (circumference), neoprene, fiberglass reinforced. | Stock | 13
255L100NG | SureMotion timing belt, 3/8in L pitch, 1in wide, 68 tooth, 25.5in pitch length (circumference), neoprene, fiberglass reinforced. | Stock | 25
270L050NG | SureMotion timing belt, 3/8in L pitch, 1/2in wide, 72 tooth, 27in pitch length (circumference), neoprene, fiberglass reinforced. | Stock | 13
270L100NG | SureMotion timing belt, 3/8in L pitch, 1in wide, 72 tooth, 27in pitch length (circumference), neoprene, fiberglass reinforced. | Stock | 27
285L050NG | SureMotion timing belt, 3/8in L pitch, 1/2in wide, 76 tooth, 28.5in pitch length (circumference), neoprene, fiberglass reinforced. | Stock | 13.5
300L050NG | SureMotion timing belt, 3/8in L pitch, 1/2in wide, 80 tooth, 30in pitch length (circumference), neoprene, fiberglass reinforced. | Stock | 14.5
300L100NG | SureMotion timing belt, 3/8in L pitch, 1in wide, 80 tooth, 30in pitch length (circumference), neoprene, fiberglass reinforced. | Stock | 27.5
322L050NG | SureMotion timing belt, 3/8in L pitch, 1/2in wide, 86 tooth, 32.2in pitch length (circumference), neoprene, fiberglass reinforced. | Stock | 14.5
322L100NG | SureMotion timing belt, 3/8in L pitch, 1in wide, 86 tooth, 32.2in pitch length (circumference), neoprene, fiberglass reinforced. | Stock | 30
345L050NG | SureMotion timing belt, 3/8in L pitch, 1/2in wide, 92 tooth, 34.5in pitch length (circumference), neoprene, fiberglass reinforced. | Stock | 15
345L100NG | SureMotion timing belt, 3/8in L pitch, 1in wide, 92 tooth, 34.5in pitch length (circumference), neoprene, fiberglass reinforced. | Stock | 31
367L050NG | SureMotion timing belt, 3/8in L pitch, 1/2in wide, 98 tooth, 36.8in pitch length (circumference), neoprene, fiberglass reinforced. | Stock | 16
367L100NG | SureMotion timing belt, 3/8in L pitch, 1in wide, 98 tooth, 36.8in pitch length (circumference), neoprene, fiberglass reinforced. | Stock | 33.5
390L050NG | SureMotion timing belt, 3/8in L pitch, 1/2in wide, 104 tooth, 39in pitch length (circumference), neoprene, fiberglass reinforced. | Stock | 17
390L100NG | SureMotion timing belt, 3/8in L pitch, 1in wide, 104 tooth, 39in pitch length (circumference), neoprene, fiberglass reinforced. | Stock | 35
420L050NG | SureMotion timing belt, 3/8in L pitch, 1/2in wide, 112 tooth, 42in pitch length (circumference), neoprene, fiberglass reinforced. | Stock | 17.5
420L100NG | SureMotion timing belt, 3/8in L pitch, 1in wide, 112 tooth, 42in pitch length (circumference), neoprene, fiberglass reinforced. | Stock | 37.5
450L050NG | SureMotion timing belt, 3/8in L pitch, 1/2in wide, 120 tooth, 45in pitch length (circumference), neoprene, fiberglass reinforced. | Stock | 19
450L100NG | SureMotion timing belt, 3/8in L pitch, 1in wide, 120 tooth, 45in pitch length (circumference), neoprene, fiberglass reinforced. | Stock | 38.5
480L050NG | SureMotion timing belt, 3/8in L pitch, 1/2in wide, 128 tooth, 48in pitch length (circumference), neoprene, fiberglass reinforced. | Stock | 20.5
480L100NG | SureMotion timing belt, 3/8in L pitch, 1in wide, 128 tooth, 48in pitch length (circumference), neoprene, fiberglass reinforced. | Stock | 39.5
510L050NG | SureMotion timing belt, 3/8in L pitch, 1/2in wide, 136 tooth, 51in pitch length (circumference), neoprene, fiberglass reinforced. | Stock | 21.5
510L100NG | SureMotion timing belt, 3/8in L pitch, 1in wide, 136 tooth, 51in pitch length (circumference), neoprene, fiberglass reinforced. | Stock | 41
540L050NG | SureMotion timing belt, 3/8in L pitch, 1/2in wide, 144 tooth, 54in pitch length (circumference), neoprene, fiberglass reinforced. | Stock | 22
540L100NG | SureMotion timing belt, 3/8in L pitch, 1in wide, 144 tooth, 54in pitch length (circumference), neoprene, fiberglass reinforced. | Stock | 42.5
600L050NG | SureMotion timing belt, 3/8in L pitch, 1/2in wide, 160 tooth, 60in pitch length (circumference), neoprene, fiberglass reinforced. | Stock | 24
600L100NG | SureMotion timing belt, 3/8in L pitch, 1in wide, 160 tooth, 60in pitch length (circumference), neoprene, fiberglass reinforced. | Stock | 47
A10-L050-B-0375 | Sung-Il Machinery timing pulley, aluminum, 3/8in L pitch, 10 tooth, 1.194in pitch diameter, 3/8in bore, hub with flanges. For use with 1/2in wide belt. | Stock | 30
A12-L050-B-0375 | Sung-Il Machinery timing pulley, aluminum, 3/8in L pitch, 12 tooth, 1.432in pitch diameter, 3/8in bore, hub with flanges. For use with 1/2in wide belt. | Stock | 33
A13-L050-B-0375 | Sung-Il Machinery timing pulley, aluminum, 3/8in L pitch, 13 tooth, 1.552in pitch diameter, 3/8in bore, hub with flanges. For use with 1/2in wide belt. | Stock | 33.5
A14-L050-SPBO-0375 | Sung-Il Machinery timing pulley, aluminum, 3/8in L pitch, 14 tooth, 1.671in pitch diameter, 3/8in bore, no hub with flanges. For use with 1/2in wide belt. QD bushing included. | Stock | 54
A14-L050-SPBO-0500 | Sung-Il Machinery timing pulley, aluminum, 3/8in L pitch, 14 tooth, 1.671in pitch diameter, 1/2in bore, no hub with flanges. For use with 1/2in wide belt. QD bushing included. | Stock | 54
A15-L050-SPBO-0375 | Sung-Il Machinery timing pulley, aluminum, 3/8in L pitch, 15 tooth, 1.79in pitch diameter, 3/8in bore, no hub with flanges. For use with 1/2in wide belt. QD bushing included. | Stock | 56
A15-L050-SPBO-0500 | Sung-Il Machinery timing pulley, aluminum, 3/8in L pitch, 15 tooth, 1.79in pitch diameter, 1/2in bore, no hub with flanges. For use with 1/2in wide belt. QD bushing included. | Stock | 56
A16-L050-SPBO-0500 | Sung-Il Machinery timing pulley, aluminum, 3/8in L pitch, 16 tooth, 1.91in pitch diameter, 1/2in bore, no hub with flanges. For use with 1/2in wide belt. QD bushing included. | Stock | 58
A16-L050-SPBO-0625 | Sung-Il Machinery timing pulley, aluminum, 3/8in L pitch, 16 tooth, 1.91in pitch diameter, 5/8in bore, no hub with flanges. For use with 1/2in wide belt. QD bushing included. | Stock | 58
A17-L050-SPBO-0500 | Sung-Il Machinery timing pulley, aluminum, 3/8in L pitch, 17 tooth, 2.029in pitch diameter, 1/2in bore, no hub with flanges. For use with 1/2in wide belt. QD bushing included. | Stock | 59
A17-L050-SPBO-0625 | Sung-Il Machinery timing pulley, aluminum, 3/8in L pitch, 17 tooth, 2.029in pitch diameter, 5/8in bore, no hub with flanges. For use with 1/2in wide belt. QD bushing included. | Stock | 59
A18-L050-SPBO-0500 | Sung-Il Machinery timing pulley, aluminum, 3/8in L pitch, 18 tooth, 2.149in pitch diameter, 1/2in bore, no hub with flanges. For use with 1/2in wide belt. QD bushing included. | Stock | 60
A18-L050-SPBO-0625 | Sung-Il Machinery timing pulley, aluminum, 3/8in L pitch, 18 tooth, 2.149in pitch diameter, 5/8in bore, no hub with flanges. For use with 1/2in wide belt. QD bushing included. | Stock | 60
A20-L050-SPBO-0500 | Sung-Il Machinery timing pulley, aluminum, 3/8in L pitch, 20 tooth, 2.387in pitch diameter, 1/2in bore, no hub with flanges. For use with 1/2in wide belt. QD bushing included. | Stock | 67
A20-L050-SPBO-0625 | Sung-Il Machinery timing pulley, aluminum, 3/8in L pitch, 20 tooth, 2.387in pitch diameter, 5/8in bore, no hub with flanges. For use with 1/2in wide belt. QD bushing included. | Stock | 67
A20-L050-SPBO-0750 | Sung-Il Machinery timing pulley, aluminum, 3/8in L pitch, 20 tooth, 2.387in pitch diameter, 3/4in bore, no hub with flanges. For use with 1/2in wide belt. QD bushing included. | Stock | 67
A21-L050-SPBO-0500 | Sung-Il Machinery timing pulley, aluminum, 3/8in L pitch, 21 tooth, 2.507in pitch diameter, 1/2in bore, no hub with flanges. For use with 1/2in wide belt. QD bushing included. | Stock | 67
A21-L050-SPBO-0625 | Sung-Il Machinery timing pulley, aluminum, 3/8in L pitch, 21 tooth, 2.507in pitch diameter, 5/8in bore, no hub with flanges. For use with 1/2in wide belt. QD bushing included. | Stock | 67
A21-L050-SPBO-0750 | Sung-Il Machinery timing pulley, aluminum, 3/8in L pitch, 21 tooth, 2.507in pitch diameter, 3/4in bore, no hub with flanges. For use with 1/2in wide belt. QD bushing included. | Stock | 67
A22-L050-SPBO-0500 | Sung-Il Machinery timing pulley, aluminum, 3/8in L pitch, 22 tooth, 2.626in pitch diameter, 1/2in bore, no hub with flanges. For use with 1/2in wide belt. QD bushing included. | Stock | 71
A22-L050-SPBO-0625 | Sung-Il Machinery timing pulley, aluminum, 3/8in L pitch, 22 tooth, 2.626in pitch diameter, 5/8in bore, no hub with flanges. For use with 1/2in wide belt. QD bushing included. | Stock | 71
A22-L050-SPBO-0750 | Sung-Il Machinery timing pulley, aluminum, 3/8in L pitch, 22 tooth, 2.626in pitch diameter, 3/4in bore, no hub with flanges. For use with 1/2in wide belt. QD bushing included. | Stock | 71
A22-L050-SPBO-0875 | Sung-Il Machinery timing pulley, aluminum, 3/8in L pitch, 22 tooth, 2.626in pitch diameter, 7/8in bore, no hub with flanges. For use with 1/2in wide belt. QD bushing included. | Stock | 71
A22-L050-SPBO-1000 | Sung-Il Machinery timing pulley, aluminum, 3/8in L pitch, 22 tooth, 2.626in pitch diameter, 1in bore, no hub with flanges. For use with 1/2in wide belt. QD bushing included. | Stock | 71
A24-L050-SPBO-0500 | Sung-Il Machinery timing pulley, aluminum, 3/8in L pitch, 24 tooth, 2.865in pitch diameter, 1/2in bore, no hub with flanges. For use with 1/2in wide belt. QD bushing included. | Stock | 79
A24-L050-SPBO-0625 | Sung-Il Machinery timing pulley, aluminum, 3/8in L pitch, 24 tooth, 2.865in pitch diameter, 5/8in bore, no hub with flanges. For use with 1/2in wide belt. QD bushing included. | Stock | 79
A24-L050-SPBO-0750 | Sung-Il Machinery timing pulley, aluminum, 3/8in L pitch, 24 tooth, 2.865in pitch diameter, 3/4in bore, no hub with flanges. For use with 1/2in wide belt. QD bushing included. | Stock | 79
A24-L050-SPBO-0875 | Sung-Il Machinery timing pulley, aluminum, 3/8in L pitch, 24 tooth, 2.865in pitch diameter, 7/8in bore, no hub with flanges. For use with 1/2in wide belt. QD bushing included. | Stock | 79
A24-L050-SPBO-1000 | Sung-Il Machinery timing pulley, aluminum, 3/8in L pitch, 24 tooth, 2.865in pitch diameter, 1in bore, no hub with flanges. For use with 1/2in wide belt. QD bushing included. | Stock | 79
A26-L050-SPBO-0500 | Sung-Il Machinery timing pulley, aluminum, 3/8in L pitch, 26 tooth, 3.104in pitch diameter, 1/2in bore, no hub with flanges. For use with 1/2in wide belt. QD bushing included. | Stock | 82
A26-L050-SPBO-0625 | Sung-Il Machinery timing pulley, aluminum, 3/8in L pitch, 26 tooth, 3.104in pitch diameter, 5/8in bore, no hub with flanges. For use with 1/2in wide belt. QD bushing included. | Stock | 82
A26-L050-SPBO-0750 | Sung-Il Machinery timing pulley, aluminum, 3/8in L pitch, 26 tooth, 3.104in pitch diameter, 3/4in bore, no hub with flanges. For use with 1/2in wide belt. QD bushing included. | Stock | 82
A26-L050-SPBO-0875 | Sung-Il Machinery timing pulley, aluminum, 3/8in L pitch, 26 tooth, 3.104in pitch diameter, 7/8in bore, no hub with flanges. For use with 1/2in wide belt. QD bushing included. | Stock | 82
A26-L050-SPBO-1000 | Sung-Il Machinery timing pulley, aluminum, 3/8in L pitch, 26 tooth, 3.104in pitch diameter, 1in bore, no hub with flanges. For use with 1/2in wide belt. QD bushing included. | Stock | 82
A30-L050-SPBO-0500 | Sung-Il Machinery timing pulley, aluminum, 3/8in L pitch, 30 tooth, 3.581in pitch diameter, 1/2in bore, no hub with flanges. For use with 1/2in wide belt. QD bushing included. | Stock | 102
A30-L050-SPBO-0625 | Sung-Il Machinery timing pulley, aluminum, 3/8in L pitch, 30 tooth, 3.581in pitch diameter, 5/8in bore, no hub with flanges. For use with 1/2in wide belt. QD bushing included. | Stock | 102
A30-L050-SPBO-0750 | Sung-Il Machinery timing pulley, aluminum, 3/8in L pitch, 30 tooth, 3.581in pitch diameter, 3/4in bore, no hub with flanges. For use with 1/2in wide belt. QD bushing included. | Stock | 102
A30-L050-SPBO-0875 | Sung-Il Machinery timing pulley, aluminum, 3/8in L pitch, 30 tooth, 3.581in pitch diameter, 7/8in bore, no hub with flanges. For use with 1/2in wide belt. QD bushing included. | Stock | 102
A30-L050-SPBO-1000 | Sung-Il Machinery timing pulley, aluminum, 3/8in L pitch, 30 tooth, 3.581in pitch diameter, 1in bore, no hub with flanges. For use with 1/2in wide belt. QD bushing included. | Stock | 102
A30-L050-SPBO-1125 | Sung-Il Machinery timing pulley, aluminum, 3/8in L pitch, 30 tooth, 3.581in pitch diameter, 1-1/8in bore, no hub with flanges. For use with 1/2in wide belt. QD bushing included. | Stock | 102
A32-L050-SPBO-0500 | Sung-Il Machinery timing pulley, aluminum, 3/8in L pitch, 32 tooth, 3.82in pitch diameter, 1/2in bore, no hub with flanges. For use with 1/2in wide belt. QD bushing included. | Stock | 104
A32-L050-SPBO-0625 | Sung-Il Machinery timing pulley, aluminum, 3/8in L pitch, 32 tooth, 3.82in pitch diameter, 5/8in bore, no hub with flanges. For use with 1/2in wide belt. QD bushing included. | Stock | 104
A32-L050-SPBO-0750 | Sung-Il Machinery timing pulley, aluminum, 3/8in L pitch, 32 tooth, 3.82in pitch diameter, 3/4in bore, no hub with flanges. For use with 1/2in wide belt. QD bushing included. | Stock | 104
A32-L050-SPBO-0875 | Sung-Il Machinery timing pulley, aluminum, 3/8in L pitch, 32 tooth, 3.82in pitch diameter, 7/8in bore, no hub with flanges. For use with 1/2in wide belt. QD bushing included. | Stock | 104
A32-L050-SPBO-1000 | Sung-Il Machinery timing pulley, aluminum, 3/8in L pitch, 32 tooth, 3.82in pitch diameter, 1in bore, no hub with flanges. For use with 1/2in wide belt. QD bushing included. | Stock | 104
A32-L050-SPBO-1125 | Sung-Il Machinery timing pulley, aluminum, 3/8in L pitch, 32 tooth, 3.82in pitch diameter, 1-1/8in bore, no hub with flanges. For use with 1/2in wide belt. QD bushing included. | Stock | 104
A14-L100-SPBO-0375 | Sung-Il Machinery timing pulley, aluminum, 3/8in L pitch, 14 tooth, 1.671in pitch diameter, 3/8in bore, no hub with flanges. For use with 1in wide belt. QD bushing included. | Stock | 59
A16-L100-SPBO-0500 | Sung-Il Machinery timing pulley, aluminum, 3/8in L pitch, 16 tooth, 1.91in pitch diameter, 1/2in bore, no hub with flanges. For use with 1in wide belt. QD bushing included. | Stock | 65
A16-L100-SPBO-0625 | Sung-Il Machinery timing pulley, aluminum, 3/8in L pitch, 16 tooth, 1.91in pitch diameter, 5/8in bore, no hub with flanges. For use with 1in wide belt. QD bushing included. | Stock | 65
A18-L100-SPBO-0500 | Sung-Il Machinery timing pulley, aluminum, 3/8in L pitch, 18 tooth, 2.149in pitch diameter, 1/2in bore, no hub with flanges. For use with 1in wide belt. QD bushing included. | Stock | 68
A18-L100-SPBO-0625 | Sung-Il Machinery timing pulley, aluminum, 3/8in L pitch, 18 tooth, 2.149in pitch diameter, 5/8in bore, no hub with flanges. For use with 1in wide belt. QD bushing included. | Stock | 68
A20-L100-SPBO-0500 | Sung-Il Machinery timing pulley, aluminum, 3/8in L pitch, 20 tooth, 2.387in pitch diameter, 1/2in bore, no hub with flanges. For use with 1in wide belt. QD bushing included. | Stock | 77
A20-L100-SPBO-0625 | Sung-Il Machinery timing pulley, aluminum, 3/8in L pitch, 20 tooth, 2.387in pitch diameter, 5/8in bore, no hub with flanges. For use with 1in wide belt. QD bushing included. | Stock | 77
A20-L100-SPBO-0750 | Sung-Il Machinery timing pulley, aluminum, 3/8in L pitch, 20 tooth, 2.387in pitch diameter, 3/4in bore, no hub with flanges. For use with 1in wide belt. QD bushing included. | Stock | 77
A22-L100-SPBO-0625 | Sung-Il Machinery timing pulley, aluminum, 3/8in L pitch, 22 tooth, 2.626in pitch diameter, 5/8in bore, no hub with flanges. For use with 1in wide belt. QD bushing included. | Stock | 84
A22-L100-SPBO-0750 | Sung-Il Machinery timing pulley, aluminum, 3/8in L pitch, 22 tooth, 2.626in pitch diameter, 3/4in bore, no hub with flanges. For use with 1in wide belt. QD bushing included. | Stock | 84
A22-L100-SPBO-0875 | Sung-Il Machinery timing pulley, aluminum, 3/8in L pitch, 22 tooth, 2.626in pitch diameter, 7/8in bore, no hub with flanges. For use with 1in wide belt. QD bushing included. | Stock | 84
A22-L100-SPBO-1000 | Sung-Il Machinery timing pulley, aluminum, 3/8in L pitch, 22 tooth, 2.626in pitch diameter, 1in bore, no hub with flanges. For use with 1in wide belt. QD bushing included. | Stock | 84
A24-L100-SPBO-0625 | Sung-Il Machinery timing pulley, aluminum, 3/8in L pitch, 24 tooth, 2.865in pitch diameter, 5/8in bore, no hub with flanges. For use with 1in wide belt. QD bushing included. | Stock | 89
A24-L100-SPBO-0750 | Sung-Il Machinery timing pulley, aluminum, 3/8in L pitch, 24 tooth, 2.865in pitch diameter, 3/4in bore, no hub with flanges. For use with 1in wide belt. QD bushing included. | Stock | 89
A24-L100-SPBO-0875 | Sung-Il Machinery timing pulley, aluminum, 3/8in L pitch, 24 tooth, 2.865in pitch diameter, 7/8in bore, no hub with flanges. For use with 1in wide belt. QD bushing included. | Stock | 89
A24-L100-SPBO-1000 | Sung-Il Machinery timing pulley, aluminum, 3/8in L pitch, 24 tooth, 2.865in pitch diameter, 1in bore, no hub with flanges. For use with 1in wide belt. QD bushing included. | Stock | 89
A26-L100-SPBO-0625 | Sung-Il Machinery timing pulley, aluminum, 3/8in L pitch, 26 tooth, 3.104in pitch diameter, 5/8in bore, no hub with flanges. For use with 1in wide belt. QD bushing included. | Stock | 95
A26-L100-SPBO-0750 | Sung-Il Machinery timing pulley, aluminum, 3/8in L pitch, 26 tooth, 3.104in pitch diameter, 3/4in bore, no hub with flanges. For use with 1in wide belt. QD bushing included. | Stock | 95
A26-L100-SPBO-0875 | Sung-Il Machinery timing pulley, aluminum, 3/8in L pitch, 26 tooth, 3.104in pitch diameter, 7/8in bore, no hub with flanges. For use with 1in wide belt. QD bushing included. | Stock | 95
A26-L100-SPBO-1000 | Sung-Il Machinery timing pulley, aluminum, 3/8in L pitch, 26 tooth, 3.104in pitch diameter, 1in bore, no hub with flanges. For use with 1in wide belt. QD bushing included. | Stock | 95
A28-L100-SPBO-0625 | Sung-Il Machinery timing pulley, aluminum, 3/8in L pitch, 28 tooth, 3.342in pitch diameter, 5/8in bore, no hub with flanges. For use with 1in wide belt. QD bushing included. | Stock | 105
A28-L100-SPBO-0750 | Sung-Il Machinery timing pulley, aluminum, 3/8in L pitch, 28 tooth, 3.342in pitch diameter, 3/4in bore, no hub with flanges. For use with 1in wide belt. QD bushing included. | Stock | 105
A28-L100-SPBO-0875 | Sung-Il Machinery timing pulley, aluminum, 3/8in L pitch, 28 tooth, 3.342in pitch diameter, 7/8in bore, no hub with flanges. For use with 1in wide belt. QD bushing included. | Stock | 105
A28-L100-SPBO-1000 | Sung-Il Machinery timing pulley, aluminum, 3/8in L pitch, 28 tooth, 3.342in pitch diameter, 1in bore, no hub with flanges. For use with 1in wide belt. QD bushing included. | Stock | 105
A28-L100-SPBO-1125 | Sung-Il Machinery timing pulley, aluminum, 3/8in L pitch, 28 tooth, 3.342in pitch diameter, 1-1/8in bore, no hub with flanges. For use with 1in wide belt. QD bushing included. | Stock | 105
A28-L100-SPBO-1250 | Sung-Il Machinery timing pulley, aluminum, 3/8in L pitch, 28 tooth, 3.342in pitch diameter, 1-1/4in bore, no hub with flanges. For use with 1in wide belt. QD bushing included. | Stock | 105
A30-L100-SPBO-0625 | Sung-Il Machinery timing pulley, aluminum, 3/8in L pitch, 30 tooth, 3.581in pitch diameter, 5/8in bore, no hub with flanges. For use with 1in wide belt. QD bushing included. | Stock | 119
A30-L100-SPBO-0750 | Sung-Il Machinery timing pulley, aluminum, 3/8in L pitch, 30 tooth, 3.581in pitch diameter, 3/4in bore, no hub with flanges. For use with 1in wide belt. QD bushing included. | Stock | 119
A30-L100-SPBO-0875 | Sung-Il Machinery timing pulley, aluminum, 3/8in L pitch, 30 tooth, 3.581in pitch diameter, 7/8in bore, no hub with flanges. For use with 1in wide belt. QD bushing included. | Stock | 119
A30-L100-SPBO-1000 | Sung-Il Machinery timing pulley, aluminum, 3/8in L pitch, 30 tooth, 3.581in pitch diameter, 1in bore, no hub with flanges. For use with 1in wide belt. QD bushing included. | Stock | 119
A30-L100-SPBO-1125 | Sung-Il Machinery timing pulley, aluminum, 3/8in L pitch, 30 tooth, 3.581in pitch diameter, 1-1/8in bore, no hub with flanges. For use with 1in wide belt. QD bushing included. | Stock | 119
A30-L100-SPBO-1250 | Sung-Il Machinery timing pulley, aluminum, 3/8in L pitch, 30 tooth, 3.581in pitch diameter, 1-1/4in bore, no hub with flanges. For use with 1in wide belt. QD bushing included. | Stock | 119
A32-L100-SPBO-0625 | Sung-Il Machinery timing pulley, aluminum, 3/8in L pitch, 32 tooth, 3.82in pitch diameter, 5/8in bore, no hub with flanges. For use with 1in wide belt. QD bushing included. | Stock | 122
A32-L100-SPBO-0750 | Sung-Il Machinery timing pulley, aluminum, 3/8in L pitch, 32 tooth, 3.82in pitch diameter, 3/4in bore, no hub with flanges. For use with 1in wide belt. QD bushing included. | Stock | 122
A32-L100-SPBO-0875 | Sung-Il Machinery timing pulley, aluminum, 3/8in L pitch, 32 tooth, 3.82in pitch diameter, 7/8in bore, no hub with flanges. For use with 1in wide belt. QD bushing included. | Stock | 122
A32-L100-SPBO-1000 | Sung-Il Machinery timing pulley, aluminum, 3/8in L pitch, 32 tooth, 3.82in pitch diameter, 1in bore, no hub with flanges. For use with 1in wide belt. QD bushing included. | Stock | 122
A32-L100-SPBO-1125 | Sung-Il Machinery timing pulley, aluminum, 3/8in L pitch, 32 tooth, 3.82in pitch diameter, 1-1/8in bore, no hub with flanges. For use with 1in wide belt. QD bushing included. | Stock | 122
A32-L100-SPBO-1250 | Sung-Il Machinery timing pulley, aluminum, 3/8in L pitch, 32 tooth, 3.82in pitch diameter, 1-1/4in bore, no hub with flanges. For use with 1in wide belt. QD bushing included. | Stock | 122
A36-L100-SPBO-0625 | Sung-Il Machinery timing pulley, aluminum, 3/8in L pitch, 36 tooth, 4.297in pitch diameter, 5/8in bore, no hub with flanges. For use with 1in wide belt. QD bushing included. | Stock | 143
A36-L100-SPBO-0750 | Sung-Il Machinery timing pulley, aluminum, 3/8in L pitch, 36 tooth, 4.297in pitch diameter, 3/4in bore, no hub with flanges. For use with 1in wide belt. QD bushing included. | Stock | 143
A36-L100-SPBO-0875 | Sung-Il Machinery timing pulley, aluminum, 3/8in L pitch, 36 tooth, 4.297in pitch diameter, 7/8in bore, no hub with flanges. For use with 1in wide belt. QD bushing included. | Stock | 143
A36-L100-SPBO-1000 | Sung-Il Machinery timing pulley, aluminum, 3/8in L pitch, 36 tooth, 4.297in pitch diameter, 1in bore, no hub with flanges. For use with 1in wide belt. QD bushing included. | Stock | 143
A36-L100-SPBO-1125 | Sung-Il Machinery timing pulley, aluminum, 3/8in L pitch, 36 tooth, 4.297in pitch diameter, 1-1/8in bore, no hub with flanges. For use with 1in wide belt. QD bushing included. | Stock | 143
A36-L100-SPBO-1250 | Sung-Il Machinery timing pulley, aluminum, 3/8in L pitch, 36 tooth, 4.297in pitch diameter, 1-1/4in bore, no hub with flanges. For use with 1in wide belt. QD bushing included. | Stock | 143
A40-L100-SPBO-0625 | Sung-Il Machinery timing pulley, aluminum, 3/8in L pitch, 40 tooth, 4.775in pitch diameter, 5/8in bore, no hub with flanges. For use with 1in wide belt. QD bushing included. | Stock | 178
A40-L100-SPBO-0750 | Sung-Il Machinery timing pulley, aluminum, 3/8in L pitch, 40 tooth, 4.775in pitch diameter, 3/4in bore, no hub with flanges. For use with 1in wide belt. QD bushing included. | Stock | 178
A40-L100-SPBO-0875 | Sung-Il Machinery timing pulley, aluminum, 3/8in L pitch, 40 tooth, 4.775in pitch diameter, 7/8in bore, no hub with flanges. For use with 1in wide belt. QD bushing included. | Stock | 178
A40-L100-SPBO-1000 | Sung-Il Machinery timing pulley, aluminum, 3/8in L pitch, 40 tooth, 4.775in pitch diameter, 1in bore, no hub with flanges. For use with 1in wide belt. QD bushing included. | Stock | 178
A40-L100-SPBO-1125 | Sung-Il Machinery timing pulley, aluminum, 3/8in L pitch, 40 tooth, 4.775in pitch diameter, 1-1/8in bore, no hub with flanges. For use with 1in wide belt. QD bushing included. | Stock | 178
A40-L100-SPBO-1250 | Sung-Il Machinery timing pulley, aluminum, 3/8in L pitch, 40 tooth, 4.775in pitch diameter, 1-1/4in bore, no hub with flanges. For use with 1in wide belt. QD bushing included. | Stock | 178
5M (5mm Pitch) Timing Belts and Pulleys
180-5M-09-NG | SureMotion timing belt, 5mm 5M pitch, 9mm wide, 36 tooth, 180mm pitch length (circumference), neoprene, fiberglass reinforced. | Stock | 9.75
200-5M-09-NG | SureMotion timing belt, 5mm 5M pitch, 9mm wide, 40 tooth, 200mm pitch length (circumference), neoprene, fiberglass reinforced. | Stock | 10
225-5M-09-NG | SureMotion timing belt, 5mm 5M pitch, 9mm wide, 45 tooth, 225mm pitch length (circumference), neoprene, fiberglass reinforced. | Stock | 10
240-5M-09-NG | SureMotion timing belt, 5mm 5M pitch, 9mm wide, 48 tooth, 240mm pitch length (circumference), neoprene, fiberglass reinforced. | Stock | 10.5
275-5M-09-NG | SureMotion timing belt, 5mm 5M pitch, 9mm wide, 55 tooth, 275mm pitch length (circumference), neoprene, fiberglass reinforced. | Stock | 11
300-5M-09-NG | SureMotion timing belt, 5mm 5M pitch, 9mm wide, 60 tooth, 300mm pitch length (circumference), neoprene, fiberglass reinforced. | Stock | 11.5
325-5M-09-NG | SureMotion timing belt, 5mm 5M pitch, 9mm wide, 65 tooth, 325mm pitch length (circumference), neoprene, fiberglass reinforced. | Stock | 11.5
350-5M-09-NG | SureMotion timing belt, 5mm 5M pitch, 9mm wide, 70 tooth, 350mm pitch length (circumference), neoprene, fiberglass reinforced. | Stock | 12
375-5M-09-NG | SureMotion timing belt, 5mm 5M pitch, 9mm wide, 75 tooth, 375mm pitch length (circumference), neoprene, fiberglass reinforced. | Stock | 12
400-5M-09-NG | SureMotion timing belt, 5mm 5M pitch, 9mm wide, 80 tooth, 400mm pitch length (circumference), neoprene, fiberglass reinforced. | Stock | 12.5
425-5M-09-NG | SureMotion timing belt, 5mm 5M pitch, 9mm wide, 85 tooth, 425mm pitch length (circumference), neoprene, fiberglass reinforced. | Stock | 13
450-5M-09-NG | SureMotion timing belt, 5mm 5M pitch, 9mm wide, 90 tooth, 450mm pitch length (circumference), neoprene, fiberglass reinforced. | Stock | 13
465-5M-09-NG | SureMotion timing belt, 5mm 5M pitch, 9mm wide, 93 tooth, 465mm pitch length (circumference), neoprene, fiberglass reinforced. | Stock | 16.5
180-5M-15-NG | SureMotion timing belt, 5mm 5M pitch, 15mm wide, 36 tooth, 180mm pitch length (circumference), neoprene, fiberglass reinforced. | Stock | 13.5
200-5M-15-NG | SureMotion timing belt, 5mm 5M pitch, 15mm wide, 40 tooth, 200mm pitch length (circumference), neoprene, fiberglass reinforced. | Stock | 15
225-5M-15-NG | SureMotion timing belt, 5mm 5M pitch, 15mm wide, 45 tooth, 225mm pitch length (circumference), neoprene, fiberglass reinforced. | Stock | 15
240-5M-15-NG | SureMotion timing belt, 5mm 5M pitch, 15mm wide, 48 tooth, 240mm pitch length (circumference), neoprene, fiberglass reinforced. | Stock | 15.5
275-5M-15-NG | SureMotion timing belt, 5mm 5M pitch, 15mm wide, 55 tooth, 275mm pitch length (circumference), neoprene, fiberglass reinforced. | Stock | 17.5
300-5M-15-NG | SureMotion timing belt, 5mm 5M pitch, 15mm wide, 60 tooth, 300mm pitch length (circumference), neoprene, fiberglass reinforced. | Stock | 17.5
325-5M-15-NG | SureMotion timing belt, 5mm 5M pitch, 15mm wide, 65 tooth, 325mm pitch length (circumference), neoprene, fiberglass reinforced. | Stock | 18
350-5M-15-NG | SureMotion timing belt, 5mm 5M pitch, 15mm wide, 70 tooth, 350mm pitch length (circumference), neoprene, fiberglass reinforced. | Stock | 19
375-5M-15-NG | SureMotion timing belt, 5mm 5M pitch, 15mm wide, 75 tooth, 375mm pitch length (circumference), neoprene, fiberglass reinforced. | Stock | 19.5
400-5M-15-NG | SureMotion timing belt, 5mm 5M pitch, 15mm wide, 80 tooth, 400mm pitch length (circumference), neoprene, fiberglass reinforced. | Stock | 19.5
425-5M-15-NG | SureMotion timing belt, 5mm 5M pitch, 15mm wide, 85 tooth, 425mm pitch length (circumference), neoprene, fiberglass reinforced. | Stock | 21
450-5M-15-NG | SureMotion timing belt, 5mm 5M pitch, 15mm wide, 90 tooth, 450mm pitch length (circumference), neoprene, fiberglass reinforced. | Stock | 22
465-5M-15-NG | SureMotion timing belt, 5mm 5M pitch, 15mm wide, 93 tooth, 465mm pitch length (circumference), neoprene, fiberglass reinforced. | Stock | 25.5
A20-5M10-SS-0625 | Sung-Il Machinery timing pulley, aluminum, 5mm 5M pitch, 20 tooth, 1.253in pitch diameter, 5/8in bore, hub with flanges. For use with 9mm wide belt. | Stock | 52
A22-5M10-SS-0625 | Sung-Il Machinery timing pulley, aluminum, 5mm 5M pitch, 22 tooth, 1.379in pitch diameter, 5/8in bore, hub with flanges. For use with 9mm wide belt. | Stock | 44
A24-5M10-SS-0625 | Sung-Il Machinery timing pulley, aluminum, 5mm 5M pitch, 24 tooth, 1.504in pitch diameter, 5/8in bore, hub with flanges. For use with 9mm wide belt. | Stock | 44
A25-5M10-SS-0625 | Sung-Il Machinery timing pulley, aluminum, 5mm 5M pitch, 25 tooth, 1.566in pitch diameter, 5/8in bore, hub with flanges. For use with 9mm wide belt. | Stock | 44.5
A28-5M10-SS-0625 | Sung-Il Machinery timing pulley, aluminum, 5mm 5M pitch, 28 tooth, 1.754in pitch diameter, 5/8in bore, hub with flanges. For use with 9mm wide belt. | Stock | 46.5
A30-5M10-SS-0625 | Sung-Il Machinery timing pulley, aluminum, 5mm 5M pitch, 30 tooth, 1.88in pitch diameter, 5/8in bore, hub with flanges. For use with 9mm wide belt. | Stock | 50
A32-5M10-SPBO-0625 | Sung-Il Machinery timing pulley, aluminum, 5mm 5M pitch, 32 tooth, 2.005in pitch diameter, 5/8in bore, no hub with flanges. For use with 9mm wide belt. QD bushing included. | Stock | 86
A36-5M10-SPBO-0625 | Sung-Il Machinery timing pulley, aluminum, 5mm 5M pitch, 36 tooth, 2.256in pitch diameter, 5/8in bore, no hub with flanges. For use with 9mm wide belt. QD bushing included. | Stock | 69
A40-5M10-SPBO-0625 | Sung-Il Machinery timing pulley, aluminum, 5mm 5M pitch, 40 tooth, 2.506in pitch diameter, 5/8in bore, no hub with flanges. For use with 9mm wide belt. QD bushing included. | Stock | 74
A42-5M10-SPBO-0625 | Sung-Il Machinery timing pulley, aluminum, 5mm 5M pitch, 42 tooth, 2.632in pitch diameter, 5/8in bore, no hub with flanges. For use with 9mm wide belt. QD bushing included. | Stock | 79
A44-5M10-SPBO-0625 | Sung-Il Machinery timing pulley, aluminum, 5mm 5M pitch, 44 tooth, 2.757in pitch diameter, 5/8in bore, no hub with flanges. For use with 9mm wide belt. QD bushing included. | Stock | 81
A48-5M10-SPBO-0625 | Sung-Il Machinery timing pulley, aluminum, 5mm 5M pitch, 48 tooth, 3.008in pitch diameter, 5/8in bore, no hub with flanges. For use with 9mm wide belt. QD bushing included. | Stock | 87
A60-5M10-SPBO-0625 | Sung-Il Machinery timing pulley, aluminum, 5mm 5M pitch, 60 tooth, 3.76in pitch diameter, 5/8in bore, no hub with flanges. For use with 9mm wide belt. QD bushing included. | Stock | 105
A72-5M10-SPBO-0625 | Sung-Il Machinery timing pulley, aluminum, 5mm 5M pitch, 72 tooth, 4.511in pitch diameter, 5/8in bore, no hub with flanges. For use with 9mm wide belt. QD bushing included. | Stock | 125
A84-5M10-SPBO-0625 | Sung-Il Machinery timing pulley, aluminum, 5mm 5M pitch, 84 tooth, 5.263in pitch diameter, 5/8in bore, no hub with flanges. For use with 9mm wide belt. QD bushing included. | Stock | 165
A96-5M10-SPBO-0625 | Sung-Il Machinery timing pulley, aluminum, 5mm 5M pitch, 96 tooth, 6.015in pitch diameter, 5/8in bore, no hub with flanges. For use with 9mm wide belt. QD bushing included. | Stock | 210
A120-5M10-SPBO-0625 | Sung-Il Machinery timing pulley, aluminum, 5mm 5M pitch, 120 tooth, 7.519in pitch diameter, 5/8in bore, no hub with flanges. For use with 9mm wide belt. QD bushing included. | Stock | 281
A22-5M10-SS-0750 | Sung-Il Machinery timing pulley, aluminum, 5mm 5M pitch, 22 tooth, 1.379in pitch diameter, 3/4in bore, hub with flanges. For use with 9mm wide belt. | Stock | 44
A24-5M10-SS-0750 | Sung-Il Machinery timing pulley, aluminum, 5mm 5M pitch, 24 tooth, 1.504in pitch diameter, 3/4in bore, hub with flanges. For use with 9mm wide belt. | Stock | 44
A25-5M10-SS-0750 | Sung-Il Machinery timing pulley, aluminum, 5mm 5M pitch, 25 tooth, 1.566in pitch diameter, 3/4in bore, hub with flanges. For use with 9mm wide belt. | Stock | 45
A28-5M10-SS-0750 | Sung-Il Machinery timing pulley, aluminum, 5mm 5M pitch, 28 tooth, 1.754in pitch diameter, 3/4in bore, hub with flanges. For use with 9mm wide belt. | Stock | 46.5
A30-5M10-SS-0750 | Sung-Il Machinery timing pulley, aluminum, 5mm 5M pitch, 30 tooth, 1.88in pitch diameter, 3/4in bore, hub with flanges. For use with 9mm wide belt. | Stock | 50
A32-5M10-SS-0750 | Sung-Il Machinery timing pulley, aluminum, 5mm 5M pitch, 32 tooth, 2.005in pitch diameter, 3/4in bore, hub with flanges. For use with 9mm wide belt. | Stock | 53
A36-5M10-SS-0750 | Sung-Il Machinery timing pulley, aluminum, 5mm 5M pitch, 36 tooth, 2.256in pitch diameter, 3/4in bore, hub with flanges. For use with 9mm wide belt. | Stock | 57
A40-5M10-SS-0750 | Sung-Il Machinery timing pulley, aluminum, 5mm 5M pitch, 40 tooth, 2.506in pitch diameter, 3/4in bore, hub with flanges. For use with 9mm wide belt. | Stock | 64
A42-5M10-SS-0750 | Sung-Il Machinery timing pulley, aluminum, 5mm 5M pitch, 42 tooth, 2.632in pitch diameter, 3/4in bore, hub with flanges. For use with 9mm wide belt. | Stock | 68
A44-5M10-SPBO-0750 | Sung-Il Machinery timing pulley, aluminum, 5mm 5M pitch, 44 tooth, 2.757in pitch diameter, 3/4in bore, no hub with flanges. For use with 9mm wide belt. QD bushing included. | Stock | 81
A48-5M10-SPBO-0750 | Sung-Il Machinery timing pulley, aluminum, 5mm 5M pitch, 48 tooth, 3.008in pitch diameter, 3/4in bore, no hub with flanges. For use with 9mm wide belt. QD bushing included. | Stock | 87
A60-5M10-SPBO-0750 | Sung-Il Machinery timing pulley, aluminum, 5mm 5M pitch, 60 tooth, 3.76in pitch diameter, 3/4in bore, no hub with flanges. For use with 9mm wide belt. QD bushing included. | Stock | 105
A72-5M10-SPBO-0750 | Sung-Il Machinery timing pulley, aluminum, 5mm 5M pitch, 72 tooth, 4.511in pitch diameter, 3/4in bore, no hub with flanges. For use with 9mm wide belt. QD bushing included. | Stock | 124
A84-5M10-SPBO-0750 | Sung-Il Machinery timing pulley, aluminum, 5mm 5M pitch, 84 tooth, 5.263in pitch diameter, 3/4in bore, no hub with flanges. For use with 9mm wide belt. QD bushing included. | Stock | 164
A96-5M10-SPBO-0750 | Sung-Il Machinery timing pulley, aluminum, 5mm 5M pitch, 96 tooth, 6.015in pitch diameter, 3/4in bore, no hub with flanges. For use with 9mm wide belt. QD bushing included. | Stock | 209
A120-5M10-SPBO-0750 | Sung-Il Machinery timing pulley, aluminum, 5mm 5M pitch, 120 tooth, 7.519in pitch diameter, 3/4in bore, no hub with flanges. For use with 9mm wide belt. QD bushing included. | Stock | 280
A24-5M10-SS-0875 | Sung-Il Machinery timing pulley, aluminum, 5mm 5M pitch, 24 tooth, 1.504in pitch diameter, 7/8in bore, hub with flanges. For use with 9mm wide belt. | Stock | 44
A25-5M10-SS-0875 | Sung-Il Machinery timing pulley, aluminum, 5mm 5M pitch, 25 tooth, 1.566in pitch diameter, 7/8in bore, hub with flanges. For use with 9mm wide belt. | Stock | 45
A28-5M10-SS-0875 | Sung-Il Machinery timing pulley, aluminum, 5mm 5M pitch, 28 tooth, 1.754in pitch diameter, 7/8in bore, hub with flanges. For use with 9mm wide belt. | Stock | 46.5
A30-5M10-SS-0875 | Sung-Il Machinery timing pulley, aluminum, 5mm 5M pitch, 30 tooth, 1.88in pitch diameter, 7/8in bore, hub with flanges. For use with 9mm wide belt. | Stock | 50
A32-5M10-SS-0875 | Sung-Il Machinery timing pulley, aluminum, 5mm 5M pitch, 32 tooth, 2.005in pitch diameter, 7/8in bore, hub with flanges. For use with 9mm wide belt. | Stock | 53
A36-5M10-SS-0875 | Sung-Il Machinery timing pulley, aluminum, 5mm 5M pitch, 36 tooth, 2.256in pitch diameter, 7/8in bore, hub with flanges. For use with 9mm wide belt. | Stock | 57
A40-5M10-SS-0875 | Sung-Il Machinery timing pulley, aluminum, 5mm 5M pitch, 40 tooth, 2.506in pitch diameter, 7/8in bore, hub with flanges. For use with 9mm wide belt. | Stock | 64
A42-5M10-SS-0875 | Sung-Il Machinery timing pulley, aluminum, 5mm 5M pitch, 42 tooth, 2.632in pitch diameter, 7/8in bore, hub with flanges. For use with 9mm wide belt. | Stock | 68
A44-5M10-SPBO-0875 | Sung-Il Machinery timing pulley, aluminum, 5mm 5M pitch, 44 tooth, 2.757in pitch diameter, 7/8in bore, no hub with flanges. For use with 9mm wide belt. QD bushing included. | Stock | 81
A48-5M10-SPBO-0875 | Sung-Il Machinery timing pulley, aluminum, 5mm 5M pitch, 48 tooth, 3.008in pitch diameter, 7/8in bore, no hub with flanges. For use with 9mm wide belt. QD bushing included. | Stock | 87
A60-5M10-SPBO-0875 | Sung-Il Machinery timing pulley, aluminum, 5mm 5M pitch, 60 tooth, 3.76in pitch diameter, 7/8in bore, no hub with flanges. For use with 9mm wide belt. QD bushing included. | Stock | 105
A72-5M10-SPBO-0875 | Sung-Il Machinery timing pulley, aluminum, 5mm 5M pitch, 72 tooth, 4.511in pitch diameter, 7/8in bore, no hub with flanges. For use with 9mm wide belt. QD bushing included. | Stock | 125
A84-5M10-SPBO-0875 | Sung-Il Machinery timing pulley, aluminum, 5mm 5M pitch, 84 tooth, 5.263in pitch diameter, 7/8in bore, no hub with flanges. For use with 9mm wide belt. QD bushing included. | Stock | 165
A96-5M10-SPBO-0875 | Sung-Il Machinery timing pulley, aluminum, 5mm 5M pitch, 96 tooth, 6.015in pitch diameter, 7/8in bore, no hub with flanges. For use with 9mm wide belt. QD bushing included. | Stock | 210
A120-5M10-SPBO-0875 | Sung-Il Machinery timing pulley, aluminum, 5mm 5M pitch, 120 tooth, 7.519in pitch diameter, 7/8in bore, no hub with flanges. For use with 9mm wide belt. QD bushing included. | Stock | 281
A20-5M15-SS-0625 | Sung-Il Machinery timing pulley, aluminum, 5mm 5M pitch, 20 tooth, 1.253in pitch diameter, 5/8in bore, hub with flanges. For use with 15mm wide belt. | Stock | 54
A22-5M15-SS-0625 | Sung-Il Machinery timing pulley, aluminum, 5mm 5M pitch, 22 tooth, 1.379in pitch diameter, 5/8in bore, hub with flanges. For use with 15mm wide belt. | Stock | 58
A24-5M15-SS-0625 | Sung-Il Machinery timing pulley, aluminum, 5mm 5M pitch, 24 tooth, 1.504in pitch diameter, 5/8in bore, hub with flanges. For use with 15mm wide belt. | Stock | 58
A25-5M15-SS-0625 | Sung-Il Machinery timing pulley, aluminum, 5mm 5M pitch, 25 tooth, 1.566in pitch diameter, 5/8in bore, hub with flanges. For use with 15mm wide belt. | Stock | 59
A28-5M15-SS-0625 | Sung-Il Machinery timing pulley, aluminum, 5mm 5M pitch, 28 tooth, 1.754in pitch diameter, 5/8in bore, hub with flanges. For use with 15mm wide belt. | Stock | 63
A30-5M15-SS-0625 | Sung-Il Machinery timing pulley, aluminum, 5mm 5M pitch, 30 tooth, 1.88in pitch diameter, 5/8in bore, hub with flanges. For use with 15mm wide belt. | Stock | 68
A32-5M15-SPBO-0625 | Sung-Il Machinery timing pulley, aluminum, 5mm 5M pitch, 32 tooth, 2.005in pitch diameter, 5/8in bore, no hub with flanges. For use with 15mm wide belt. QD bushing included. | Stock | 98
A36-5M15-SPBO-0625 | Sung-Il Machinery timing pulley, aluminum, 5mm 5M pitch, 36 tooth, 2.256in pitch diameter, 5/8in bore, no hub with flanges. For use with 15mm wide belt. QD bushing included. | Stock | 101
A40-5M15-SPBO-0625 | Sung-Il Machinery timing pulley, aluminum, 5mm 5M pitch, 40 tooth, 2.506in pitch diameter, 5/8in bore, no hub with flanges. For use with 15mm wide belt. QD bushing included. | Stock | 111
A42-5M15-SPBO-0625 | Sung-Il Machinery timing pulley, aluminum, 5mm 5M pitch, 42 tooth, 2.632in pitch diameter, 5/8in bore, no hub with flanges. For use with 15mm wide belt. QD bushing included. | Stock | 114
A44-5M15-SPBO-0625 | Sung-Il Machinery timing pulley, aluminum, 5mm 5M pitch, 44 tooth, 2.757in pitch diameter, 5/8in bore, no hub with flanges. For use with 15mm wide belt. QD bushing included. | Stock | 121
A48-5M15-SPBO-0625 | Sung-Il Machinery timing pulley, aluminum, 5mm 5M pitch, 48 tooth, 3.008in pitch diameter, 5/8in bore, no hub with flanges. For use with 15mm wide belt. QD bushing included. | Stock | 129
A60-5M15-SPBO-0625 | Sung-Il Machinery timing pulley, aluminum, 5mm 5M pitch, 60 tooth, 3.76in pitch diameter, 5/8in bore, no hub with flanges. For use with 15mm wide belt. QD bushing included. | Stock | 158
A72-5M15-SPBO-0625 | Sung-Il Machinery timing pulley, aluminum, 5mm 5M pitch, 72 tooth, 4.511in pitch diameter, 5/8in bore, no hub with flanges. For use with 15mm wide belt. QD bushing included. | Stock | 190
A84-5M15-SPBO-0625 | Sung-Il Machinery timing pulley, aluminum, 5mm 5M pitch, 84 tooth, 5.263in pitch diameter, 5/8in bore, no hub with flanges. For use with 15mm wide belt. QD bushing included. | Stock | 243
A96-5M15-SPBO-0625 | Sung-Il Machinery timing pulley, aluminum, 5mm 5M pitch, 96 tooth, 6.015in pitch diameter, 5/8in bore, no hub with flanges. For use with 15mm wide belt. QD bushing included. | Stock | 309
A120-5M15-SPBO-0625 | Sung-Il Machinery timing pulley, aluminum, 5mm 5M pitch, 120 tooth, 7.519in pitch diameter, 5/8in bore, no hub with flanges. For use with 15mm wide belt. QD bushing included. | Stock | 416
A24-5M15-SS-0875 | Sung-Il Machinery timing pulley, aluminum, 5mm 5M pitch, 24 tooth, 1.504in pitch diameter, 7/8in bore, hub with flanges. For use with 15mm wide belt. | Stock | 58
A25-5M15-SS-0875 | Sung-Il Machinery timing pulley, aluminum, 5mm 5M pitch, 25 tooth, 1.566in pitch diameter, 7/8in bore, hub with flanges. For use with 15mm wide belt. | Stock | 59
A28-5M15-SS-0875 | Sung-Il Machinery timing pulley, aluminum, 5mm 5M pitch, 28 tooth, 1.754in pitch diameter, 7/8in bore, hub with flanges. For use with 15mm wide belt. | Stock | 63
A30-5M15-SS-0875 | Sung-Il Machinery timing pulley, aluminum, 5mm 5M pitch, 30 tooth, 1.88in pitch diameter, 7/8in bore, hub with flanges. For use with 15mm wide belt. | Stock | 68
A32-5M15-SS-0875 | Sung-Il Machinery timing pulley, aluminum, 5mm 5M pitch, 32 tooth, 2.005in pitch diameter, 7/8in bore, hub with flanges. For use with 15mm wide belt. | Stock | 73
A36-5M15-SS-0875 | Sung-Il Machinery timing pulley, aluminum, 5mm 5M pitch, 36 tooth, 2.256in pitch diameter, 7/8in bore, hub with flanges. For use with 15mm wide belt. | Stock | 79
A40-5M15-SS-0875 | Sung-Il Machinery timing pulley, aluminum, 5mm 5M pitch, 40 tooth, 2.506in pitch diameter, 7/8in bore, hub with flanges. For use with 15mm wide belt. | Stock | 90
A42-5M15-SS-0875 | Sung-Il Machinery timing pulley, aluminum, 5mm 5M pitch, 42 tooth, 2.632in pitch diameter, 7/8in bore, hub with flanges. For use with 15mm wide belt. | Stock | 95
A44-5M15-SPBO-0875 | Sung-Il Machinery timing pulley, aluminum, 5mm 5M pitch, 44 tooth, 2.757in pitch diameter, 7/8in bore, no hub with flanges. For use with 15mm wide belt. QD bushing included. | Stock | 121
A48-5M15-SPBO-0875 | Sung-Il Machinery timing pulley, aluminum, 5mm 5M pitch, 48 tooth, 3.008in pitch diameter, 7/8in bore, no hub with flanges. For use with 15mm wide belt. QD bushing included. | Stock | 129
A60-5M15-SPBO-0875 | Sung-Il Machinery timing pulley, aluminum, 5mm 5M pitch, 60 tooth, 3.76in pitch diameter, 7/8in bore, no hub with flanges. For use with 15mm wide belt. QD bushing included. | Stock | 158
A72-5M15-SPBO-0875 | Sung-Il Machinery timing pulley, aluminum, 5mm 5M pitch, 72 tooth, 4.511in pitch diameter, 7/8in bore, no hub with flanges. For use with 15mm wide belt. QD bushing included. | Stock | 190
A84-5M15-SPBO-0875 | Sung-Il Machinery timing pulley, aluminum, 5mm 5M pitch, 84 tooth, 5.263in pitch diameter, 7/8in bore, no hub with flanges. For use with 15mm wide belt. QD bushing included. | Stock | 243
A96-5M15-SPBO-0875 | Sung-Il Machinery timing pulley, aluminum, 5mm 5M pitch, 96 tooth, 6.015in pitch diameter, 7/8in bore, no hub with flanges. For use with 15mm wide belt. QD bushing included. | Stock | 309
A120-5M15-SPBO-0875 | Sung-Il Machinery timing pulley, aluminum, 5mm 5M pitch, 120 tooth, 7.519in pitch diameter, 7/8in bore, no hub with flanges. For use with 15mm wide belt. QD bushing included. | Stock | 416
A30-5M15-SS-1125 | Sung-Il Machinery timing pulley, aluminum, 5mm 5M pitch, 30 tooth, 1.88in pitch diameter, 1-1/8in bore, hub with flanges. For use with 15mm wide belt. | Stock | 68
A32-5M15-SS-1125 | Sung-Il Machinery timing pulley, aluminum, 5mm 5M pitch, 32 tooth, 2.005in pitch diameter, 1-1/8in bore, hub with flanges. For use with 15mm wide belt. | Stock | 73
A36-5M15-SS-1125 | Sung-Il Machinery timing pulley, aluminum, 5mm 5M pitch, 36 tooth, 2.256in pitch diameter, 1-1/8in bore, hub with flanges. For use with 15mm wide belt. | Stock | 79
A40-5M15-SS-1125 | Sung-Il Machinery timing pulley, aluminum, 5mm 5M pitch, 40 tooth, 2.506in pitch diameter, 1-1/8in bore, hub with flanges. For use with 15mm wide belt. | Stock | 90
A42-5M15-SS-1125 | Sung-Il Machinery timing pulley, aluminum, 5mm 5M pitch, 42 tooth, 2.632in pitch diameter, 1-1/8in bore, hub with flanges. For use with 15mm wide belt. | Stock | 95
A44-5M15-SS-1125 | Sung-Il Machinery timing pulley, aluminum, 5mm 5M pitch, 44 tooth, 2.757in pitch diameter, 1-1/8in bore, hub with flanges. For use with 15mm wide belt. | Stock | 100
A48-5M15-SS-1125 | Sung-Il Machinery timing pulley, aluminum, 5mm 5M pitch, 48 tooth, 3.008in pitch diameter, 1-1/8in bore, hub with flanges. For use with 15mm wide belt. | Stock | 105
A60-5M15-SPBO-1125 | Sung-Il Machinery timing pulley, aluminum, 5mm 5M pitch, 60 tooth, 3.76in pitch diameter, 1-1/8in bore, no hub with flanges. For use with 15mm wide belt. QD bushing included. | Stock | 158
A72-5M15-SPBO-1125 | Sung-Il Machinery timing pulley, aluminum, 5mm 5M pitch, 72 tooth, 4.511in pitch diameter, 1-1/8in bore, no hub with flanges. For use with 15mm wide belt. QD bushing included. | Stock | 190
A84-5M15-SPBO-1125 | Sung-Il Machinery timing pulley, aluminum, 5mm 5M pitch, 84 tooth, 5.263in pitch diameter, 1-1/8in bore, no hub with flanges. For use with 15mm wide belt. QD bushing included. | Stock | 243
A96-5M15-SPBO-1125 | Sung-Il Machinery timing pulley, aluminum, 5mm 5M pitch, 96 tooth, 6.015in pitch diameter, 1-1/8in bore, no hub with flanges. For use with 15mm wide belt. QD bushing included. | Stock | 309
A120-5M15-SPBO-1125 | Sung-Il Machinery timing pulley, aluminum, 5mm 5M pitch, 120 tooth, 7.519in pitch diameter, 1-1/8in bore, no hub with flanges. For use with 15mm wide belt. QD bushing included. | Stock | 416
8M (8mm Pitch) Timing Belts and Pulleys
440-8M-20-NG | SureMotion timing belt, 8mm 8M pitch, 20mm wide, 55 tooth, 440mm pitch length (circumference), neoprene, fiberglass reinforced. | Stock | 34
480-8M-20-NG | SureMotion timing belt, 8mm 8M pitch, 20mm wide, 60 tooth, 480mm pitch length (circumference), neoprene, fiberglass reinforced. | Stock | 34
520-8M-20-NG | SureMotion timing belt, 8mm 8M pitch, 20mm wide, 65 tooth, 520mm pitch length (circumference), neoprene, fiberglass reinforced. | Stock | 39.5
560-8M-20-NG | SureMotion timing belt, 8mm 8M pitch, 20mm wide, 70 tooth, 560mm pitch length (circumference), neoprene, fiberglass reinforced. | Stock | 38
600-8M-20-NG | SureMotion timing belt, 8mm 8M pitch, 20mm wide, 75 tooth, 600mm pitch length (circumference), neoprene, fiberglass reinforced. | Stock | 39.5
640-8M-20-NG | SureMotion timing belt, 8mm 8M pitch, 20mm wide, 80 tooth, 640mm pitch length (circumference), neoprene, fiberglass reinforced. | Stock | 39.5
720-8M-20-NG | SureMotion timing belt, 8mm 8M pitch, 20mm wide, 90 tooth, 720mm pitch length (circumference), neoprene, fiberglass reinforced. | Stock | 43
800-8M-20-NG | SureMotion timing belt, 8mm 8M pitch, 20mm wide, 100 tooth, 800mm pitch length (circumference), neoprene, fiberglass reinforced. | Stock | 46.5
840-8M-20-NG | SureMotion timing belt, 8mm 8M pitch, 20mm wide, 105 tooth, 840mm pitch length (circumference), neoprene, fiberglass reinforced. | Stock | 48
880-8M-20-NG | SureMotion timing belt, 8mm 8M pitch, 20mm wide, 110 tooth, 880mm pitch length (circumference), neoprene, fiberglass reinforced. | Stock | 50
920-8M-20-NG | SureMotion timing belt, 8mm 8M pitch, 20mm wide, 115 tooth, 920mm pitch length (circumference), neoprene, fiberglass reinforced. | Stock | 50
960-8M-20-NG | SureMotion timing belt, 8mm 8M pitch, 20mm wide, 120 tooth, 960mm pitch length (circumference), neoprene, fiberglass reinforced. | Stock | 51
1040-8M-20-NG | SureMotion timing belt, 8mm 8M pitch, 20mm wide, 130 tooth, 1040mm pitch length (circumference), neoprene, fiberglass reinforced. | Stock | 55
1064-8M-20-NG | SureMotion timing belt, 8mm 8M pitch, 20mm wide, 133 tooth, 1064mm pitch length (circumference), neoprene, fiberglass reinforced. | Stock | 55
1120-8M-20-NG | SureMotion timing belt, 8mm 8M pitch, 20mm wide, 140 tooth, 1120mm pitch length (circumference), neoprene, fiberglass reinforced. | Stock | 59
1160-8M-20-NG | SureMotion timing belt, 8mm 8M pitch, 20mm wide, 145 tooth, 1160mm pitch length (circumference), neoprene, fiberglass reinforced. | Stock | 59
1200-8M-20-NG | SureMotion timing belt, 8mm 8M pitch, 20mm wide, 150 tooth, 1200mm pitch length (circumference), neoprene, fiberglass reinforced. | Stock | 61
1224-8M-20-NG | SureMotion timing belt, 8mm 8M pitch, 20mm wide, 153 tooth, 1224mm pitch length (circumference), neoprene, fiberglass reinforced. | Stock | 63
1280-8M-20-NG | SureMotion timing belt, 8mm 8M pitch, 20mm wide, 160 tooth, 1280mm pitch length (circumference), neoprene, fiberglass reinforced. | Stock | 64
1440-8M-20-NG | SureMotion timing belt, 8mm 8M pitch, 20mm wide, 180 tooth, 1440mm pitch length (circumference), neoprene, fiberglass reinforced. | Stock | 69
1512-8M-20-NG | SureMotion timing belt, 8mm 8M pitch, 20mm wide, 189 tooth, 1512mm pitch length (circumference), neoprene, fiberglass reinforced. | Stock | 71
1584-8M-20-NG | SureMotion timing belt, 8mm 8M pitch, 20mm wide, 198 tooth, 1584mm pitch length (circumference), neoprene, fiberglass reinforced. | Stock | 76
1600-8M-20-NG | SureMotion timing belt, 8mm 8M pitch, 20mm wide, 200 tooth, 1600mm pitch length (circumference), neoprene, fiberglass reinforced. | Stock | 76
1760-8M-20-NG | SureMotion timing belt, 8mm 8M pitch, 20mm wide, 220 tooth, 1760mm pitch length (circumference), neoprene, fiberglass reinforced. | Stock | 82
1800-8M-20-NG | SureMotion timing belt, 8mm 8M pitch, 20mm wide, 225 tooth, 1800mm pitch length (circumference), neoprene, fiberglass reinforced. | Stock | 83
2000-8M-20-NG | SureMotion timing belt, 8mm 8M pitch, 20mm wide, 250 tooth, 2000mm pitch length (circumference), neoprene, fiberglass reinforced. | Stock | 92
2200-8M-20-NG | SureMotion timing belt, 8mm 8M pitch, 20mm wide, 275 tooth, 2200mm pitch length (circumference), neoprene, fiberglass reinforced. | Stock | 100
2400-8M-20-NG | SureMotion timing belt, 8mm 8M pitch, 20mm wide, 300 tooth, 2400mm pitch length (circumference), neoprene, fiberglass reinforced. | Stock | 107
2600-8M-20-NG | SureMotion timing belt, 8mm 8M pitch, 20mm wide, 325 tooth, 2600mm pitch length (circumference), neoprene, fiberglass reinforced. | Stock | 116
2800-8M-20-NG | SureMotion timing belt, 8mm 8M pitch, 20mm wide, 350 tooth, 2800mm pitch length (circumference), neoprene, fiberglass reinforced. | Stock | 124
3280-8M-20-NG | SureMotion timing belt, 8mm 8M pitch, 20mm wide, 410 tooth, 3280mm pitch length (circumference), neoprene, fiberglass reinforced. | Stock | 142
3600-8M-20-NG | SureMotion timing belt, 8mm 8M pitch, 20mm wide, 450 tooth, 3600mm pitch length (circumference), neoprene, fiberglass reinforced. | Stock | 158
4400-8M-20-NG | SureMotion timing belt, 8mm 8M pitch, 20mm wide, 550 tooth, 4400mm pitch length (circumference), neoprene, fiberglass reinforced. | Stock | 186
440-8M-30-NG | SureMotion timing belt, 8mm 8M pitch, 30mm wide, 55 tooth, 440mm pitch length (circumference), neoprene, fiberglass reinforced. | Stock | 48
480-8M-30-NG | SureMotion timing belt, 8mm 8M pitch, 30mm wide, 60 tooth, 480mm pitch length (circumference), neoprene, fiberglass reinforced. | Stock | 48
520-8M-30-NG | SureMotion timing belt, 8mm 8M pitch, 30mm wide, 65 tooth, 520mm pitch length (circumference), neoprene, fiberglass reinforced. | Stock | 55
560-8M-30-NG | SureMotion timing belt, 8mm 8M pitch, 30mm wide, 70 tooth, 560mm pitch length (circumference), neoprene, fiberglass reinforced. | Stock | 51
600-8M-30-NG | SureMotion timing belt, 8mm 8M pitch, 30mm wide, 75 tooth, 600mm pitch length (circumference), neoprene, fiberglass reinforced. | Stock | 55
640-8M-30-NG | SureMotion timing belt, 8mm 8M pitch, 30mm wide, 80 tooth, 640mm pitch length (circumference), neoprene, fiberglass reinforced. | Stock | 58
720-8M-30-NG | SureMotion timing belt, 8mm 8M pitch, 30mm wide, 90 tooth, 720mm pitch length (circumference), neoprene, fiberglass reinforced. | Stock | 61
800-8M-30-NG | SureMotion timing belt, 8mm 8M pitch, 30mm wide, 100 tooth, 800mm pitch length (circumference), neoprene, fiberglass reinforced. | Stock | 66
840-8M-30-NG | SureMotion timing belt, 8mm 8M pitch, 30mm wide, 105 tooth, 840mm pitch length (circumference), neoprene, fiberglass reinforced. | Stock | 67
880-8M-30-NG | SureMotion timing belt, 8mm 8M pitch, 30mm wide, 110 tooth, 880mm pitch length (circumference), neoprene, fiberglass reinforced. | Stock | 71
920-8M-30-NG | SureMotion timing belt, 8mm 8M pitch, 30mm wide, 115 tooth, 920mm pitch length (circumference), neoprene, fiberglass reinforced. | Stock | 71
960-8M-30-NG | SureMotion timing belt, 8mm 8M pitch, 30mm wide, 120 tooth, 960mm pitch length (circumference), neoprene, fiberglass reinforced. | Stock | 74
1040-8M-30-NG | SureMotion timing belt, 8mm 8M pitch, 30mm wide, 130 tooth, 1040mm pitch length (circumference), neoprene, fiberglass reinforced. | Stock | 80
1064-8M-30-NG | SureMotion timing belt, 8mm 8M pitch, 30mm wide, 133 tooth, 1064mm pitch length (circumference), neoprene, fiberglass reinforced. | Stock | 80
1120-8M-30-NG | SureMotion timing belt, 8mm 8M pitch, 30mm wide, 140 tooth, 1120mm pitch length (circumference), neoprene, fiberglass reinforced. | Stock | 83
1160-8M-30-NG | SureMotion timing belt, 8mm 8M pitch, 30mm wide, 145 tooth, 1160mm pitch length (circumference), neoprene, fiberglass reinforced. | Stock | 86
1200-8M-30-NG | SureMotion timing belt, 8mm 8M pitch, 30mm wide, 150 tooth, 1200mm pitch length (circumference), neoprene, fiberglass reinforced. | Stock | 89
1224-8M-30-NG | SureMotion timing belt, 8mm 8M pitch, 30mm wide, 153 tooth, 1224mm pitch length (circumference), neoprene, fiberglass reinforced. | Stock | 89
1280-8M-30-NG | SureMotion timing belt, 8mm 8M pitch, 30mm wide, 160 tooth, 1280mm pitch length (circumference), neoprene, fiberglass reinforced. | Stock | 93
1440-8M-30-NG | SureMotion timing belt, 8mm 8M pitch, 30mm wide, 180 tooth, 1440mm pitch length (circumference), neoprene, fiberglass reinforced. | Stock | 101
1512-8M-30-NG | SureMotion timing belt, 8mm 8M pitch, 30mm wide, 189 tooth, 1512mm pitch length (circumference), neoprene, fiberglass reinforced. | Stock | 103
1584-8M-30-NG | SureMotion timing belt, 8mm 8M pitch, 30mm wide, 198 tooth, 1584mm pitch length (circumference), neoprene, fiberglass reinforced. | Stock | 110
1600-8M-30-NG | SureMotion timing belt, 8mm 8M pitch, 30mm wide, 200 tooth, 1600mm pitch length (circumference), neoprene, fiberglass reinforced. | Stock | 110
1760-8M-30-NG | SureMotion timing belt, 8mm 8M pitch, 30mm wide, 220 tooth, 1760mm pitch length (circumference), neoprene, fiberglass reinforced. | Stock | 120
1800-8M-30-NG | SureMotion timing belt, 8mm 8M pitch, 30mm wide, 225 tooth, 1800mm pitch length (circumference), neoprene, fiberglass reinforced. | Stock | 121
2000-8M-30-NG | SureMotion timing belt, 8mm 8M pitch, 30mm wide, 250 tooth, 2000mm pitch length (circumference), neoprene, fiberglass reinforced. | Stock | 133
2200-8M-30-NG | SureMotion timing belt, 8mm 8M pitch, 30mm wide, 275 tooth, 2200mm pitch length (circumference), neoprene, fiberglass reinforced. | Stock | 145
2400-8M-30-NG | SureMotion timing belt, 8mm 8M pitch, 30mm wide, 300 tooth, 2400mm pitch length (circumference), neoprene, fiberglass reinforced. | Stock | 158
2600-8M-30-NG | SureMotion timing belt, 8mm 8M pitch, 30mm wide, 325 tooth, 2600mm pitch length (circumference), neoprene, fiberglass reinforced. | Stock | 168
2800-8M-30-NG | SureMotion timing belt, 8mm 8M pitch, 30mm wide, 350 tooth, 2800mm pitch length (circumference), neoprene, fiberglass reinforced. | Stock | 179
3280-8M-30-NG | SureMotion timing belt, 8mm 8M pitch, 30mm wide, 410 tooth, 3280mm pitch length (circumference), neoprene, fiberglass reinforced. | Stock | 202
3600-8M-30-NG | SureMotion timing belt, 8mm 8M pitch, 30mm wide, 450 tooth, 3600mm pitch length (circumference), neoprene, fiberglass reinforced. | Stock | 223
4400-8M-30-NG | SureMotion timing belt, 8mm 8M pitch, 30mm wide, 550 tooth, 4400mm pitch length (circumference), neoprene, fiberglass reinforced. | Stock | 266
A25-8M20-SPBO-0750 | Sung-Il Machinery timing pulley, aluminum, 8mm 8M pitch, 25 tooth, 2.506in pitch diameter, 3/4in bore, no hub with flanges. For use with 20mm wide belt. QD bushing included. | Stock | 123
A25-8M20-SPBO-22M | Sung-Il Machinery timing pulley, aluminum, 8mm 8M pitch, 25 tooth, 2.506in pitch diameter, 22mm bore, no hub with flanges. For use with 20mm wide belt. QD bushing included. | Stock | 123
A25-8M20-SPBO-0875 | Sung-Il Machinery timing pulley, aluminum, 8mm 8M pitch, 25 tooth, 2.506in pitch diameter, 7/8in bore, no hub with flanges. For use with 20mm wide belt. QD bushing included. | Stock | 123
A25-8M20-SPBO-24M | Sung-Il Machinery timing pulley, aluminum, 8mm 8M pitch, 25 tooth, 2.506in pitch diameter, 24mm bore, no hub with flanges. For use with 20mm wide belt. QD bushing included. | Stock | 123
A30-8M20-SPBO-0750 | Sung-Il Machinery timing pulley, aluminum, 8mm 8M pitch, 30 tooth, 3.008in pitch diameter, 3/4in bore, no hub with flanges. For use with 20mm wide belt. QD bushing included. | Stock | 145
A30-8M20-SPBO-22M | Sung-Il Machinery timing pulley, aluminum, 8mm 8M pitch, 30 tooth, 3.008in pitch diameter, 22mm bore, no hub with flanges. For use with 20mm wide belt. QD bushing included. | Stock | 145
A30-8M20-SPBO-0875 | Sung-Il Machinery timing pulley, aluminum, 8mm 8M pitch, 30 tooth, 3.008in pitch diameter, 7/8in bore, no hub with flanges. For use with 20mm wide belt. QD bushing included. | Stock | 145
A30-8M20-SPBO-24M | Sung-Il Machinery timing pulley, aluminum, 8mm 8M pitch, 30 tooth, 3.008in pitch diameter, 24mm bore, no hub with flanges. For use with 20mm wide belt. QD bushing included. | Stock | 145
A30-8M20-SPBO-1125 | Sung-Il Machinery timing pulley, aluminum, 8mm 8M pitch, 30 tooth, 3.008in pitch diameter, 1-1/8in bore, no hub with flanges. For use with 20mm wide belt. QD bushing included. | Stock | 145
A40-8M20-SPBO-0750 | Sung-Il Machinery timing pulley, aluminum, 8mm 8M pitch, 40 tooth, 4.01in pitch diameter, 3/4in bore, no hub with flanges. For use with 20mm wide belt. QD bushing included. | Stock | 200
A40-8M20-SPBO-22M | Sung-Il Machinery timing pulley, aluminum, 8mm 8M pitch, 40 tooth, 4.01in pitch diameter, 22mm bore, no hub with flanges. For use with 20mm wide belt. QD bushing included. | Stock | 200
A40-8M20-SPBO-0875 | Sung-Il Machinery timing pulley, aluminum, 8mm 8M pitch, 40 tooth, 4.01in pitch diameter, 7/8in bore, no hub with flanges. For use with 20mm wide belt. QD bushing included. | Stock | 200
A40-8M20-SPBO-24M | Sung-Il Machinery timing pulley, aluminum, 8mm 8M pitch, 40 tooth, 4.01in pitch diameter, 24mm bore, no hub with flanges. For use with 20mm wide belt. QD bushing included. | Stock | 200
A40-8M20-SPBO-1125 | Sung-Il Machinery timing pulley, aluminum, 8mm 8M pitch, 40 tooth, 4.01in pitch diameter, 1-1/8in bore, no hub with flanges. For use with 20mm wide belt. QD bushing included. | Stock | 200
A40-8M20-SPBO-1375 | Sung-Il Machinery timing pulley, aluminum, 8mm 8M pitch, 40 tooth, 4.01in pitch diameter, 1-3/8in bore, no hub with flanges. For use with 20mm wide belt. QD bushing included. | Stock | 200
A40-8M20-SPBO-35M | Sung-Il Machinery timing pulley, aluminum, 8mm 8M pitch, 40 tooth, 4.01in pitch diameter, 35mm bore, no hub with flanges. For use with 20mm wide belt. QD bushing included. | Stock | 200
A44-8M20-SPBO-0750 | Sung-Il Machinery timing pulley, aluminum, 8mm 8M pitch, 44 tooth, 4.411in pitch diameter, 3/4in bore, no hub with flanges. For use with 20mm wide belt. QD bushing included. | Stock | 210
A44-8M20-SPBO-22M | Sung-Il Machinery timing pulley, aluminum, 8mm 8M pitch, 44 tooth, 4.411in pitch diameter, 22mm bore, no hub with flanges. For use with 20mm wide belt. QD bushing included. | Stock | 210
A44-8M20-SPBO-0875 | Sung-Il Machinery timing pulley, aluminum, 8mm 8M pitch, 44 tooth, 4.411in pitch diameter, 7/8in bore, no hub with flanges. For use with 20mm wide belt. QD bushing included. | Stock | 210
A44-8M20-SPBO-24M | Sung-Il Machinery timing pulley, aluminum, 8mm 8M pitch, 44 tooth, 4.411in pitch diameter, 24mm bore, no hub with flanges. For use with 20mm wide belt. QD bushing included. | Stock | 210
A44-8M20-SPBO-1125 | Sung-Il Machinery timing pulley, aluminum, 8mm 8M pitch, 44 tooth, 4.411in pitch diameter, 1-1/8in bore, no hub with flanges. For use with 20mm wide belt. QD bushing included. | Stock | 210
A44-8M20-SPBO-1375 | Sung-Il Machinery timing pulley, aluminum, 8mm 8M pitch, 44 tooth, 4.411in pitch diameter, 1-3/8in bore, no hub with flanges. For use with 20mm wide belt. QD bushing included. | Stock | 210
A44-8M20-SPBO-35M | Sung-Il Machinery timing pulley, aluminum, 8mm 8M pitch, 44 tooth, 4.411in pitch diameter, 35mm bore, no hub with flanges. For use with 20mm wide belt. QD bushing included. | Stock | 210
A50-8M20-SPBO-0750 | Sung-Il Machinery timing pulley, aluminum, 8mm 8M pitch, 50 tooth, 5.013in pitch diameter, 3/4in bore, no hub with flanges. For use with 20mm wide belt. QD bushing included. | Stock | 228
A50-8M20-SPBO-22M | Sung-Il Machinery timing pulley, aluminum, 8mm 8M pitch, 50 tooth, 5.013in pitch diameter, 22mm bore, no hub with flanges. For use with 20mm wide belt. QD bushing included. | Stock | 228
A50-8M20-SPBO-0875 | Sung-Il Machinery timing pulley, aluminum, 8mm 8M pitch, 50 tooth, 5.013in pitch diameter, 7/8in bore, no hub with flanges. For use with 20mm wide belt. QD bushing included. | Stock | 228
A50-8M20-SPBO-24M | Sung-Il Machinery timing pulley, aluminum, 8mm 8M pitch, 50 tooth, 5.013in pitch diameter, 24mm bore, no hub with flanges. For use with 20mm wide belt. QD bushing included. | Stock | 228
A50-8M20-SPBO-1125 | Sung-Il Machinery timing pulley, aluminum, 8mm 8M pitch, 50 tooth, 5.013in pitch diameter, 1-1/8in bore, no hub with flanges. For use with 20mm wide belt. QD bushing included. | Stock | 228
A50-8M20-SPBO-1375 | Sung-Il Machinery timing pulley, aluminum, 8mm 8M pitch, 50 tooth, 5.013in pitch diameter, 1-3/8in bore, no hub with flanges. For use with 20mm wide belt. QD bushing included. | Stock | 228
A50-8M20-SPBO-35M | Sung-Il Machinery timing pulley, aluminum, 8mm 8M pitch, 50 tooth, 5.013in pitch diameter, 35mm bore, no hub with flanges. For use with 20mm wide belt. QD bushing included. | Stock | 228
A60-8M20-SPBO-0750 | Sung-Il Machinery timing pulley, aluminum, 8mm 8M pitch, 60 tooth, 6.015in pitch diameter, 3/4in bore, no hub with flanges. For use with 20mm wide belt. QD bushing included. | Stock | 296
A60-8M20-SPBO-22M | Sung-Il Machinery timing pulley, aluminum, 8mm 8M pitch, 60 tooth, 6.015in pitch diameter, 22mm bore, no hub with flanges. For use with 20mm wide belt. QD bushing included. | Stock | 296
A60-8M20-SPBO-0875 | Sung-Il Machinery timing pulley, aluminum, 8mm 8M pitch, 60 tooth, 6.015in pitch diameter, 7/8in bore, no hub with flanges. For use with 20mm wide belt. QD bushing included. | Stock | 296
A60-8M20-SPBO-24M | Sung-Il Machinery timing pulley, aluminum, 8mm 8M pitch, 60 tooth, 6.015in pitch diameter, 24mm bore, no hub with flanges. For use with 20mm wide belt. QD bushing included. | Stock | 296
A60-8M20-SPBO-1125 | Sung-Il Machinery timing pulley, aluminum, 8mm 8M pitch, 60 tooth, 6.015in pitch diameter, 1-1/8in bore, no hub with flanges. For use with 20mm wide belt. QD bushing included. | Stock | 296
A60-8M20-SPBO-1375 | Sung-Il Machinery timing pulley, aluminum, 8mm 8M pitch, 60 tooth, 6.015in pitch diameter, 1-3/8in bore, no hub with flanges. For use with 20mm wide belt. QD bushing included. | Stock | 296
A60-8M20-SPBO-35M | Sung-Il Machinery timing pulley, aluminum, 8mm 8M pitch, 60 tooth, 6.015in pitch diameter, 35mm bore, no hub with flanges. For use with 20mm wide belt. QD bushing included. | Stock | 296
A25-8M30-SPBO-0750 | Sung-Il Machinery timing pulley, aluminum, 8mm 8M pitch, 25 tooth, 2.506in pitch diameter, 3/4in bore, no hub with flanges. For use with 30mm wide belt. QD bushing included. | Stock | 133
A25-8M30-SPBO-22M | Sung-Il Machinery timing pulley, aluminum, 8mm 8M pitch, 25 tooth, 2.506in pitch diameter, 22mm bore, no hub with flanges. For use with 30mm wide belt. QD bushing included. | Stock | 133
A25-8M30-SPBO-0875 | Sung-Il Machinery timing pulley, aluminum, 8mm 8M pitch, 25 tooth, 2.506in pitch diameter, 7/8in bore, no hub with flanges. For use with 30mm wide belt. QD bushing included. | Stock | 133
A25-8M30-SPBO-24M | Sung-Il Machinery timing pulley, aluminum, 8mm 8M pitch, 25 tooth, 2.506in pitch diameter, 24mm bore, no hub with flanges. For use with 30mm wide belt. QD bushing included. | Stock | 133
A30-8M30-SPBO-0750 | Sung-Il Machinery timing pulley, aluminum, 8mm 8M pitch, 30 tooth, 3.008in pitch diameter, 3/4in bore, no hub with flanges. For use with 30mm wide belt. QD bushing included. | Stock | 150
A30-8M30-SPBO-22M | Sung-Il Machinery timing pulley, aluminum, 8mm 8M pitch, 30 tooth, 3.008in pitch diameter, 22mm bore, no hub with flanges. For use with 30mm wide belt. QD bushing included. | Stock | 150
A30-8M30-SPBO-0875 | Sung-Il Machinery timing pulley, aluminum, 8mm 8M pitch, 30 tooth, 3.008in pitch diameter, 7/8in bore, no hub with flanges. For use with 30mm wide belt. QD bushing included. | Stock | 150
A30-8M30-SPBO-24M | Sung-Il Machinery timing pulley, aluminum, 8mm 8M pitch, 30 tooth, 3.008in pitch diameter, 24mm bore, no hub with flanges. For use with 30mm wide belt. QD bushing included. | Stock | 150
A30-8M30-SPBO-1125 | Sung-Il Machinery timing pulley, aluminum, 8mm 8M pitch, 30 tooth, 3.008in pitch diameter, 1-1/8in bore, no hub with flanges. For use with 30mm wide belt. QD bushing included. | Stock | 150
A40-8M30-SPBO-0750 | Sung-Il Machinery timing pulley, aluminum, 8mm 8M pitch, 40 tooth, 4.01in pitch diameter, 3/4in bore, no hub with flanges. For use with 30mm wide belt. QD bushing included. | Stock | 210
A40-8M30-SPBO-22M | Sung-Il Machinery timing pulley, aluminum, 8mm 8M pitch, 40 tooth, 4.01in pitch diameter, 22mm bore, no hub with flanges. For use with 30mm wide belt. QD bushing included. | Stock | 210
A40-8M30-SPBO-0875 | Sung-Il Machinery timing pulley, aluminum, 8mm 8M pitch, 40 tooth, 4.01in pitch diameter, 7/8in bore, no hub with flanges. For use with 30mm wide belt. QD bushing included. | Stock | 210
A40-8M30-SPBO-24M | Sung-Il Machinery timing pulley, aluminum, 8mm 8M pitch, 40 tooth, 4.01in pitch diameter, 24mm bore, no hub with flanges. For use with 30mm wide belt. QD bushing included. | Stock | 210
A40-8M30-SPBO-1125 | Sung-Il Machinery timing pulley, aluminum, 8mm 8M pitch, 40 tooth, 4.01in pitch diameter, 1-1/8in bore, no hub with flanges. For use with 30mm wide belt. QD bushing included. | Stock | 210
A40-8M30-SPBO-1375 | Sung-Il Machinery timing pulley, aluminum, 8mm 8M pitch, 40 tooth, 4.01in pitch diameter, 1-3/8in bore, no hub with flanges. For use with 30mm wide belt. QD bushing included. | Stock | 210
A40-8M30-SPBO-35M | Sung-Il Machinery timing pulley, aluminum, 8mm 8M pitch, 40 tooth, 4.01in pitch diameter, 35mm bore, no hub with flanges. For use with 30mm wide belt. QD bushing included. | Stock | 210
A44-8M30-SPBO-0750 | Sung-Il Machinery timing pulley, aluminum, 8mm 8M pitch, 44 tooth, 4.411in pitch diameter, 3/4in bore, no hub with flanges. For use with 30mm wide belt. QD bushing included. | Stock | 222
A44-8M30-SPBO-22M | Sung-Il Machinery timing pulley, aluminum, 8mm 8M pitch, 44 tooth, 4.411in pitch diameter, 22mm bore, no hub with flanges. For use with 30mm wide belt. QD bushing included. | Stock | 222
A44-8M30-SPBO-0875 | Sung-Il Machinery timing pulley, aluminum, 8mm 8M pitch, 44 tooth, 4.411in pitch diameter, 7/8in bore, no hub with flanges. For use with 30mm wide belt. QD bushing included. | Stock | 222
A44-8M30-SPBO-24M | Sung-Il Machinery timing pulley, aluminum, 8mm 8M pitch, 44 tooth, 4.411in pitch diameter, 24mm bore, no hub with flanges. For use with 30mm wide belt. QD bushing included. | Stock | 222
A44-8M30-SPBO-1125 | Sung-Il Machinery timing pulley, aluminum, 8mm 8M pitch, 44 tooth, 4.411in pitch diameter, 1-1/8in bore, no hub with flanges. For use with 30mm wide belt. QD bushing included. | Stock | 222
A44-8M30-SPBO-1375 | Sung-Il Machinery timing pulley, aluminum, 8mm 8M pitch, 44 tooth, 4.411in pitch diameter, 1-3/8in bore, no hub with flanges. For use with 30mm wide belt. QD bushing included. | Stock | 222
A44-8M30-SPBO-35M | Sung-Il Machinery timing pulley, aluminum, 8mm 8M pitch, 44 tooth, 4.411in pitch diameter, 35mm bore, no hub with flanges. For use with 30mm wide belt. QD bushing included. | Stock | 222
A50-8M30-SPBO-0750 | Sung-Il Machinery timing pulley, aluminum, 8mm 8M pitch, 50 tooth, 5.013in pitch diameter, 3/4in bore, no hub with flanges. For use with 30mm wide belt. QD bushing included. | Stock | 248
A50-8M30-SPBO-22M | Sung-Il Machinery timing pulley, aluminum, 8mm 8M pitch, 50 tooth, 5.013in pitch diameter, 22mm bore, no hub with flanges. For use with 30mm wide belt. QD bushing included. | Stock | 248
A50-8M30-SPBO-0875 | Sung-Il Machinery timing pulley, aluminum, 8mm 8M pitch, 50 tooth, 5.013in pitch diameter, 7/8in bore, no hub with flanges. For use with 30mm wide belt. QD bushing included. | Stock | 248
A50-8M30-SPBO-24M | Sung-Il Machinery timing pulley, aluminum, 8mm 8M pitch, 50 tooth, 5.013in pitch diameter, 24mm bore, no hub with flanges. For use with 30mm wide belt. QD bushing included. | Stock | 248
A50-8M30-SPBO-1125 | Sung-Il Machinery timing pulley, aluminum, 8mm 8M pitch, 50 tooth, 5.013in pitch diameter, 1-1/8in bore, no hub with flanges. For use with 30mm wide belt. QD bushing included. | Stock | 248
A50-8M30-SPBO-1375 | Sung-Il Machinery timing pulley, aluminum, 8mm 8M pitch, 50 tooth, 5.013in pitch diameter, 1-3/8in bore, no hub with flanges. For use with 30mm wide belt. QD bushing included. | Stock | 248
A50-8M30-SPBO-35M | Sung-Il Machinery timing pulley, aluminum, 8mm 8M pitch, 50 tooth, 5.013in pitch diameter, 35mm bore, no hub with flanges. For use with 30mm wide belt. QD bushing included. | Stock | 248
A60-8M30-SPBO-0750 | Sung-Il Machinery timing pulley, aluminum, 8mm 8M pitch, 60 tooth, 6.015in pitch diameter, 3/4in bore, no hub with flanges. For use with 30mm wide belt. QD bushing included. | Stock | 322
A60-8M30-SPBO-22M | Sung-Il Machinery timing pulley, aluminum, 8mm 8M pitch, 60 tooth, 6.015in pitch diameter, 22mm bore, no hub with flanges. For use with 30mm wide belt. QD bushing included. | Stock | 322
A60-8M30-SPBO-0875 | Sung-Il Machinery timing pulley, aluminum, 8mm 8M pitch, 60 tooth, 6.015in pitch diameter, 7/8in bore, no hub with flanges. For use with 30mm wide belt. QD bushing included. | Stock | 322
A60-8M30-SPBO-24M | Sung-Il Machinery timing pulley, aluminum, 8mm 8M pitch, 60 tooth, 6.015in pitch diameter, 24mm bore, no hub with flanges. For use with 30mm wide belt. QD bushing included. | Stock | 322
A60-8M30-SPBO-1125 | Sung-Il Machinery timing pulley, aluminum, 8mm 8M pitch, 60 tooth, 6.015in pitch diameter, 1-1/8in bore, no hub with flanges. For use with 30mm wide belt. QD bushing included. | Stock | 322
A60-8M30-SPBO-1375 | Sung-Il Machinery timing pulley, aluminum, 8mm 8M pitch, 60 tooth, 6.015in pitch diameter, 1-3/8in bore, no hub with flanges. For use with 30mm wide belt. QD bushing included. | Stock | 322
A60-8M30-SPBO-35M | Sung-Il Machinery timing pulley, aluminum, 8mm 8M pitch, 60 tooth, 6.015in pitch diameter, 35mm bore, no hub with flanges. For use with 30mm wide belt. QD bushing included. | Stock | 322
Jaw Coupling Hubs and Spiders
SJC-14C-3 | Sung-Il Machinery drive coupling hub, jaw type, aluminum alloy, clamp, size 14, 3mm bore. Requires SJC-14 series spiders. | Stock | 12
SJC-14C-4 | Sung-Il Machinery drive coupling hub, jaw type, aluminum alloy, clamp, size 14, 4mm bore. Requires SJC-14 series spiders. | Stock | 12
SJC-14C-5 | Sung-Il Machinery drive coupling hub, jaw type, aluminum alloy, clamp, size 14, 5mm bore. Requires SJC-14 series spiders. | Stock | 12
SJC-14C-6 | Sung-Il Machinery drive coupling hub, jaw type, aluminum alloy, clamp, size 14, 6mm bore. Requires SJC-14 series spiders. | Stock | 12
SJC-14C-4.76 | Sung-Il Machinery drive coupling hub, jaw type, aluminum alloy, clamp, size 14, 3/16in bore. Requires SJC-14 series spiders. | Stock | 12
SJC-14C-6.35 | Sung-Il Machinery drive coupling hub, jaw type, aluminum alloy, clamp, size 14, 1/4in bore. Requires SJC-14 series spiders. | Stock | 12
SJC-14-BL-SLEEVE | Sung-Il Machinery drive coupling spider, jaw type, size 14, thermoplastic polyurethane, 98A durometer. For use with SJC-14C series hubs. | Stock | 6
SJC-14-GR-SLEEVE | Sung-Il Machinery drive coupling spider, jaw type, size 14, Hytrel, 98A durometer. For use with SJC-14C series hubs. | Stock | 6
SJC-14-RD-SLEEVE | Sung-Il Machinery drive coupling spider, jaw type, size 14, Hytrel, 63D durometer. For use with SJC-14C series hubs. | Stock | 6
SJC-20C-4 | Sung-Il Machinery drive coupling hub, jaw type, aluminum alloy, clamp, size 20, 4mm bore. Requires SJC-20 series spiders. | Stock | 13
SJC-20C-5 | Sung-Il Machinery drive coupling hub, jaw type, aluminum alloy, clamp, size 20, 5mm bore. Requires SJC-20 series spiders. | Stock | 13
SJC-20C-6 | Sung-Il Machinery drive coupling hub, jaw type, aluminum alloy, clamp, size 20, 6mm bore. Requires SJC-20 series spiders. | Stock | 13
SJC-20C-8 | Sung-Il Machinery drive coupling hub, jaw type, aluminum alloy, clamp, size 20, 8mm bore. Requires SJC-20 series spiders. | Stock | 13
SJC-20C-10 | Sung-Il Machinery drive coupling hub, jaw type, aluminum alloy, clamp, size 20, 10mm bore. Requires SJC-20 series spiders. | Stock | 13
SJC-20C-4.76 | Sung-Il Machinery drive coupling hub, jaw type, aluminum alloy, clamp, size 20, 3/16in bore. Requires SJC-20 series spiders. | Stock | 14
SJC-20C-6.35 | Sung-Il Machinery drive coupling hub, jaw type, aluminum alloy, clamp, size 20, 1/4in bore. Requires SJC-20 series spiders. | Stock | 13
SJC-20C-7.93 | Sung-Il Machinery drive coupling hub, jaw type, aluminum alloy, clamp, size 20, 5/16in bore. Requires SJC-20 series spiders. | Stock | 13
SJC-20C-9.525 | Sung-Il Machinery drive coupling hub, jaw type, aluminum alloy, clamp, size 20, 3/8in bore. Requires SJC-20 series spiders. | Stock | 13
SJC-20-BL-SLEEVE | Sung-Il Machinery drive coupling spider, jaw type, size 20, thermoplastic polyurethane, 98A durometer. For use with SJC-20C series hubs. | Stock | 8.5
SJC-20-GR-SLEEVE | Sung-Il Machinery drive coupling spider, jaw type, size 20, Hytrel, 98A durometer. For use with SJC-20C series hubs. | Stock | 8.5
SJC-20-RD-SLEEVE | Sung-Il Machinery drive coupling spider, jaw type, size 20, Hytrel, 63D durometer. For use with SJC-20C series hubs. | Stock | 8.5
SJC-25C-5 | Sung-Il Machinery drive coupling hub, jaw type, aluminum alloy, clamp, size 25, 5mm bore. Requires SJC-25 series spiders. | Stock | 14.5
SJC-25C-6 | Sung-Il Machinery drive coupling hub, jaw type, aluminum alloy, clamp, size 25, 6mm bore. Requires SJC-25 series spiders. | Stock | 14.5
SJC-25C-6.35 | Sung-Il Machinery drive coupling hub, jaw type, aluminum alloy, clamp, size 25, 1/4in bore. Requires SJC-25 series spiders. | Stock | 14.5
SJC-25C-8 | Sung-Il Machinery drive coupling hub, jaw type, aluminum alloy, clamp, size 25, 8mm bore. Requires SJC-25 series spiders. | Stock | 14.5
SJC-25C-10 | Sung-Il Machinery drive coupling hub, jaw type, aluminum alloy, clamp, size 25, 10mm bore. Requires SJC-25 series spiders. | Stock | 14.5
SJC-25C-13 | Sung-Il Machinery drive coupling hub, jaw type, aluminum alloy, clamp, size 25, 13mm bore. Requires SJC-25 series spiders. | Stock | 14
SJC-25C-14 | Sung-Il Machinery drive coupling hub, jaw type, aluminum alloy, clamp, size 25, 14mm bore. Requires SJC-25 series spiders. | Stock | 14.5
SJC-25-BL-SLEEVE | Sung-Il Machinery drive coupling spider, jaw type, size 25, thermoplastic polyurethane, 98A durometer. For use with SJC-25C series hubs. | Stock | 8.5
SJC-25-GR-SLEEVE | Sung-Il Machinery drive coupling spider, jaw type, size 25, Hytrel, 98A durometer. For use with SJC-25C series hubs. | Stock | 8.5
SJC-25-RD-SLEEVE | Sung-Il Machinery drive coupling spider, jaw type, size 25, Hytrel, 63D durometer. For use with SJC-25C series hubs. | Stock | 8.5
SJCA-30C-5 | Sung-Il Machinery drive coupling hub, jaw type, aluminum alloy, clamp, size 30, 5mm bore. Requires SJC-30 series spiders. | Stock | 16.5
SJCA-30C-6 | Sung-Il Machinery drive coupling hub, jaw type, aluminum alloy, clamp, size 30, 6mm bore. Requires SJC-30 series spiders. | Stock | 16.5
SJCA-30C-6.35 | Sung-Il Machinery drive coupling hub, jaw type, aluminum alloy, clamp, size 30, 1/4in bore. Requires SJC-30 series spiders. | Stock | 16.5
SJCA-30C-8 | Sung-Il Machinery drive coupling hub, jaw type, aluminum alloy, clamp, size 30, 8mm bore. Requires SJC-30 series spiders. | Stock | 16.5
SJCA-30C-10 | Sung-Il Machinery drive coupling hub, jaw type, aluminum alloy, clamp, size 30, 10mm bore. Requires SJC-30 series spiders. | Stock | 16.5
SJCA-30C-12 | Sung-Il Machinery drive coupling hub, jaw type, aluminum alloy, clamp, size 30, 12mm bore. Requires SJC-30 series spiders. | Stock | 16.5
SJCA-30C-14 | Sung-Il Machinery drive coupling hub, jaw type, aluminum alloy, clamp, size 30, 14mm bore. Requires SJC-30 series spiders. | Stock | 16.5
SJCA-30C-7.93 | Sung-Il Machinery drive coupling hub, jaw type, aluminum alloy, clamp, size 30, 5/16in bore. Requires SJC-30 series spiders. | Stock | 16.5
SJCA-30C-9.525 | Sung-Il Machinery drive coupling hub, jaw type, aluminum alloy, clamp, size 30, 3/8in bore. Requires SJC-30 series spiders. | Stock | 16.5
SJCA-30C-12.7 | Sung-Il Machinery drive coupling hub, jaw type, aluminum alloy, clamp, size 30, 1/2in bore. Requires SJC-30 series spiders. | Stock | 16.5
SJCA-30C-15.875 | Sung-Il Machinery drive coupling hub, jaw type, aluminum alloy, clamp, size 30, 5/8in bore. Requires SJC-30 series spiders. | Stock | 16.5
SJC-30-BL-SLEEVE | Sung-Il Machinery drive coupling spider, jaw type, size 30, thermoplastic polyurethane, 98A durometer. For use with SJCA-30C series hubs. | Stock | 7.25
SJC-30-GR-SLEEVE | Sung-Il Machinery drive coupling spider, jaw type, size 30, Hytrel, 98A durometer. For use with SJCA-30C series hubs. | Stock | 7.25
SJC-30-RD-SLEEVE | Sung-Il Machinery drive coupling spider, jaw type, size 30, Hytrel, 63D durometer. For use with SJCA-30C series hubs. | Stock | 7.25
SJCB-40C-8 | Sung-Il Machinery drive coupling hub, jaw type, aluminum alloy, clamp, size 40, 8mm bore. Requires SJC-40 series spiders. | Stock | 22
SJCB-40C-10 | Sung-Il Machinery drive coupling hub, jaw type, aluminum alloy, clamp, size 40, 10mm bore. Requires SJC-40 series spiders. | Stock | 22
SJCB-40C-12 | Sung-Il Machinery drive coupling hub, jaw type, aluminum alloy, clamp, size 40, 12mm bore. Requires SJC-40 series spiders. | Stock | 22
SJCB-40C-14 | Sung-Il Machinery drive coupling hub, jaw type, aluminum alloy, clamp, size 40, 14mm bore. Requires SJC-40 series spiders. | Stock | 22
SJCB-40C-16 | Sung-Il Machinery drive coupling hub, jaw type, aluminum alloy, clamp, size 40, 16mm bore. Requires SJC-40 series spiders. | Stock | 22
SJCB-40C-19 | Sung-Il Machinery drive coupling hub, jaw type, aluminum alloy, clamp, size 40, 19mm bore. Requires SJC-40 series spiders. | Stock | 22
SJCB-40C-22 | Sung-Il Machinery drive coupling hub, jaw type, aluminum alloy, clamp, size 40, 22mm bore. Requires SJC-40 series spiders. | Stock | 22
SJCB-40C-9.525 | Sung-Il Machinery drive coupling hub, jaw type, aluminum alloy, clamp, size 40, 3/8in bore. Requires SJC-40 series spiders. | Stock | 22
SJCB-40C-12.7 | Sung-Il Machinery drive coupling hub, jaw type, aluminum alloy, clamp, size 40, 1/2in bore. Requires SJC-40 series spiders. | Stock | 22
SJCB-40C-15.875 | Sung-Il Machinery drive coupling hub, jaw type, aluminum alloy, clamp, size 40, 5/8in bore. Requires SJC-40 series spiders. | Stock | 22
SJC-40-BL-SLEEVE | Sung-Il Machinery drive coupling spider, jaw type, size 40, thermoplastic polyurethane, 98A durometer. For use with SJCB-40C series hubs. | Stock | 9.75
SJC-40-GR-SLEEVE | Sung-Il Machinery drive coupling spider, jaw type, size 40, Hytrel, 98A durometer. For use with SJCB-40C series hubs. | Stock | 9.75
SJC-40-RD-SLEEVE | Sung-Il Machinery drive coupling spider, jaw type, size 40, Hytrel, 63D durometer. For use with SJCB-40C series hubs. | Stock | 9.75
SJC-55C-16 | Sung-Il Machinery drive coupling hub, jaw type, aluminum alloy, clamp, size 55, 16mm bore. Requires SJC-55 series spiders. | Stock | 34
SJC-55C-19 | Sung-Il Machinery drive coupling hub, jaw type, aluminum alloy, clamp, size 55, 19mm bore. Requires SJC-55 series spiders. | Stock | 34
SJC-55C-22 | Sung-Il Machinery drive coupling hub, jaw type, aluminum alloy, clamp, size 55, 22mm bore. Requires SJC-55 series spiders. | Stock | 34
SJC-55C-24 | Sung-Il Machinery drive coupling hub, jaw type, aluminum alloy, clamp, size 55, 24mm bore. Requires SJC-55 series spiders. | Stock | 34
SJC-55C-25 | Sung-Il Machinery drive coupling hub, jaw type, aluminum alloy, clamp, size 55, 25mm bore. Requires SJC-55 series spiders. | Stock | 34
SJC-55C-30 | Sung-Il Machinery drive coupling hub, jaw type, aluminum alloy, clamp, size 55, 30mm bore. Requires SJC-55 series spiders. | Stock | 34
SJC-55C-15.875 | Sung-Il Machinery drive coupling hub, jaw type, aluminum alloy, clamp, size 55, 5/8in bore. Requires SJC-55 series spiders. | Stock | 34
SJC-55C-19.05 | Sung-Il Machinery drive coupling hub, jaw type, aluminum alloy, clamp, size 55, 3/4in bore. Requires SJC-55 series spiders. | Stock | 34
SJC-55C-22.225 | Sung-Il Machinery drive coupling hub, jaw type, aluminum alloy, clamp, size 55, 7/8in bore. Requires SJC-55 series spiders. | Stock | 34
SJC-55C-25.4 | Sung-Il Machinery drive coupling hub, jaw type, aluminum alloy, clamp, size 55, 1in bore. Requires SJC-55 series spiders. | Stock | 34
SJC-55-BL-SLEEVE | Sung-Il Machinery drive coupling spider, jaw type, size 55, thermoplastic polyurethane, 98A durometer. For use with SJC-55C series hubs. | Stock | 10.5
SJC-55-GR-SLEEVE | Sung-Il Machinery drive coupling spider, jaw type, size 55, Hytrel, 98A durometer. For use with SJC-55C series hubs. | Stock | 10.5
SJC-55-RD-SLEEVE | Sung-Il Machinery drive coupling spider, jaw type, size 55, Hytrel, 63D durometer. For use with SJC-55C series hubs. | Stock | 10.5
SJC-65C-19 | Sung-Il Machinery drive coupling hub, jaw type, aluminum alloy, clamp, size 65, 19mm bore. Requires SJC-65 series spiders. | Stock | 51
SJC-65C-20 | Sung-Il Machinery drive coupling hub, jaw type, aluminum alloy, clamp, size 65, 20mm bore. Requires SJC-65 series spiders. | Stock | 51
SJC-65C-25 | Sung-Il Machinery drive coupling hub, jaw type, aluminum alloy, clamp, size 65, 25mm bore. Requires SJC-65 series spiders. | Stock | 51
SJC-65C-30 | Sung-Il Machinery drive coupling hub, jaw type, aluminum alloy, clamp, size 65, 30mm bore. Requires SJC-65 series spiders. | Stock | 51
SJC-65C-32 | Sung-Il Machinery drive coupling hub, jaw type, aluminum alloy, clamp, size 65, 32mm bore. Requires SJC-65 series spiders. | Stock | 51
SJC-65C-35 | Sung-Il Machinery drive coupling hub, jaw type, aluminum alloy, clamp, size 65, 35mm bore. Requires SJC-65 series spiders. | Stock | 51
SJC-65C-19.05 | Sung-Il Machinery drive coupling hub, jaw type, aluminum alloy, clamp, size 65, 3/4in bore. Requires SJC-65 series spiders. | Stock | 51
SJC-65C-22.225 | Sung-Il Machinery drive coupling hub, jaw type, aluminum alloy, clamp, size 65, 7/8in bore. Requires SJC-65 series spiders. | Stock | 51
SJC-65C-25.4 | Sung-Il Machinery drive coupling hub, jaw type, aluminum alloy, clamp, size 65, 1in bore. Requires SJC-65 series spiders. | Stock | 51
SJC-65-BL-SLEEVE | Sung-Il Machinery drive coupling spider, jaw type, size 65, thermoplastic polyurethane, 98A durometer. For use with SJC-65C series hubs. | Stock | 14.5
SJC-65-GR-SLEEVE | Sung-Il Machinery drive coupling spider, jaw type, size 65, Hytrel, 98A durometer. For use with SJC-65C series hubs. | Stock | 14.5
SJC-65-RD-SLEEVE | Sung-Il Machinery drive coupling spider, jaw type, size 65, Hytrel, 63D durometer. For use with SJC-65C series hubs. | Stock | 14.5
SJC-80C-32 | Sung-Il Machinery drive coupling hub, jaw type, aluminum alloy, clamp, size 80, 32mm bore. Requires SJC-80 series spiders. | Stock | 83
SJC-80C-35 | Sung-Il Machinery drive coupling hub, jaw type, aluminum alloy, clamp, size 80, 35mm bore. Requires SJC-80 series spiders. | Stock | 83
SJC-80C-40 | Sung-Il Machinery drive coupling hub, jaw type, aluminum alloy, clamp, size 80, 40mm bore. Requires SJC-80 series spiders. | Stock | 83
SJC-80C-42 | Sung-Il Machinery drive coupling hub, jaw type, aluminum alloy, clamp, size 80, 42mm bore. Requires SJC-80 series spiders. | Stock | 83
SJC-80C-28.575 | Sung-Il Machinery drive coupling hub, jaw type, aluminum alloy, clamp, size 80, 1-1/8in bore. Requires SJC-80 series spiders. | Stock | 83
SJC-80C-31.75 | Sung-Il Machinery drive coupling hub, jaw type, aluminum alloy, clamp, size 80, 1-1/4in bore. Requires SJC-80 series spiders. | Stock | 83
SJC-80C-34.925 | Sung-Il Machinery drive coupling hub, jaw type, aluminum alloy, clamp, size 80, 1-3/8in bore. Requires SJC-80 series spiders. | Stock | 80
SJC-80C-41.275 | Sung-Il Machinery drive coupling hub, jaw type, aluminum alloy, clamp, size 80, 1-5/8in bore. Requires SJC-80 series spiders. | Stock | 74
SJC-80-BL-SLEEVE | Sung-Il Machinery drive coupling spider, jaw type, size 80, thermoplastic polyurethane, 98A durometer. For use with SJC-80C series hubs. | Stock | 29
SJC-80-GR-SLEEVE | Sung-Il Machinery drive coupling spider, jaw type, size 80, Hytrel, 98A durometer. For use with SJC-80C series hubs. | Stock | 29
SJC-80-RD-SLEEVE | Sung-Il Machinery drive coupling spider, jaw type, size 80, Hytrel, 63D durometer. For use with SJC-80C series hubs. | Stock | 29
SJC-100C-30 | Sung-Il Machinery drive coupling hub, jaw type, aluminum alloy, clamp, size 100, 30mm bore. Requires SJC-100 series spiders. | Stock | 122
SJC-100C-32 | Sung-Il Machinery drive coupling hub, jaw type, aluminum alloy, clamp, size 100, 32mm bore. Requires SJC-100 series spiders. | Stock | 122
SJC-100C-35 | Sung-Il Machinery drive coupling hub, jaw type, aluminum alloy, clamp, size 100, 35mm bore. Requires SJC-100 series spiders. | Stock | 122
SJC-100C-40 | Sung-Il Machinery drive coupling hub, jaw type, aluminum alloy, clamp, size 100, 40mm bore. Requires SJC-100 series spiders. | Stock | 122
SJC-100C-45 | Sung-Il Machinery drive coupling hub, jaw type, aluminum alloy, clamp, size 100, 45mm bore. Requires SJC-100 series spiders. | Stock | 122
SJC-100C-50 | Sung-Il Machinery drive coupling hub, jaw type, aluminum alloy, clamp, size 100, 50mm bore. Requires SJC-100 series spiders. | Stock | 122
SJC-100C-55 | Sung-Il Machinery drive coupling hub, jaw type, aluminum alloy, clamp, size 100, 55mm bore. Requires SJC-100 series spiders. | Stock | 122
SJC-100C-60 | Sung-Il Machinery drive coupling hub, jaw type, aluminum alloy, clamp, size 100, 60mm bore. Requires SJC-100 series spiders. | Stock | 122
SJC-100C-47.625 | Sung-Il Machinery drive coupling hub, jaw type, aluminum alloy, clamp, size 100, 1-7/8in bore. Requires SJC-100 series spiders. | Stock | 142
SJC-100C-50.8 | Sung-Il Machinery drive coupling hub, jaw type, aluminum alloy, clamp, size 100, 2in bore. Requires SJC-100 series spiders. | Stock | 164
SJC-100-BL-SLEEVE | Sung-Il Machinery drive coupling spider, jaw type, size 100, thermoplastic polyurethane, 98A durometer. For use with SJC-100C series hubs. | Stock | 22
SJC-100-GR-SLEEVE | Sung-Il Machinery drive coupling spider, jaw type, size 100, Hytrel, 98A durometer. For use with SJC-100C series hubs. | Stock | 22
SJC-100-RD-SLEEVE | Sung-Il Machinery drive coupling spider, jaw type, size 100, Hytrel, 63D durometer. For use with SJC-100C series hubs. | Stock | 22
DC-JAC14-03 | SureMotion drive coupling hub, jaw type, aluminum alloy, clamp, size 14, 3/16in bore. Requires DC-JS14 series spiders. | Stock | 14.5
DC-JAC14-06M | SureMotion drive coupling hub, jaw type, aluminum alloy, clamp, size 14, 6mm bore. Requires DC-JS14 series spiders. | Stock | 14.5
DC-JS14-80A | SureMotion drive coupling spider, jaw type, size 14, polyurethane, 80A durometer. For use with DC-JAC14 series hubs. | Stock | 8.25
DC-JS14-92A | SureMotion drive coupling spider, jaw type, size 14, polyurethane, 92A durometer. For use with DC-JAC14 series hubs. | Stock | 8.25
DC-JS14-98A | SureMotion drive coupling spider, jaw type, size 14, polyurethane, 98A durometer. For use with DC-JAC14 series hubs. | Stock | 8.25
DC-JAC20-04 | SureMotion drive coupling hub, jaw type, aluminum alloy, clamp, size 20, 1/4in bore. Requires DC-JS20 series spiders. | Stock | 17.5
DC-JAC20-05 | SureMotion drive coupling hub, jaw type, aluminum alloy, clamp, size 20, 5/16in bore. Requires DC-JS20 series spiders. | Stock | 18.5
DC-JS20-80A | SureMotion drive coupling spider, jaw type, size 20, polyurethane, 80A durometer. For use with DC-JAC20 series hubs. | Stock | 11.5
DC-JS20-92A | SureMotion drive coupling spider, jaw type, size 20, polyurethane, 92A durometer. For use with DC-JAC20 series hubs. | Stock | 12.5
DC-JS20-98A | SureMotion drive coupling spider, jaw type, size 20, polyurethane, 98A durometer. For use with DC-JAC20 series hubs. | Stock | 12
DC-JAC30-05 | SureMotion drive coupling hub, jaw type, aluminum alloy, clamp, size 30, 5/16in bore. Requires DC-JS30 series spiders. | Stock | 27
DC-JAC30-08M | SureMotion drive coupling hub, jaw type, aluminum alloy, clamp, size 30, 8mm bore. Requires DC-JS30 series spiders. | Stock | 26.5
DC-JAC30-06 | SureMotion drive coupling hub, jaw type, aluminum alloy, clamp, size 30, 3/8in bore. Requires DC-JS30 series spiders. | Stock | 27
DC-JAC30-10M | SureMotion drive coupling hub, jaw type, aluminum alloy, clamp, size 30, 10mm bore. Requires DC-JS30 series spiders. | Stock | 27
DC-JAC30-12M | SureMotion drive coupling hub, jaw type, aluminum alloy, clamp, size 30, 12mm bore. Requires DC-JS30 series spiders. | Stock | 27
DC-JAC30-08 | SureMotion drive coupling hub, jaw type, aluminum alloy, clamp, size 30, 1/2in bore. Requires DC-JS30 series spiders. | Stock | 27
DC-JS30-80A | SureMotion drive coupling spider, jaw type, size 30, polyurethane, 80A durometer. For use with DC-JAC30 series hubs. | Stock | 13.5
DC-JS30-92A | SureMotion drive coupling spider, jaw type, size 30, polyurethane, 92A durometer. For use with DC-JAC30 series hubs. | Stock | 13.5
DC-JS30-98A | SureMotion drive coupling spider, jaw type, size 30, polyurethane, 98A durometer. For use with DC-JAC30 series hubs. | Stock | 13.5
DC-JAC40-08M | SureMotion drive coupling hub, jaw type, aluminum alloy, clamp, size 40, 8mm bore. Requires DC-JS40 series spiders. | Stock | 31
DC-JAC40-06 | SureMotion drive coupling hub, jaw type, aluminum alloy, clamp, size 40, 3/8in bore. Requires DC-JS40 series spiders. | Stock | 31
DC-JAC40-10M | SureMotion drive coupling hub, jaw type, aluminum alloy, clamp, size 40, 10mm bore. Requires DC-JS40 series spiders. | Stock | 31
DC-JAC40-12M | SureMotion drive coupling hub, jaw type, aluminum alloy, clamp, size 40, 12mm bore. Requires DC-JS40 series spiders. | Stock | 31
DC-JAC40-08 | SureMotion drive coupling hub, jaw type, aluminum alloy, clamp, size 40, 1/2in bore. Requires DC-JS40 series spiders. | Stock | 31.5
DC-JAC40-14M | SureMotion drive coupling hub, jaw type, aluminum alloy, clamp, size 40, 14mm bore. Requires DC-JS40 series spiders. | Stock | 31
DC-JAC40-10 | SureMotion drive coupling hub, jaw type, aluminum alloy, clamp, size 40, 5/8in bore. Requires DC-JS40 series spiders. | Stock | 31
DC-JAC40-16M | SureMotion drive coupling hub, jaw type, aluminum alloy, clamp, size 40, 16mm bore. Requires DC-JS40 series spiders. | Stock | 31
DC-JAC40-12 | SureMotion drive coupling hub, jaw type, aluminum alloy, clamp, size 40, 3/4in bore. Requires DC-JS40 series spiders. | Stock | 31.5
DC-JS40-80A | SureMotion drive coupling spider, jaw type, size 40, polyurethane, 80A durometer. For use with DC-JAC40 series hubs. | Stock | 15
DC-JS40-92A | SureMotion drive coupling spider, jaw type, size 40, polyurethane, 92A durometer. For use with DC-JAC40 series hubs. | Stock | 15
DC-JS40-98A | SureMotion drive coupling spider, jaw type, size 40, polyurethane, 98A durometer. For use with DC-JAC40 series hubs. | Stock | 15
DC-JAC55-10 | SureMotion drive coupling hub, jaw type, aluminum alloy, clamp, size 55, 5/8in bore. Requires DC-JS55 series spiders. | Stock | 36
DC-JAC55-19M | SureMotion drive coupling hub, jaw type, aluminum alloy, clamp, size 55, 19mm bore. Requires DC-JS55 series spiders. | Stock | 31.5
DC-JAC55-12 | SureMotion drive coupling hub, jaw type, aluminum alloy, clamp, size 55, 3/4in bore. Requires DC-JS55 series spiders. | Stock | 36.5
DC-JAC55-22M | SureMotion drive coupling hub, jaw type, aluminum alloy, clamp, size 55, 22mm bore. Requires DC-JS55 series spiders. | Stock | 36
DC-JAC55-14 | SureMotion drive coupling hub, jaw type, aluminum alloy, clamp, size 55, 7/8in bore. Requires DC-JS55 series spiders. | Stock | 36.5
DC-JS55-80A | SureMotion drive coupling spider, jaw type, size 55, polyurethane, 80A durometer. For use with DC-JAC55 series hubs. | Stock | 16.5
DC-JS55-92A | SureMotion drive coupling spider, jaw type, size 55, polyurethane, 92A durometer. For use with DC-JAC55 series hubs. | Stock | 16.5
DC-JS55-98A | SureMotion drive coupling spider, jaw type, size 55, polyurethane, 98A durometer. For use with DC-JAC55 series hubs. | Stock | 16.5
DC-JAC65-20 | SureMotion drive coupling hub, jaw type, aluminum alloy, clamp, size 65, 1-1/4in bore. Requires DC-JS65 series spiders. | Stock | 59
DC-JAC65-32M | SureMotion drive coupling hub, jaw type, aluminum alloy, clamp, size 65, 32mm bore. Requires DC-JS65 series spiders. | Stock | 59
DC-JS65-80A | SureMotion drive coupling spider, jaw type, size 65, polyurethane, 80A durometer. For use with DC-JAC65 series hubs. | Stock | 21
DC-JS65-92A | SureMotion drive coupling spider, jaw type, size 65, polyurethane, 92A durometer. For use with DC-JAC65 series hubs. | Stock | 21
DC-JS65-98A | SureMotion drive coupling spider, jaw type, size 65, polyurethane, 98A durometer. For use with DC-JAC65 series hubs. | Stock | 21
Oldham Coupling Hubs and Torque Discs
SOH-16C-3 | Sung-Il Machinery drive coupling hub, Oldham, aluminum alloy, clamp, size 16, 3mm bore. Requires SOH-16-DISC torque disc. | Stock | 11
SOH-16C-3.18 | Sung-Il Machinery drive coupling hub, Oldham, aluminum alloy, clamp, size 16, 1/8in bore. Requires SOH-16-DISC torque disc. | Stock | 11
SOH-16C-4 | Sung-Il Machinery drive coupling hub, Oldham, aluminum alloy, clamp, size 16, 4mm bore. Requires SOH-16-DISC torque disc. | Stock | 12
SOH-16C-4.76 | Sung-Il Machinery drive coupling hub, Oldham, aluminum alloy, clamp, size 16, 3/16in bore. Requires SOH-16-DISC torque disc. | Stock | 12
SOH-16C-5 | Sung-Il Machinery drive coupling hub, Oldham, aluminum alloy, clamp, size 16, 5mm bore. Requires SOH-16-DISC torque disc. | Stock | 12
SOH-16C-6 | Sung-Il Machinery drive coupling hub, Oldham, aluminum alloy, clamp, size 16, 6mm bore. Requires SOH-16-DISC torque disc. | Stock | 12
SOH-16-DISC | Sung-Il Machinery drive coupling torque disc, Oldham, size 16, Polyacetal. For use with SOH-16C series hubs. | Stock | 3.5
SOH-20C-4 | Sung-Il Machinery drive coupling hub, Oldham, aluminum alloy, clamp, size 20, 4mm bore. Requires SOH-20-DISC torque disc. | Stock | 13
SOH-20C-4.76 | Sung-Il Machinery drive coupling hub, Oldham, aluminum alloy, clamp, size 20, 3/16in bore. Requires SOH-20-DISC torque disc. | Stock | 13
SOH-20C-5 | Sung-Il Machinery drive coupling hub, Oldham, aluminum alloy, clamp, size 20, 5mm bore. Requires SOH-20-DISC torque disc. | Stock | 13
SOH-20C-6 | Sung-Il Machinery drive coupling hub, Oldham, aluminum alloy, clamp, size 20, 6mm bore. Requires SOH-20-DISC torque disc. | Stock | 13
SOH-20C-6.35 | Sung-Il Machinery drive coupling hub, Oldham, aluminum alloy, clamp, size 20, 1/4in bore. Requires SOH-20-DISC torque disc. | Stock | 13
SOH-20C-7.93 | Sung-Il Machinery drive coupling hub, Oldham, aluminum alloy, clamp, size 20, 5/16in bore. Requires SOH-20-DISC torque disc. | Stock | 13
SOH-20C-8 | Sung-Il Machinery drive coupling hub, Oldham, aluminum alloy, clamp, size 20, 8mm bore. Requires SOH-20-DISC torque disc. | Stock | 13
SOH-20C-9.525 | Sung-Il Machinery drive coupling hub, Oldham, aluminum alloy, clamp, size 20, 3/8in bore. Requires SOH-20-DISC torque disc. | Stock | 13
SOH-20C-10 | Sung-Il Machinery drive coupling hub, Oldham, aluminum alloy, clamp, size 20, 10mm bore. Requires SOH-20-DISC torque disc. | Stock | 13
SOH-20-DISC | Sung-Il Machinery drive coupling torque disc, Oldham, size 20, Polyacetal. For use with SOH-20C series hubs. | Stock | 4.25
SOH-25C-6 | Sung-Il Machinery drive coupling hub, Oldham, aluminum alloy, clamp, size 25, 6mm bore. Requires SOH-25-DISC torque disc. | Stock | 14.5
SOH-25C-6.35 | Sung-Il Machinery drive coupling hub, Oldham, aluminum alloy, clamp, size 25, 1/4in bore. Requires SOH-25-DISC torque disc. | Stock | 14.5
SOH-25C-8 | Sung-Il Machinery drive coupling hub, Oldham, aluminum alloy, clamp, size 25, 8mm bore. Requires SOH-25-DISC torque disc. | Stock | 14.5
SOH-25C-9.525 | Sung-Il Machinery drive coupling hub, Oldham, aluminum alloy, clamp, size 25, 3/8in bore. Requires SOH-25-DISC torque disc. | Stock | 14.5
SOH-25C-10 | Sung-Il Machinery drive coupling hub, Oldham, aluminum alloy, clamp, size 25, 10mm bore. Requires SOH-25-DISC torque disc. | Stock | 14.5
SOH-25C-12 | Sung-Il Machinery drive coupling hub, Oldham, aluminum alloy, clamp, size 25, 12mm bore. Requires SOH-25-DISC torque disc. | Stock | 14.5
SOH-25-DISC | Sung-Il Machinery drive coupling torque disc, Oldham, size 25, Polyacetal. For use with SOH-25C series hubs. | Stock | 4.25
SOH-32C-8 | Sung-Il Machinery drive coupling hub, Oldham, aluminum alloy, clamp, size 32, 8mm bore. Requires SOH-32-DISC torque disc. | Stock | 18.5
SOH-32C-9.525 | Sung-Il Machinery drive coupling hub, Oldham, aluminum alloy, clamp, size 32, 3/8in bore. Requires SOH-32-DISC torque disc. | Stock | 18.5
SOH-32C-10 | Sung-Il Machinery drive coupling hub, Oldham, aluminum alloy, clamp, size 32, 10mm bore. Requires SOH-32-DISC torque disc. | Stock | 18.5
SOH-32C-12 | Sung-Il Machinery drive coupling hub, Oldham, aluminum alloy, clamp, size 32, 12mm bore. Requires SOH-32-DISC torque disc. | Stock | 18.5
SOH-32C-13 | Sung-Il Machinery drive coupling hub, Oldham, aluminum alloy, clamp, size 32, 13mm bore. Requires SOH-32-DISC torque disc. | Stock | 16
SOH-32C-14 | Sung-Il Machinery drive coupling hub, Oldham, aluminum alloy, clamp, size 32, 14mm bore. Requires SOH-32-DISC torque disc. | Stock | 18.5
SOH-32C-12.7 | Sung-Il Machinery drive coupling hub, Oldham, aluminum alloy, clamp, size 32, 1/2in bore. Requires SOH-32-DISC torque disc. | Stock | 18.5
SOH-32-DISC | Sung-Il Machinery drive coupling torque disc, Oldham, size 32, Polyacetal. For use with SOH-32C series hubs. | Stock | 7.5
SOH-43C-12 | Sung-Il Machinery drive coupling hub, Oldham, aluminum alloy, clamp, size 43, 12mm bore. Requires SOH-43-DISC torque disc. | Stock | 29.5
SOH-43C-12.7 | Sung-Il Machinery drive coupling hub, Oldham, aluminum alloy, clamp, size 43, 1/2in bore. Requires SOH-43-DISC torque disc. | Stock | 29.5
SOH-43C-14 | Sung-Il Machinery drive coupling hub, Oldham, aluminum alloy, clamp, size 43, 14mm bore. Requires SOH-43-DISC torque disc. | Stock | 29.5
SOH-43C-15.875 | Sung-Il Machinery drive coupling hub, Oldham, aluminum alloy, clamp, size 43, 5/8in bore. Requires SOH-43-DISC torque disc. | Stock | 29.5
SOH-43C-16 | Sung-Il Machinery drive coupling hub, Oldham, aluminum alloy, clamp, size 43, 16mm bore. Requires SOH-43-DISC torque disc. | Stock | 29.5
SOH-43C-19 | Sung-Il Machinery drive coupling hub, Oldham, aluminum alloy, clamp, size 43, 19mm bore. Requires SOH-43-DISC torque disc. | Stock | 29.5
SOH-43-DISC | Sung-Il Machinery drive coupling torque disc, Oldham, size 43, Polyacetal. For use with SOH-43C series hubs. | Stock | 8.75
SOH-57C-15.875 | Sung-Il Machinery drive coupling hub, Oldham, aluminum alloy, clamp, size 57, 5/8in bore. Requires SOH-57-DISC torque disc. | Stock | 49
SOH-57C-16 | Sung-Il Machinery drive coupling hub, Oldham, aluminum alloy, clamp, size 57, 16mm bore. Requires SOH-57-DISC torque disc. | Stock | 49
SOH-57C-19 | Sung-Il Machinery drive coupling hub, Oldham, aluminum alloy, clamp, size 57, 19mm bore. Requires SOH-57-DISC torque disc. | Stock | 49
SOH-57C-19.05 | Sung-Il Machinery drive coupling hub, Oldham, aluminum alloy, clamp, size 57, 3/4in bore. Requires SOH-57-DISC torque disc. | Stock | 49
SOH-57C-22 | Sung-Il Machinery drive coupling hub, Oldham, aluminum alloy, clamp, size 57, 22mm bore. Requires SOH-57-DISC torque disc. | Stock | 49
SOH-57C-22.225 | Sung-Il Machinery drive coupling hub, Oldham, aluminum alloy, clamp, size 57, 7/8in bore. Requires SOH-57-DISC torque disc. | Stock | 49
SOH-57C-24 | Sung-Il Machinery drive coupling hub, Oldham, aluminum alloy, clamp, size 57, 24mm bore. Requires SOH-57-DISC torque disc. | Stock | 49
SOH-57-DISC | Sung-Il Machinery drive coupling torque disc, Oldham, size 57, Polyacetal. For use with SOH-57C series hubs. | Stock | 8.75
SOHM-70C-20 | Sung-Il Machinery drive coupling hub, Oldham, aluminum alloy, clamp, size 70, 20mm bore. Requires SOH-70-DISC torque disc. | Stock | 61
SOHM-70C-19.05 | Sung-Il Machinery drive coupling hub, Oldham, aluminum alloy, clamp, size 70, 3/4in bore. Requires SOH-70-DISC torque disc. | Stock | 64
SOHM-70C-22.225 | Sung-Il Machinery drive coupling hub, Oldham, aluminum alloy, clamp, size 70, 7/8in bore. Requires SOH-70-DISC torque disc. | Stock | 61
SOHM-70C-25 | Sung-Il Machinery drive coupling hub, Oldham, aluminum alloy, clamp, size 70, 25mm bore. Requires SOH-70-DISC torque disc. | Stock | 61
SOHM-70C-25.4 | Sung-Il Machinery drive coupling hub, Oldham, aluminum alloy, clamp, size 70, 1in bore. Requires SOH-70-DISC torque disc. | Stock | 61
SOHM-70C-28.575 | Sung-Il Machinery drive coupling hub, Oldham, aluminum alloy, clamp, size 70, 1-1/8in bore. Requires SOH-70-DISC torque disc. | Stock | 64
SOHM-70C-30 | Sung-Il Machinery drive coupling hub, Oldham, aluminum alloy, clamp, size 70, 30mm bore. Requires SOH-70-DISC torque disc. | Stock | 61
SOHM-70C-31.75 | Sung-Il Machinery drive coupling hub, Oldham, aluminum alloy, clamp, size 70, 1-1/4in bore. Requires SOH-70-DISC torque disc. | Stock | 64
SOHM-70C-32 | Sung-Il Machinery drive coupling hub, Oldham, aluminum alloy, clamp, size 70, 32mm bore. Requires SOH-70-DISC torque disc. | Stock | 55
SOHM-70C-34.925 | Sung-Il Machinery drive coupling hub, Oldham, aluminum alloy, clamp, size 70, 1-3/8in bore. Requires SOH-70-DISC torque disc. | Stock | 55
SOHM-70C-35 | Sung-Il Machinery drive coupling hub, Oldham, aluminum alloy, clamp, size 70, 35mm bore. Requires SOH-70-DISC torque disc. | Stock | 61
SOHM-70C-40 | Sung-Il Machinery drive coupling hub, Oldham, aluminum alloy, clamp, size 70, 40mm bore. Requires SOH-70-DISC torque disc. | Stock | 55
SOH-70-DISC | Sung-Il Machinery drive coupling torque disc, Oldham, size 70, Polyacetal. For use with SOHM-70C series hubs. | Stock | 29
DC-DAC19-05M | SureMotion drive coupling hub, Oldham, aluminum alloy, clamp, size 19, 5mm bore. Requires DC-DDS19 torque disc. | Stock | 20.5
DC-DAC19-04 | SureMotion drive coupling hub, Oldham, aluminum alloy, clamp, size 19, 1/4in bore. Requires DC-DDS19 torque disc. | Stock | 20.5
DC-DAC19-08M | SureMotion drive coupling hub, Oldham, aluminum alloy, clamp, size 19, 8mm bore. Requires DC-DDS19 torque disc. | Stock | 20.5
DC-DDS19 | SureMotion drive coupling torque disc, Oldham, size 19, Delrin. For use with DC-DAC19 series hubs. | Stock | 2.25
DC-DAC25-04 | SureMotion drive coupling hub, Oldham, aluminum alloy, clamp, size 25, 1/4in bore. Requires DC-DDS25 torque disc. | Stock | 28
DC-DAC25-08M | SureMotion drive coupling hub, Oldham, aluminum alloy, clamp, size 25, 8mm bore. Requires DC-DDS25 torque disc. | Stock | 28
DC-DAC25-06 | SureMotion drive coupling hub, Oldham, aluminum alloy, clamp, size 25, 3/8in bore. Requires DC-DDS25 torque disc. | Stock | 28
DC-DAC25-10M | SureMotion drive coupling hub, Oldham, aluminum alloy, clamp, size 25, 10mm bore. Requires DC-DDS25 torque disc. | Stock | 28
DC-DAC25-12M | SureMotion drive coupling hub, Oldham, aluminum alloy, clamp, size 25, 12mm bore. Requires DC-DDS25 torque disc. | Stock | 28
DC-DDS25 | SureMotion drive coupling torque disc, Oldham, size 25, Delrin. For use with DC-DAC25 series hubs. | Stock | 5
DC-DAC33-06 | SureMotion drive coupling hub, Oldham, aluminum alloy, clamp, size 33, 3/8in bore. Requires DC-DDS33 torque disc. | Stock | 39.5
DC-DAC33-10M | SureMotion drive coupling hub, Oldham, aluminum alloy, clamp, size 33, 10mm bore. Requires DC-DDS33 torque disc. | Stock | 29.5
DC-DAC33-12M | SureMotion drive coupling hub, Oldham, aluminum alloy, clamp, size 33, 12mm bore. Requires DC-DDS33 torque disc. | Stock | 39.5
DC-DAC33-08 | SureMotion drive coupling hub, Oldham, aluminum alloy, clamp, size 33, 1/2in bore. Requires DC-DDS33 torque disc. | Stock | 39.5
DC-DAC33-14M | SureMotion drive coupling hub, Oldham, aluminum alloy, clamp, size 33, 14mm bore. Requires DC-DDS33 torque disc. | Stock | 39
DC-DAC33-10 | SureMotion drive coupling hub, Oldham, aluminum alloy, clamp, size 33, 5/8in bore. Requires DC-DDS33 torque disc. | Stock | 31.5
DC-DAC33-16M | SureMotion drive coupling hub, Oldham, aluminum alloy, clamp, size 33, 16mm bore. Requires DC-DDS33 torque disc. | Stock | 19.5
DC-DDS33 | SureMotion drive coupling torque disc, Oldham, size 33, Delrin. For use with DC-DAC33 series hubs. | Stock | 8.5
DC-DAC41-08 | SureMotion drive coupling hub, Oldham, aluminum alloy, clamp, size 41, 1/2in bore. Requires DC-DDS41 torque disc. | Stock | 44
DC-DAC41-14M | SureMotion drive coupling hub, Oldham, aluminum alloy, clamp, size 41, 14mm bore. Requires DC-DDS41 torque disc. | Stock | 44.5
DC-DAC41-10 | SureMotion drive coupling hub, Oldham, aluminum alloy, clamp, size 41, 5/8in bore. Requires DC-DDS41 torque disc. | Stock | 44
DC-DAC41-16M | SureMotion drive coupling hub, Oldham, aluminum alloy, clamp, size 41, 16mm bore. Requires DC-DDS41 torque disc. | Stock | 44.5
DC-DAC41-19M | SureMotion drive coupling hub, Oldham, aluminum alloy, clamp, size 41, 19mm bore. Requires DC-DDS41 torque disc. | Stock | 44.5
DC-DAC41-12 | SureMotion drive coupling hub, Oldham, aluminum alloy, clamp, size 41, 3/4in bore. Requires DC-DDS41 torque disc. | Stock | 44.5
DC-DAC50-08 | SureMotion drive coupling hub, Oldham, aluminum alloy, clamp, size 50, 1/2in bore. Requires DC-DDS50 torque disc. | Stock | 91
DC-DAC50-14M | SureMotion drive coupling hub, Oldham, aluminum alloy, clamp, size 50, 14mm bore. Requires DC-DDS50 torque disc. | Stock | 91
DC-DAC50-10 | SureMotion drive coupling hub, Oldham, aluminum alloy, clamp, size 50, 5/8in bore. Requires DC-DDS50 torque disc. | Stock | 91
DC-DAC50-16M | SureMotion drive coupling hub, Oldham, aluminum alloy, clamp, size 50, 16mm bore. Requires DC-DDS50 torque disc. | Stock | 91
DC-DAC50-19M | SureMotion drive coupling hub, Oldham, aluminum alloy, clamp, size 50, 19mm bore. Requires DC-DDS50 torque disc. | Stock | 91
DC-DAC50-12 | SureMotion drive coupling hub, Oldham, aluminum alloy, clamp, size 50, 3/4in bore. Requires DC-DDS50 torque disc. | Stock | 91
DC-DAC50-16 | SureMotion drive coupling hub, Oldham, aluminum alloy, clamp, size 50, 1in bore. Requires DC-DDS50 torque disc. | Stock | 91
DC-DDS50 | SureMotion drive coupling torque disc, Oldham, size 50, Delrin. For use with DC-DAC50 series hubs. | Stock | 24
DC-DAC57-10 | SureMotion drive coupling hub, Oldham, aluminum alloy, clamp, size 57, 5/8in bore. Requires DC-DDS57 torque disc. | Stock | 99
DC-DAC57-16M | SureMotion drive coupling hub, Oldham, aluminum alloy, clamp, size 57, 16mm bore. Requires DC-DDS57 torque disc. | Stock | 99
DC-DAC57-19M | SureMotion drive coupling hub, Oldham, aluminum alloy, clamp, size 57, 19mm bore. Requires DC-DDS57 torque disc. | Stock | 99
DC-DAC57-12 | SureMotion drive coupling hub, Oldham, aluminum alloy, clamp, size 57, 3/4in bore. Requires DC-DDS57 torque disc. | Stock | 99
DC-DAC57-16 | SureMotion drive coupling hub, Oldham, aluminum alloy, clamp, size 57, 1in bore. Requires DC-DDS57 torque disc. | Stock | 99
DC-DDS57 | SureMotion drive coupling torque disc, Oldham, size 57, Delrin. For use with DC-DAC57 series hubs. | Stock | 33.5
Servo Beam Drive Couplings
SRB-16C-3-3 | Sung-Il Machinery drive coupling, servo-beam, 7075-T6 aluminum alloy, clamp, size 16, 3 x 3mm bore. | Stock | 26
SRB-16C-3-4 | Sung-Il Machinery drive coupling, servo-beam, 7075-T6 aluminum alloy, clamp, size 16, 3 x 4mm bore. | Stock | 26
SRB-16C-3-5 | Sung-Il Machinery drive coupling, servo-beam, 7075-T6 aluminum alloy, clamp, size 16, 3 x 5mm bore. | Stock | 26
SRB-16C-3-6 | Sung-Il Machinery drive coupling, servo-beam, 7075-T6 aluminum alloy, clamp, size 16, 3 x 6mm bore. | Stock | 26
SRB-16C-4-4 | Sung-Il Machinery drive coupling, servo-beam, 7075-T6 aluminum alloy, clamp, size 16, 4 x 4mm bore. | Stock | 29.5
SRB-16C-4-5 | Sung-Il Machinery drive coupling, servo-beam, 7075-T6 aluminum alloy, clamp, size 16, 4 x 5mm bore. | Stock | 29.5
SRB-16C-4-6 | Sung-Il Machinery drive coupling, servo-beam, 7075-T6 aluminum alloy, clamp, size 16, 4 x 6mm bore. | Stock | 29.5
SRB-16C-4-4.76 | Sung-Il Machinery drive coupling, servo-beam, 7075-T6 aluminum alloy, clamp, size 16, 4mm x 3/16in bore. | Stock | 26
SRB-16C-4-6.35 | Sung-Il Machinery drive coupling, servo-beam, 7075-T6 aluminum alloy, clamp, size 16, 4mm x 1/4in bore. | Stock | 26
SRB-19C-4-6.35 | Sung-Il Machinery drive coupling, servo-beam, 7075-T6 aluminum alloy, clamp, size 19, 4mm x 1/4in bore. | Stock | 26
SRB-16C-5-5 | Sung-Il Machinery drive coupling, servo-beam, 7075-T6 aluminum alloy, clamp, size 16, 5 x 5mm bore. | Stock | 29.5
SRB-16C-5-6 | Sung-Il Machinery drive coupling, servo-beam, 7075-T6 aluminum alloy, clamp, size 16, 5 x 6mm bore. | Stock | 29.5
SRB-16C-6-6 | Sung-Il Machinery drive coupling, servo-beam, 7075-T6 aluminum alloy, clamp, size 16, 6 x 6mm bore. | Stock | 29.5
SRB-19C-5-5 | Sung-Il Machinery drive coupling, servo-beam, 7075-T6 aluminum alloy, clamp, size 19, 5 x 5mm bore. | Stock | 29.5
SRB-19C-5-6 | Sung-Il Machinery drive coupling, servo-beam, 7075-T6 aluminum alloy, clamp, size 19, 5 x 6mm bore. | Stock | 29.5
SRB-19C-4.93-5 | Sung-Il Machinery drive coupling, servo-beam, 7075-T6 aluminum alloy, clamp, size 19, 4.93 x 5mm bore. | Stock | 26
SRB-19C-5-6.35 | Sung-Il Machinery drive coupling, servo-beam, 7075-T6 aluminum alloy, clamp, size 19, 5 x 6.35mm (1/4in) bore. | Stock | 29.5
SRB-19C-5-8 | Sung-Il Machinery drive coupling, servo-beam, 7075-T6 aluminum alloy, clamp, size 19, 5 x 8mm bore. | Stock | 29.5
SRB-19C-6-6 | Sung-Il Machinery drive coupling, servo-beam, 7075-T6 aluminum alloy, clamp, size 19, 6 x 6mm bore. | Stock | 29.5
SRB-19C-6-6.35 | Sung-Il Machinery drive coupling, servo-beam, 7075-T6 aluminum alloy, clamp, size 19, 6 x 6.35mm (1/4in) bore. | Stock | 29.5
SRB-19C-6-8 | Sung-Il Machinery drive coupling, servo-beam, 7075-T6 aluminum alloy, clamp, size 19, 6 x 8mm bore. | Stock | 29.5
SRB-19C-6.35-6.35 | Sung-Il Machinery drive coupling, servo-beam, 7075-T6 aluminum alloy, clamp, size 19, 6.35 (1/4in) x 6.35mm (1/4in) bore. | Stock | 29.5
SRB-19C-6.35-8 | Sung-Il Machinery drive coupling, servo-beam, 7075-T6 aluminum alloy, clamp, size 19, 6.35 (1/4in) x 8mm bore. | Stock | 29.5
SRB-19C-8-8 | Sung-Il Machinery drive coupling, servo-beam, 7075-T6 aluminum alloy, clamp, size 19, 8 x 8mm bore. | Stock | 29.5
SRB-22C-5-5 | Sung-Il Machinery drive coupling, servo-beam, 7075-T6 aluminum alloy, clamp, size 22, 5 x 5mm bore. | Stock | 31.5
SRB-22C-5-6 | Sung-Il Machinery drive coupling, servo-beam, 7075-T6 aluminum alloy, clamp, size 22, 5 x 6mm bore. | Stock | 31.5
SRB-22C-5-6.35 | Sung-Il Machinery drive coupling, servo-beam, 7075-T6 aluminum alloy, clamp, size 22, 5 x 6.35mm (1/4in) bore. | Stock | 31.5
SRB-22C-5-8 | Sung-Il Machinery drive coupling, servo-beam, 7075-T6 aluminum alloy, clamp, size 22, 5 x 8mm bore. | Stock | 31.5
SRB-22C-5-9.525 | Sung-Il Machinery drive coupling, servo-beam, 7075-T6 aluminum alloy, clamp, size 22, 5 x 9.525mm (3/8in) bore. | Stock | 31.5
SRB-22C-5-10 | Sung-Il Machinery drive coupling, servo-beam, 7075-T6 aluminum alloy, clamp, size 22, 5 x 10mm bore. | Stock | 31.5
SRB-22C-6-6 | Sung-Il Machinery drive coupling, servo-beam, 7075-T6 aluminum alloy, clamp, size 22, 6 x 6mm bore. | Stock | 31.5
SRB-22C-6-6.35 | Sung-Il Machinery drive coupling, servo-beam, 7075-T6 aluminum alloy, clamp, size 22, 6 x 6.35mm (1/4in) bore. | Stock | 31.5
SRB-22C-6-8 | Sung-Il Machinery drive coupling, servo-beam, 7075-T6 aluminum alloy, clamp, size 22, 6 x 8mm bore. | Stock | 31.5
SRB-22C-6-9.525 | Sung-Il Machinery drive coupling, servo-beam, 7075-T6 aluminum alloy, clamp, size 22, 6 x 9.525mm (3/8in) bore. | Stock | 31.5
SRB-22C-6-10 | Sung-Il Machinery drive coupling, servo-beam, 7075-T6 aluminum alloy, clamp, size 22, 6 x 10mm bore. | Stock | 31.5
SRB-22C-6.35-6.35 | Sung-Il Machinery drive coupling, servo-beam, 7075-T6 aluminum alloy, clamp, size 22, 6.35 (1/4in) x 6.35mm (1/4in) bore. | Stock | 31.5
SRB-22C-6.35-8 | Sung-Il Machinery drive coupling, servo-beam, 7075-T6 aluminum alloy, clamp, size 22, 6.35 (1/4in) x 8mm bore. | Stock | 31.5
SRB-22C-6.35-9.525 | Sung-Il Machinery drive coupling, servo-beam, 7075-T6 aluminum alloy, clamp, size 22, 6.35 (1/4in) x 9.525mm (3/8in) bore. | Stock | 31.5
SRB-22C-6.35-10 | Sung-Il Machinery drive coupling, servo-beam, 7075-T6 aluminum alloy, clamp, size 22, 6.35 (1/4in) x 10mm bore. | Stock | 31.5
SRB-22C-8-8 | Sung-Il Machinery drive coupling, servo-beam, 7075-T6 aluminum alloy, clamp, size 22, 8 x 8mm bore. | Stock | 31.5
SRB-22C-8-9.525 | Sung-Il Machinery drive coupling, servo-beam, 7075-T6 aluminum alloy, clamp, size 22, 8 x 9.525mm (3/8in) bore. | Stock | 31.5
SRB-22C-8-10 | Sung-Il Machinery drive coupling, servo-beam, 7075-T6 aluminum alloy, clamp, size 22, 8 x 10mm bore. | Stock | 31.5
SRB-22C-9.525-9.525 | Sung-Il Machinery drive coupling, servo-beam, 7075-T6 aluminum alloy, clamp, size 22, 9.525 (3/8in) x 9.525mm (3/8in) bore. | Stock | 31.5
SRB-22C-9.525-10 | Sung-Il Machinery drive coupling, servo-beam, 7075-T6 aluminum alloy, clamp, size 22, 9.525 (3/8in) x 10mm bore. | Stock | 31.5
SRB-22C-10-10 | Sung-Il Machinery drive coupling, servo-beam, 7075-T6 aluminum alloy, clamp, size 22, 10 x 10mm bore. | Stock | 31.5
SRB-26C-6-6 | Sung-Il Machinery drive coupling, servo-beam, 7075-T6 aluminum alloy, clamp, size 26, 6 x 6mm bore. | Stock | 37
SRB-26C-6-6.35 | Sung-Il Machinery drive coupling, servo-beam, 7075-T6 aluminum alloy, clamp, size 26, 6 x 6.35mm (1/4in) bore. | Stock | 37
SRB-26C-6-8 | Sung-Il Machinery drive coupling, servo-beam, 7075-T6 aluminum alloy, clamp, size 26, 6 x 8mm bore. | Stock | 37
SRB-26C-6-9.525 | Sung-Il Machinery drive coupling, servo-beam, 7075-T6 aluminum alloy, clamp, size 26, 6 x 9.525mm (3/8in) bore. | Stock | 37
SRB-26C-6-10 | Sung-Il Machinery drive coupling, servo-beam, 7075-T6 aluminum alloy, clamp, size 26, 6 x 10mm bore. | Stock | 37
SRB-26C-6-12 | Sung-Il Machinery drive coupling, servo-beam, 7075-T6 aluminum alloy, clamp, size 26, 6 x 12mm bore. | Stock | 37
SRB-26C-6.35-6.35 | Sung-Il Machinery drive coupling, servo-beam, 7075-T6 aluminum alloy, clamp, size 26, 6.35 (1/4in) x 6.35mm (1/4in) bore. | Stock | 37
SRB-26C-6.35-8 | Sung-Il Machinery drive coupling, servo-beam, 7075-T6 aluminum alloy, clamp, size 26, 6.35 (1/4in) x 8mm bore. | Stock | 37
SRB-26C-6.35-9.525 | Sung-Il Machinery drive coupling, servo-beam, 7075-T6 aluminum alloy, clamp, size 26, 6.35 (1/4in) x 9.525mm (3/8in) bore. | Stock | 37
SRB-26C-6.35-10 | Sung-Il Machinery drive coupling, servo-beam, 7075-T6 aluminum alloy, clamp, size 26, 6.35 (1/4in) x 10mm bore. | Stock | 37
SRB-26C-6.35-12 | Sung-Il Machinery drive coupling, servo-beam, 7075-T6 aluminum alloy, clamp, size 26, 6.35 (1/4in) x 12mm bore. | Stock | 37
SRB-26C-8-8 | Sung-Il Machinery drive coupling, servo-beam, 7075-T6 aluminum alloy, clamp, size 26, 8 x 8mm bore. | Stock | 37
SRB-26C-8-9.525 | Sung-Il Machinery drive coupling, servo-beam, 7075-T6 aluminum alloy, clamp, size 26, 8 x 9.525mm (3/8in) bore. | Stock | 37
SRB-26C-8-10 | Sung-Il Machinery drive coupling, servo-beam, 7075-T6 aluminum alloy, clamp, size 26, 8 x 10mm bore. | Stock | 37
SRB-26C-8-12 | Sung-Il Machinery drive coupling, servo-beam, 7075-T6 aluminum alloy, clamp, size 26, 8 x 12mm bore. | Stock | 37
SRB-26C-9.525-9.525 | Sung-Il Machinery drive coupling, servo-beam, 7075-T6 aluminum alloy, clamp, size 26, 9.525 (3/8in) x 9.525mm (3/8in) bore. | Stock | 37
SRB-26C-9.525-10 | Sung-Il Machinery drive coupling, servo-beam, 7075-T6 aluminum alloy, clamp, size 26, 9.525 (3/8in) x 10mm bore. | Stock | 37
SRB-26C-9.525-12 | Sung-Il Machinery drive coupling, servo-beam, 7075-T6 aluminum alloy, clamp, size 26, 9.525 (3/8in) x 12mm bore. | Stock | 37
SRB-26C-10-10 | Sung-Il Machinery drive coupling, servo-beam, 7075-T6 aluminum alloy, clamp, size 26, 10 x 10mm bore. | Stock | 37
SRB-26C-10-12 | Sung-Il Machinery drive coupling, servo-beam, 7075-T6 aluminum alloy, clamp, size 26, 10 x 12mm bore. | Stock | 37
SRB-26C-12-12 | Sung-Il Machinery drive coupling, servo-beam, 7075-T6 aluminum alloy, clamp, size 26, 12 x 12mm bore. | Stock | 37
SRBA-32C-6.35-12.7 | Sung-Il Machinery drive coupling, servo-beam, 7075-T6 aluminum alloy, clamp, size 32, 1/4 x 1/2in bore. | Stock | 30
SRBA-32C-8-8 | Sung-Il Machinery drive coupling, servo-beam, 7075-T6 aluminum alloy, clamp, size 32, 8 x 8mm bore. | Stock | 45.5
SRBA-32C-8-9.525 | Sung-Il Machinery drive coupling, servo-beam, 7075-T6 aluminum alloy, clamp, size 32, 8 x 9.525mm (3/8in) bore. | Stock | 45.5
SRBA-32C-8-10 | Sung-Il Machinery drive coupling, servo-beam, 7075-T6 aluminum alloy, clamp, size 32, 8 x 10mm bore. | Stock | 45.5
SRBA-32C-8-12 | Sung-Il Machinery drive coupling, servo-beam, 7075-T6 aluminum alloy, clamp, size 32, 8 x 12mm bore. | Stock | 45.5
SRBA-32C-8-14 | Sung-Il Machinery drive coupling, servo-beam, 7075-T6 aluminum alloy, clamp, size 32, 8 x 14mm bore. | Stock | 45.5
SRBA-32C-9.525-9.525 | Sung-Il Machinery drive coupling, servo-beam, 7075-T6 aluminum alloy, clamp, size 32, 9.525 (3/8in) x 9.525mm (3/8in) bore. | Stock | 45.5
SRBA-32C-9.525-10 | Sung-Il Machinery drive coupling, servo-beam, 7075-T6 aluminum alloy, clamp, size 32, 9.525 (3/8in) x 10mm bore. | Stock | 45.5
SRBA-32C-9.525-12 | Sung-Il Machinery drive coupling, servo-beam, 7075-T6 aluminum alloy, clamp, size 32, 9.525 (3/8in) x 12mm bore. | Stock | 45.5
SRBA-32C-9.525-12.7 | Sung-Il Machinery drive coupling, servo-beam, 7075-T6 aluminum alloy, clamp, size 32, 3/8 x 1/2in bore. | Stock | 40
SRBA-32C-9.525-14 | Sung-Il Machinery drive coupling, servo-beam, 7075-T6 aluminum alloy, clamp, size 32, 9.525 (3/8in) x 14mm bore. | Stock | 45.5
SRBA-32C-10-10 | Sung-Il Machinery drive coupling, servo-beam, 7075-T6 aluminum alloy, clamp, size 32, 10 x 10mm bore. | Stock | 45.5
SRBA-32C-10-12 | Sung-Il Machinery drive coupling, servo-beam, 7075-T6 aluminum alloy, clamp, size 32, 10 x 12mm bore. | Stock | 45.5
SRBA-32C-10-14 | Sung-Il Machinery drive coupling, servo-beam, 7075-T6 aluminum alloy, clamp, size 32, 10 x 14mm bore. | Stock | 45.5
SRBA-32C-12.7-12.7 | Sung-Il Machinery drive coupling, servo-beam, 7075-T6 aluminum alloy, clamp, size 32, 1/2 x 1/2in bore. | Stock | 40
SRBA-32C-12.7-15.875 | Sung-Il Machinery drive coupling, servo-beam, 7075-T6 aluminum alloy, clamp, size 32, 1/2 x 5/8in bore. | Stock | 40
SRBA-32C-13-13 | Sung-Il Machinery drive coupling, servo-beam, 7075-T6 aluminum alloy, clamp, size 32, 13 x 13mm bore. | Stock | 40
SRBA-32C-5-14 | Sung-Il Machinery drive coupling, servo-beam, 7075-T6 aluminum alloy, clamp, size 32, 5 x 14mm bore. | Stock | 40
SRBA-39C-10-10 | Sung-Il Machinery drive coupling, servo-beam, 7075-T6 aluminum alloy, clamp, size 39, 10 x 10mm bore. | Stock | 80
SRBA-39C-10-12 | Sung-Il Machinery drive coupling, servo-beam, 7075-T6 aluminum alloy, clamp, size 39, 10 x 12mm bore. | Stock | 80
SRBA-39C-10-14 | Sung-Il Machinery drive coupling, servo-beam, 7075-T6 aluminum alloy, clamp, size 39, 10 x 14mm bore. | Stock | 80
SRBA-39C-10-16 | Sung-Il Machinery drive coupling, servo-beam, 7075-T6 aluminum alloy, clamp, size 39, 10 x 16mm bore. | Stock | 80
SRBA-39C-10-18 | Sung-Il Machinery drive coupling, servo-beam, 7075-T6 aluminum alloy, clamp, size 39, 10 x 18mm bore. | Stock | 80
SRBA-39C-10-19 | Sung-Il Machinery drive coupling, servo-beam, 7075-T6 aluminum alloy, clamp, size 39, 10 x 19mm bore. | Stock | 80
SRBA-39C-12-12 | Sung-Il Machinery drive coupling, servo-beam, 7075-T6 aluminum alloy, clamp, size 39, 12 x 12mm bore. | Stock | 80
SRBA-39C-12-14 | Sung-Il Machinery drive coupling, servo-beam, 7075-T6 aluminum alloy, clamp, size 39, 12 x 14mm bore. | Stock | 80
SRBA-39C-12-16 | Sung-Il Machinery drive coupling, servo-beam, 7075-T6 aluminum alloy, clamp, size 39, 12 x 16mm bore. | Stock | 80
SRBA-39C-12-18 | Sung-Il Machinery drive coupling, servo-beam, 7075-T6 aluminum alloy, clamp, size 39, 12 x 18mm bore. | Stock | 80
SRBA-39C-12-19 | Sung-Il Machinery drive coupling, servo-beam, 7075-T6 aluminum alloy, clamp, size 39, 12 x 19mm bore. | Stock | 80
SRBA-39C-14-14 | Sung-Il Machinery drive coupling, servo-beam, 7075-T6 aluminum alloy, clamp, size 39, 14 x 14mm bore. | Stock | 80
SRBA-39C-14-16 | Sung-Il Machinery drive coupling, servo-beam, 7075-T6 aluminum alloy, clamp, size 39, 14 x 16mm bore. | Stock | 80
SRBA-39C-14-18 | Sung-Il Machinery drive coupling, servo-beam, 7075-T6 aluminum alloy, clamp, size 39, 14 x 18mm bore. | Stock | 80
SRBA-39C-14-19 | Sung-Il Machinery drive coupling, servo-beam, 7075-T6 aluminum alloy, clamp, size 39, 14 x 19mm bore. | Stock | 80
SRBA-39C-15.87-19.05 | Sung-Il Machinery drive coupling, servo-beam, 7075-T6 aluminum alloy, clamp, size 39, 5/8 x 3/4in bore. | Stock | 71
SRBA-39C-16-16 | Sung-Il Machinery drive coupling, servo-beam, 7075-T6 aluminum alloy, clamp, size 39, 16 x 16mm bore. | Stock | 80
SRBA-39C-16-18 | Sung-Il Machinery drive coupling, servo-beam, 7075-T6 aluminum alloy, clamp, size 39, 16 x 18mm bore. | Stock | 80
SRBA-39C-16-19 | Sung-Il Machinery drive coupling, servo-beam, 7075-T6 aluminum alloy, clamp, size 39, 16 x 19mm bore. | Stock | 80
SRBA-39C-18-18 | Sung-Il Machinery drive coupling, servo-beam, 7075-T6 aluminum alloy, clamp, size 39, 18 x 18mm bore. | Stock | 80
SRBA-39C-18-19 | Sung-Il Machinery drive coupling, servo-beam, 7075-T6 aluminum alloy, clamp, size 39, 18 x 19mm bore. | Stock | 80
SRBA-39C-19-19 | Sung-Il Machinery drive coupling, servo-beam, 7075-T6 aluminum alloy, clamp, size 39, 19 x 19mm bore. | Stock | 80
SRBA-39C-19.05-19.05 | Sung-Il Machinery drive coupling, servo-beam, 7075-T6 aluminum alloy, clamp, size 39, 3/4 x 3/4in bore. | Stock | 71
SRBA-49C-12-12 | Sung-Il Machinery drive coupling, servo-beam, 7075-T6 aluminum alloy, clamp, size 49, 12 x 12mm bore. | Stock | 132
SRBA-49C-12-14 | Sung-Il Machinery drive coupling, servo-beam, 7075-T6 aluminum alloy, clamp, size 49, 12 x 14mm bore. | Stock | 132
SRBA-49C-12-16 | Sung-Il Machinery drive coupling, servo-beam, 7075-T6 aluminum alloy, clamp, size 49, 12 x 16mm bore. | Stock | 132
SRBA-49C-12-18 | Sung-Il Machinery drive coupling, servo-beam, 7075-T6 aluminum alloy, clamp, size 49, 12 x 18mm bore. | Stock | 132
SRBA-49C-12-19 | Sung-Il Machinery drive coupling, servo-beam, 7075-T6 aluminum alloy, clamp, size 49, 12 x 19mm bore. | Stock | 132
SRBA-49C-12-20 | Sung-Il Machinery drive coupling, servo-beam, 7075-T6 aluminum alloy, clamp, size 49, 12 x 20mm bore. | Stock | 132
SRBA-49C-14-14 | Sung-Il Machinery drive coupling, servo-beam, 7075-T6 aluminum alloy, clamp, size 49, 14 x 14mm bore. | Stock | 132
SRBA-49C-14-16 | Sung-Il Machinery drive coupling, servo-beam, 7075-T6 aluminum alloy, clamp, size 49, 14 x 16mm bore. | Stock | 132
SRBA-49C-14-18 | Sung-Il Machinery drive coupling, servo-beam, 7075-T6 aluminum alloy, clamp, size 49, 14 x 18mm bore. | Stock | 132
SRBA-49C-14-19 | Sung-Il Machinery drive coupling, servo-beam, 7075-T6 aluminum alloy, clamp, size 49, 14 x 19mm bore. | Stock | 132
SRBA-49C-14-20 | Sung-Il Machinery drive coupling, servo-beam, 7075-T6 aluminum alloy, clamp, size 49, 14 x 20mm bore. | Stock | 132
SRBA-49C-16-16 | Sung-Il Machinery drive coupling, servo-beam, 7075-T6 aluminum alloy, clamp, size 49, 16 x 16mm bore. | Stock | 132
SRBA-49C-16-18 | Sung-Il Machinery drive coupling, servo-beam, 7075-T6 aluminum alloy, clamp, size 49, 16 x 18mm bore. | Stock | 132
SRBA-49C-16-19 | Sung-Il Machinery drive coupling, servo-beam, 7075-T6 aluminum alloy, clamp, size 49, 16 x 19mm bore. | Stock | 132
SRBA-49C-16-20 | Sung-Il Machinery drive coupling, servo-beam, 7075-T6 aluminum alloy, clamp, size 49, 16 x 20mm bore. | Stock | 132
SRBA-49C-18-18 | Sung-Il Machinery drive coupling, servo-beam, 7075-T6 aluminum alloy, clamp, size 49, 18 x 18mm bore. | Stock | 132
SRBA-49C-18-19 | Sung-Il Machinery drive coupling, servo-beam, 7075-T6 aluminum alloy, clamp, size 49, 18 x 19mm bore. | Stock | 132
SRBA-49C-18-20 | Sung-Il Machinery drive coupling, servo-beam, 7075-T6 aluminum alloy, clamp, size 49, 18 x 20mm bore. | Stock | 132
SRBA-49C-19-19 | Sung-Il Machinery drive coupling, servo-beam, 7075-T6 aluminum alloy, clamp, size 49, 19 x 19mm bore. | Stock | 132
SRBA-49C-19-20 | Sung-Il Machinery drive coupling, servo-beam, 7075-T6 aluminum alloy, clamp, size 49, 19 x 20mm bore. | Stock | 132
SRBA-49C-20-20 | Sung-Il Machinery drive coupling, servo-beam, 7075-T6 aluminum alloy, clamp, size 49, 20 x 20mm bore. | Stock | 132
SRBA-60C-16-16 | Sung-Il Machinery drive coupling, servo-beam, 7075-T6 aluminum alloy, clamp, size 60, 16 x 16mm bore. | Stock | 159
SRBA-60C-16-18 | Sung-Il Machinery drive coupling, servo-beam, 7075-T6 aluminum alloy, clamp, size 60, 16 x 18mm bore. | Stock | 159
SRBA-60C-16-19 | Sung-Il Machinery drive coupling, servo-beam, 7075-T6 aluminum alloy, clamp, size 60, 16 x 19mm bore. | Stock | 159
SRBA-60C-16-20 | Sung-Il Machinery drive coupling, servo-beam, 7075-T6 aluminum alloy, clamp, size 60, 16 x 20mm bore. | Stock | 159
SRBA-60C-16-22 | Sung-Il Machinery drive coupling, servo-beam, 7075-T6 aluminum alloy, clamp, size 60, 16 x 22mm bore. | Stock | 159
SRBA-60C-16-24 | Sung-Il Machinery drive coupling, servo-beam, 7075-T6 aluminum alloy, clamp, size 60, 16 x 24mm bore. | Stock | 159
SRBA-60C-18-18 | Sung-Il Machinery drive coupling, servo-beam, 7075-T6 aluminum alloy, clamp, size 60, 18 x 18mm bore. | Stock | 159
SRBA-60C-18-19 | Sung-Il Machinery drive coupling, servo-beam, 7075-T6 aluminum alloy, clamp, size 60, 18 x 19mm bore. | Stock | 159
SRBA-60C-18-20 | Sung-Il Machinery drive coupling, servo-beam, 7075-T6 aluminum alloy, clamp, size 60, 18 x 20mm bore. | Stock | 159
SRBA-60C-18-22 | Sung-Il Machinery drive coupling, servo-beam, 7075-T6 aluminum alloy, clamp, size 60, 18 x 22mm bore. | Stock | 159
SRBA-60C-18-24 | Sung-Il Machinery drive coupling, servo-beam, 7075-T6 aluminum alloy, clamp, size 60, 18 x 24mm bore. | Stock | 159
SRBA-60C-19-19 | Sung-Il Machinery drive coupling, servo-beam, 7075-T6 aluminum alloy, clamp, size 60, 19 x 19mm bore. | Stock | 159
SRBA-60C-19-20 | Sung-Il Machinery drive coupling, servo-beam, 7075-T6 aluminum alloy, clamp, size 60, 19 x 20mm bore. | Stock | 159
SRBA-60C-19-22 | Sung-Il Machinery drive coupling, servo-beam, 7075-T6 aluminum alloy, clamp, size 60, 19 x 22mm bore. | Stock | 159
SRBA-60C-19-24 | Sung-Il Machinery drive coupling, servo-beam, 7075-T6 aluminum alloy, clamp, size 60, 19 x 24mm bore. | Stock | 159
SRBA-60C-19.05-22.22 | Sung-Il Machinery drive coupling, servo-beam, 7075-T6 aluminum alloy, clamp, size 60, 3/4 x 7/8in bore. | Stock | 143
SRBA-60C-20-20 | Sung-Il Machinery drive coupling, servo-beam, 7075-T6 aluminum alloy, clamp, size 60, 20 x 20mm bore. | Stock | 159
SRBA-60C-20-22 | Sung-Il Machinery drive coupling, servo-beam, 7075-T6 aluminum alloy, clamp, size 60, 20 x 22mm bore. | Stock | 159
SRBA-60C-20-24 | Sung-Il Machinery drive coupling, servo-beam, 7075-T6 aluminum alloy, clamp, size 60, 20 x 24mm bore. | Stock | 159
SRBA-60C-22-22 | Sung-Il Machinery drive coupling, servo-beam, 7075-T6 aluminum alloy, clamp, size 60, 22 x 22mm bore. | Stock | 159
SRBA-60C-22-24 | Sung-Il Machinery drive coupling, servo-beam, 7075-T6 aluminum alloy, clamp, size 60, 22 x 24mm bore. | Stock | 159
SRBA-60C-22.22-22.22 | Sung-Il Machinery drive coupling, servo-beam, 7075-T6 aluminum alloy, clamp, size 60, 7/8 x 7/8in bore. | Stock | 143
SRBA-60C-22.225-25.4 | Sung-Il Machinery drive coupling, servo-beam, 7075-T6 aluminum alloy, clamp, size 60, 7/8 x 1in bore. | Stock | 143
SRBA-60C-22.22-28.57 | Sung-Il Machinery drive coupling, servo-beam, 7075-T6 aluminum alloy, clamp, size 60, 7/8 x 1-1/8in bore. | Stock | 143
SRBA-60C-24-24 | Sung-Il Machinery drive coupling, servo-beam, 7075-T6 aluminum alloy, clamp, size 60, 24 x 24mm bore. | Stock | 159
SRBA-60C-25.4-25.4 | Sung-Il Machinery drive coupling, servo-beam, 7075-T6 aluminum alloy, clamp, size 60, 1 x 1in bore. | Stock | 143
DC-SBS19-0404 | SureMotion drive coupling, servo-beam, stainless steel, setscrew, size 19, 1/4in bore. | Stock | 140
DC-SBS32-1010 | SureMotion drive coupling, servo-beam, stainless steel, setscrew, size 32, 5/8in bore. | Stock | 191
DC-SBS38-1212 | SureMotion drive coupling, servo-beam, stainless steel, setscrew, size 38, 3/4in bore. | Stock | 219
DC-SBS44-1414 | SureMotion drive coupling, servo-beam, stainless steel, setscrew, size 44, 7/8in bore. | Stock | 374
DC-SBS51-1616 | SureMotion drive coupling, servo-beam, stainless steel, setscrew, size 51, 1in bore. | Stock | 437
DC-SBS63-2020 | SureMotion drive coupling, servo-beam, stainless steel, setscrew, size 63, 1-1/4in bore. | Stock | 502
Servo High Gain Drive Couplings
SHR-14C-3-5 | Sung-Il Machinery drive coupling, servo high gain, aluminum alloy, clamp, size 14, 3 x 5mm bore. | Stock | 55
SHR-18C-4-8 | Sung-Il Machinery drive coupling, servo high gain, aluminum alloy, clamp, size 18, 4 x 8mm bore. | Stock | 52
SHR-18C-5-5 | Sung-Il Machinery drive coupling, servo high gain, aluminum alloy, clamp, size 18, 5 x 5mm bore. | Stock | 52
SHR-18C-5-8 | Sung-Il Machinery drive coupling, servo high gain, aluminum alloy, clamp, size 18, 5 x 8mm bore. | Stock | 52
SHR-18C-5-6.35 | Sung-Il Machinery drive coupling, servo high gain, aluminum alloy, clamp, size 18, 5mm x 1/4in bore. | Stock | 52
SHR-18C-6-8 | Sung-Il Machinery drive coupling, servo high gain, aluminum alloy, clamp, size 18, 6 x 8mm bore. | Stock | 52
SHR-18C-6.35-6.35 | Sung-Il Machinery drive coupling, servo high gain, aluminum alloy, clamp, size 18, 1/4 x 1/4in bore. | Stock | 52
SHR-18C-6.35-7.93 | Sung-Il Machinery drive coupling, servo high gain, aluminum alloy, clamp, size 18, 1/4 x 5/16in bore. | Stock | 52
SHR-18C-6.35-8 | Sung-Il Machinery drive coupling, servo high gain, aluminum alloy, clamp, size 18, 6.35 (1/4in) x 8mm bore. | Stock | 52
SHR-18C-8-8 | Sung-Il Machinery drive coupling, servo high gain, aluminum alloy, clamp, size 18, 8 x 8mm bore. | Stock | 52
SHR-24C-6.35-9.525 | Sung-Il Machinery drive coupling, servo high gain, aluminum alloy, clamp, size 24, 1/4 x 3/8in bore. | Stock | 54
SHR-24C-8-8 | Sung-Il Machinery drive coupling, servo high gain, aluminum alloy, clamp, size 24, 8 x 8mm bore. | Stock | 56
SHR-24C-8-10 | Sung-Il Machinery drive coupling, servo high gain, aluminum alloy, clamp, size 24, 8 x 10mm bore. | Stock | 56
SHR-24C-8-12 | Sung-Il Machinery drive coupling, servo high gain, aluminum alloy, clamp, size 24, 8 x 12mm bore. | Stock | 56
SHR-24C-9.525-10 | Sung-Il Machinery drive coupling, servo high gain, aluminum alloy, clamp, size 24, 3/8in x 10mm bore. | Stock | 54
SHR-27C-9.525-12.7 | Sung-Il Machinery drive coupling, servo high gain, aluminum alloy, clamp, size 27, 3/8 x 1/2in bore. | Stock | 56
SHR-24C-10-12 | Sung-Il Machinery drive coupling, servo high gain, aluminum alloy, clamp, size 24, 10 x 12mm bore. | Stock | 54
SHR-27C-10-12.7 | Sung-Il Machinery drive coupling, servo high gain, aluminum alloy, clamp, size 27, 10mm x 1/2in bore. | Stock | 56
SHR-29C-8-8 | Sung-Il Machinery drive coupling, servo high gain, aluminum alloy, clamp, size 29, 8 x 8mm bore. | Stock | 60
SHR-29C-8-10 | Sung-Il Machinery drive coupling, servo high gain, aluminum alloy, clamp, size 29, 8 x 10mm bore. | Stock | 60
SHR-29C-8-12 | Sung-Il Machinery drive coupling, servo high gain, aluminum alloy, clamp, size 29, 8 x 12mm bore. | Stock | 60
SHR-29C-8-14 | Sung-Il Machinery drive coupling, servo high gain, aluminum alloy, clamp, size 29, 8 x 14mm bore. | Stock | 60
SHR-29C-10-14 | Sung-Il Machinery drive coupling, servo high gain, aluminum alloy, clamp, size 29, 10 x 14mm bore. | Stock | 60
SHR-29C-12-14 | Sung-Il Machinery drive coupling, servo high gain, aluminum alloy, clamp, size 29, 12 x 14mm bore. | Stock | 60
SHR-29C-14-14 | Sung-Il Machinery drive coupling, servo high gain, aluminum alloy, clamp, size 29, 14 x 14mm bore. | Stock | 60
SHR-38C-14-14 | Sung-Il Machinery drive coupling, servo high gain, aluminum alloy, clamp, size 38, 14 x 14mm bore. | Stock | 70
SHR-38C-14-16 | Sung-Il Machinery drive coupling, servo high gain, aluminum alloy, clamp, size 38, 14 x 16mm bore. | Stock | 70
SHR-38C-14-18 | Sung-Il Machinery drive coupling, servo high gain, aluminum alloy, clamp, size 38, 14 x 18mm bore. | Stock | 70
SHR-38C-14-19 | Sung-Il Machinery drive coupling, servo high gain, aluminum alloy, clamp, size 38, 14 x 19mm bore. | Stock | 70
SHR-38C-14-20 | Sung-Il Machinery drive coupling, servo high gain, aluminum alloy, clamp, size 38, 14 x 20mm bore. | Stock | 70
SHR-38C-16-18 | Sung-Il Machinery drive coupling, servo high gain, aluminum alloy, clamp, size 38, 16 x 18mm bore. | Stock | 70
SHR-38C-16-19 | Sung-Il Machinery drive coupling, servo high gain, aluminum alloy, clamp, size 38, 16 x 19mm bore. | Stock | 70
SHR-38C-19-19 | Sung-Il Machinery drive coupling, servo high gain, aluminum alloy, clamp, size 38, 19 x 19mm bore. | Stock | 70
SHR-38C-19-20 | Sung-Il Machinery drive coupling, servo high gain, aluminum alloy, clamp, size 38, 19 x 20mm bore. | Stock | 70
SHR-43C-14-14 | Sung-Il Machinery drive coupling, servo high gain, aluminum alloy, clamp, size 43, 14 x 14mm bore. | Stock | 80
SHR-43C-14-16 | Sung-Il Machinery drive coupling, servo high gain, aluminum alloy, clamp, size 43, 14 x 16mm bore. | Stock | 80
SHR-43C-14-18 | Sung-Il Machinery drive coupling, servo high gain, aluminum alloy, clamp, size 43, 14 x 18mm bore. | Stock | 80
SHR-43C-14-19 | Sung-Il Machinery drive coupling, servo high gain, aluminum alloy, clamp, size 43, 14 x 19mm bore. | Stock | 80
SHR-43C-14-20 | Sung-Il Machinery drive coupling, servo high gain, aluminum alloy, clamp, size 43, 14 x 20mm bore. | Stock | 80
SHR-43C-14-22 | Sung-Il Machinery drive coupling, servo high gain, aluminum alloy, clamp, size 43, 14 x 22mm bore. | Stock | 80
SHR-43C-19-19 | Sung-Il Machinery drive coupling, servo high gain, aluminum alloy, clamp, size 43, 19 x 19mm bore. | Stock | 80
SHR-43C-19-20 | Sung-Il Machinery drive coupling, servo high gain, aluminum alloy, clamp, size 43, 19 x 20mm bore. | Stock | 80
SHR-43C-19-22 | Sung-Il Machinery drive coupling, servo high gain, aluminum alloy, clamp, size 43, 19 x 22mm bore. | Stock | 80
SHR-43C-19.05-19.05 | Sung-Il Machinery drive coupling, servo high gain, aluminum alloy, clamp, size 43, 3/4 x 3/4in bore. | Stock | 78
SHR-43C-19.05-22 | Sung-Il Machinery drive coupling, servo high gain, aluminum alloy, clamp, size 43, 3/4in x 22mm bore. | Stock | 78
SHR-43C-22-22 | Sung-Il Machinery drive coupling, servo high gain, aluminum alloy, clamp, size 43, 22 x 22mm bore. | Stock | 80
SHR-55C-14-14 | Sung-Il Machinery drive coupling, servo high gain, aluminum alloy, clamp, size 55, 14 x 14mm bore. | Stock | 104
SHR-55C-14-16 | Sung-Il Machinery drive coupling, servo high gain, aluminum alloy, clamp, size 55, 14 x 16mm bore. | Stock | 104
SHR-55C-14-18 | Sung-Il Machinery drive coupling, servo high gain, aluminum alloy, clamp, size 55, 14 x 18mm bore. | Stock | 104
SHR-55C-14-19 | Sung-Il Machinery drive coupling, servo high gain, aluminum alloy, clamp, size 55, 14 x 19mm bore. | Stock | 104
SHR-55C-14-20 | Sung-Il Machinery drive coupling, servo high gain, aluminum alloy, clamp, size 55, 14 x 20mm bore. | Stock | 104
SHR-55C-14-22 | Sung-Il Machinery drive coupling, servo high gain, aluminum alloy, clamp, size 55, 14 x 22mm bore. | Stock | 104
SHR-55C-14-24 | Sung-Il Machinery drive coupling, servo high gain, aluminum alloy, clamp, size 55, 14 x 24mm bore. | Stock | 104
SHR-55C-14-25 | Sung-Il Machinery drive coupling, servo high gain, aluminum alloy, clamp, size 55, 14 x 25mm bore. | Stock | 104
SHR-55C-19-19 | Sung-Il Machinery drive coupling, servo high gain, aluminum alloy, clamp, size 55, 19 x 19mm bore. | Stock | 104
SHR-55C-19-20 | Sung-Il Machinery drive coupling, servo high gain, aluminum alloy, clamp, size 55, 19 x 20mm bore. | Stock | 104
SHR-55C-19-22 | Sung-Il Machinery drive coupling, servo high gain, aluminum alloy, clamp, size 55, 19 x 22mm bore. | Stock | 104
SHR-55C-19-24 | Sung-Il Machinery drive coupling, servo high gain, aluminum alloy, clamp, size 55, 19 x 24mm bore. | Stock | 104
SHR-55C-19-25 | Sung-Il Machinery drive coupling, servo high gain, aluminum alloy, clamp, size 55, 19 x 25mm bore. | Stock | 104
SHR-55C-22-22 | Sung-Il Machinery drive coupling, servo high gain, aluminum alloy, clamp, size 55, 22 x 22mm bore. | Stock | 104
SHR-55C-22-24 | Sung-Il Machinery drive coupling, servo high gain, aluminum alloy, clamp, size 55, 22 x 24mm bore. | Stock | 104
SHR-55C-22-25 | Sung-Il Machinery drive coupling, servo high gain, aluminum alloy, clamp, size 55, 22 x 25mm bore. | Stock | 104
SHR-55C-22.22-22.22 | Sung-Il Machinery drive coupling, servo high gain, aluminum alloy, clamp, size 55, 7/8 x 7/8in bore. | Stock | 102
SHR-55C-22.225-25 | Sung-Il Machinery drive coupling, servo high gain, aluminum alloy, clamp, size 55, 7/8in x 25mm bore. | Stock | 102
SHR-55C-22.225-25.4 | Sung-Il Machinery drive coupling, servo high gain, aluminum alloy, clamp, size 55, 7/8 x 1in bore. | Stock | 102
SHR-55C-24-24 | Sung-Il Machinery drive coupling, servo high gain, aluminum alloy, clamp, size 55, 24 x 24mm bore. | Stock | 104
SHR-55C-24-25 | Sung-Il Machinery drive coupling, servo high gain, aluminum alloy, clamp, size 55, 24 x 25mm bore. | Stock | 104
SHR-55C-25-25 | Sung-Il Machinery drive coupling, servo high gain, aluminum alloy, clamp, size 55, 25 x 25mm bore. | Stock | 104
SHR-55C-25.4-25.4 | Sung-Il Machinery drive coupling, servo high gain, aluminum alloy, clamp, size 55, 1 x 1in bore. | Stock | 102
SHR-68C-25.4-28.575 | Sung-Il Machinery drive coupling, servo high gain, aluminum alloy, clamp, size 68, 1 x 1-1/8in bore. | Stock | 276
SHR-68C-28.57-28.57 | Sung-Il Machinery drive coupling, servo high gain, aluminum alloy, clamp, size 68, 1-1/8 x 1-1/8in bore. | Stock | 276
SHR-68C-28.575-31.75 | Sung-Il Machinery drive coupling, servo high gain, aluminum alloy, clamp, size 68, 1-1/8 x 1-1/4in bore. | Stock | 276
SHR-68C-32-32 | Sung-Il Machinery drive coupling, servo high gain, aluminum alloy, clamp, size 68, 32 x 32mm bore. | Stock | 276
SHR-68C-32-35 | Sung-Il Machinery drive coupling, servo high gain, aluminum alloy, clamp, size 68, 32 x 35mm bore. | Stock | 276
SHR-68C-35-35 | Sung-Il Machinery drive coupling, servo high gain, aluminum alloy, clamp, size 68, 35 x 35mm bore. | Stock | 276
Advanced Disc Drive Couplings
SADS-19C-5-5 | Sung-Il Machinery drive coupling, advanced disc, aluminum alloy, clamp, size 19, 5 x 5mm bore. | Stock | 48
SADS-19C-5-6.35 | Sung-Il Machinery drive coupling, advanced disc, aluminum alloy, clamp, size 19, 5mm x 1/4in bore. | Stock | 48
SADS-19C-5-8 | Sung-Il Machinery drive coupling, advanced disc, aluminum alloy, clamp, size 19, 5 x 8mm bore. | Stock | 48
SADS-19C-4.76-6.35 | Sung-Il Machinery drive coupling, advanced disc, aluminum alloy, clamp, size 19, 3/16 x 1/4in bore. | Stock | 48
SADS-19C-6.35-6.35 | Sung-Il Machinery drive coupling, advanced disc, aluminum alloy, clamp, size 19, 1/4 x 1/4in bore. | Stock | 48
SADS-27C-6.35-9.525 | Sung-Il Machinery drive coupling, advanced disc, aluminum alloy, clamp, size 27, 1/4 x 3/8in bore. | Stock | 44
SADS-19C-8-8 | Sung-Il Machinery drive coupling, advanced disc, aluminum alloy, clamp, size 19, 8 x 8mm bore. | Stock | 48
SADS-27C-8-10 | Sung-Il Machinery drive coupling, advanced disc, aluminum alloy, clamp, size 27, 8 x 10mm bore. | Stock | 44
SADS-27C-8-12 | Sung-Il Machinery drive coupling, advanced disc, aluminum alloy, clamp, size 27, 8 x 12mm bore. | Stock | 44
SADS-27C-9.525-9.525 | Sung-Il Machinery drive coupling, advanced disc, aluminum alloy, clamp, size 27, 3/8 x 3/8in bore. | Stock | 44
SADS-27C-9.525-12.7 | Sung-Il Machinery drive coupling, advanced disc, aluminum alloy, clamp, size 27, 3/8 x 1/2in bore. | Stock | 44
SADS-27C-10-10 | Sung-Il Machinery drive coupling, advanced disc, aluminum alloy, clamp, size 27, 10 x 10mm bore. | Stock | 44
SADS-27C-10-12 | Sung-Il Machinery drive coupling, advanced disc, aluminum alloy, clamp, size 27, 10 x 12mm bore. | Stock | 44
SADS-27C-12-12 | Sung-Il Machinery drive coupling, advanced disc, aluminum alloy, clamp, size 27, 12 x 12mm bore. | Stock | 44
SADS-27C-12-13 | Sung-Il Machinery drive coupling, advanced disc, aluminum alloy, clamp, size 27, 12 x 13mm bore. | Stock | 44
SADS-27C-12-14 | Sung-Il Machinery drive coupling, advanced disc, aluminum alloy, clamp, size 27, 12 x 14mm bore. | Stock | 44
SADS-27C-12.7-12.7 | Sung-Il Machinery drive coupling, advanced disc, aluminum alloy, clamp, size 27, 1/2 x 1/2in bore. | Stock | 44
SADS-35C-12.7-15.875 | Sung-Il Machinery drive coupling, advanced disc, aluminum alloy, clamp, size 35, 1/2 x 5/8in bore. | Stock | 45
SADS-27C-13-13 | Sung-Il Machinery drive coupling, advanced disc, aluminum alloy, clamp, size 27, 13 x 13mm bore. | Stock | 44
SADS-27C-13-14 | Sung-Il Machinery drive coupling, advanced disc, aluminum alloy, clamp, size 27, 13 x 14mm bore. | Stock | 44
SADS-35C-13-16 | Sung-Il Machinery drive coupling, advanced disc, aluminum alloy, clamp, size 35, 13 x 16mm bore. | Stock | 45
SADS-27C-14-14 | Sung-Il Machinery drive coupling, advanced disc, aluminum alloy, clamp, size 27, 14 x 14mm bore. | Stock | 44
SADS-35C-14-16 | Sung-Il Machinery drive coupling, advanced disc, aluminum alloy, clamp, size 35, 14 x 16mm bore. | Stock | 45
SADS-35C-15.87-15.87 | Sung-Il Machinery drive coupling, advanced disc, aluminum alloy, clamp, size 35, 5/8 x 5/8in bore. | Stock | 45
SADS-40C-15.87-19.05 | Sung-Il Machinery drive coupling, advanced disc, aluminum alloy, clamp, size 40, 5/8 x 3/4in bore. | Stock | 55
SADS-35C-16-16 | Sung-Il Machinery drive coupling, advanced disc, aluminum alloy, clamp, size 35, 16 x 16mm bore. | Stock | 45
SADS-40C-16-19 | Sung-Il Machinery drive coupling, advanced disc, aluminum alloy, clamp, size 40, 16 x 19mm bore. | Stock | 55
SADS-40C-19-19 | Sung-Il Machinery drive coupling, advanced disc, aluminum alloy, clamp, size 40, 19 x 19mm bore. | Stock | 55
SADS-44C-19-22 | Sung-Il Machinery drive coupling, advanced disc, aluminum alloy, clamp, size 44, 19 x 22mm bore. | Stock | 58
SADS-40C-19.05-19.05 | Sung-Il Machinery drive coupling, advanced disc, aluminum alloy, clamp, size 40, 3/4 x 3/4in bore. | Stock | 55
SADS-44C-19.05-22.22 | Sung-Il Machinery drive coupling, advanced disc, aluminum alloy, clamp, size 44, 3/4 x 7/8in bore. | Stock | 58
SADS-44C-22-22 | Sung-Il Machinery drive coupling, advanced disc, aluminum alloy, clamp, size 44, 22 x 22mm bore. | Stock | 58
High Torque Disc Drive Couplings
SHDS-56C-22-24 | Sung-Il Machinery drive coupling, high torque disc, 7075-T6 aluminum alloy, clamp, size 56, 22 x 24mm bore. | Stock | 100
SHDS-56C-22-25 | Sung-Il Machinery drive coupling, high torque disc, 7075-T6 aluminum alloy, clamp, size 56, 22 x 25mm bore. | Stock | 100
SHDS-56C-22.22-22.22 | Sung-Il Machinery drive coupling, high torque disc, 7075-T6 aluminum alloy, clamp, size 56, 7/8 x 7/8in bore. | Stock | 100
SHDS-66C-22.22-28.57 | Sung-Il Machinery drive coupling, high torque disc, 7075-T6 aluminum alloy, clamp, size 66, 7/8 x 1-1/8in bore. | Stock | 138
SHDS-56C-24-24 | Sung-Il Machinery drive coupling, high torque disc, 7075-T6 aluminum alloy, clamp, size 56, 24 x 24mm bore. | Stock | 100
SHDS-56C-24-25 | Sung-Il Machinery drive coupling, high torque disc, 7075-T6 aluminum alloy, clamp, size 56, 24 x 25mm bore. | Stock | 100
SHDS-66C-24-32 | Sung-Il Machinery drive coupling, high torque disc, 7075-T6 aluminum alloy, clamp, size 66, 24 x 32mm bore. | Stock | 138
SHDS-66C-25.4-25.4 | Sung-Il Machinery drive coupling, high torque disc, 7075-T6 aluminum alloy, clamp, size 66, 1 x 1in bore. | Stock | 138
SHDS-66C-25.4-28.575 | Sung-Il Machinery drive coupling, high torque disc, 7075-T6 aluminum alloy, clamp, size 66, 1 x 1-1/8in bore. | Stock | 138
SHDS-66C-28.57-28.57 | Sung-Il Machinery drive coupling, high torque disc, 7075-T6 aluminum alloy, clamp, size 66, 1-1/8 x 1-1/8in bore. | Stock | 138
SHDS-88C-28.57-34.92 | Sung-Il Machinery drive coupling, high torque disc, 7075-T6 aluminum alloy, clamp, size 88, 1-1/8 x 1-3/8in bore. | Stock | 195
SHDS-66C-32-32 | Sung-Il Machinery drive coupling, high torque disc, 7075-T6 aluminum alloy, clamp, size 66, 32 x 32mm bore. | Stock | 138
SHDS-88C-32-35 | Sung-Il Machinery drive coupling, high torque disc, 7075-T6 aluminum alloy, clamp, size 88, 32 x 35mm bore. | Stock | 195
SHDS-88C-34.92-34.92 | Sung-Il Machinery drive coupling, high torque disc, 7075-T6 aluminum alloy, clamp, size 88, 1-3/8 x 1-3/8in bore. | Stock | 195
SHDS-88C-34.92-41.27 | Sung-Il Machinery drive coupling, high torque disc, 7075-T6 aluminum alloy, clamp, size 88, 1-3/8 x 1-5/8in bore. | Stock | 195
SHDS-88C-35-35 | Sung-Il Machinery drive coupling, high torque disc, 7075-T6 aluminum alloy, clamp, size 88, 35 x 35mm bore. | Stock | 195
SHDS-88C-35-40 | Sung-Il Machinery drive coupling, high torque disc, 7075-T6 aluminum alloy, clamp, size 88, 35 x 40mm bore. | Stock | 195
SHDS-88C-40-40 | Sung-Il Machinery drive coupling, high torque disc, 7075-T6 aluminum alloy, clamp, size 88, 40 x 40mm bore. | Stock | 195
SHDS-88C-40-42 | Sung-Il Machinery drive coupling, high torque disc, 7075-T6 aluminum alloy, clamp, size 88, 40 x 42mm bore. | Stock | 195
SHDS-88C-41.27-41.27 | Sung-Il Machinery drive coupling, high torque disc, 7075-T6 aluminum alloy, clamp, size 88, 1-5/8 x 1-5/8in bore. | Stock | 195
SHDS-110C-41.2-47.6 | Sung-Il Machinery drive coupling, high torque disc, 7075-T6 aluminum alloy, clamp, size 110, 1-5/8 x 1-7/8in bore. | Stock | 422
SHDS-88C-42-42 | Sung-Il Machinery drive coupling, high torque disc, 7075-T6 aluminum alloy, clamp, size 88, 42 x 42mm bore. | Stock | 195
SHDS-110C-42-45 | Sung-Il Machinery drive coupling, high torque disc, 7075-T6 aluminum alloy, clamp, size 110, 42 x 45mm bore. | Stock | 422
SHDS-110C-47.6-47.6 | Sung-Il Machinery drive coupling, high torque disc, 7075-T6 aluminum alloy, clamp, size 110, 1-7/8 x 1-7/8in bore. | Stock | 422
SHDS-110C-55-55 | Sung-Il Machinery drive coupling, high torque disc, 7075-T6 aluminum alloy, clamp, size 110, 55 x 55mm bore. | Stock | 422
Double Loop Drive Couplings
SFC-29-5-5 | Sung-Il Machinery drive coupling, double loop, nickel plated steel, setscrew, size 29, 5 x 5mm bore. | Stock | 31
SFC-29-5-6.35 | Sung-Il Machinery drive coupling, double loop, nickel plated steel, setscrew, size 29, 5mm x 1/4in bore. | Stock | 31
SFC-29-5-8 | Sung-Il Machinery drive coupling, double loop, nickel plated steel, setscrew, size 29, 5 x 8mm bore. | Stock | 31
SFC-29-6-6 | Sung-Il Machinery drive coupling, double loop, nickel plated steel, setscrew, size 29, 6 x 6mm bore. | Stock | 31
SFC-29-6.35-6.35 | Sung-Il Machinery drive coupling, double loop, nickel plated steel, setscrew, size 29, 1/4 x 1/4in bore. | Stock | 31
SFC-29-6.35-9.525 | Sung-Il Machinery drive coupling, double loop, nickel plated steel, setscrew, size 29, 1/4 x 3/8in bore. | Stock | 31
SFC-29-8-8 | Sung-Il Machinery drive coupling, double loop, nickel plated steel, setscrew, size 29, 8 x 8mm bore. | Stock | 31
SFC-29-8-10 | Sung-Il Machinery drive coupling, double loop, nickel plated steel, setscrew, size 29, 8 x 10mm bore. | Stock | 31
SFC-38-8-12 | Sung-Il Machinery drive coupling, double loop, nickel plated steel, setscrew, size 38, 8 x 12mm bore. | Stock | 38
SFC-38-9.525-9.525 | Sung-Il Machinery drive coupling, double loop, nickel plated steel, setscrew, size 38, 3/8 x 3/8in bore. | Stock | 38
SFC-38-9.525-12.7 | Sung-Il Machinery drive coupling, double loop, nickel plated steel, setscrew, size 38, 3/8 x 1/2in bore. | Stock | 38
SFC-38-10-10 | Sung-Il Machinery drive coupling, double loop, nickel plated steel, setscrew, size 38, 10 x 10mm bore. | Stock | 38
SFC-38-10-12 | Sung-Il Machinery drive coupling, double loop, nickel plated steel, setscrew, size 38, 10 x 12mm bore. | Stock | 38
SFC-38-12-12 | Sung-Il Machinery drive coupling, double loop, nickel plated steel, setscrew, size 38, 12 x 12mm bore. | Stock | 38
SFC-48-12-13 | Sung-Il Machinery drive coupling, double loop, nickel plated steel, setscrew, size 48, 12 x 13mm bore. | Stock | 52
SFC-48-12-14 | Sung-Il Machinery drive coupling, double loop, nickel plated steel, setscrew, size 48, 12 x 14mm bore. | Stock | 52
SFC-48-12.7-12.7 | Sung-Il Machinery drive coupling, double loop, nickel plated steel, setscrew, size 48, 1/2 x 1/2in bore. | Stock | 52
SFC-48-13-13 | Sung-Il Machinery drive coupling, double loop, nickel plated steel, setscrew, size 48, 13 x 13mm bore. | Stock | 52
SFC-48-13-14 | Sung-Il Machinery drive coupling, double loop, nickel plated steel, setscrew, size 48, 13 x 14mm bore. | Stock | 52
SFC-54-13-16 | Sung-Il Machinery drive coupling, double loop, nickel plated steel, setscrew, size 54, 13 x 16mm bore. | Stock | 105
SFC-48-14-14 | Sung-Il Machinery drive coupling, double loop, nickel plated steel, setscrew, size 48, 14 x 14mm bore. | Stock | 52
SFC-54-14-16 | Sung-Il Machinery drive coupling, double loop, nickel plated steel, setscrew, size 54, 14 x 16mm bore. | Stock | 105
SFC-54-16-16 | Sung-Il Machinery drive coupling, double loop, nickel plated steel, setscrew, size 54, 16 x 16mm bore. | Stock | 105
DC-DLSS10-02 | SureMotion drive coupling, double loop, stainless steel, setscrew, size 10, 1/8in bore. | Stock | 46.5
DC-DLSS10-03 | SureMotion drive coupling, double loop, stainless steel, setscrew, size 10, 3/16in bore. | Stock | 46.5
DC-DLSS10-06M | SureMotion drive coupling, double loop, stainless steel, setscrew, size 10, 6mm bore. | Stock | 46.5
DC-DLSS10-04 | SureMotion drive coupling, double loop, stainless steel, setscrew, size 10, 1/4in bore. | Stock | 46.5
DC-DLSS10-05 | SureMotion drive coupling, double loop, stainless steel, setscrew, size 10, 5/16in bore. | Stock | 45.5
DC-DLSS10-08M | SureMotion drive coupling, double loop, stainless steel, setscrew, size 10, 8mm bore. | Stock | 44.5
DC-DLSS20-04 | SureMotion drive coupling, double loop, stainless steel, setscrew, size 20, 1/4in bore. | Stock | 51
DC-DLSS20-05 | SureMotion drive coupling, double loop, stainless steel, setscrew, size 20, 5/16in bore. | Stock | 51
DC-DLSS20-08M | SureMotion drive coupling, double loop, stainless steel, setscrew, size 20, 8mm bore. | Stock | 51
DC-DLSS20-06 | SureMotion drive coupling, double loop, stainless steel, setscrew, size 20, 3/8in bore. | Stock | 51
DC-DLSS20-12M | SureMotion drive coupling, double loop, stainless steel, setscrew, size 20, 12mm bore. | Stock | 51
DC-DLSS20-08 | SureMotion drive coupling, double loop, stainless steel, setscrew, size 20, 1/2in bore. | Stock | 51
DC-DLSS30-12M | SureMotion drive coupling, double loop, stainless steel, setscrew, size 30, 12mm bore. | Stock | 58
DC-DLSS30-08 | SureMotion drive coupling, double loop, stainless steel, setscrew, size 30, 1/2in bore. | Stock | 58
DC-DLSS30-14M | SureMotion drive coupling, double loop, stainless steel, setscrew, size 30, 14mm bore. | Stock | 58
DC-DLSS30-10 | SureMotion drive coupling, double loop, stainless steel, setscrew, size 30, 5/8in bore. | Stock | 58
DC-DLSS40-08 | SureMotion drive coupling, double loop, stainless steel, setscrew, size 40, 1/2in bore. | Stock | 63
DC-DLSS40-14M | SureMotion drive coupling, double loop, stainless steel, setscrew, size 40, 14mm bore. | Stock | 63
DC-DLSS40-10 | SureMotion drive coupling, double loop, stainless steel, setscrew, size 40, 5/8in bore. | Stock | 63
DC-DLSS40-16M | SureMotion drive coupling, double loop, stainless steel, setscrew, size 40, 16mm bore. | Stock | 63
Bore Reducers
DC-BRS04-02 | SureMotion bore reducer, clamping, stainless steel body, 1/4in outside diameter, 1/8in inside diameter. | Stock | 22.5
DC-BRS04-04M | SureMotion bore reducer, clamping, stainless steel body, 1/4in outside diameter, 4mm inside diameter. | Stock | 22.5
DC-BRS04-03 | SureMotion bore reducer, clamping, stainless steel body, 1/4in outside diameter, 3/16in inside diameter. | Stock | 22.5
DC-BRS04-05M | SureMotion bore reducer, clamping, stainless steel body, 1/4in outside diameter, 5mm inside diameter. | Stock | 22.5
DC-BRS08-06M | SureMotion bore reducer, clamping, stainless steel body, 1/2in outside diameter, 6mm inside diameter. | Stock | 29.5
DC-BRS08-04 | SureMotion bore reducer, clamping, stainless steel body, 1/2in outside diameter, 1/4in inside diameter. | Stock | 29.5
DC-BRS08-05 | SureMotion bore reducer, clamping, stainless steel body, 1/2in outside diameter, 5/16in inside diameter. | Stock | 30
DC-BRS08-08M | SureMotion bore reducer, clamping, stainless steel body, 1/2in outside diameter, 8mm inside diameter. | Stock | 29.5
DC-BRS08-06 | SureMotion bore reducer, clamping, stainless steel body, 1/2in outside diameter, 3/8in inside diameter. | Stock | 30
DC-BRS08-10M | SureMotion bore reducer, clamping, stainless steel body, 1/2in outside diameter, 10mm inside diameter. | Stock | 30
DC-BRS10-10M | SureMotion bore reducer, clamping, stainless steel body, 5/8in outside diameter, 10mm inside diameter. | Stock | 34.5
DC-BRS10-07 | SureMotion bore reducer, clamping, stainless steel body, 5/8in outside diameter, 7/16in inside diameter. | Stock | 34.5
DC-BRS10-12M | SureMotion bore reducer, clamping, stainless steel body, 5/8in outside diameter, 12mm inside diameter. | Stock | 34.5
DC-BRS10-08 | SureMotion bore reducer, clamping, stainless steel body, 5/8in outside diameter, 1/2in inside diameter. | Stock | 34.5
DC-BRS10-14M | SureMotion bore reducer, clamping, stainless steel body, 5/8in outside diameter, 14mm inside diameter. | Stock | 34.5
DC-BRS10-09 | SureMotion bore reducer, clamping, stainless steel body, 5/8in outside diameter, 9/16in inside diameter. | Stock | 34.5
DC-BRS12-06 | SureMotion bore reducer, clamping, stainless steel body, 3/4in outside diameter, 3/8in inside diameter. | Stock | 41
DC-BRS12-12M | SureMotion bore reducer, clamping, stainless steel body, 3/4in outside diameter, 12mm inside diameter. | Stock | 41
DC-BRS12-08 | SureMotion bore reducer, clamping, stainless steel body, 3/4in outside diameter, 1/2in inside diameter. | Stock | 41
DC-BRS12-10 | SureMotion bore reducer, clamping, stainless steel body, 3/4in outside diameter, 5/8in inside diameter. | Stock | 41
DC-BRS12-16M | SureMotion bore reducer, clamping, stainless steel body, 3/4in outside diameter, 16mm inside diameter. | Stock | 41
DC-BRS12-11 | SureMotion bore reducer, clamping, stainless steel body, 3/4in outside diameter, 11/16in inside diameter. | Stock | 41
DC-BRS14-14M | SureMotion bore reducer, clamping, stainless steel body, 7/8in outside diameter, 14mm inside diameter. | Stock | 44
DC-BRS14-10 | SureMotion bore reducer, clamping, stainless steel body, 7/8in outside diameter, 5/8in inside diameter. | Stock | 44
DC-BRS14-16M | SureMotion bore reducer, clamping, stainless steel body, 7/8in outside diameter, 16mm inside diameter. | Stock | 44
DC-BRS14-11 | SureMotion bore reducer, clamping, stainless steel body, 7/8in outside diameter, 11/16in inside diameter. | Stock | 44
DC-BRS14-18M | SureMotion bore reducer, clamping, stainless steel body, 7/8in outside diameter, 18mm inside diameter. | Stock | 44
DC-BRS14-12 | SureMotion bore reducer, clamping, stainless steel body, 7/8in outside diameter, 3/4in inside diameter. | Stock | 44
DC-BRS16-10 | SureMotion bore reducer, clamping, stainless steel body, 1in outside diameter, 5/8in inside diameter. | Stock | 44
DC-BRS16-18M | SureMotion bore reducer, clamping, stainless steel body, 1in outside diameter, 18mm inside diameter. | Stock | 45
DC-BRS16-12 | SureMotion bore reducer, clamping, stainless steel body, 1in outside diameter, 3/4in inside diameter. | Stock | 33
DC-BRS16-20M | SureMotion bore reducer, clamping, stainless steel body, 1in outside diameter, 20mm inside diameter. | Stock | 33
DC-BRS16-13 | SureMotion bore reducer, clamping, stainless steel body, 1in outside diameter, 13/16in inside diameter. | Stock | 45
DC-BRS16-14 | SureMotion bore reducer, clamping, stainless steel body, 1in outside diameter, 7/8in inside diameter. | Stock | 45
DC-BRS20-22M | SureMotion bore reducer, clamping, stainless steel body, 1-1/4in outside diameter, 22mm inside diameter. | Stock | 45.5
DC-BRS20-24M | SureMotion bore reducer, clamping, stainless steel body, 1-1/4in outside diameter, 24mm inside diameter. | Stock | 45.5
DC-BRS20-25M | SureMotion bore reducer, clamping, stainless steel body, 1-1/4in outside diameter, 25mm inside diameter. | Stock | 45.5
DC-BRS20-16 | SureMotion bore reducer, clamping, stainless steel body, 1-1/4in outside diameter, 1in inside diameter. | Stock | 45.5
DC-BRS20-17 | SureMotion bore reducer, clamping, stainless steel body, 1-1/4in outside diameter, 1-1/16in inside diameter. | Stock | 45.5
DC-BRS20-18 | SureMotion bore reducer, clamping, stainless steel body, 1-1/4in outside diameter, 1-1/8in inside diameter. | Stock | 45.5
LS XGB PLC Motion Components
XBF-HD02A | LS Electric XGB counter input module, 500 kHz maximum switching frequency, 2 high-speed input point(s), 5-24 VDC, sinking, 2-channel, differential encoder input(s), 2 high-speed output point(s), 5-24 VDC, sinking, external 24 VDC required. | Stock | 298
SureServo2 Drives, Motors and Cables (115/230V)
SV2A-2040 | SureServo2 servo drive, 400W, 110/230 VAC, 1 and 3-phase, (1) RS-485 (RJ45) port(s), Modbus RTU and Modbus ASCII. For use with 100W-400W systems. Optional EtherNet/IP and Modbus TCP cards available. | Stock | 429
SV2A-2075 | SureServo2 servo drive, 750W, 110/230 VAC, 1 and 3-phase, (1) RS-485 (RJ45) port(s), Modbus RTU and Modbus ASCII. For use with 750W systems. Optional EtherNet/IP and Modbus TCP cards available. | Stock | 534
SV2A-2150 | SureServo2 servo drive, 1.5 kW, 110/230 VAC, 1 and 3-phase, (1) RS-485 (RJ45) port(s), Modbus RTU and Modbus ASCII. For use with 1 kW and 1.5 kW systems. Optional EtherNet/IP and Modbus TCP cards available. | Stock | 570
SV2A-2200 | SureServo2 servo drive, 2 kW, 110/230 VAC, 1 and 3-phase, (1) RS-485 (RJ45) port(s), Modbus RTU and Modbus ASCII. For use with 2 kW systems. Optional EtherNet/IP and Modbus TCP cards available. | Stock | 670
SV2A-2300 | SureServo2 servo drive, 3 kW, 230 VAC, 3-phase, (1) RS-485 (RJ45) port(s), Modbus RTU and Modbus ASCII. For use with 3 kW systems. Optional EtherNet/IP and Modbus TCP cards available. | Stock | 739
SV2A-2550 | SureServo2 servo drive, 5.5 kW, 230 VAC, 3-phase, (1) RS-485 (RJ45) port(s), Modbus RTU and Modbus ASCII. For use with 4.5 kW and 5.5 kW systems. Optional EtherNet/IP and Modbus TCP cards available. | Stock | 937
SV2A-2750 | SureServo2 servo drive, 7.5 kW, 230 VAC, 3-phase, (1) RS-485 (RJ45) port(s), Modbus RTU and Modbus ASCII. For use with 7.5 kW systems. Optional EtherNet/IP and Modbus TCP cards available. | Stock | 1094
SV2A-2F00 | SureServo2 servo drive, 15 kW, 230 VAC, 3-phase, (1) RS-485 (RJ45) port(s), Modbus RTU and Modbus ASCII. For use with 11 kW and 15 kW systems. Optional EtherNet/IP and Modbus TCP cards available. | Stock | 1430
SV2L-201N | SureServo2 low inertia AC brushless servo motor, 100W, 3-phase input, 24-bit (16777216 ppr) encoder. For use with SureServo2 SV2A-2040 400W drive. | Stock | 321
SV2L-201B | SureServo2 low inertia AC brushless servo motor, 100W, 3-phase input, 24-bit (16777216 ppr) encoder, integrated brake. For use with SureServo2 SV2A-2040 400W drive. | Stock | 469
SV2L-202N | SureServo2 low inertia AC brushless servo motor, 200W, 3-phase input, 24-bit (16777216 ppr) encoder. For use with SureServo2 SV2A-2040 400W drive. | Stock | 353
SV2L-202B | SureServo2 low inertia AC brushless servo motor, 200W, 3-phase input, 24-bit (16777216 ppr) encoder, integrated brake. For use with SureServo2 SV2A-2040 400W drive. | Stock | 521
SV2L-204N | SureServo2 low inertia AC brushless servo motor, 400W, 3-phase input, 24-bit (16777216 ppr) encoder. For use with SureServo2 SV2A-2040 400W drive. | Stock | 381
SV2L-204B | SureServo2 low inertia AC brushless servo motor, 400W, 3-phase input, 24-bit (16777216 ppr) encoder, integrated brake. For use with SureServo2 SV2A-2040 400W drive. | Stock | 536
SV2L-207N | SureServo2 low inertia AC brushless servo motor, 750W, 3-phase input, 24-bit (16777216 ppr) encoder. For use with SureServo2 SV2A-2075 750W drive. | Stock | 407
SV2L-207B | SureServo2 low inertia AC brushless servo motor, 750W, 3-phase input, 24-bit (16777216 ppr) encoder, integrated brake. For use with SureServo2 SV2A-2075 750W drive. | Stock | 571
SV2L-210N | SureServo2 low inertia AC brushless servo motor, 1 kW, 3-phase input, 24-bit (16777216 ppr) encoder. For use with SureServo2 SV2A-2150 1.5 kW drive. | Stock | 534
SV2L-210B | SureServo2 low inertia AC brushless servo motor, 1 kW, 3-phase input, 24-bit (16777216 ppr) encoder, integrated brake. For use with SureServo2 SV2A-2150 1.5 kW drive. | Stock | 786
SV2M-210N | SureServo2 medium inertia AC brushless servo motor, 1 kW, 3-phase input, 24-bit (16777216 ppr) encoder. For use with SureServo2 SV2A-2150 1.5 kW drive. | Stock | 557
SV2M-210B | SureServo2 medium inertia AC brushless servo motor, 1 kW, 3-phase input, 24-bit (16777216 ppr) encoder, integrated brake. For use with SureServo2 SV2A-2150 1.5 kW drive. | Stock | 796
SV2M-215N | SureServo2 medium inertia AC brushless servo motor, 1.5 kW, 3-phase input, 24-bit (16777216 ppr) encoder. For use with SureServo2 SV2A-2150 1.5 kW drive. | Stock | 602
SV2M-215B | SureServo2 medium inertia AC brushless servo motor, 1.5 kW, 3-phase input, 24-bit (16777216 ppr) encoder, integrated brake. For use with SureServo2 SV2A-2150 1.5 kW drive. | Stock | 891
SV2M-220N | SureServo2 medium inertia AC brushless servo motor, 2 kW, 3-phase input, 24-bit (16777216 ppr) encoder. For use with SureServo2 SV2A-2200 2 kW drive. | Stock | 729
SV2M-220B | SureServo2 medium inertia AC brushless servo motor, 2 kW, 3-phase input, 24-bit (16777216 ppr) encoder, integrated brake. For use with SureServo2 SV2A-2200 2 kW drive. | Stock | 966
SV2M-230N | SureServo2 medium inertia AC brushless servo motor, 3 kW, 3-phase input, 24-bit (16777216 ppr) encoder. For use with SureServo2 SV2A-2300 3 kW drive. | Stock | 824
SV2M-230B | SureServo2 medium inertia AC brushless servo motor, 3 kW, 3-phase input, 24-bit (16777216 ppr) encoder, integrated brake. For use with SureServo2 SV2A-2300 3 kW drive. | Stock | 1061
SV2H-245N | SureServo2 high inertia AC brushless servo motor, 4.5 kW, 3-phase input, 24-bit (16777216 ppr) encoder. For use with SureServo2 SV2A-2550 5.5 kW drive. | Stock | 1020
SV2H-245B | SureServo2 high inertia AC brushless servo motor, 4.5 kW, 3-phase input, 24-bit (16777216 ppr) encoder, integrated brake. For use with SureServo2 SV2A-2550 5.5 kW drive. | Stock | 1585
SV2H-255N | SureServo2 high inertia AC brushless servo motor, 5.5 kW, 3-phase input, 24-bit (16777216 ppr) encoder. For use with SureServo2 SV2A-2550 5.5 kW drive. | Stock | 1176
SV2H-255B | SureServo2 high inertia AC brushless servo motor, 5.5 kW, 3-phase input, 24-bit (16777216 ppr) encoder, integrated brake. For use with SureServo2 SV2A-2550 5.5 kW drive. | Stock | 1756
SV2H-275N | SureServo2 high inertia AC brushless servo motor, 7.5 kW, 3-phase input, 24-bit (16777216 ppr) encoder. For use with SureServo2 SV2A-2750 7.5 kW drive. | Stock | 1425
SV2H-275B | SureServo2 high inertia AC brushless servo motor, 7.5 kW, 3-phase input, 24-bit (16777216 ppr) encoder, integrated brake. For use with SureServo2 SV2A-2750 7.5 kW drive. | Stock | 2227
SV2H-2B0N | SureServo2 high inertia AC brushless servo motor, 11 kW, 3-phase input, 24-bit (16777216 ppr) encoder. For use with SureServo2 SV2A-2F00 15 kW drive. | Stock | 2191
SV2H-2B0B | SureServo2 high inertia AC brushless servo motor, 11 kW, 3-phase input, 24-bit (16777216 ppr) encoder, integrated brake. For use with SureServo2 SV2A-2F00 15 kW drive. | Stock | 3003
SV2H-2F0N | SureServo2 high inertia AC brushless servo motor, 15 kW, 3-phase input, 24-bit (16777216 ppr) encoder. For use with SureServo2 SV2A-2F00 15 kW drive. | Stock | 2528
SV2H-2F0B | SureServo2 high inertia AC brushless servo motor, 15 kW, 3-phase input, 24-bit (16777216 ppr) encoder, integrated brake. For use with SureServo2 SV2A-2F00 15 kW drive. | Stock | 3461
SureServo2 Drives, Motors and Cables (460V)
SV2A-4040 | SureServo2 servo drive, 400W, 460 VAC, 3-phase, (1) RS-485 (RJ45) port(s), Modbus RTU and Modbus ASCII. For use with 400W systems. Optional EtherNet/IP and Modbus TCP cards available. | Stock | 515
SV2A-4075 | SureServo2 servo drive, 750W, 460 VAC, 3-phase, (1) RS-485 (RJ45) port(s), Modbus RTU and Modbus ASCII. For use with 750W systems. Optional EtherNet/IP and Modbus TCP cards available. | Stock | 544
SV2A-4150 | SureServo2 servo drive, 1.5 kW, 460 VAC, 3-phase, (1) RS-485 (RJ45) port(s), Modbus RTU and Modbus ASCII. For use with 1 kW and 1.5 kW systems. Optional EtherNet/IP and Modbus TCP cards available. | Stock | 745
SV2A-4200 | SureServo2 servo drive, 2 kW, 460 VAC, 3-phase, (1) RS-485 (RJ45) port(s), Modbus RTU and Modbus ASCII. For use with 2 kW systems. Optional EtherNet/IP and Modbus TCP cards available. | Stock | 726
SV2A-4300 | SureServo2 servo drive, 3 kW, 460 VAC, 3-phase, (1) RS-485 (RJ45) port(s), Modbus RTU and Modbus ASCII. For use with 3 kW systems. Optional EtherNet/IP and Modbus TCP cards available. | Stock | 817
SV2A-4550 | SureServo2 servo drive, 5.5 kW, 460 VAC, 3-phase, (1) RS-485 (RJ45) port(s), Modbus RTU and Modbus ASCII. For use with 4.5 kW and 5.5 kW systems. Optional EtherNet/IP and Modbus TCP cards available. | Stock | 937
SV2A-4750 | SureServo2 servo drive, 7.5 kW, 460 VAC, 3-phase, (1) RS-485 (RJ45) port(s), Modbus RTU and Modbus ASCII. For use with 7.5 kW systems. Optional EtherNet/IP and Modbus TCP cards available. | Stock | 1176
SV2A-4F00 | SureServo2 servo drive, 15 kW, 460 VAC, 3-phase, (1) RS-485 (RJ45) port(s), Modbus RTU and Modbus ASCII. For use with 11 kW and 15 kW systems. Optional EtherNet/IP and Modbus TCP cards available. | Stock | 1526
SV2L-404N | SureServo2 low inertia AC brushless servo motor, 400W, 3-phase input, 24-bit (16777216 ppr) encoder. For use with SureServo2 SV2A-4040 400W drive. | Stock | 403
SV2L-404B | SureServo2 low inertia AC brushless servo motor, 400W, 3-phase input, 24-bit (16777216 ppr) encoder, integrated brake. For use with SureServo2 SV2A-4040 400W drive. | Stock | 577
SV2L-407N | SureServo2 low inertia AC brushless servo motor, 750W, 3-phase input, 24-bit (16777216 ppr) encoder. For use with SureServo2 SV2A-4075 750W drive. | Stock | 435
SV2L-407B | SureServo2 low inertia AC brushless servo motor, 750W, 3-phase input, 24-bit (16777216 ppr) encoder, integrated brake. For use with SureServo2 SV2A-4075 750W drive. | Stock | 622
SV2L-410N | SureServo2 low inertia AC brushless servo motor, 1 kW, 3-phase input, 24-bit (16777216 ppr) encoder. For use with SureServo2 SV2A-4150 1.5 kW drive. | Stock | 566
SV2L-410B | SureServo2 low inertia AC brushless servo motor, 1 kW, 3-phase input, 24-bit (16777216 ppr) encoder, integrated brake. For use with SureServo2 SV2A-4150 1.5 kW drive. | Stock | 835
SV2M-410N | SureServo2 medium inertia AC brushless servo motor, 1 kW, 3-phase input, 24-bit (16777216 ppr) encoder. For use with SureServo2 SV2A-4150 1.5 kW drive. | Stock | 593
SV2M-410B | SureServo2 medium inertia AC brushless servo motor, 1 kW, 3-phase input, 24-bit (16777216 ppr) encoder, integrated brake. For use with SureServo2 SV2A-4150 1.5 kW drive. | Stock | 857
SV2L-415N | SureServo2 low inertia AC brushless servo motor, 1.5 kW, 3-phase input, 24-bit (16777216 ppr) encoder. For use with SureServo2 SV2A-4150 1.5 kW drive. | Stock | 649
SV2L-415B | SureServo2 low inertia AC brushless servo motor, 1.5 kW, 3-phase input, 24-bit (16777216 ppr) encoder, integrated brake. For use with SureServo2 SV2A-4150 1.5 kW drive. | Stock | 958
SV2L-420N | SureServo2 low inertia AC brushless servo motor, 2 kW, 3-phase input, 24-bit (16777216 ppr) encoder. For use with SureServo2 SV2A-4200 2 kW drive. | Stock | 770
SV2L-420B | SureServo2 low inertia AC brushless servo motor, 2 kW, 3-phase input, 24-bit (16777216 ppr) encoder, integrated brake. For use with SureServo2 SV2A-4200 2 kW drive. | Stock | 1007
SV2H-430N | SureServo2 high inertia AC brushless servo motor, 3 kW, 3-phase input, 24-bit (16777216 ppr) encoder. For use with SureServo2 SV2A-4300 3 kW drive. | Stock | 921
SV2H-430B | SureServo2 high inertia AC brushless servo motor, 3 kW, 3-phase input, 24-bit (16777216 ppr) encoder, integrated brake. For use with SureServo2 SV2A-4300 3 kW drive. | Stock | 1121
SV2H-445N | SureServo2 high inertia AC brushless servo motor, 4.5 kW, 3-phase input, 24-bit (16777216 ppr) encoder. For use with SureServo2 SV2A-4550 5.5 kW drive. | Stock | 1052
SV2H-445B | SureServo2 high inertia AC brushless servo motor, 4.5 kW, 3-phase input, 24-bit (16777216 ppr) encoder, integrated brake. For use with SureServo2 SV2A-4550 5.5 kW drive. | Stock | 1631
SV2H-455N | SureServo2 high inertia AC brushless servo motor, 5.5 kW, 3-phase input, 24-bit (16777216 ppr) encoder. For use with SureServo2 SV2A-4550 5.5 kW drive. | Stock | 1211
SV2H-455B | SureServo2 high inertia AC brushless servo motor, 5.5 kW, 3-phase input, 24-bit (16777216 ppr) encoder, integrated brake. For use with SureServo2 SV2A-4550 5.5 kW drive. | Stock | 1807
SV2H-475N | SureServo2 high inertia AC brushless servo motor, 7.5 kW, 3-phase input, 24-bit (16777216 ppr) encoder. For use with SureServo2 SV2A-4750 7.5 kW drive. | Stock | 1468
SV2H-475B | SureServo2 high inertia AC brushless servo motor, 7.5 kW, 3-phase input, 24-bit (16777216 ppr) encoder, integrated brake. For use with SureServo2 SV2A-4750 7.5 kW drive. | Stock | 2293
SV2H-4B0N | SureServo2 high inertia AC brushless servo motor, 11 kW, 3-phase input, 24-bit (16777216 ppr) encoder. For use with SureServo2 SV2A-4F00 15 kW drive. | Stock | 2255
SV2H-4B0B | SureServo2 high inertia AC brushless servo motor, 11 kW, 3-phase input, 24-bit (16777216 ppr) encoder, integrated brake. For use with SureServo2 SV2A-4F00 15 kW drive. | Stock | 3091
SV2H-4F0N | SureServo2 high inertia AC brushless servo motor, 15 kW, 3-phase input, 24-bit (16777216 ppr) encoder. For use with SureServo2 SV2A-4F00 15 kW drive. | Stock | 2602
SV2H-4F0B | SureServo2 high inertia AC brushless servo motor, 15 kW, 3-phase input, 24-bit (16777216 ppr) encoder, integrated brake. For use with SureServo2 SV2A-4F00 15 kW drive. | Stock | 3563
CN1 I/O Components for SureServo2 Drive Systems
SV2-CN1-RTB50 | SureServo2 feedthrough module, 50-pole, DIN rail mount. For use with all SureServo2 drives. | Stock | 79
SV2-CN1-LTB20 | SureServo2 feedthrough module, 20-pole, direct mount. For use with all SureServo2 drives. | Stock | 60
Accessories for SureServo2 Drive Systems
SV2-PRO | SureServo2 Pro Windows configuration software, USB or free download. For use with all SureServo2 drives. Requires PC USB port. | Stock | 21
SV2-CM-MODTCP | SureServo2 communication module, Modbus TCP, 1 port, (1) Ethernet (RJ45) port(s). For use with all SureServo2 drives. | Stock | 136
SV2-CM-ENETIP | SureServo2 communication module, EtherNet/IP, 1 port, (1) Ethernet (RJ45) port(s). For use with all SureServo2 drives. | Stock | 146
SV2-TOR1 | SureServo2 toroid, EMI/RFI filtering, 40mm inside diameter, 72mm outside diameter, 16mm thick. For use with all SureServo2 drives. | Stock | 23.5
SV2-CN3-CON-2 | SureServo2 splitter, (2) RS-485 (RJ45) to (1) RS-485 (RJ45). For use with all SureServo2 drives. | Stock | 17.5
SV2-CN3-TR2 | SureServo2 terminating resistor, 120 ohm, RJ45 8P8C male. For use with all SureServo2 drives. | Stock | 8
SV2-BBOX-1 | SureServo2 encoder single battery box, for use with all SureServo2 drives. (1) AA ER14505 lithium battery included. | Stock | 39.5
Replacement Fans for Servo Drives
SV2-FAN-1 | SureServo2 main cooling fan, replacement, 40 x 40 x 15mm, 12 VDC. For use with SureServo2 SV2A-2075 and SV2A-2150 drives. Electrical connector included. | Stock | 22
SV2-FAN-2 | SureServo2 main cooling fan, replacement, 50 x 50 x 20mm, 12 VDC. For use with SureServo2 SV2A-2200 and SV2A-2300 drives. Electrical connector included. | Stock | 16
SV2-FAN-3 | SureServo2 main cooling fan, replacement, 50 x 50 x 20mm, 12 VDC. For use with SureServo2 SV2A-4040, SV2A-4075 and SV2A-4150 drives. Electrical connector included. | Stock | 33.5
SV2-FAN-4 | SureServo2 main cooling fan, replacement, 60 x 60 x 25mm, 12 VDC. For use with SureServo2 SV2A-2550, SV2A-4300 and SV2A-4550 drives. Electrical connector included. | Stock | 35.5
SV2-FAN-5 | SureServo2 main cooling fan, replacement, 60 x 60 x 20mm, 12 VDC. For use with SureServo2 SV2A-2550, SV2A-4200 and SV2A-4550 drives. Electrical connector included. | Stock | 28
SV2-FAN-6 | SureServo2 main cooling fan, replacement, 70 x 70 x 25mm, 12 VDC. For use with SureServo2 SV2A-2750 and SV2A-4750 drives. Electrical connector included. | Stock | 39.5
SV2-FAN-7 | SureServo2 main cooling fan, replacement, 92 x 92 x 38mm, 24 VDC. For use with SureServo2 SV2A-2F00 drive. Electrical connector included. | Stock | 67
SV2-FAN-8 | SureServo2 main cooling fan, replacement, 92 x 92 x 38mm, 12 VDC. For use with SureServo2 SV2A-4F00 drive. Electrical connector included. | Stock | 56
Connector Components for SureServo2 Drive Systems
SV2-CON-KIT | SureServo2 connector kit, replacement. For use with 400W, 750W and 1.5 kW SureServo2 drives. Includes (1) SV2-CN10-STO STO connector, (2) AC power connectors, (1) power resistor connector, (1) motor power connector and (2) wire insert tools. | Stock | 31.5
SV2-CN1-CON | SureServo2 I/O connector, 50-pin. For use with all SureServo2 drives. | Stock | 25.5
SV2-CN10-STO | SureServo2 STO connector, replacement, 8-pin. For use with all SureServo2 drives. | Stock | 15
LS Electric PHOX EtherCAT Servo Motors, Drives and Motor Cables (24-80 VDC)
PHOX-03-080NS-AD | LS Electric servo drive, 150W, 24-80 VDC, (2) Ethernet 100Base-TX (RJ45) port(s), EtherCAT Slave. For use with 100W systems. | Stock | 486
PHOX-06-080NS-AD | LS Electric servo drive, 300W, 24-80 VDC, (2) Ethernet 100Base-TX (RJ45) port(s), EtherCAT Slave. For use with 200W-300W systems. | Stock | 508
APMC-FAL01AM8N-8-AD | LS Electric low inertia DC brushless servo motor, 100W, 3-phase input, 18-bit (262144 ppr) encoder. For use with LS Electric PHOX-03-080NS-AD 3A drive. | Stock | 315
APMC-FBL01AMK-8-AD | LS Electric low inertia DC brushless servo motor, 100W, 3-phase input, 19-bit (524288 ppr) encoder. For use with LS Electric PHOX-03-080NS-AD 3A drive. | Stock | 302
APMC-FBL02AMK-8-AD | LS Electric low inertia DC brushless servo motor, 200W, 3-phase input, 19-bit (524288 ppr) encoder. For use with LS Electric PHOX-06-080NS-AD 6A drive. | Stock | 331
APMC-FBL03AMK-8-AD | LS Electric low inertia DC brushless servo motor, 300W, 3-phase input, 19-bit (524288 ppr) encoder. For use with LS Electric PHOX-06-080NS-AD 6A drive. | Stock | 342
APMC-FAL01AM8N2-8-AD | LS Electric low inertia DC brushless servo motor, 100W, 3-phase input, 18-bit (262144 ppr) encoder, integrated brake. For use with LS Electric PHOX-03-080NS-AD 3A drive. | Stock | 515
APMC-FBL01AMK2-8-AD | LS Electric low inertia DC brushless servo motor, 100W, 3-phase input, 19-bit (524288 ppr) encoder, integrated brake. For use with LS Electric PHOX-03-080NS-AD 3A drive. | Stock | 521
APMC-FBL02AMK2-8-AD | LS Electric low inertia DC brushless servo motor, 200W, 3-phase input, 19-bit (524288 ppr) encoder, integrated brake. For use with LS Electric PHOX-06-080NS-AD 6A drive. | Stock | 544
APMC-FBL03AMK2-8-AD | LS Electric low inertia DC brushless servo motor, 300W, 3-phase input, 19-bit (524288 ppr) encoder, integrated brake. For use with LS Electric PHOX-06-080NS-AD 6A drive. | Stock | 555
Connector Components for LS Electric PHOX DC Servo Systems
PHOX-CON-A | AutomationDirect drive power connector, replacement, 8-pin. For use with all LS Electric PHOX series drives. | Stock | 17
PHOX-CON-B | AutomationDirect drive STO connector, replacement, 6-pin. For use with all LS Electric PHOX series drives. Requires PHOX-CON-D drive STO/brake crimp pins. | Stock | 5.5
PHOX-CON-C | AutomationDirect drive brake connector, replacement, 4-pin. For use with all LS Electric PHOX series drives. Requires PHOX-CON-D drive STO/brake crimp pins. | Stock | 5.5
PHOX-CON-D | AutomationDirect drive STO/brake crimp pins, replacement. Package of 10. For use with all LS Electric PHOX series drives. | Stock | 10
PHOX-CON-E | AutomationDirect drive encoder connector, 15-pin. For use with all LS Electric PHOX series drives. | Stock | 11
LS Electric iX7NH Series Drives, Motors and Cables (115/230V)
IX7NHA004U-AD | LS Electric servo drive, 400W, 110/230 VAC, 1 and 3-phase, (2) Ethernet 100Base-TX (RJ45) port(s), EtherCAT Slave and Modbus TCP. For use with 100W-400W systems. | Stock | 571
IX7NHA008U-AD | LS Electric servo drive, 750W, 230 VAC, 1 and 3-phase, (2) Ethernet 100Base-TX (RJ45) port(s), EtherCAT Slave and Modbus TCP. For use with 750W systems. | Stock | 703
IX7NHA010U-AD | LS Electric servo drive, 1 kW, 230 VAC, 1 and 3-phase, (2) Ethernet 100Base-TX (RJ45) port(s), EtherCAT Slave and Modbus TCP. For use with 1 kW systems. | Stock | 716
IX7NHA020U-AD | LS Electric servo drive, 2 kW, 230 VAC, 1 and 3-phase, (2) Ethernet 100Base-TX (RJ45) port(s), EtherCAT Slave and Modbus TCP. For use with 1 kW 1-phase and 1.5 kW-2.2 kW 3-phase systems. | Stock | 942
IX7NHA035U-AD | LS Electric servo drive, 3.5 kW, 230 VAC, 1 and 3-phase, (2) Ethernet 100Base-TX (RJ45) port(s), EtherCAT Slave and Modbus TCP. For use with 1.5 kW-2.2 kW 1-phase and 3.5 kW 3-phase systems. | Stock | 961
CN1 I/O Components for iX7NH Series Servo Systems
APCS-L7NCN1T-AD | LS Electric CN1 feedthrough terminal block, 20-pole, DIN rail mount. For use with all LS Electric iX7 series drives. 1.6ft/0.5m control cable included. | Stock | 68
APCS-L7NCN1T01-AD | LS Electric CN1 feedthrough terminal block, 20-pole, DIN rail mount. For use with all LS Electric iX7 series drives. 3.2ft/1m control cable included. | Stock | 71
APCS-L7NCN1T015-AD | LS Electric CN1 feedthrough terminal block, 20-pole, DIN rail mount. For use with all LS Electric iX7 series drives. 4.9ft/1.5m control cable included. | Stock | 73
APCS-L7NCN1T02-AD | LS Electric CN1 feedthrough terminal block, 20-pole, DIN rail mount. For use with all LS Electric iX7 series drives. 6.5ft/2m control cable included. | Stock | 77
Connector Components for LS Electric iX7NH Series Servo Systems
APC-CN2NNA-AD | LS Electric I/O connector, replacement, 20-pin. For use with all LS Electric iX7 series drives. | Stock | 29
APCS-CN6K-AD | LS Electric STO connector, replacement, 6-pin. For use with all LS Electric iX7 series drives. | Stock | 34
APC-CN3NNA-AD | LS Electric drive encoder connector, 14-pin. For use with all LS Electric L7C, L7P and iX7 series drives. | Stock | 36
APC-EF00BS-AD | LS Electric motor encoder connector, 17-pin. For use with all LS Electric APM-FE and APM-FF series motors. | Stock | 24
IX7-CON-A | AutomationDirect drive power connector, replacement, 11-pin. For use with LS Electric iX7 series 400W, 800W and 1 kW drives. | Stock | 22.5
IX7-CON-B | AutomationDirect drive power connector, replacement, 4-pin. For use with LS Electric iX7 series 400W, 800W and 1 kW drives. | Stock | 25.5
IX7-CON-C | AutomationDirect drive power connector release, replacement. For use with LS Electric iX7 series 400W, 800W and 1 kW drives. | Stock | 10.5
IX7-CON-D | AutomationDirect drive power connector, replacement, 4-pin. For use with LS Electric iX7 series 2 kW and 3.5 kW drives. | Stock | 22.5
IX7-CON-E | AutomationDirect drive power connector, replacement, 5-pin. For use with LS Electric iX7 series 2 kW and 3.5 kW drives. | Stock | 22.5
IX7-CON-F | AutomationDirect drive power connector, replacement, 6-pin. For use with LS Electric iX7 series 2 kW and 3.5 kW drives. | Stock | 22.5
L7P-CON-E | AutomationDirect drive analog monitor crimp pins, package of 5. For use with all LS Electric L7P and iX7 series drives. Requires L7P-CON-F drive analog monitor crimp connector. | Stock | 0.75
L7P-CON-F | AutomationDirect drive analog monitor crimp connector, 4-pin. For use with all LS Electric L7P and iX7 series drives. Requires L7P-CON-E drive analog monitor crimp pins. | Stock | 2.25
L7P-CON-G | AutomationDirect drive analog monitor IDC connector, 4-pin. For use with all LS Electric L7P and iX7 series drives. | Stock | 2.25
LS Electric L7CA Series Servo System Components
L7CA004U-AD | LS Electric servo drive, 400W, 230 VAC, 1-phase, (1) RS-422/RS-485 (CN1) port(s), Modbus RTU. For use with 100W-400W systems. | Stock | 331
L7CA010U-AD | LS Electric servo drive, 1 kW, 230 VAC, 1-phase, (1) RS-422/RS-485 (CN1) port(s), Modbus RTU. For use with 750W-1 kW systems. | Stock | 415
APMC-FBL01AYK-AD | LS Electric low inertia AC brushless servo motor, 100W, 3-phase input, 17-bit (131072 ppr) encoder. For use with LS Electric L7C L7CA004U-AD 400W drive. | Stock | 242
APMC-FBL01AYK2-AD | LS Electric low inertia AC brushless servo motor, 100W, 3-phase input, 17-bit (131072 ppr) encoder, integrated brake. For use with LS Electric L7C L7CA004U-AD 400W drive. | Stock | 468
APMC-FBL02AYK-AD | LS Electric low inertia AC brushless servo motor, 200W, 3-phase input, 17-bit (131072 ppr) encoder. For use with LS Electric L7C L7CA004U-AD 400W drive. | Stock | 286
APMC-FBL02AYK2-AD | LS Electric low inertia AC brushless servo motor, 200W, 3-phase input, 17-bit (131072 ppr) encoder, integrated brake. For use with LS Electric L7C L7CA004U-AD 400W drive. | Stock | 501
APMC-FBL04AYK-AD | LS Electric low inertia AC brushless servo motor, 400W, 3-phase input, 17-bit (131072 ppr) encoder. For use with LS Electric L7C L7CA004U-AD 400W drive. | Stock | 300
APMC-FBL04AYK2-AD | LS Electric low inertia AC brushless servo motor, 400W, 3-phase input, 17-bit (131072 ppr) encoder, integrated brake. For use with LS Electric L7C L7CA004U-AD 400W drive. | Stock | 512
APMC-FCL08AYK-AD | LS Electric low inertia AC brushless servo motor, 750W, 3-phase input, 17-bit (131072 ppr) encoder. For use with LS Electric L7C L7CA010U-AD 1 kW drive. | Stock | 355
APMC-FCL08AYK2-AD | LS Electric low inertia AC brushless servo motor, 750W, 3-phase input, 17-bit (131072 ppr) encoder, integrated brake. For use with LS Electric L7C L7CA010U-AD 1 kW drive. | Stock | 559
APMC-FCL10AYK-AD | LS Electric low inertia AC brushless servo motor, 1 kW, 3-phase input, 17-bit (131072 ppr) encoder. For use with LS Electric L7C L7CA010U-AD 1 kW drive. | Stock | 455
APMC-FCL10AYK2-AD | LS Electric low inertia AC brushless servo motor, 1 kW, 3-phase input, 17-bit (131072 ppr) encoder, integrated brake. For use with LS Electric L7C L7CA010U-AD 1 kW drive. | Stock | 689
Accessories for LS Electric L7CA Series Drive Systems
APCS-140R50-AD | LS Electric braking resistor, 140W, 50 ohm, encapsulated. For use with 400W LS Electric drives. | Stock | 22.5
APCS-300R30-AD | LS Electric braking resistor, 300W, 30 ohm, encapsulated. For use with all LS Electric 230 VAC 750W and 1 kW drives. | Stock | 29
TB1-10A0D0 | LS Electric EMI input filter, 250 VAC, 1-phase, 10A, panel mount, EMI/RFI filtering, 2-stage, drive rated, standard performance, screw terminals. For use with 1-phase AC drives. | Stock | 93
TB6-B010LBEI | LS Electric EMI input filter, 440 VAC, 3-phase, 10A, panel mount, EMI/RFI filtering, drive rated, standard performance, screw terminals. For use with 1-phase or 3-phase AC drives. | Stock | 105
Connector Components for LS Electric L7CA Series Drive Systems
5452573 | AutomationDirect drive power connector, replacement, 7-pin. For use with all LS Electric L7C series drives. | Stock | 10
LS Electric L7PA Series 230V Servo Motors, Drives and Motor Cables
L7PA004U-AD | LS Electric servo drive, 400W, 230 VAC, 1 and 3-phase, (2) RS-422/RS-485 (RJ45) port(s), Modbus RTU. For use with 100W-400W systems. | Stock | 454
L7PA010U-AD | LS Electric servo drive, 1 kW, 230 VAC, 1 and 3-phase, (2) RS-422/RS-485 (RJ45) port(s), Modbus RTU. For use with 750W and 1 kW systems. | Stock | 569
L7PA020U-AD | LS Electric servo drive, 2 kW, 230 VAC, 1 and 3-phase, (2) RS-422/RS-485 (RJ45) port(s), Modbus RTU. For use with 1 kW 1-phase and 1.5 kW-2.2 kW 3-phase systems. | Stock | 803
L7PA035U-AD | LS Electric servo drive, 3.5 kW, 230 VAC, 1 and 3-phase, (2) RS-422/RS-485 (RJ45) port(s), Modbus RTU. For use with 1.5 kW-2.2 kW 1-phase and 3.5 kW systems 3-phase systems. | Stock | 840
L7PA050U-AD | LS Electric servo drive, 5 kW, 230 VAC, 3-phase, (2) RS-422/RS-485 (RJ45) port(s), Modbus RTU. For use with 5 kW and 5.5 kW systems. | Stock | 1318
L7PA075U-AD | LS Electric servo drive, 7.5 kW, 230 VAC, 3-phase, (2) RS-422/RS-485 (RJ45) port(s), Modbus RTU. For use with 7.5 kW systems. | Stock | 1944
APMC-FBL01AMK-AD | LS Electric low inertia AC brushless servo motor, 100W, 3-phase input, 19-bit (524288 ppr) encoder. For use with LS Electric L7PA004U-AD and iX7NHA004U-AD 400W drives. | Stock | 330
APMC-FBL01AMK2-AD | LS Electric low inertia AC brushless servo motor, 100W, 3-phase input, 19-bit (524288 ppr) encoder, integrated brake. For use with LS Electric L7PA004U-AD and iX7NHA004U-AD 400W drives. | Stock | 566
APMC-FBL02AMK-AD | LS Electric low inertia AC brushless servo motor, 200W, 3-phase input, 19-bit (524288 ppr) encoder. For use with LS Electric L7PA004U-AD and iX7NHA004U-AD 400W drives. | Stock | 386
APMC-FBL02AMK2-AD | LS Electric low inertia AC brushless servo motor, 200W, 3-phase input, 19-bit (524288 ppr) encoder, integrated brake. For use with LS Electric L7PA004U-AD and iX7NHA004U-AD 400W drives. | Stock | 593
APMC-FBL04AMK-AD | LS Electric low inertia AC brushless servo motor, 400W, 3-phase input, 19-bit (524288 ppr) encoder. For use with LS Electric L7PA004U-AD and iX7NHA004U-AD 400W drives. | Stock | 399
APMC-FBL04AMK2-AD | LS Electric low inertia AC brushless servo motor, 400W, 3-phase input, 19-bit (524288 ppr) encoder, integrated brake. For use with LS Electric L7PA004U-AD and iX7NHA004U-AD 400W drives. | Stock | 636
APMC-FCL08AMK-AD | LS Electric low inertia AC brushless servo motor, 750W, 3-phase input, 19-bit (524288 ppr) encoder. For use with LS Electric L7PA010U-AD 1 kW drive and iX7NHA008U-AD 750W drives. | Stock | 490
APMC-FCL08AMK2-AD | LS Electric low inertia AC brushless servo motor, 750W, 3-phase input, 19-bit (524288 ppr) encoder, integrated brake. For use with LS Electric L7PA010U-AD 1 kW drive and iX7NHA008U-AD 750W drives. | Stock | 696
APMC-FCL10AMK-AD | LS Electric low inertia AC brushless servo motor, 1 kW, 3-phase input, 19-bit (524288 ppr) encoder. For use with LS Electric L7PA010U-AD and iX7NHA010U-AD 1 kW drives and L7PA020U-AD and iX7NHA020U-AD 2 kW drives with 1-phase input. | Stock | 543
APMC-FCL10AMK2-AD | LS Electric low inertia AC brushless servo motor, 1 kW, 3-phase input, 19-bit (524288 ppr) encoder, integrated brake. For use with LS Electric L7PA010U-AD and iX7NHA010U-AD 1 kW drives and L7PA020U-AD and iX7NHA020U-AD 2 kW drives with 1-phase input. | Stock | 775
APM-FE15AMK-AD | LS Electric low inertia AC brushless servo motor, 1.5 kW, 3-phase input, 19-bit (524288 ppr) encoder. For use with LS Electric L7PA020U-AD and iX7NHA020U-AD with 3-phase input and L7PA035U-AD and iX7NHA035U-AD with 1-phase input. | Stock | 779
APM-FE15AMK2-AD | LS Electric low inertia AC brushless servo motor, 1.5 kW, 3-phase input, 19-bit (524288 ppr) encoder, integrated brake. For use with LS Electric L7PA020U-AD and iX7NHA020U-AD with 3-phase input and L7PA035U-AD and iX7NHA035U-AD with 1-phase input. | Stock | 1023
APM-FE16DMK-AD | LS Electric medium inertia AC brushless servo motor, 1.6 kW, 3-phase input, 19-bit (524288 ppr) encoder. For use with LS Electric L7PA020U-AD and iX7NHA020U-AD with 3-phase input and L7PA035U-AD and iX7NHA035U-AD with 1-phase input. | Stock | 836
APM-FE16DMK2-AD | LS Electric medium inertia AC brushless servo motor, 1.6 kW, 3-phase input, 19-bit (524288 ppr) encoder, integrated brake. For use with LS Electric L7PA020U-AD and iX7NHA020U-AD with 3-phase input and L7PA035U-AD and iX7NHA035U-AD with 1-phase input. | Stock | 1082
APM-FE22DMK-AD | LS Electric medium inertia AC brushless servo motor, 2.2 kW, 3-phase input, 19-bit (524288 ppr) encoder. For use with LS Electric L7PA020U-AD and iX7NHA020U-AD with 3-phase input and L7PA035U-AD and iX7NHA035U-AD with 1-phase input. | Stock | 871
APM-FE22DMK2-AD | LS Electric medium inertia AC brushless servo motor, 2.2 kW, 3-phase input, 19-bit (524288 ppr) encoder, integrated brake. For use with LS Electric L7PA020U-AD and iX7NHA020U-AD with 3-phase input and L7PA035U-AD and iX7NHA035U-AD with 1-phase input. | Stock | 1112
APM-FF35DMK-AD | LS Electric medium inertia AC brushless servo motor, 3.5 kW, 3-phase input, 19-bit (524288 ppr) encoder. For use with LS Electric L7PA035U-AD and iX7NHA035U-AD 3.5 kW drives with 3-phase input. | Stock | 1192
APM-FF35DMK2-AD | LS Electric medium inertia AC brushless servo motor, 3.5 kW, 3-phase input, 19-bit (524288 ppr) encoder, integrated brake. For use with LS Electric L7PA035U-AD and iX7NHA035U-AD 3.5 kW drives with 3-phase input. | Stock | 1547
APM-FF55DMK-AD | LS Electric medium inertia AC brushless servo motor, 5.5 kW, 3-phase input, 19-bit (524288 ppr) encoder. For use with LS Electric L7PA050U-AD 5 kW drive. | Stock | 1449
APM-FF55DMK2-AD | LS Electric medium inertia AC brushless servo motor, 5.5 kW, 3-phase input, 19-bit (524288 ppr) encoder, integrated brake. For use with LS Electric L7PA050U-AD 5 kW drive. | Stock | 1828
APM-FF75DMK-AD | LS Electric medium inertia AC brushless servo motor, 7.5 kW, 3-phase input, 19-bit (524288 ppr) encoder. For use with LS Electric L7PA075U-AD 7.5 kW drive. | Stock | 1764
APM-FF75DMK2-AD | LS Electric medium inertia AC brushless servo motor, 7.5 kW, 3-phase input, 19-bit (524288 ppr) encoder, integrated brake. For use with LS Electric L7PA075U-AD 7.5 kW drive. | Stock | 2133
LS Electric L7PB Series 460V Servo Motors, Drives and Motor Cables
L7PB010U-AD | LS Electric servo drive, 1 kW, 460 VAC, 3-phase, (2) RS-422/RS-485 (RJ45) port(s), Modbus RTU. For use with 900W-1 kW systems. | Stock | 628
L7PB020U-AD | LS Electric servo drive, 2 kW, 460 VAC, 3-phase, (2) RS-422/RS-485 (RJ45) port(s), Modbus RTU. For use with 1.5 kW-2.2 kW systems. | Stock | 830
L7PB035U-AD | LS Electric servo drive, 3.5 kW, 460 VAC, 3-phase, (2) RS-422/RS-485 (RJ45) port(s), Modbus RTU. For use with 3.5 kW systems. | Stock | 865
L7PB050U-AD | LS Electric servo drive, 5 kW, 460 VAC, 3-phase, (2) RS-422/RS-485 (RJ45) port(s), Modbus RTU. For use with 5 kW and 5.5 kW systems. | Stock | 1318
L7PB075U-AD | LS Electric servo drive, 7.5 kW, 460 VAC, 3-phase, (2) RS-422/RS-485 (RJ45) port(s), Modbus RTU. For use with 7.5 kW systems. | Stock | 1542
APM-FEP09AMK-AD | LS Electric low inertia AC brushless servo motor, 900W, 3-phase input, 19-bit (524288 ppr) encoder. For use with LS Electric L7PB010U-AD 1 kW drive. | Stock | 715
APM-FEP09AMK2-AD | LS Electric low inertia AC brushless servo motor, 900W, 3-phase input, 19-bit (524288 ppr) encoder, integrated brake. For use with LS Electric L7PB010U-AD 1 kW drive. | Stock | 961
APM-FEP15AMK-AD | LS Electric low inertia AC brushless servo motor, 1.5 kW, 3-phase input, 19-bit (524288 ppr) encoder. For use with LS Electric L7PB020U-AD 2 kW drive. | Stock | 783
APM-FEP15AMK2-AD | LS Electric low inertia AC brushless servo motor, 1.5 kW, 3-phase input, 19-bit (524288 ppr) encoder, integrated brake. For use with LS Electric L7PB020U-AD 2 kW drive. | Stock | 1063
APM-FEP16DMK-AD | LS Electric medium inertia AC brushless servo motor, 1.6 kW, 3-phase input, 19-bit (524288 ppr) encoder. For use with LS Electric L7PB020U-AD 2 kW drive. | Stock | 846
APM-FEP16DMK2-AD | LS Electric medium inertia AC brushless servo motor, 1.6 kW, 3-phase input, 19-bit (524288 ppr) encoder, integrated brake. For use with LS Electric L7PB020U-AD 2 kW drive. | Stock | 1127
APM-FEP22DMK-AD | LS Electric medium inertia AC brushless servo motor, 2.2 kW, 3-phase input, 19-bit (524288 ppr) encoder. For use with LS Electric L7PB020U-AD 2 kW drive. | Stock | 882
APM-FEP22DMK2-AD | LS Electric medium inertia AC brushless servo motor, 2.2 kW, 3-phase input, 19-bit (524288 ppr) encoder, integrated brake. For use with LS Electric L7PB020U-AD 2 kW drive. | Stock | 1117
APM-FFP35DMK-AD | LS Electric medium inertia AC brushless servo motor, 3.5 kW, 3-phase input, 19-bit (524288 ppr) encoder. For use with LS Electric L7PB035U-AD 3.5 kW drive. | Stock | 1208
APM-FFP35DMK2-AD | LS Electric medium inertia AC brushless servo motor, 3.5 kW, 3-phase input, 19-bit (524288 ppr) encoder, integrated brake. For use with LS Electric L7PB035U-AD 3.5 kW drive. | Stock | 1593
APM-FFP55DMK-AD | LS Electric medium inertia AC brushless servo motor, 5.5 kW, 3-phase input, 19-bit (524288 ppr) encoder. For use with LS Electric L7PB050U-AD 5 kW drive. | Stock | 1459
APM-FFP55DMK2-AD | LS Electric medium inertia AC brushless servo motor, 5.5 kW, 3-phase input, 19-bit (524288 ppr) encoder, integrated brake. For use with LS Electric L7PB050U-AD 5 kW drive. | Stock | 1833
APM-FFP75DMK-AD | LS Electric medium inertia AC brushless servo motor, 7.5 kW, 3-phase input, 19-bit (524288 ppr) encoder. For use with LS Electric L7PB075U-AD 7.5 kW drive. | Stock | 1786
APM-FFP75DMK2-AD | LS Electric medium inertia AC brushless servo motor, 7.5 kW, 3-phase input, 19-bit (524288 ppr) encoder, integrated brake. For use with LS Electric L7PB075U-AD 7.5 kW drive. | Stock | 2133
Accessories for LS Electric L7P Series Servo Drive Systems
APC-600R30-AD | LS Electric braking resistor, 600W, 30 ohm, encapsulated. For use with LS Electric 230 VAC 2 kW and 3.5 kW drives. Requires (2) customer-supplied M5 screws and cable lugs. | Stock | 51
APC-600R28-AD | LS Electric braking resistor, 600W, 28 ohm, encapsulated. For use with LS Electric 230 VAC 5.5 kW and 7.5 kW drives. Requires (2) customer-supplied M5 screws and cable lugs. | Stock | 78
APCS-300R82-AD | LS Electric braking resistor, 300W, 82 ohm, encapsulated. For use with LS Electric 460 VAC 1 kW drives. | Stock | 19.5
APCS-600R140-AD | LS Electric braking resistor, 600W, 140 ohm, encapsulated. For use with LS Electric 460 VAC 2 kW and 3.5 kW drives. Requires (2) customer-supplied M5 screws and cable lugs. | Stock | 51
APCS-600R75-AD | LS Electric braking resistor, 600W, 75 ohm, encapsulated. For use with LS Electric 460 VAC 5.5 kW and 7.5 kW drives. Requires (2) customer-supplied M5 screws and cable lugs. | Stock | 51
TB6-B020NBDC | LS Electric EMI input filter, 550 VAC, 3-phase, 20A, panel mount, EMI/RFI filtering, drive rated, standard performance, screw terminals. For use with 1-phase or 3-phase AC drives. | Stock | 152
TB6-B030NBDC | LS Electric EMI input filter, 550 VAC, 3-phase, 30A, panel mount, EMI/RFI filtering, drive rated, standard performance, screw terminals. For use with 1-phase or 3-phase AC drives. | Stock | 145
TB6-B040AS | LS Electric EMI input filter, 550 VAC, 3-phase, 40A, panel mount, EMI/RFI filtering, drive rated, standard performance, screw terminals. For use with 1-phase or 3-phase AC drives. | Stock | 249
TB6-B060LAS | LS Electric EMI input filter, 550 VAC, 3-phase, 60A, panel mount, EMI/RFI filtering, drive rated, standard performance, screw terminals. For use with 1-phase or 3-phase AC drives. | Stock | 433
Connector Components for LS Electric L7P Series Servo Drive Systems
APC-CN1NNA-AD | LS Electric I/O connector, 50-pin. For use with all LS Electric L7C and L7P series drives. | Stock | 36
APCS-BATT36-AD | LS Electric battery, replacement. For use with LS Electric encoder feedback cables for 19-bit encoders. AA ER6V lithium battery. | Stock | 49.5
L7P-CON-A | AutomationDirect drive power connector, replacement, 11-pin. For use with LS Electric L7PA series 230 VAC 400W and 1 kW drives. | Stock | 17
L7P-CON-B | AutomationDirect drive power connector, replacement, 3-pin. For use with LS Electric L7PA series 230 VAC 400W and 1 kW drives. | Stock | 9
L7P-CON-C | AutomationDirect drive power connector, replacement, 11-pin. For use with LS Electric L7PB series 460 VAC 1 kW drives and all L7P series 2 kW and 3.5 kW drives. | Stock | 22.5
L7P-CON-D | AutomationDirect drive power connector, replacement, 3-pin. For use with LS Electric L7PB series 460 VAC 1 kW drives and all L7P series 2 kW and 3.5 kW drives. | Stock | 8.5
Single-Shaft Stepper Motors
STP-MTRL-14026 | SureStep stepper motor, NEMA 14 frame, IP40, single shaft, 0.35A, 8 oz-in holding torque, 1.8-degree step angle, 200 steps per revolution, bipolar. Requires STP-EXTL-xxx cable. | Stock | 29.5
STP-MTRL-14034 | SureStep stepper motor, NEMA 14 frame, IP40, single shaft, 0.8A, 20 oz-in holding torque, 1.8-degree step angle, 200 steps per revolution, bipolar. Requires STP-EXTL-xxx cable. | Stock | 28.5
STP-MTR-17040 | SureStep stepper motor, NEMA 17 frame, IP40, single shaft, 1.7A, 61 oz-in holding torque, 1.8-degree step angle, 200 steps per revolution, bipolar. Requires STP-EXT-xxx cable. | Stock | 23.5
STP-MTR-17048 | SureStep stepper motor, NEMA 17 frame, IP40, single shaft, 2A, 83 oz-in holding torque, 1.8-degree step angle, 200 steps per revolution, bipolar. Requires STP-EXT-xxx cable. | Stock | 30
STP-MTR-17060 | SureStep stepper motor, NEMA 17 frame, IP40, single shaft, 2A, 115 oz-in holding torque, 1.8-degree step angle, 200 steps per revolution, bipolar. Requires STP-EXT-xxx cable. | Stock | 55
STP-MTR-23055 | SureStep stepper motor, NEMA 23 frame, IP40, single shaft, 2.8A, 166 oz-in holding torque, 1.8-degree step angle, 200 steps per revolution, bipolar. Requires STP-EXT-xxx cable. | Stock | 44.5
STP-MTR-23079 | SureStep stepper motor, NEMA 23 frame, IP40, single shaft, 2.8A, 276 oz-in holding torque, 1.8-degree step angle, 200 steps per revolution, bipolar. Requires STP-EXT-xxx cable. | Stock | 57
STP-MTRH-23079 | SureStep stepper motor, NEMA 23 frame, IP40, single shaft, 5.6A, 286 oz-in holding torque, 1.8-degree step angle, 200 steps per revolution, bipolar. Requires STP-EXTH-xxx cable. | Stock | 64
STP-MTR-34066 | SureStep stepper motor, NEMA 34 frame, IP40, single shaft, 2.8A, 434 oz-in holding torque, 1.8-degree step angle, 200 steps per revolution, bipolar. Requires STP-EXT-xxx cable. | Stock | 134
STP-MTRH-34066 | SureStep stepper motor, NEMA 34 frame, IP40, single shaft, 6.3A, 434 oz-in holding torque, 1.8-degree step angle, 200 steps per revolution, bipolar. Requires STP-EXTH-xxx cable. | Stock | 164
STP-MTRH-34097 | SureStep stepper motor, NEMA 34 frame, IP40, single shaft, 6.3A, 800 oz-in holding torque, 1.8-degree step angle, 200 steps per revolution, bipolar. Requires STP-EXTH-xxx cable. | Stock | 187
STP-MTRH-34127 | SureStep stepper motor, NEMA 34 frame, IP40, single shaft, 6.3A, 1288 oz-in holding torque, 1.8-degree step angle, 200 steps per revolution, bipolar. Requires STP-EXTH-xxx cable. | Stock | 201
STP-MTRAC-23044 | SureStep stepper motor, NEMA 23 frame, IP40, single shaft, 0.71A, 75 oz-in holding torque, 1.8-degree step angle, 200 steps per revolution, bipolar. | Stock | 143
STP-MTRAC-23055 | SureStep stepper motor, NEMA 23 frame, IP40, single shaft, 0.71A, 149 oz-in holding torque, 1.8-degree step angle, 200 steps per revolution, bipolar. | Stock | 173
STP-MTRAC-23078 | SureStep stepper motor, NEMA 23 frame, IP40, single shaft, 0.71A, 227 oz-in holding torque, 1.8-degree step angle, 200 steps per revolution, bipolar. | Stock | 185
STP-MTRAC-34075 | SureStep stepper motor, NEMA 34 frame, IP40, single shaft, 2.15A, 821 oz-in holding torque, 1.8-degree step angle, 200 steps per revolution, bipolar. | Stock | 272
STP-MTRAC-34115 | SureStep stepper motor, NEMA 34 frame, IP40, single shaft, 2.05A, 1110 oz-in holding torque, 1.8-degree step angle, 200 steps per revolution, bipolar. | Stock | 281
STP-MTRAC-34156 | SureStep stepper motor, NEMA 34 frame, IP40, single shaft, 2.5A, 1841 oz-in holding torque, 1.8-degree step angle, 200 steps per revolution, bipolar. | Stock | 300
STP-MTRAC-42100 | SureStep stepper motor, NEMA 42 frame, IP40, single shaft, 4.2A, 1728 oz-in holding torque, 1.8-degree step angle, 200 steps per revolution, bipolar. Requires SureStep STP-EXT42-xxx cable. | Stock | 294
STP-MTRACH-42100 | SureStep stepper motor, NEMA 42 frame, IP40, single shaft, 6A, 1742 oz-in holding torque, 1.8-degree step angle, 200 steps per revolution, bipolar. Requires SureStep STP-EXT42H-xxx cable. | Stock | 294
STP-MTRAC-42151 | SureStep stepper motor, NEMA 42 frame, IP40, single shaft, 6A, 3116 oz-in holding torque, 1.8-degree step angle, 200 steps per revolution, bipolar. Requires SureStep STP-EXT42-xxx cable. | Stock | 480
STP-MTRACH-42151 | SureStep stepper motor, NEMA 42 frame, IP40, single shaft, 8A, 3116 oz-in holding torque, 1.8-degree step angle, 200 steps per revolution, bipolar. Requires SureStep STP-EXT42H-xxx cable. | Stock | 480
STP-MTRAC-42202 | SureStep stepper motor, NEMA 42 frame, IP40, single shaft, 6A, 4390 oz-in holding torque, 1.8-degree step angle, 200 steps per revolution, bipolar. Requires SureStep STP-EXT42-xxx cable. | Stock | 592
STP-MTRACH-42202 | SureStep stepper motor, NEMA 42 frame, IP40, single shaft, 8A, 4532 oz-in holding torque, 1.8-degree step angle, 200 steps per revolution, bipolar. Requires SureStep STP-EXT42H-xxx cable. | Stock | 598
IP65 Stepper Motors
STP-MTR-17040W | SureStep stepper motor, NEMA 17 frame, IP65, single shaft, 1.7A, 61 oz-in holding torque, 1.8-degree step angle, 200 steps per revolution, bipolar. Requires STP-EXTW-xxx cable. | Stock | 165
STP-MTR-17048W | SureStep stepper motor, NEMA 17 frame, IP65, single shaft, 2A, 83 oz-in holding torque, 1.8-degree step angle, 200 steps per revolution, bipolar. Requires STP-EXTW-xxx cable. | Stock | 171
STP-MTR-17060W | SureStep stepper motor, NEMA 17 frame, IP65, single shaft, 2A, 115 oz-in holding torque, 1.8-degree step angle, 200 steps per revolution, bipolar. Requires STP-EXTW-xxx cable. | Stock | 225
STP-MTR-23055W | SureStep stepper motor, NEMA 23 frame, IP65, single shaft, 2.8A, 166 oz-in holding torque, 1.8-degree step angle, 200 steps per revolution, bipolar. Requires STP-EXTW-xxx cable. | Stock | 203
STP-MTR-23079W | SureStep stepper motor, NEMA 23 frame, IP65, single shaft, 2.8A, 276 oz-in holding torque, 1.8-degree step angle, 200 steps per revolution, bipolar. Requires STP-EXTW-xxx cable. | Stock | 222
STP-MTRH-23079W | SureStep stepper motor, NEMA 23 frame, IP65, single shaft, 5.6A, 286 oz-in holding torque, 1.8-degree step angle, 200 steps per revolution, bipolar. Requires STP-EXTHW-xxx cable. | Stock | 321
STP-MTR-34066W | SureStep stepper motor, NEMA 34 frame, IP65, single shaft, 2.8A, 434 oz-in holding torque, 1.8-degree step angle, 200 steps per revolution, bipolar. Requires STP-EXTW-xxx cable. | Stock | 266
STP-MTRH-34066W | SureStep stepper motor, NEMA 34 frame, IP65, single shaft, 6.3A, 434 oz-in holding torque, 1.8-degree step angle, 200 steps per revolution, bipolar. Requires STP-EXTHW-xxx cable. | Stock | 366
STP-MTRH-34097W | SureStep stepper motor, NEMA 34 frame, IP65, single shaft, 6.3A, 800 oz-in holding torque, 1.8-degree step angle, 200 steps per revolution, bipolar. Requires STP-EXTHW-xxx cable. | Stock | 413
STP-MTRH-34127W | SureStep stepper motor, NEMA 34 frame, IP65, single shaft, 6.3A, 1288 oz-in holding torque, 1.8-degree step angle, 200 steps per revolution, bipolar. Requires STP-EXTHW-xxx cable. | Stock | 452
Dual Shaft and Encoder Stepper Motors
STP-MTRL-14026E | SureStep stepper motor, NEMA 14 frame, IP40, dual shaft, external (field-wireable) encoder, 0.35A, 8 oz-in holding torque, 1.8-degree step angle, 200 steps per revolution, bipolar. Requires STP-EXTL-xxx and STP-CBL-EBxxx cables. | Stock | 114
STP-MTRL-14034E | SureStep stepper motor, NEMA 14 frame, IP40, dual shaft, external (field-wireable) encoder, 0.8A, 20 oz-in holding torque, 1.8-degree step angle, 200 steps per revolution, bipolar. Requires STP-EXTL-xxx and STP-CBL-EBxxx cables. | Stock | 119
STP-MTRL-14026D | SureStep stepper motor, NEMA 14 frame, IP40, dual shaft, encoder ready, 0.35A, 8 oz-in holding torque, 1.8-degree step angle, 200 steps per revolution, bipolar. Requires STP-EXTL-xxx cable. | Stock | 33
STP-MTRL-14034D | SureStep stepper motor, NEMA 14 frame, IP40, dual shaft, encoder ready, 0.8A, 20 oz-in holding torque, 1.8-degree step angle, 200 steps per revolution, bipolar. Requires STP-EXTL-xxx cable. | Stock | 41.5
STP-MTR-17040E | SureStep stepper motor, NEMA 17 frame, IP40, dual shaft, external (field-wireable) encoder, 1.7A, 61 oz-in holding torque, 1.8-degree step angle, 200 steps per revolution, bipolar. Requires STP-EXT-xxx and STP-CBL-EBxxx cables. | Stock | 112
STP-MTR-17040D | SureStep stepper motor, NEMA 17 frame, IP40, dual shaft, encoder ready, 1.7A, 61 oz-in holding torque, 1.8-degree step angle, 200 steps per revolution, bipolar. Requires STP-EXT-xxx cable. | Stock | 31.5
STP-MTR-17048E | SureStep stepper motor, NEMA 17 frame, IP40, dual shaft, external (field-wireable) encoder, 2A, 83 oz-in holding torque, 1.8-degree step angle, 200 steps per revolution, bipolar. Requires STP-EXT-xxx and STP-CBL-EBxxx cables. | Stock | 118
STP-MTR-17048D | SureStep stepper motor, NEMA 17 frame, IP40, dual shaft, encoder ready, 2A, 83 oz-in holding torque, 1.8-degree step angle, 200 steps per revolution, bipolar. Requires STP-EXT-xxx cable. | Stock | 37
STP-MTR-17060E | SureStep stepper motor, NEMA 17 frame, IP40, dual shaft, external (field-wireable) encoder, 2A, 115 oz-in holding torque, 1.8-degree step angle, 200 steps per revolution, bipolar. Requires STP-EXT-xxx and STP-CBL-EBxxx cables. | Stock | 135
STP-MTR-17060D | SureStep stepper motor, NEMA 17 frame, IP40, dual shaft, encoder ready, 2A, 115 oz-in holding torque, 1.8-degree step angle, 200 steps per revolution, bipolar. Requires STP-EXT-xxx cable. | Stock | 56
STP-MTR-23055E | SureStep stepper motor, NEMA 23 frame, IP40, dual shaft, external (field-wireable) encoder, 2.8A, 166 oz-in holding torque, 1.8-degree step angle, 200 steps per revolution, bipolar. Requires STP-EXT-xxx and STP-CBL-EBxxx cables. | Stock | 139
STP-MTR-23055D | SureStep stepper motor, NEMA 23 frame, IP40, dual shaft, encoder ready, 2.8A, 166 oz-in holding torque, 1.8-degree step angle, 200 steps per revolution, bipolar. Requires STP-EXT-xxx cable. | Stock | 50
STP-MTR-23079E | SureStep stepper motor, NEMA 23 frame, IP40, dual shaft, external (field-wireable) encoder, 2.8A, 276 oz-in holding torque, 1.8-degree step angle, 200 steps per revolution, bipolar. Requires STP-EXT-xxx and STP-CBL-EBxxx cables. | Stock | 154
STP-MTR-23079D | SureStep stepper motor, NEMA 23 frame, IP40, dual shaft, encoder ready, 2.8A, 276 oz-in holding torque, 1.8-degree step angle, 200 steps per revolution, bipolar. Requires STP-EXT-xxx cable. | Stock | 73
STP-MTRH-23079E | SureStep stepper motor, NEMA 23 frame, IP40, dual shaft, external (field-wireable) encoder, 5.6A, 286 oz-in holding torque, 1.8-degree step angle, 200 steps per revolution, bipolar. Requires STP-EXTH-xxx and STP-CBL-EBxxx cables. | Stock | 161
STP-MTRH-23079D | SureStep stepper motor, NEMA 23 frame, IP40, dual shaft, encoder ready, 5.6A, 286 oz-in holding torque, 1.8-degree step angle, 200 steps per revolution, bipolar. Requires STP-EXTH-xxx cable. | Stock | 87
STP-MTR-34066D | SureStep stepper motor, NEMA 34 frame, IP40, dual shaft, encoder ready, 2.8A, 434 oz-in holding torque, 1.8-degree step angle, 200 steps per revolution, bipolar. Requires STP-EXT-xxx cable. | Stock | 167
STP-MTRH-34066D | SureStep stepper motor, NEMA 34 frame, IP40, dual shaft, encoder ready, 6.3A, 434 oz-in holding torque, 1.8-degree step angle, 200 steps per revolution, bipolar. Requires STP-EXTH-xxx cable. | Stock | 178
STP-MTRH-34097D | SureStep stepper motor, NEMA 34 frame, IP40, dual shaft, encoder ready, 6.3A, 800 oz-in holding torque, 1.8-degree step angle, 200 steps per revolution, bipolar. Requires STP-EXTH-xxx cable. | Stock | 221
STP-MTRH-34127D | SureStep stepper motor, NEMA 34 frame, IP40, dual shaft, encoder ready, 6.3A, 1288 oz-in holding torque, 1.8-degree step angle, 200 steps per revolution, bipolar. Requires STP-EXTH-xxx cable. | Stock | 221
STP-MTRAC-23044D | SureStep stepper motor, NEMA 23 frame, IP40, dual shaft, encoder ready, 0.71A, 75 oz-in holding torque, 1.8-degree step angle, 200 steps per revolution, bipolar. | Stock | 168
STP-MTRAC-23055D | SureStep stepper motor, NEMA 23 frame, IP40, dual shaft, encoder ready, 0.71A, 149 oz-in holding torque, 1.8-degree step angle, 200 steps per revolution, bipolar. | Stock | 199
STP-MTRAC-23078D | SureStep stepper motor, NEMA 23 frame, IP40, dual shaft, encoder ready, 0.71A, 227 oz-in holding torque, 1.8-degree step angle, 200 steps per revolution, bipolar. | Stock | 233
STP-MTRAC-34075D | SureStep stepper motor, NEMA 34 frame, IP40, dual shaft, encoder ready, 2.15A, 821 oz-in holding torque, 1.8-degree step angle, 200 steps per revolution, bipolar. | Stock | 273
STP-MTRAC-34115D | SureStep stepper motor, NEMA 34 frame, IP40, dual shaft, encoder ready, 2.05A, 1110 oz-in holding torque, 1.8-degree step angle, 200 steps per revolution, bipolar. | Stock | 282
STP-MTRAC-34156D | SureStep stepper motor, NEMA 34 frame, IP40, dual shaft, encoder ready, 2.5A, 1841 oz-in holding torque, 1.8-degree step angle, 200 steps per revolution, bipolar. | Stock | 301
STP-MTRAC-42100D | SureStep stepper motor, NEMA 42 frame, IP40, dual shaft, encoder ready, 4.2A, 1728 oz-in holding torque, 1.8-degree step angle, 200 steps per revolution, bipolar. Requires SureStep STP-EXT42-xxx cable. | Stock | 318
STP-MTRACH-42100D | SureStep stepper motor, NEMA 42 frame, IP40, dual shaft, encoder ready, 6A, 1742 oz-in holding torque, 1.8-degree step angle, 200 steps per revolution, bipolar. Requires SureStep STP-EXT42H-xxx cable. | Stock | 318
STP-MTRAC-42151D | SureStep stepper motor, NEMA 42 frame, IP40, dual shaft, encoder ready, 6A, 3116 oz-in holding torque, 1.8-degree step angle, 200 steps per revolution, bipolar. Requires SureStep STP-EXT42-xxx cable. | Stock | 504
STP-MTRACH-42151D | SureStep stepper motor, NEMA 42 frame, IP40, dual shaft, encoder ready, 8A, 3116 oz-in holding torque, 1.8-degree step angle, 200 steps per revolution, bipolar. Requires SureStep STP-EXT42H-xxx cable. | Stock | 504
STP-MTRAC-42202D | SureStep stepper motor, NEMA 42 frame, IP40, dual shaft, encoder ready, 6A, 4390 oz-in holding torque, 1.8-degree step angle, 200 steps per revolution, bipolar. Requires SureStep STP-EXT42-xxx cable. | Stock | 610
STP-MTRACH-42202D | SureStep stepper motor, NEMA 42 frame, IP40, dual shaft, encoder ready, 8A, 4532 oz-in holding torque, 1.8-degree step angle, 200 steps per revolution, bipolar. Requires SureStep STP-EXT42H-xxx cable. | Stock | 618
STP-MTRA-17DMP | SureStep damper, metal body. For use with NEMA 17 stepper motors with 5mm shafts. Mounting set screw included. | Stock | 16.5
STP-MTRA-23DMP | SureStep damper, metal body. For use with NEMA 23 stepper motors with 1/4in shafts. Mounting set screw included. | Stock | 37.5
EtherCAT Stepper Drives
SW3D2042H241-01 | Ever Motion Solutions DC open loop microstepping stepper drive, 4.2A per phase, 2-phase output, 12-48 VDC, bipolar, velocity and position mode, 200 to 65536 steps per revolution, EtherCAT. Requires separate connector kit or cables. | Stock | 192
SW3A9030H241-21 | Ever Motion Solutions AC open loop microstepping stepper drive, 3A per phase, 2-phase output, 100-240 VAC, bipolar, velocity and position mode, 200 to 65536 steps per revolution, EtherCAT. Requires separate connector kit or cables. | Stock | 438
SW4D2042H241-00 | Ever Motion Solutions DC open/closed loop microstepping stepper drive, 4.2A per phase, 2-phase output, 12-48 VDC, bipolar, torque, velocity and position mode, 200 to 65536 steps per revolution, EtherCAT. Requires separate connector kit or cables. | Stock | 249
SW4A3070H241-00 | Ever Motion Solutions AC/DC open/closed loop microstepping stepper drive, 7.1A per phase, 2-phase output, 18-56 VAC/24-48 VDC, bipolar, torque, velocity and position mode, 200 to 65536 steps per revolution, EtherCAT. Requires separate connector kit or cables. | Stock | 321
SW5A5080H221-30 | Ever Motion Solutions AC open/closed loop microstepping stepper drive, 8A per phase, 2-phase output, 85-120 VAC (24 VDC control power), bipolar, torque, velocity and position mode, 200 to 65536 steps per revolution, EtherCAT. Requires separate connector kit. | Stock | 524
Stepper Drives
LW4D3070N2I1-00 | Ever Motion Solutions DC open/closed loop advanced microstepping stepper drive, 10A per phase, 2-phase output, 24-75 VDC, bipolar, position mode, 200 to 65536 steps per revolution. Requires LW4D3KIT-C0 connector kit or LW4D3KIT-050 cable kit. | Stock | 107
LW3D3070N0A1-00 | Ever Motion Solutions DC open loop advanced microstepping stepper drive, 10A per phase, 2-phase output, 24-80 VDC, bipolar, position mode, 200 to 51200 steps per revolution. | Stock | 209
LW3A9030N2A1-00 | Ever Motion Solutions AC open loop advanced microstepping stepper drive, 4.2A per phase, 2-phase output, 100-240 VAC, bipolar, position mode, 200 to 65536 steps per revolution. | Stock | 295
DM322E | Leadshine DC open loop microstepping stepper drive, 2.2A per phase, 2-phase output, 12-24 VDC, bipolar, position mode, 400 to 12800 steps per revolution. | Stock | 33
STP-DRV-4830 | SureStep DC open loop microstepping stepper drive, 3A per phase, 2-phase output, 12-48 VDC, bipolar, position mode, 200 to 25600 steps per revolution. | Stock | 99
EM542S | Leadshine DC open loop microstepping stepper drive, 4.2A per phase, 2-phase output, 24-48 VDC, bipolar, position mode, 200 to 25600 steps per revolution. | Stock | 60
DM542E | Leadshine DC open loop microstepping stepper drive, 4.2A per phase, 2-phase output, 24-48 VDC, bipolar, position mode, 400 to 25600 steps per revolution. | Stock | 46.5
STP-DRV-4845 | SureStep DC open loop microstepping stepper drive, 4.5A per phase, 2-phase output, 24-48 VDC, bipolar, position mode, 200 to 20000 steps per revolution. | Stock | 100
DM805-AI | Leadshine DC open loop advanced microstepping stepper drive, 7A per phase, 2-phase output, 24-70 VDC, bipolar, velocity and position mode, 200 to 12800 steps per revolution. | Stock | 131
STP-DRV-4850 | SureStep DC open loop advanced microstepping stepper drive, 5A per phase, 2-phase output, 24-48 VDC, bipolar, velocity and position mode, 200 to 51200 steps per revolution. | Stock | 291
EM556S | Leadshine DC open loop microstepping stepper drive, 5.6A per phase, 2-phase output, 24-48 VDC, bipolar, position mode, 200 to 25600 steps per revolution. | Stock | 73
DM556E | Leadshine DC open loop microstepping stepper drive, 5.6A per phase, 2-phase output, 24-48 VDC, bipolar, position mode, 400 to 25600 steps per revolution. | Stock | 51
DM860E | Leadshine DC open loop microstepping stepper drive, 7.2A per phase, 2-phase output, 24-70 VDC, bipolar, position mode, 400 to 51200 steps per revolution. | Stock | 68
DMA860E | Leadshine AC/DC open loop microstepping stepper drive, 7.2A per phase, 2-phase output, 24-70 VAC/24-90 VDC, bipolar, position mode, 400 to 51200 steps per revolution. | Stock | 89
STP-DRV-6575 | SureStep DC open loop microstepping stepper drive, 7.5A per phase, 2-phase output, 24-75 VDC, bipolar, position mode, 200 to 20000 steps per revolution. | Stock | 112
STP-DRV-80100 | SureStep DC open loop advanced microstepping stepper drive, 10A per phase, 2-phase output, 24-80 VDC, bipolar, velocity and position mode, 200 to 51200 steps per revolution. | Stock | 344
STP-DRVAC-24025 | SureStep AC open loop microstepping stepper drive, 2.5A per phase, 2-phase output, 90-240 VAC, bipolar, position mode, 200 to 25600 steps per revolution. | Stock | 240
EVER-STUDIO | Ever Motion Solutions Windows configuration software, free download only. For use with Ever Motion Solutions stepper drives with service interface port. Requires PC USB port. | Stock | 0
SM-PRO | SureMotion Pro Windows configuration software, USB or free download. For use with SureStep stepper drives with serial port. Requires PC serial port, USB-RS232-1 or STP-USB485-4W serial adapters. | Stock | 10.5
Integrated Stepper Motors / Drives
STP-MTRD-17038 | SureStep DC open loop integrated stepper motor/drive, microstepping, NEMA 17 frame, IP20, 2A, 12-48 VDC, 68 oz-in holding torque, 200 to 25000 steps per revolution. | Stock | 173
STP-MTRD-17038E | SureStep DC open loop integrated stepper motor/drive, microstepping, NEMA 17 frame, IP20, 2A, 12-48 VDC, 68 oz-in holding torque, 200 to 25000 steps per revolution, external (field-wireable) encoder. | Stock | 265
STP-MTRD-17030R | SureStep DC open loop integrated stepper motor/drive, advanced microstepping, NEMA 17 frame, IP20, 2A, 12-48 VDC, 54 oz-in holding torque, 200 to 51200 steps per revolution, (1) RS-485 (4-pin) port(s). | Stock | 310
STP-MTRD-17038R | SureStep DC open loop integrated stepper motor/drive, advanced microstepping, NEMA 17 frame, IP20, 2A, 12-48 VDC, 68 oz-in holding torque, 200 to 51200 steps per revolution, (1) RS-485 (4-pin) port(s). | Stock | 316
STP-MTRD-17030RE | SureStep DC open/closed loop integrated stepper motor/drive, advanced microstepping, NEMA 17 frame, IP20, 2A, 12-48 VDC, 54 oz-in holding torque, 200 to 51200 steps per revolution, internal (inaccessible) encoder, (1) RS-485 (4-pin) port(s). | Stock | 499
STP-MTRD-17038RE | SureStep DC open/closed loop integrated stepper motor/drive, advanced microstepping, NEMA 17 frame, IP20, 2A, 12-48 VDC, 68 oz-in holding torque, 200 to 51200 steps per revolution, internal (inaccessible) encoder, (1) RS-485 (4-pin) port(s). | Stock | 492
STP-MTRD-23042 | SureStep DC open loop integrated stepper motor/drive, microstepping, NEMA 23 frame, IP20, 5A, 12-48 VDC, 125 oz-in holding torque, 200 to 25000 steps per revolution. | Stock | 209
STP-MTRD-23065 | SureStep DC open loop integrated stepper motor/drive, microstepping, NEMA 23 frame, IP20, 5A, 12-48 VDC, 210 oz-in holding torque, 200 to 25000 steps per revolution. | Stock | 251
STP-MTRD-23042E | SureStep DC open loop integrated stepper motor/drive, microstepping, NEMA 23 frame, IP20, 5A, 12-48 VDC, 125 oz-in holding torque, 200 to 25000 steps per revolution, external (field-wireable) encoder. | Stock | 356
STP-MTRD-23065E | SureStep DC open loop integrated stepper motor/drive, microstepping, NEMA 23 frame, IP20, 5A, 12-48 VDC, 210 oz-in holding torque, 200 to 25000 steps per revolution, external (field-wireable) encoder. | Stock | 376
STP-MTRD-23042R | SureStep DC open loop integrated stepper motor/drive, advanced microstepping, NEMA 23 frame, IP20, 5A, 12-70 VDC, 125 oz-in holding torque, 200 to 51200 steps per revolution, (1) RS-485 (4-pin) port(s). | Stock | 352
STP-MTRD-23065R | SureStep DC open loop integrated stepper motor/drive, advanced microstepping, NEMA 23 frame, IP20, 5A, 12-70 VDC, 210 oz-in holding torque, 200 to 51200 steps per revolution, (1) RS-485 (4-pin) port(s). | Stock | 353
STP-MTRD-23042RE | SureStep DC open/closed loop integrated stepper motor/drive, advanced microstepping, NEMA 23 frame, IP20, 5A, 12-70 VDC, 125 oz-in holding torque, 200 to 51200 steps per revolution, internal (inaccessible) encoder, (1) RS-485 (4-pin) port(s). | Stock | 503
STP-MTRD-23065RE | SureStep DC open/closed loop integrated stepper motor/drive, advanced microstepping, NEMA 23 frame, IP20, 5A, 12-70 VDC, 210 oz-in holding torque, 200 to 51200 steps per revolution, internal (inaccessible) encoder, (1) RS-485 (4-pin) port(s). | Stock | 516
STP-MTRD-24075RV | SureStep DC open loop integrated stepper motor/drive, advanced microstepping, NEMA 24 frame, IP20, 6A, 12-70 VDC, 340 oz-in holding torque, 200 to 51200 steps per revolution, (1) RS-485 (4-pin) port(s). | Stock | 457
STP-MTRD-24075RVE | SureStep DC open/closed loop integrated stepper motor/drive, advanced microstepping, NEMA 24 frame, IP20, 6A, 12-70 VDC, 340 oz-in holding torque, 200 to 51200 steps per revolution, internal (inaccessible) encoder, (1) RS-485 (4-pin) port(s). | Stock | 534
STP-USB485-4W | SureStep PC adapter, USB B to RS-485. For use with SureStep STP-MTRD-xxxxxR integrated stepper motor/drives. (1) 3ft USB A to USB B cable included. Requires STP-485DB9-CBL-2 communication cable. | Stock | 134
Power Supplies and Regeneration for Stepper Systems
STP-DRVA-RC-050A | SureStep regen clamp, 50W, 10-80 VDC, 10 ohm, enclosed. For use with DC input stepper and servo drives. | Stock | 93
STP-DRVA-BR-100 | SureStep braking resistor, 100W, 10 ohm, encapsulated. For use with multiple stepper drives. Requires STP-DRVA-RC-050 regen clamp. | Stock | 142
Accessories and Spare Parts for Stepper Systems
LW4D3KIT-C0 | Ever Motion Solutions connector kit, for use with Ever Motion Solutions LW4D3070N2I1-00 microstepping drive, includes (1) drive power connector, (1) motor power connector, (1) encoder connector and (1) control signal connector. | Stock | 9.75
SW3D2KIT-C1 | Ever Motion Solutions connector kit, replacement. For use with Ever Motion Solutions SW3D2042H241-01 microstepping drive. Includes (2) drive power connectors, (1) motor power connector and (1) control signal connector. | Stock | 7.25
SW3A93KIT-C1 | Ever Motion Solutions connector kit, replacement. For use with Ever Motion Solutions SW3A9030H241-21 microstepping drive. Includes (1) drive power connector, (1) motor power connector and (1) control signal connector. | Stock | 9.25
SW4D2KIT-C1 | Ever Motion Solutions connector kit, replacement. For use with Ever Motion Solutions SW4D2042H241-00 microstepping drive. Includes (2) drive power connectors, (1) motor power connector, (1) encoder connector and (1) control signal connector. | Stock | 7.25
SW4A3KIT-C1 | Ever Motion Solutions connector kit, replacement. For use with Ever Motion Solutions SW4A3070H241-00 microstepping drive. Includes (2) drive power connectors, (1) motor power connector, (1) encoder connector and (1) control signal connector. | Stock | 7.25
SW5A5KIT-C1 | Ever Motion Solutions connector kit, replacement. For use with Ever Motion Solutions SW5A5080H221-30 microstepping drive. Includes (1) drive power connector, (1) motor power connector, (1) encoder connector and (1) control signal connector. | Stock | 43
LW3D-CON-A | Ever Motion Solutions drive/motor power connector, replacement. For use with Ever Motion Solutions LW3D3070N0A1-00 microstepping drive. | Stock | 11
LW3D-CON-B | Ever Motion Solutions control signal connector, replacement. For use with Ever Motion Solutions LW3D3070N0A1-00 microstepping drive. | Stock | 20.5
LW3A-CON-A | Ever Motion Solutions drive/motor power connector, replacement. For use with Ever Motion Solutions LW3A9030N2A1-00 microstepping drive. | Stock | 15
LW3A-CON-B | Ever Motion Solutions control signal connector, replacement. For use with Ever Motion Solutions LW3A9030N2A1-00 microstepping drive. | Stock | 29
Stepper Motor Linear Actuators
STP-LE17-2A06ANN | SureStep stepper motor linear actuator, external nut, NEMA 17 frame, IP40, double stack, 2A, 6in lead screw length, 0.25in/rev, 0.25in lead screw diameter, screw code A, no end machining. | Stock | 129
STP-LE17-2A09ANN | SureStep stepper motor linear actuator, external nut, NEMA 17 frame, IP40, double stack, 2A, 9in lead screw length, 0.25in/rev, 0.25in lead screw diameter, screw code A, no end machining. | Stock | 137
STP-LE17-2A12ANN | SureStep stepper motor linear actuator, external nut, NEMA 17 frame, IP40, double stack, 2A, 12in lead screw length, 0.25in/rev, 0.25in lead screw diameter, screw code A, no end machining. | Stock | 133
STP-LE17-2A06ADJ | SureStep stepper motor linear actuator, external nut, encoder ready, NEMA 17 frame, IP40, double stack, 2A, 6in lead screw length, 0.25in/rev, 0.25in lead screw diameter, screw code A, journal and groove end machining. | Stock | 144
STP-LE17-2A09ADJ | SureStep stepper motor linear actuator, external nut, encoder ready, NEMA 17 frame, IP40, double stack, 2A, 9in lead screw length, 0.25in/rev, 0.25in lead screw diameter, screw code A, journal and groove end machining. | Stock | 155
STP-LE17-2A12ADJ | SureStep stepper motor linear actuator, external nut, encoder ready, NEMA 17 frame, IP40, double stack, 2A, 12in lead screw length, 0.25in/rev, 0.25in lead screw diameter, screw code A, journal and groove end machining. | Stock | 155
STP-LE17-3A06ANN | SureStep stepper motor linear actuator, external nut, NEMA 17 frame, IP40, triple stack, 2A, 6in lead screw length, 0.25in/rev, 0.25in lead screw diameter, screw code A, no end machining. | Stock | 139
STP-LE17-3A09ANN | SureStep stepper motor linear actuator, external nut, NEMA 17 frame, IP40, triple stack, 2A, 9in lead screw length, 0.25in/rev, 0.25in lead screw diameter, screw code A, no end machining. | Stock | 151
STP-LE17-3A12ANN | SureStep stepper motor linear actuator, external nut, NEMA 17 frame, IP40, triple stack, 2A, 12in lead screw length, 0.25in/rev, 0.25in lead screw diameter, screw code A, no end machining. | Stock | 152
STP-LE17-3A06ADJ | SureStep stepper motor linear actuator, external nut, encoder ready, NEMA 17 frame, IP40, triple stack, 2A, 6in lead screw length, 0.25in/rev, 0.25in lead screw diameter, screw code A, journal and groove end machining. | Stock | 163
STP-LE17-3A09ADJ | SureStep stepper motor linear actuator, external nut, encoder ready, NEMA 17 frame, IP40, triple stack, 2A, 9in lead screw length, 0.25in/rev, 0.25in lead screw diameter, screw code A, journal and groove end machining. | Stock | 166
STP-LE17-3A12ADJ | SureStep stepper motor linear actuator, external nut, encoder ready, NEMA 17 frame, IP40, triple stack, 2A, 12in lead screw length, 0.25in/rev, 0.25in lead screw diameter, screw code A, journal and groove end machining. | Stock | 170
STP-LE17-3B06ANN | SureStep stepper motor linear actuator, external nut, NEMA 17 frame, IP40, triple stack, 2A, 6in lead screw length, 0.5in/rev, 0.25in lead screw diameter, screw code B, no end machining. | Stock | 148
STP-LE17-3B09ANN | SureStep stepper motor linear actuator, external nut, NEMA 17 frame, IP40, triple stack, 2A, 9in lead screw length, 0.5in/rev, 0.25in lead screw diameter, screw code B, no end machining. | Stock | 151
STP-LE17-3B12ANN | SureStep stepper motor linear actuator, external nut, NEMA 17 frame, IP40, triple stack, 2A, 12in lead screw length, 0.5in/rev, 0.25in lead screw diameter, screw code B, no end machining. | Stock | 156
STP-LE17-3B06ADJ | SureStep stepper motor linear actuator, external nut, encoder ready, NEMA 17 frame, IP40, triple stack, 2A, 6in lead screw length, 0.5in/rev, 0.25in lead screw diameter, screw code B, journal and groove end machining. | Stock | 164
STP-LE17-3B09ADJ | SureStep stepper motor linear actuator, external nut, encoder ready, NEMA 17 frame, IP40, triple stack, 2A, 9in lead screw length, 0.5in/rev, 0.25in lead screw diameter, screw code B, journal and groove end machining. | Stock | 166
STP-LE17-3B12ADJ | SureStep stepper motor linear actuator, external nut, encoder ready, NEMA 17 frame, IP40, triple stack, 2A, 12in lead screw length, 0.5in/rev, 0.25in lead screw diameter, screw code B, journal and groove end machining. | Stock | 170
STP-LE17-2C06ANN | SureStep stepper motor linear actuator, external nut, NEMA 17 frame, IP40, double stack, 2A, 6in lead screw length, 3mm/rev, 6.5mm lead screw diameter, screw code C, no end machining. | Stock | 131
STP-LE17-2C09ANN | SureStep stepper motor linear actuator, external nut, NEMA 17 frame, IP40, double stack, 2A, 9in lead screw length, 3mm/rev, 6.5mm lead screw diameter, screw code C, no end machining. | Stock | 133
STP-LE17-2C12ANN | SureStep stepper motor linear actuator, external nut, NEMA 17 frame, IP40, double stack, 2A, 12in lead screw length, 3mm/rev, 6.5mm lead screw diameter, screw code C, no end machining. | Stock | 135
STP-LE17-2C06ADJ | SureStep stepper motor linear actuator, external nut, encoder ready, NEMA 17 frame, IP40, double stack, 2A, 6in lead screw length, 3mm/rev, 6.5mm lead screw diameter, screw code C, journal and groove end machining. | Stock | 148
STP-LE17-2C09ADJ | SureStep stepper motor linear actuator, external nut, encoder ready, NEMA 17 frame, IP40, double stack, 2A, 9in lead screw length, 3mm/rev, 6.5mm lead screw diameter, screw code C, journal and groove end machining. | Stock | 149
STP-LE17-2C12ADJ | SureStep stepper motor linear actuator, external nut, encoder ready, NEMA 17 frame, IP40, double stack, 2A, 12in lead screw length, 3mm/rev, 6.5mm lead screw diameter, screw code C, journal and groove end machining. | Stock | 153
STP-LE17-2D06ANN | SureStep stepper motor linear actuator, external nut, NEMA 17 frame, IP40, double stack, 2A, 6in lead screw length, 1.25mm/rev, 8mm lead screw diameter, screw code D, no end machining. | Stock | 133
STP-LE17-2D09ANN | SureStep stepper motor linear actuator, external nut, NEMA 17 frame, IP40, double stack, 2A, 9in lead screw length, 1.25mm/rev, 8mm lead screw diameter, screw code D, no end machining. | Stock | 135
STP-LE17-2D12ANN | SureStep stepper motor linear actuator, external nut, NEMA 17 frame, IP40, double stack, 2A, 12in lead screw length, 1.25mm/rev, 8mm lead screw diameter, screw code D, no end machining. | Stock | 138
STP-LE17-2D06ADJ | SureStep stepper motor linear actuator, external nut, encoder ready, NEMA 17 frame, IP40, double stack, 2A, 6in lead screw length, 1.25mm/rev, 8mm lead screw diameter, screw code D, journal and groove end machining. | Stock | 149
STP-LE17-2D09ADJ | SureStep stepper motor linear actuator, external nut, encoder ready, NEMA 17 frame, IP40, double stack, 2A, 9in lead screw length, 1.25mm/rev, 8mm lead screw diameter, screw code D, journal and groove end machining. | Stock | 154
STP-LE17-2D12ADJ | SureStep stepper motor linear actuator, external nut, encoder ready, NEMA 17 frame, IP40, double stack, 2A, 12in lead screw length, 1.25mm/rev, 8mm lead screw diameter, screw code D, journal and groove end machining. | Stock | 156
STP-LE17-3E06ANN | SureStep stepper motor linear actuator, external nut, NEMA 17 frame, IP40, triple stack, 2A, 6in lead screw length, 8mm/rev, 8mm lead screw diameter, screw code E, no end machining. | Stock | 145
STP-LE17-3E09ANN | SureStep stepper motor linear actuator, external nut, NEMA 17 frame, IP40, triple stack, 2A, 9in lead screw length, 8mm/rev, 8mm lead screw diameter, screw code E, no end machining. | Stock | 149
STP-LE17-3E12ANN | SureStep stepper motor linear actuator, external nut, NEMA 17 frame, IP40, triple stack, 2A, 12in lead screw length, 8mm/rev, 8mm lead screw diameter, screw code E, no end machining. | Stock | 154
STP-LE17-3E06ADJ | SureStep stepper motor linear actuator, external nut, encoder ready, NEMA 17 frame, IP40, triple stack, 2A, 6in lead screw length, 8mm/rev, 8mm lead screw diameter, screw code E, journal and groove end machining. | Stock | 162
STP-LE17-3E09ADJ | SureStep stepper motor linear actuator, external nut, encoder ready, NEMA 17 frame, IP40, triple stack, 2A, 9in lead screw length, 8mm/rev, 8mm lead screw diameter, screw code E, journal and groove end machining. | Stock | 165
STP-LE17-3E12ADJ | SureStep stepper motor linear actuator, external nut, encoder ready, NEMA 17 frame, IP40, triple stack, 2A, 12in lead screw length, 8mm/rev, 8mm lead screw diameter, screw code E, journal and groove end machining. | Stock | 168
STP-LE23-1F06ANN | SureStep stepper motor linear actuator, external nut, NEMA 23 frame, IP40, single stack, 2.1A, 6in lead screw length, 10.5mm/rev, 10mm lead screw diameter, screw code F, no end machining. | Stock | 175
STP-LE23-1F09ANN | SureStep stepper motor linear actuator, external nut, NEMA 23 frame, IP40, single stack, 2.1A, 9in lead screw length, 10.5mm/rev, 10mm lead screw diameter, screw code F, no end machining. | Stock | 193
STP-LE23-1F12ANN | SureStep stepper motor linear actuator, external nut, NEMA 23 frame, IP40, single stack, 2.1A, 12in lead screw length, 10.5mm/rev, 10mm lead screw diameter, screw code F, no end machining. | Stock | 197
STP-LE23-1F06ADJ | SureStep stepper motor linear actuator, external nut, encoder ready, NEMA 23 frame, IP40, single stack, 2.1A, 6in lead screw length, 10.5mm/rev, 10mm lead screw diameter, screw code F, journal and groove end machining. | Stock | 203
STP-LE23-1F09ADJ | SureStep stepper motor linear actuator, external nut, encoder ready, NEMA 23 frame, IP40, single stack, 2.1A, 9in lead screw length, 10.5mm/rev, 10mm lead screw diameter, screw code F, journal and groove end machining. | Stock | 209
STP-LE23-1F12ADJ | SureStep stepper motor linear actuator, external nut, encoder ready, NEMA 23 frame, IP40, single stack, 2.1A, 12in lead screw length, 10.5mm/rev, 10mm lead screw diameter, screw code F, journal and groove end machining. | Stock | 215
STP-LE23-1G06ANN | SureStep stepper motor linear actuator, external nut, NEMA 23 frame, IP40, single stack, 2.1A, 6in lead screw length, 2mm/rev, 12mm lead screw diameter, screw code G, no end machining. | Stock | 192
STP-LE23-1G09ANN | SureStep stepper motor linear actuator, external nut, NEMA 23 frame, IP40, single stack, 2.1A, 9in lead screw length, 2mm/rev, 12mm lead screw diameter, screw code G, no end machining. | Stock | 212
STP-LE23-1G12ANN | SureStep stepper motor linear actuator, external nut, NEMA 23 frame, IP40, single stack, 2.1A, 12in lead screw length, 2mm/rev, 12mm lead screw diameter, screw code G, no end machining. | Stock | 221
STP-LE23-1G06ADJ | SureStep stepper motor linear actuator, external nut, encoder ready, NEMA 23 frame, IP40, single stack, 2.1A, 6in lead screw length, 2mm/rev, 12mm lead screw diameter, screw code G, journal and groove end machining. | Stock | 222
STP-LE23-1G09ADJ | SureStep stepper motor linear actuator, external nut, encoder ready, NEMA 23 frame, IP40, single stack, 2.1A, 9in lead screw length, 2mm/rev, 12mm lead screw diameter, screw code G, journal and groove end machining. | Stock | 229
STP-LE23-1G12ADJ | SureStep stepper motor linear actuator, external nut, encoder ready, NEMA 23 frame, IP40, single stack, 2.1A, 12in lead screw length, 2mm/rev, 12mm lead screw diameter, screw code G, journal and groove end machining. | Stock | 234
STP-LE23-1H06ANN | SureStep stepper motor linear actuator, external nut, NEMA 23 frame, IP40, single stack, 2.1A, 6in lead screw length, 6mm/rev, 12mm lead screw diameter, screw code H, no end machining. | Stock | 191
STP-LE23-1H09ANN | SureStep stepper motor linear actuator, external nut, NEMA 23 frame, IP40, single stack, 2.1A, 9in lead screw length, 6mm/rev, 12mm lead screw diameter, screw code H, no end machining. | Stock | 209
STP-LE23-1H12ANN | SureStep stepper motor linear actuator, external nut, NEMA 23 frame, IP40, single stack, 2.1A, 12in lead screw length, 6mm/rev, 12mm lead screw diameter, screw code H, no end machining. | Stock | 216
STP-LE23-1H06ADJ | SureStep stepper motor linear actuator, external nut, encoder ready, NEMA 23 frame, IP40, single stack, 2.1A, 6in lead screw length, 6mm/rev, 12mm lead screw diameter, screw code H, journal and groove end machining. | Stock | 221
STP-LE23-1H09ADJ | SureStep stepper motor linear actuator, external nut, encoder ready, NEMA 23 frame, IP40, single stack, 2.1A, 9in lead screw length, 6mm/rev, 12mm lead screw diameter, screw code H, journal and groove end machining. | Stock | 227
STP-LE23-1H12ADJ | SureStep stepper motor linear actuator, external nut, encoder ready, NEMA 23 frame, IP40, single stack, 2.1A, 12in lead screw length, 6mm/rev, 12mm lead screw diameter, screw code H, journal and groove end machining. | Stock | 231
STP-LE23-3H06ANN | SureStep stepper motor linear actuator, external nut, NEMA 23 frame, IP40, triple stack, 3A, 6in lead screw length, 6mm/rev, 12mm lead screw diameter, screw code H, no end machining. | Stock | 236
STP-LE23-3H09ANN | SureStep stepper motor linear actuator, external nut, NEMA 23 frame, IP40, triple stack, 3A, 9in lead screw length, 6mm/rev, 12mm lead screw diameter, screw code H, no end machining. | Stock | 243
STP-LE23-3H12ANN | SureStep stepper motor linear actuator, external nut, NEMA 23 frame, IP40, triple stack, 3A, 12in lead screw length, 6mm/rev, 12mm lead screw diameter, screw code H, no end machining. | Stock | 250
STP-LE23-3H06ADJ | SureStep stepper motor linear actuator, external nut, encoder ready, NEMA 23 frame, IP40, triple stack, 3A, 6in lead screw length, 6mm/rev, 12mm lead screw diameter, screw code H, journal and groove end machining. | Stock | 255
STP-LE23-3H09ADJ | SureStep stepper motor linear actuator, external nut, encoder ready, NEMA 23 frame, IP40, triple stack, 3A, 9in lead screw length, 6mm/rev, 12mm lead screw diameter, screw code H, journal and groove end machining. | Stock | 261
STP-LE23-3H12ADJ | SureStep stepper motor linear actuator, external nut, encoder ready, NEMA 23 frame, IP40, triple stack, 3A, 12in lead screw length, 6mm/rev, 12mm lead screw diameter, screw code H, journal and groove end machining. | Stock | 266
STP-LE23-3K06ANN | SureStep stepper motor linear actuator, external nut, NEMA 23 frame, IP40, triple stack, 3A, 6in lead screw length, 1in/rev, 0.5in lead screw diameter, screw code K, no end machining. | Stock | 252
STP-LE23-3K09ANN | SureStep stepper motor linear actuator, external nut, NEMA 23 frame, IP40, triple stack, 3A, 9in lead screw length, 1in/rev, 0.5in lead screw diameter, screw code K, no end machining. | Stock | 264
STP-LE23-3K12ANN | SureStep stepper motor linear actuator, external nut, NEMA 23 frame, IP40, triple stack, 3A, 12in lead screw length, 1in/rev, 0.5in lead screw diameter, screw code K, no end machining. | Stock | 274
STP-LE23-3K06ADJ | SureStep stepper motor linear actuator, external nut, encoder ready, NEMA 23 frame, IP40, triple stack, 3A, 6in lead screw length, 1in/rev, 0.5in lead screw diameter, screw code K, journal and groove end machining. | Stock | 268
STP-LE23-3K09ADJ | SureStep stepper motor linear actuator, external nut, encoder ready, NEMA 23 frame, IP40, triple stack, 3A, 9in lead screw length, 1in/rev, 0.5in lead screw diameter, screw code K, journal and groove end machining. | Stock | 267
STP-LE23-3K12ADJ | SureStep stepper motor linear actuator, external nut, encoder ready, NEMA 23 frame, IP40, triple stack, 3A, 12in lead screw length, 1in/rev, 0.5in lead screw diameter, screw code K, journal and groove end machining. | Stock | 271
Accessories for Stepper Motor Linear Actuators
STP-LA-NTFA | SureStep lead screw flange nut, replacement, triangular, 0.25in/rev, 0.25in lead screw diameter. For use with SureStep STP-LE series screw code A linear actuators. | Stock | 25.5
STP-LA-NRFA | SureStep lead screw flange nut, round, 0.25in/rev, 0.25in lead screw diameter. For use with SureStep STP-LE series screw code A linear actuators. | Stock | 24.5
STP-LA-NTFB | SureStep lead screw flange nut, replacement, triangular, 0.5in/rev, 0.25in lead screw diameter. For use with SureStep STP-LE series screw code B linear actuators. | Stock | 25.5
STP-LA-NRFB | SureStep lead screw flange nut, round, 0.5in/rev, 0.25in lead screw diameter. For use with SureStep STP-LE series screw code B linear actuators. | Stock | 24.5
STP-LA-NTFC | SureStep lead screw flange nut, replacement, triangular, 3mm/rev, 6.5mm lead screw diameter. For use with SureStep STP-LE series screw code C linear actuators. | Stock | 25.5
STP-LA-NRFC | SureStep lead screw flange nut, round, 3mm/rev, 6.5mm lead screw diameter. For use with SureStep STP-LE series screw code C linear actuators. | Stock | 24.5
STP-LA-NTFD | SureStep lead screw flange nut, replacement, triangular, 1.25mm/rev, 8mm lead screw diameter. For use with SureStep STP-LE series screw code D linear actuators. | Stock | 24.5
STP-LA-NRFD | SureStep lead screw flange nut, round, 1.25mm/rev, 8mm lead screw diameter. For use with SureStep STP-LE series screw code D linear actuators. | Stock | 24.5
STP-LA-NTFE | SureStep lead screw flange nut, replacement, triangular, 8mm/rev, 8mm lead screw diameter. For use with SureStep STP-LE series screw code E linear actuators. | Stock | 28.5
STP-LA-NRFE | SureStep lead screw flange nut, round, 8mm/rev, 8mm lead screw diameter. For use with SureStep STP-LE series screw code E linear actuators. | Stock | 25.5
STP-LA-NTFF | SureStep lead screw flange nut, replacement, triangular, 10.5mm/rev, 10mm lead screw diameter. For use with SureStep STP-LE series screw code F linear actuators. | Stock | 40.5
STP-LA-NRFF | SureStep lead screw flange nut, round, 10.5mm/rev, 10mm lead screw diameter. For use with SureStep STP-LE series screw code F linear actuators. | Stock | 28
STP-LA-NTFG | SureStep lead screw flange nut, replacement, triangular, 2mm/rev, 12mm lead screw diameter. For use with SureStep STP-LE series screw code G linear actuators. | Stock | 43.5
STP-LA-NRFG | SureStep lead screw flange nut, round, 2mm/rev, 12mm lead screw diameter. For use with SureStep STP-LE series screw code G linear actuators. | Stock | 43.5
STP-LA-NTFH | SureStep lead screw flange nut, replacement, triangular, 6mm/rev, 12mm lead screw diameter. For use with SureStep STP-LE series screw code H linear actuators. | Stock | 43.5
STP-LA-NRFH | SureStep lead screw flange nut, round, 6mm/rev, 12mm lead screw diameter. For use with SureStep STP-LE series screw code H linear actuators. | Stock | 43.5
STP-LA-NTFK | SureStep lead screw flange nut, replacement, triangular, 1in/rev, 0.5in lead screw diameter. For use with SureStep STP-LE series screw code K linear actuators. | Stock | 45
STP-LA-NRFK | SureStep lead screw flange nut, round, 1in/rev, 0.5in lead screw diameter. For use with SureStep STP-LE series screw code K linear actuators. | Stock | 43.5
Accessories for SureServo1 Drive Systems
SVC-PCCFG-CBL | SureServo programming cable, 9-pin D-sub to IEEE1394, 6ft cable length. For use with SureServo Pro configuration software. | Stock | 42
SV-PRO | SureServo Pro Windows configuration software, free download only. For use with all SureServo servo systems. Requires PC serial port, USB-RS232-1 or USB-485M serial adapters. | Stock | 0
SVA-CON-1 | SureServo connector kit, replacement. For use with SureServo SVA-2040 and SVA-2100 servo drives. Includes (1) input power connector, (1) output power connector and (1) brake resistor connector. | Stock | 30.5
Open Frame Motor Starters
AE16ANS0AC | Eaton Freedom series non-combination motor starter, 7A, 3-pole, 120 VAC (60Hz)/110 VAC (50Hz) coil voltage, bi-metallic, 45mm frame. | Stock | 488
AE16ANS0BC | Eaton Freedom series non-combination motor starter, 7A, 3-pole, 240 VAC (60Hz)/220 VAC (50Hz) coil voltage, bi-metallic, 45mm frame. | Stock | 531
AE16BNS0AC | Eaton Freedom series non-combination motor starter, 10A, 3-pole, 120 VAC (60Hz)/110 VAC (50Hz) coil voltage, bi-metallic, 45mm frame. | Stock | 542
AE16BNS0BC | Eaton Freedom series non-combination motor starter, 10A, 3-pole, 240 VAC (60Hz)/220 VAC (50Hz) coil voltage, bi-metallic, 45mm frame. | Stock | 542
AE16CNS0AC | Eaton Freedom series non-combination motor starter, 12A, 3-pole, 120 VAC (60Hz)/110 VAC (50Hz) coil voltage, bi-metallic, 45mm frame. | Stock | 621
AE16CNS0BC | Eaton Freedom series non-combination motor starter, 12A, 3-pole, 240 VAC (60Hz)/220 VAC (50Hz) coil voltage, bi-metallic, 45mm frame. | Stock | 621
AE16DNS0AC | Eaton Freedom series non-combination motor starter, 18A, 3-pole, 120 VAC (60Hz)/110 VAC (50Hz) coil voltage, bi-metallic, 45mm frame. | Stock | 672
AE16DNS0BC | Eaton Freedom series non-combination motor starter, 18A, 3-pole, 240 VAC (60Hz)/220 VAC (50Hz) coil voltage, bi-metallic, 45mm frame. | Stock | 672
AE16ENS0AC | Eaton Freedom series non-combination motor starter, 25A, 3-pole, 120 VAC (60Hz)/110 VAC (50Hz) coil voltage, bi-metallic, 45mm frame. | Stock | 724
AE16ENS0BC | Eaton Freedom series non-combination motor starter, 25A, 3-pole, 240 VAC (60Hz)/220 VAC (50Hz) coil voltage, bi-metallic, 45mm frame. | Stock | 724
AE16FNS0AC | Eaton Freedom series non-combination motor starter, 32A, 3-pole, 120 VAC (60Hz)/110 VAC (50Hz) coil voltage, bi-metallic, 45mm frame. | Stock | 801
AE16FNS0BC | Eaton Freedom series non-combination motor starter, 32A, 3-pole, 240 VAC (60Hz)/220 VAC (50Hz) coil voltage, bi-metallic, 45mm frame. | Stock | 801
Washdown Enclosed Combination Starters
ESWE-B9D15KX-D05 | WEG Electric ESWE series combination Type-E motor starter, 9A, 3-pole, 120 VAC (50/60Hz) coil voltage, bi-metallic, 0.63-1.0A adjustable, 13A instantaneous trip rating, NEMA 4/4X. | Stock | 573
ESWE-B9D39KX-D05 | WEG Electric ESWE series combination Type-E motor starter, 9A, 3-pole, 480 VAC (50/60Hz) coil voltage, bi-metallic, 0.63-1.0A adjustable, 13A instantaneous trip rating, NEMA 4/4X. | Stock | 573
ESWE-B9D15KX-D06 | WEG Electric ESWE series combination Type-E motor starter, 9A, 3-pole, 120 VAC (50/60Hz) coil voltage, bi-metallic, 1.0-1.6A adjustable, 21A instantaneous trip rating, NEMA 4/4X. | Stock | 573
ESWE-B9V24KX-D06 | WEG Electric ESWE series combination Type-E motor starter, 9A, 3-pole, 208-240 VAC (60Hz)/180-208 VAC (50Hz) coil voltage, bi-metallic, 1.0-1.6A adjustable, 21A instantaneous trip rating, NEMA 4/4X. | Stock | 573
ESWE-B9D39KX-D06 | WEG Electric ESWE series combination Type-E motor starter, 9A, 3-pole, 480 VAC (50/60Hz) coil voltage, bi-metallic, 1.0-1.6A adjustable, 21A instantaneous trip rating, NEMA 4/4X. | Stock | 573
ESWE-B9D15KX-D07 | WEG Electric ESWE series combination Type-E motor starter, 9A, 3-pole, 120 VAC (50/60Hz) coil voltage, bi-metallic, 1.6-2.5A adjustable, 33A instantaneous trip rating, NEMA 4/4X. | Stock | 573
ESWE-B9V24KX-D07 | WEG Electric ESWE series combination Type-E motor starter, 9A, 3-pole, 208-240 VAC (60Hz)/180-208 VAC (50Hz) coil voltage, bi-metallic, 1.6-2.5A adjustable, 33A instantaneous trip rating, NEMA 4/4X. | Stock | 573
ESWE-B9D39KX-D07 | WEG Electric ESWE series combination Type-E motor starter, 9A, 3-pole, 480 VAC (50/60Hz) coil voltage, bi-metallic, 1.6-2.5A adjustable, 33A instantaneous trip rating, NEMA 4/4X. | Stock | 573
ESWE-B9D15KX-D08 | WEG Electric ESWE series combination Type-E motor starter, 9A, 3-pole, 120 VAC (50/60Hz) coil voltage, bi-metallic, 2.5-4.0A adjustable, 52A instantaneous trip rating, NEMA 4/4X. | Stock | 573
ESWE-B9V24KX-D08 | WEG Electric ESWE series combination Type-E motor starter, 9A, 3-pole, 208-240 VAC (60Hz)/180-208 VAC (50Hz) coil voltage, bi-metallic, 2.5-4.0A adjustable, 52A instantaneous trip rating, NEMA 4/4X. | Stock | 573
ESWE-B9D39KX-D08 | WEG Electric ESWE series combination Type-E motor starter, 9A, 3-pole, 480 VAC (50/60Hz) coil voltage, bi-metallic, 2.5-4.0A adjustable, 52A instantaneous trip rating, NEMA 4/4X. | Stock | 573
ESWE-B9D15KX-D09 | WEG Electric ESWE series combination Type-E motor starter, 9A, 3-pole, 120 VAC (50/60Hz) coil voltage, bi-metallic, 4.0-6.3A Adjustable, 82A instantaneous trip rating, NEMA 4/4X. | Stock | 573
ESWE-B9V24KX-D09 | WEG Electric ESWE series combination Type-E motor starter, 9A, 3-pole, 208-240 VAC (60Hz)/180-208 VAC (50Hz) coil voltage, bi-metallic, 4.0-6.3A Adjustable, 82A instantaneous trip rating, NEMA 4/4X. | Stock | 573
ESWE-B9D39KX-D09 | WEG Electric ESWE series combination Type-E motor starter, 9A, 3-pole, 480 VAC (50/60Hz) coil voltage, bi-metallic, 4.0-6.3A Adjustable, 82A instantaneous trip rating, NEMA 4/4X. | Stock | 573
ESWE-B9D15KX-D10 | WEG Electric ESWE series combination Type-E motor starter, 9A, 3-pole, 120 VAC (50/60Hz) coil voltage, bi-metallic, 6.3-10.0A adjustable, 130A instantaneous trip rating, NEMA 4/4X. | Stock | 580
ESWE-B9V24KX-D10 | WEG Electric ESWE series combination Type-E motor starter, 9A, 3-pole, 208-240 VAC (60Hz)/180-208 VAC (50Hz) coil voltage, bi-metallic, 6.3-10.0A adjustable, 130A instantaneous trip rating, NEMA 4/4X. | Stock | 580
ESWE-B9D39KX-D10 | WEG Electric ESWE series combination Type-E motor starter, 9A, 3-pole, 480 VAC (50/60Hz) coil voltage, bi-metallic, 6.3-10.0A adjustable, 130A instantaneous trip rating, NEMA 4/4X. | Stock | 580
ESWE-B18D15KX-D11 | WEG Electric ESWE series combination Type-E motor starter, 18A, 3-pole, 120 VAC (50/60Hz) coil voltage, bi-metallic, 10.0-16.0A adjustable, 208A instantaneous trip rating, NEMA 4/4X. | Stock | 587
ESWE-B18V24KX-D11 | WEG Electric ESWE series combination Type-E motor starter, 18A, 3-pole, 208-240 VAC (60Hz)/180-208 VAC (50Hz) coil voltage, bi-metallic, 10.0-16.0A adjustable, 208A instantaneous trip rating, NEMA 4/4X. | Stock | 587
ESWE-B18D39KX-D11 | WEG Electric ESWE series combination Type-E motor starter, 18A, 3-pole, 480 VAC (50/60Hz) coil voltage, bi-metallic, 10.0-16.0A adjustable, 208A instantaneous trip rating, NEMA 4/4X. | Stock | 587
ESWE-B25D15KX-D12 | WEG Electric ESWE series combination Type-E motor starter, 25A, 3-pole, 120 VAC (50/60Hz) coil voltage, bi-metallic, 16.0-20.0A adjustable, 260A instantaneous trip rating, NEMA 4/4X. | Stock | 603
ESWE-B25V24KX-D12 | WEG Electric ESWE series combination Type-E motor starter, 25A, 3-pole, 208-240 VAC (60Hz)/180-208 VAC (50Hz) coil voltage, bi-metallic, 16.0-20.0A adjustable, 260A instantaneous trip rating, NEMA 4/4X. | Stock | 603
ESWE-B25D39KX-D12 | WEG Electric ESWE series combination Type-E motor starter, 25A, 3-pole, 480 VAC (50/60Hz) coil voltage, bi-metallic, 16.0-20.0A adjustable, 260A instantaneous trip rating, NEMA 4/4X. | Stock | 603
ESWE-B38D15KX-D14 | WEG Electric ESWE series combination Type-E motor starter, 38A, 3-pole, 120 VAC (50/60Hz) coil voltage, bi-metallic, 25.0-32.0A adjustable, 416A instantaneous trip rating, NEMA 4/4X. | Stock | 664
ESWE-B38V24KX-D14 | WEG Electric ESWE series combination Type-E motor starter, 38A, 3-pole, 208-240 VAC (60Hz)/180-208 VAC (50Hz) coil voltage, bi-metallic, 25.0-32.0A adjustable, 416A instantaneous trip rating, NEMA 4/4X. | Stock | 664
ESWE-B38D39KX-D14 | WEG Electric ESWE series combination Type-E motor starter, 38A, 3-pole, 480 VAC (50/60Hz) coil voltage, bi-metallic, 25.0-32.0A adjustable, 416A instantaneous trip rating, NEMA 4/4X. | Stock | 664
General Purpose Enclosed Non-Combination Starters
ESWS-B9D15A-RM26 | WEG Electric ESWS series non-combination motor starter, 9A, 2-pole, 120 VAC (50/60Hz) coil voltage, bi-metallic, 2.8-4.0A Adjustable, NEMA 1. | Stock | 121
ESWS-B9V24A-RM26 | WEG Electric ESWS series non-combination motor starter, 9A, 2-pole, 208-240 VAC (60Hz)/180-208 VAC (50Hz) coil voltage, bi-metallic, 2.8-4.0A Adjustable, NEMA 1. | Stock | 121
ESWS-B9D15A-RM27 | WEG Electric ESWS series non-combination motor starter, 9A, 2-pole, 120 VAC (50/60Hz) coil voltage, bi-metallic, 4.0-6.3A Adjustable, NEMA 1. | Stock | 121
ESWS-B9V24A-RM27 | WEG Electric ESWS series non-combination motor starter, 9A, 2-pole, 208-240 VAC (60Hz)/180-208 VAC (50Hz) coil voltage, bi-metallic, 4.0-6.3A Adjustable, NEMA 1. | Stock | 121
ESWS-B9D15A-RM28 | WEG Electric ESWS series non-combination motor starter, 9A, 2-pole, 120 VAC (50/60Hz) coil voltage, bi-metallic, 5.6-8.0A Adjustable, NEMA 1. | Stock | 121
ESWS-B9V24A-RM28 | WEG Electric ESWS series non-combination motor starter, 9A, 2-pole, 208-240 VAC (60Hz)/180-208 VAC (50Hz) coil voltage, bi-metallic, 5.6-8.0A Adjustable, NEMA 1. | Stock | 121
ESWS-B9D15A-RM29 | WEG Electric ESWS series non-combination motor starter, 9A, 2-pole, 120 VAC (50/60Hz) coil voltage, bi-metallic, 7.0-10.0A Adjustable, NEMA 1. | Stock | 121
ESWS-B9V24A-RM29 | WEG Electric ESWS series non-combination motor starter, 9A, 2-pole, 208-240 VAC (60Hz)/180-208 VAC (50Hz) coil voltage, bi-metallic, 7.0-10.0A Adjustable, NEMA 1. | Stock | 121
ESWS-B12D15A-RM30 | WEG Electric ESWS series non-combination motor starter, 12A, 2-pole, 120 VAC (50/60Hz) coil voltage, bi-metallic, 8.0-12.5A Adjustable, NEMA 1. | Stock | 137
ESWS-B12V24A-RM30 | WEG Electric ESWS series non-combination motor starter, 12A, 2-pole, 208-240 VAC (60Hz)/180-208 VAC (50Hz) coil voltage, bi-metallic, 8.0-12.5A Adjustable, NEMA 1. | Stock | 137
ESWS-B18D15A-RM31 | WEG Electric ESWS series non-combination motor starter, 18A, 2-pole, 120 VAC (50/60Hz) coil voltage, bi-metallic, 10.0-15.0.A Adjustable, NEMA 1. | Stock | 143
ESWS-B18V24A-RM31 | WEG Electric ESWS series non-combination motor starter, 18A, 2-pole, 208-240 VAC (60Hz)/180-208 VAC (50Hz) coil voltage, bi-metallic, 10.0-15.0.A Adjustable, NEMA 1. | Stock | 150
ESWS-B18D15A-RM32 | WEG Electric ESWS series non-combination motor starter, 18A, 2-pole, 120 VAC (50/60Hz) coil voltage, bi-metallic, 11.0-17.0.A Adjustable, NEMA 1. | Stock | 143
ESWS-B18V24A-RM32 | WEG Electric ESWS series non-combination motor starter, 18A, 2-pole, 208-240 VAC (60Hz)/180-208 VAC (50Hz) coil voltage, bi-metallic, 11.0-17.0.A Adjustable, NEMA 1. | Stock | 143
ESWS-B25D15A-RM33 | WEG Electric ESWS series non-combination motor starter, 25A, 2-pole, 120 VAC (50/60Hz) coil voltage, bi-metallic, 15.0-23.0.A Adjustable, NEMA 1. | Stock | 149
ESWS-B25V24A-RM33 | WEG Electric ESWS series non-combination motor starter, 25A, 2-pole, 208-240 VAC (60Hz)/180-208 VAC (50Hz) coil voltage, bi-metallic, 15.0-23.0.A Adjustable, NEMA 1. | Stock | 149
ESW-B9D15A-R23 | WEG Electric ESW series non-combination motor starter, 9A, 3-pole, 120 VAC (50/60Hz) coil voltage, bi-metallic, 0.8-1.2A adjustable, NEMA 1. | Stock | 135
ESW-B9V24A-R23 | WEG Electric ESW series non-combination motor starter, 9A, 3-pole, 208-240 VAC (60Hz)/180-208 VAC (50Hz) coil voltage, bi-metallic, 0.8-1.2A adjustable, NEMA 1. | Stock | 135
ESW-B9D39A-R23 | WEG Electric ESW series non-combination motor starter, 9A, 3-pole, 480 VAC (50/60Hz) coil voltage, bi-metallic, 0.8-1.2A adjustable, NEMA 1. | Stock | 135
ESW-B9D15A-R24 | WEG Electric ESW series non-combination motor starter, 9A, 3-pole, 120 VAC (50/60Hz) coil voltage, bi-metallic, 1.2-1.8A adjustable, NEMA 1. | Stock | 135
ESW-B9V24A-R24 | WEG Electric ESW series non-combination motor starter, 9A, 3-pole, 208-240 VAC (60Hz)/180-208 VAC (50Hz) coil voltage, bi-metallic, 1.2-1.8A adjustable, NEMA 1. | Stock | 135
ESW-B9D39A-R24 | WEG Electric ESW series non-combination motor starter, 9A, 3-pole, 480 VAC (50/60Hz) coil voltage, bi-metallic, 1.2-1.8A adjustable, NEMA 1. | Stock | 135
ESW-B9D15A-R25 | WEG Electric ESW series non-combination motor starter, 9A, 3-pole, 120 VAC (50/60Hz) coil voltage, bi-metallic, 1.8-2.8A adjustable, NEMA 1. | Stock | 135
ESW-B9V24A-R25 | WEG Electric ESW series non-combination motor starter, 9A, 3-pole, 208-240 VAC (60Hz)/180-208 VAC (50Hz) coil voltage, bi-metallic, 1.8-2.8A adjustable, NEMA 1. | Stock | 135
ESW-B9D39A-R25 | WEG Electric ESW series non-combination motor starter, 9A, 3-pole, 480 VAC (50/60Hz) coil voltage, bi-metallic, 1.8-2.8A adjustable, NEMA 1. | Stock | 135
ESW-B9D15A-R26 | WEG Electric ESW series non-combination motor starter, 9A, 3-pole, 120 VAC (50/60Hz) coil voltage, bi-metallic, 2.8-4.0A Adjustable, NEMA 1. | Stock | 135
ESW-B9V24A-R26 | WEG Electric ESW series non-combination motor starter, 9A, 3-pole, 208-240 VAC (60Hz)/180-208 VAC (50Hz) coil voltage, bi-metallic, 2.8-4.0A Adjustable, NEMA 1. | Stock | 135
ESW-B9D39A-R26 | WEG Electric ESW series non-combination motor starter, 9A, 3-pole, 480 VAC (50/60Hz) coil voltage, bi-metallic, 2.8-4.0A Adjustable, NEMA 1. | Stock | 135
ESW-B9D15A-R27 | WEG Electric ESW series non-combination motor starter, 9A, 3-pole, 120 VAC (50/60Hz) coil voltage, bi-metallic, 4.0-6.3A Adjustable, NEMA 1. | Stock | 135
ESW-B9D15A-R28 | WEG Electric ESW series non-combination motor starter, 9A, 3-pole, 120 VAC (50/60Hz) coil voltage, bi-metallic, 5.6-8.0A Adjustable, NEMA 1. | Stock | 135
ESW-B9V24A-R27 | WEG Electric ESW series non-combination motor starter, 9A, 3-pole, 208-240 VAC (60Hz)/180-208 VAC (50Hz) coil voltage, bi-metallic, 4.0-6.3A Adjustable, NEMA 1. | Stock | 135
ESW-B9V24A-R28 | WEG Electric ESW series non-combination motor starter, 9A, 3-pole, 208-240 VAC (60Hz)/180-208 VAC (50Hz) coil voltage, bi-metallic, 5.6-8.0A Adjustable, NEMA 1. | Stock | 135
ESW-B9D39A-R27 | WEG Electric ESW series non-combination motor starter, 9A, 3-pole, 480 VAC (50/60Hz) coil voltage, bi-metallic, 4.0-6.3A Adjustable, NEMA 1. | Stock | 135
ESW-B9D39A-R28 | WEG Electric ESW series non-combination motor starter, 9A, 3-pole, 480 VAC (50/60Hz) coil voltage, bi-metallic, 5.6-8.0A Adjustable, NEMA 1. | Stock | 135
ESW-B9D15A-R29 | WEG Electric ESW series non-combination motor starter, 9A, 3-pole, 120 VAC (50/60Hz) coil voltage, bi-metallic, 7.0-10.0A Adjustable, NEMA 1. | Stock | 135
ESW-B9V24A-R29 | WEG Electric ESW series non-combination motor starter, 9A, 3-pole, 208-240 VAC (60Hz)/180-208 VAC (50Hz) coil voltage, bi-metallic, 7.0-10.0A Adjustable, NEMA 1. | Stock | 135
ESW-B9D39A-R29 | WEG Electric ESW series non-combination motor starter, 9A, 3-pole, 480 VAC (50/60Hz) coil voltage, bi-metallic, 7.0-10.0A Adjustable, NEMA 1. | Stock | 135
ESW-B12D15A-R30 | WEG Electric ESW series non-combination motor starter, 12A, 3-pole, 120 VAC (50/60Hz) coil voltage, bi-metallic, 8.0-12.5A Adjustable, NEMA 1. | Stock | 145
ESW-B12D39A-R30 | WEG Electric ESW series non-combination motor starter, 12A, 3-pole, 480 VAC (50/60Hz) coil voltage, bi-metallic, 8.0-12.5A Adjustable, NEMA 1. | Stock | 145
ESW-B12V24A-R30 | WEG Electric ESW series non-combination motor starter, 12A, 3-pole, 208-240 VAC (60Hz)/180-208 VAC (50Hz) coil voltage, bi-metallic, 8.0-12.5A Adjustable, NEMA 1. | Stock | 145
ESW-B18D15A-R32 | WEG Electric ESW series non-combination motor starter, 18A, 3-pole, 120 VAC (50/60Hz) coil voltage, bi-metallic, 11.0-17.0A adjustable, NEMA 1. | Stock | 156
ESW-B18D39A-R32 | WEG Electric ESW series non-combination motor starter, 18A, 3-pole, 480 VAC (50/60Hz) coil voltage, bi-metallic, 11.0-17.0A adjustable, NEMA 1. | Stock | 156
ESW-B18V24A-R32 | WEG Electric ESW series non-combination motor starter, 18A, 3-pole, 208-240 VAC (60Hz)/180-208 VAC (50Hz) coil voltage, bi-metallic, 11.0-17.0A adjustable, NEMA 1. | Stock | 156
ESW-B25D15A-R33 | WEG Electric ESW series non-combination motor starter, 25A, 3-pole, 120 VAC (50/60Hz) coil voltage, bi-metallic, 15.0-23.0A adjustable, NEMA 1. | Stock | 177
ESW-B25D39A-R33 | WEG Electric ESW series non-combination motor starter, 25A, 3-pole, 480 VAC (50/60Hz) coil voltage, bi-metallic, 15.0-23.0A adjustable, NEMA 1. | Stock | 177
ESW-B25V24A-R33 | WEG Electric ESW series non-combination motor starter, 25A, 3-pole, 208-240 VAC (60Hz)/180-208 VAC (50Hz) coil voltage, bi-metallic, 15.0-23.0A adjustable, NEMA 1. | Stock | 177
ESW-B32D15A-R34 | WEG Electric ESW series non-combination motor starter, 32A, 3-pole, 120 VAC (50/60Hz) coil voltage, bi-metallic, 22.0-32.0A adjustable, NEMA 1. | Stock | 190
ESW-B32D39A-R34 | WEG Electric ESW series non-combination motor starter, 32A, 3-pole, 480 VAC (50/60Hz) coil voltage, bi-metallic, 22.0-32.0A adjustable, NEMA 1. | Stock | 190
ESW-B32V24A-R34 | WEG Electric ESW series non-combination motor starter, 32A, 3-pole, 208-240 VAC (60Hz)/180-208 VAC (50Hz) coil voltage, bi-metallic, 22.0-32.0A adjustable, NEMA 1. | Stock | 190
ESW-B38D15A-R35 | WEG Electric ESW series non-combination motor starter, 38A, 3-pole, 120 VAC (50/60Hz) coil voltage, bi-metallic, 32.0-40.0A adjustable, NEMA 1. | Stock | 223
ESW-B38D39A-R35 | WEG Electric ESW series non-combination motor starter, 38A, 3-pole, 480 VAC (50/60Hz) coil voltage, bi-metallic, 32.0-40.0A adjustable, NEMA 1. | Stock | 223
ESW-B38V24A-R35 | WEG Electric ESW series non-combination motor starter, 38A, 3-pole, 208-240 VAC (60Hz)/180-208 VAC (50Hz) coil voltage, bi-metallic, 32.0-40.0A adjustable, NEMA 1. | Stock | 223
ESW-B40D15A-R70 | WEG Electric ESW series non-combination motor starter, 40A, 3-pole, 120 VAC (50/60Hz) coil voltage, bi-metallic, 25.0-40.0A adjustable, NEMA 1. | Stock | 246
ESW-B40D39A-R70 | WEG Electric ESW series non-combination motor starter, 40A, 3-pole, 480 VAC (50/60Hz) coil voltage, bi-metallic, 25.0-40.0A adjustable, NEMA 1. | Stock | 246
ESW-B40V24A-R70 | WEG Electric ESW series non-combination motor starter, 40A, 3-pole, 208-240 VAC (60Hz)/180-208 VAC (50Hz) coil voltage, bi-metallic, 25.0-40.0A adjustable, NEMA 1. | Stock | 246
ESW-B50D15A-R71 | WEG Electric ESW series non-combination motor starter, 50A, 3-pole, 120 VAC (50/60Hz) coil voltage, bi-metallic, 32.0-50.0A adjustable, NEMA 1. | Stock | 257
ESW-B50D39A-R71 | WEG Electric ESW series non-combination motor starter, 50A, 3-pole, 480 VAC (50/60Hz) coil voltage, bi-metallic, 32.0-50.0A adjustable, NEMA 1. | Stock | 257
ESW-B50V24A-R71 | WEG Electric ESW series non-combination motor starter, 50A, 3-pole, 208-240 VAC (60Hz)/180-208 VAC (50Hz) coil voltage, bi-metallic, 32.0-50.0A adjustable, NEMA 1. | Stock | 257
ESW-B65D15A-R72 | WEG Electric ESW series non-combination motor starter, 65A, 3-pole, 120 VAC (50/60Hz) coil voltage, bi-metallic, 40.0-57.0A adjustable, NEMA 1. | Stock | 273
ESW-B65V24A-R72 | WEG Electric ESW series non-combination motor starter, 65A, 3-pole, 208-240 VAC (60Hz)/180-208 VAC (50Hz) coil voltage, bi-metallic, 40.0-57.0A adjustable, NEMA 1. | Stock | 273
ESW-B65D39A-R72 | WEG Electric ESW series non-combination motor starter, 65A, 3-pole, 480 VAC (50/60Hz) coil voltage, bi-metallic, 40.0-57.0A adjustable, NEMA 1. | Stock | 273
ESW-B65D15A-R73 | WEG Electric ESW series non-combination motor starter, 65A, 3-pole, 120 VAC (50/60Hz) coil voltage, bi-metallic, 50.0-63.0A adjustable, NEMA 1. | Stock | 287
ESW-B65V24A-R73 | WEG Electric ESW series non-combination motor starter, 65A, 3-pole, 208-240 VAC (60Hz)/180-208 VAC (50Hz) coil voltage, bi-metallic, 50.0-63.0A adjustable, NEMA 1. | Stock | 287
ESW-B65D39A-R73 | WEG Electric ESW series non-combination motor starter, 65A, 3-pole, 480 VAC (50/60Hz) coil voltage, bi-metallic, 50.0-63.0A adjustable, NEMA 1. | Stock | 287
ESW-B80D15A-R74 | WEG Electric ESW series non-combination motor starter, 80A, 3-pole, 120 VAC (50/60Hz) coil voltage, bi-metallic, 57.0-70.0A adjustable, NEMA 1. | Stock | 302
ESW-B80V24A-R74 | WEG Electric ESW series non-combination motor starter, 80A, 3-pole, 208-240 VAC (60Hz)/180-208 VAC (50Hz) coil voltage, bi-metallic, 57.0-70.0A adjustable, NEMA 1. | Stock | 302
ESW-B80D39A-R74 | WEG Electric ESW series non-combination motor starter, 80A, 3-pole, 480 VAC (50/60Hz) coil voltage, bi-metallic, 57.0-70.0A adjustable, NEMA 1. | Stock | 302
ESW-B80D15A-R75 | WEG Electric ESW series non-combination motor starter, 80A, 3-pole, 120 VAC (50/60Hz) coil voltage, bi-metallic, 63.0-80.0A adjustable, NEMA 1. | Stock | 318
ESW-B80V24A-R75 | WEG Electric ESW series non-combination motor starter, 80A, 3-pole, 208-240 VAC (60Hz)/180-208 VAC (50Hz) coil voltage, bi-metallic, 63.0-80.0A adjustable, NEMA 1. | Stock | 318
ESW-B80D39A-R75 | WEG Electric ESW series non-combination motor starter, 80A, 3-pole, 480 VAC (50/60Hz) coil voltage, bi-metallic, 63.0-80.0A adjustable, NEMA 1. | Stock | 318
Washdown Enclosed Non-Combination Starters
PESWS-B9D15AX-RM60 | WEG Electric PESWS series non-combination motor starter, 9A, 2-pole, 120 VAC (50/60Hz) coil voltage, bi-metallic, 2.8-4.0A Adjustable, NEMA 4/4X. | Stock | 82
PESWS-B9V24AX-RM60 | WEG Electric PESWS series non-combination motor starter, 9A, 2-pole, 208-240 VAC (60Hz)/180-208 VAC (50Hz) coil voltage, bi-metallic, 2.8-4.0A Adjustable, NEMA 4/4X. | Stock | 91
PESWS-B9D15AX-RM61 | WEG Electric PESWS series non-combination motor starter, 9A, 2-pole, 120 VAC (50/60Hz) coil voltage, bi-metallic, 4.0-6.3A Adjustable, NEMA 4/4X. | Stock | 82
PESWS-B9V24AX-RM61 | WEG Electric PESWS series non-combination motor starter, 9A, 2-pole, 208-240 VAC (60Hz)/180-208 VAC (50Hz) coil voltage, bi-metallic, 4.0-6.3A Adjustable, NEMA 4/4X. | Stock | 91
PESWS-B9D15AX-RM62 | WEG Electric PESWS series non-combination motor starter, 9A, 2-pole, 120 VAC (50/60Hz) coil voltage, bi-metallic, 5.6-8.0A Adjustable, NEMA 4/4X. | Stock | 91
PESWS-B9V24AX-RM62 | WEG Electric PESWS series non-combination motor starter, 9A, 2-pole, 208-240 VAC (60Hz)/180-208 VAC (50Hz) coil voltage, bi-metallic, 5.6-8.0A Adjustable, NEMA 4/4X. | Stock | 91
PESWS-B9D15AX-RM63 | WEG Electric PESWS series non-combination motor starter, 9A, 2-pole, 120 VAC (50/60Hz) coil voltage, bi-metallic, 7.0-10.0A Adjustable, NEMA 4/4X. | Stock | 91
PESWS-B9V24AX-RM63 | WEG Electric PESWS series non-combination motor starter, 9A, 2-pole, 208-240 VAC (60Hz)/180-208 VAC (50Hz) coil voltage, bi-metallic, 7.0-10.0A Adjustable, NEMA 4/4X. | Stock | 91
PESWS-B12D15AX-RM64 | WEG Electric PESWS series non-combination motor starter, 12A, 2-pole, 120 VAC (50/60Hz) coil voltage, bi-metallic, 8.0-12.5A Adjustable, NEMA 4/4X. | Stock | 99
PESWS-B12V24AX-RM64 | WEG Electric PESWS series non-combination motor starter, 12A, 2-pole, 208-240 VAC (60Hz)/180-208 VAC (50Hz) coil voltage, bi-metallic, 8.0-12.5A Adjustable, NEMA 4/4X. | Stock | 99
PESWS-B18D15AX-RM65 | WEG Electric PESWS series non-combination motor starter, 18A, 2-pole, 120 VAC (50/60Hz) coil voltage, bi-metallic, 10.0-15.0.A Adjustable, NEMA 4/4X. | Stock | 107
PESWS-B18V24AX-RM65 | WEG Electric PESWS series non-combination motor starter, 18A, 2-pole, 208-240 VAC (60Hz)/180-208 VAC (50Hz) coil voltage, bi-metallic, 10.0-15.0.A Adjustable, NEMA 4/4X. | Stock | 107
PESWS-B18D15AX-RM66 | WEG Electric PESWS series non-combination motor starter, 18A, 2-pole, 120 VAC (50/60Hz) coil voltage, bi-metallic, 11.0-17.0.A Adjustable, NEMA 4/4X. | Stock | 107
PESWS-B18V24AX-RM66 | WEG Electric PESWS series non-combination motor starter, 18A, 2-pole, 208-240 VAC (60Hz)/180-208 VAC (50Hz) coil voltage, bi-metallic, 11.0-17.0.A Adjustable, NEMA 4/4X. | Stock | 107
PESWS-B25D15AX-RM67 | WEG Electric PESWS series non-combination motor starter, 25A, 2-pole, 120 VAC (50/60Hz) coil voltage, bi-metallic, 15.0-23.0.A Adjustable, NEMA 4/4X. | Stock | 114
PESWS-B25V24AX-RM67 | WEG Electric PESWS series non-combination motor starter, 25A, 2-pole, 208-240 VAC (60Hz)/180-208 VAC (50Hz) coil voltage, bi-metallic, 15.0-23.0.A Adjustable, NEMA 4/4X. | Stock | 114
PESW-B9D15AX-R57 | WEG Electric PESW series non-combination motor starter, 9A, 3-pole, 120 VAC (50/60Hz) coil voltage, bi-metallic, 0.8-1.2A adjustable, NEMA 4/4X. | Stock | 123
PESW-B9V24AX-R57 | WEG Electric PESW series non-combination motor starter, 9A, 3-pole, 208-240 VAC (60Hz)/180-208 VAC (50Hz) coil voltage, bi-metallic, 0.8-1.2A adjustable, NEMA 4/4X. | Stock | 123
PESW-B9D39AX-R57 | WEG Electric PESW series non-combination motor starter, 9A, 3-pole, 480 VAC (50/60Hz) coil voltage, bi-metallic, 0.8-1.2A adjustable, NEMA 4/4X. | Stock | 123
PESW-B9D15AX-R58 | WEG Electric PESW series non-combination motor starter, 9A, 3-pole, 120 VAC (50/60Hz) coil voltage, bi-metallic, 1.2-1.8A adjustable, NEMA 4/4X. | Stock | 123
PESW-B9V24AX-R58 | WEG Electric PESW series non-combination motor starter, 9A, 3-pole, 208-240 VAC (60Hz)/180-208 VAC (50Hz) coil voltage, bi-metallic, 1.2-1.8A adjustable, NEMA 4/4X. | Stock | 123
PESW-B9D39AX-R58 | WEG Electric PESW series non-combination motor starter, 9A, 3-pole, 480 VAC (50/60Hz) coil voltage, bi-metallic, 1.2-1.8A adjustable, NEMA 4/4X. | Stock | 123
PESW-B9D15AX-R59 | WEG Electric PESW series non-combination motor starter, 9A, 3-pole, 120 VAC (50/60Hz) coil voltage, bi-metallic, 1.8-2.8A adjustable, NEMA 4/4X. | Stock | 123
PESW-B9V24AX-R59 | WEG Electric PESW series non-combination motor starter, 9A, 3-pole, 208-240 VAC (60Hz)/180-208 VAC (50Hz) coil voltage, bi-metallic, 1.8-2.8A adjustable, NEMA 4/4X. | Stock | 123
PESW-B9D39AX-R59 | WEG Electric PESW series non-combination motor starter, 9A, 3-pole, 480 VAC (50/60Hz) coil voltage, bi-metallic, 1.8-2.8A adjustable, NEMA 4/4X. | Stock | 123
PESW-B9D15AX-R60 | WEG Electric PESW series non-combination motor starter, 9A, 3-pole, 120 VAC (50/60Hz) coil voltage, bi-metallic, 2.8-4.0A Adjustable, NEMA 4/4X. | Stock | 123
PESW-B9V24AX-R60 | WEG Electric PESW series non-combination motor starter, 9A, 3-pole, 208-240 VAC (60Hz)/180-208 VAC (50Hz) coil voltage, bi-metallic, 2.8-4.0A Adjustable, NEMA 4/4X. | Stock | 123
PESW-B9D39AX-R60 | WEG Electric PESW series non-combination motor starter, 9A, 3-pole, 480 VAC (50/60Hz) coil voltage, bi-metallic, 2.8-4.0A Adjustable, NEMA 4/4X. | Stock | 123
PESW-B9D15AX-R61 | WEG Electric PESW series non-combination motor starter, 9A, 3-pole, 120 VAC (50/60Hz) coil voltage, bi-metallic, 4.0-6.3A Adjustable, NEMA 4/4X. | Stock | 123
PESW-B9D15AX-R62 | WEG Electric PESW series non-combination motor starter, 9A, 3-pole, 120 VAC (50/60Hz) coil voltage, bi-metallic, 5.6-8.0A Adjustable, NEMA 4/4X. | Stock | 123
PESW-B9V24AX-R61 | WEG Electric PESW series non-combination motor starter, 9A, 3-pole, 208-240 VAC (60Hz)/180-208 VAC (50Hz) coil voltage, bi-metallic, 4.0-6.3A Adjustable, NEMA 4/4X. | Stock | 123
PESW-B9V24AX-R62 | WEG Electric PESW series non-combination motor starter, 9A, 3-pole, 208-240 VAC (60Hz)/180-208 VAC (50Hz) coil voltage, bi-metallic, 5.6-8.0A Adjustable, NEMA 4/4X. | Stock | 123
PESW-B9D39AX-R61 | WEG Electric PESW series non-combination motor starter, 9A, 3-pole, 480 VAC (50/60Hz) coil voltage, bi-metallic, 4.0-6.3A Adjustable, NEMA 4/4X. | Stock | 123
PESW-B9D39AX-R62 | WEG Electric PESW series non-combination motor starter, 9A, 3-pole, 480 VAC (50/60Hz) coil voltage, bi-metallic, 5.6-8.0A Adjustable, NEMA 4/4X. | Stock | 123
PESW-B9D15AX-R63 | WEG Electric PESW series non-combination motor starter, 9A, 3-pole, 120 VAC (50/60Hz) coil voltage, bi-metallic, 7.0-10.0A Adjustable, NEMA 4/4X. | Stock | 123
PESW-B9V24AX-R63 | WEG Electric PESW series non-combination motor starter, 9A, 3-pole, 208-240 VAC (60Hz)/180-208 VAC (50Hz) coil voltage, bi-metallic, 7.0-10.0A Adjustable, NEMA 4/4X. | Stock | 123
PESW-B9D39AX-R63 | WEG Electric PESW series non-combination motor starter, 9A, 3-pole, 480 VAC (50/60Hz) coil voltage, bi-metallic, 7.0-10.0A Adjustable, NEMA 4/4X. | Stock | 123
PESW-B12D15AX-R64 | WEG Electric PESW series non-combination motor starter, 12A, 3-pole, 120 VAC (50/60Hz) coil voltage, bi-metallic, 8.0-12.5A Adjustable, NEMA 4/4X. | Stock | 133
PESW-B12D39AX-R64 | WEG Electric PESW series non-combination motor starter, 12A, 3-pole, 480 VAC (50/60Hz) coil voltage, bi-metallic, 8.0-12.5A Adjustable, NEMA 4/4X. | Stock | 133
PESW-B12V24AX-R64 | WEG Electric PESW series non-combination motor starter, 12A, 3-pole, 208-240 VAC (60Hz)/180-208 VAC (50Hz) coil voltage, bi-metallic, 8.0-12.5A Adjustable, NEMA 4/4X. | Stock | 133
PESW-B18D15AX-R66 | WEG Electric PESW series non-combination motor starter, 18A, 3-pole, 120 VAC (50/60Hz) coil voltage, bi-metallic, 11.0-17.0A adjustable, NEMA 4/4X. | Stock | 141
PESW-B18D39AX-R66 | WEG Electric PESW series non-combination motor starter, 18A, 3-pole, 480 VAC (50/60Hz) coil voltage, bi-metallic, 11.0-17.0A adjustable, NEMA 4/4X. | Stock | 141
PESW-B18V24AX-R66 | WEG Electric PESW series non-combination motor starter, 18A, 3-pole, 208-240 VAC (60Hz)/180-208 VAC (50Hz) coil voltage, bi-metallic, 11.0-17.0A adjustable, NEMA 4/4X. | Stock | 141
PESW-B25D15AX-R67 | WEG Electric PESW series non-combination motor starter, 25A, 3-pole, 120 VAC (50/60Hz) coil voltage, bi-metallic, 15.0-23.0A adjustable, NEMA 4/4X. | Stock | 161
PESW-B25D39AX-R67 | WEG Electric PESW series non-combination motor starter, 25A, 3-pole, 480 VAC (50/60Hz) coil voltage, bi-metallic, 15.0-23.0A adjustable, NEMA 4/4X. | Stock | 161
PESW-B25V24AX-R67 | WEG Electric PESW series non-combination motor starter, 25A, 3-pole, 208-240 VAC (60Hz)/180-208 VAC (50Hz) coil voltage, bi-metallic, 15.0-23.0A adjustable, NEMA 4/4X. | Stock | 161
PESW-B32D15AX-R68 | WEG Electric PESW series non-combination motor starter, 32A, 3-pole, 120 VAC (50/60Hz) coil voltage, bi-metallic, 22.0-32.0A adjustable, NEMA 4/4X. | Stock | 174
PESW-B32D39AX-R68 | WEG Electric PESW series non-combination motor starter, 32A, 3-pole, 480 VAC (50/60Hz) coil voltage, bi-metallic, 22.0-32.0A adjustable, NEMA 4/4X. | Stock | 174
PESW-B32V24AX-R68 | WEG Electric PESW series non-combination motor starter, 32A, 3-pole, 208-240 VAC (60Hz)/180-208 VAC (50Hz) coil voltage, bi-metallic, 22.0-32.0A adjustable, NEMA 4/4X. | Stock | 174
PESW-B38D15AX-R69 | WEG Electric PESW series non-combination motor starter, 38A, 3-pole, 120 VAC (50/60Hz) coil voltage, bi-metallic, 25.0-40.0A adjustable, NEMA 4/4X. | Stock | 201
PESW-B38D39AX-R69 | WEG Electric PESW series non-combination motor starter, 38A, 3-pole, 480 VAC (50/60Hz) coil voltage, bi-metallic, 25.0-40.0A adjustable, NEMA 4/4X. | Stock | 201
PESW-B38V24AX-R69 | WEG Electric PESW series non-combination motor starter, 38A, 3-pole, 208-240 VAC (60Hz)/180-208 VAC (50Hz) coil voltage, bi-metallic, 25.0-40.0A adjustable, NEMA 4/4X. | Stock | 201
PESW-B40D15AX-R70 | WEG Electric PESW series non-combination motor starter, 40A, 3-pole, 120 VAC (50/60Hz) coil voltage, bi-metallic, 25.0-40.0A adjustable, NEMA 4/4X. | Stock | 321
PESW-B40V24AX-R70 | WEG Electric PESW series non-combination motor starter, 40A, 3-pole, 208-240 VAC (60Hz)/180-208 VAC (50Hz) coil voltage, bi-metallic, 25.0-40.0A adjustable, NEMA 4/4X. | Stock | 321
PESW-B40D39AX-R70 | WEG Electric PESW series non-combination motor starter, 40A, 3-pole, 480 VAC (50/60Hz) coil voltage, bi-metallic, 25.0-40.0A adjustable, NEMA 4/4X. | Stock | 321
PESW-B50D15AX-R71 | WEG Electric PESW series non-combination motor starter, 50A, 3-pole, 120 VAC (50/60Hz) coil voltage, bi-metallic, 32.0-50.0A adjustable, NEMA 4/4X. | Stock | 337
PESW-B50V24AX-R71 | WEG Electric PESW series non-combination motor starter, 50A, 3-pole, 208-240 VAC (60Hz)/180-208 VAC (50Hz) coil voltage, bi-metallic, 32.0-50.0A adjustable, NEMA 4/4X. | Stock | 337
PESW-B50D39AX-R71 | WEG Electric PESW series non-combination motor starter, 50A, 3-pole, 480 VAC (50/60Hz) coil voltage, bi-metallic, 32.0-50.0A adjustable, NEMA 4/4X. | Stock | 337
PESW-B65D15AX-R72 | WEG Electric PESW series non-combination motor starter, 65A, 3-pole, 120 VAC (50/60Hz) coil voltage, bi-metallic, 40.0-57.0A adjustable, NEMA 4/4X. | Stock | 352
PESW-B65V24AX-R72 | WEG Electric PESW series non-combination motor starter, 65A, 3-pole, 208-240 VAC (60Hz)/180-208 VAC (50Hz) coil voltage, bi-metallic, 40.0-57.0A adjustable, NEMA 4/4X. | Stock | 352
PESW-B65D39AX-R72 | WEG Electric PESW series non-combination motor starter, 65A, 3-pole, 480 VAC (50/60Hz) coil voltage, bi-metallic, 40.0-57.0A adjustable, NEMA 4/4X. | Stock | 352
PESW-B65D15AX-R73 | WEG Electric PESW series non-combination motor starter, 65A, 3-pole, 120 VAC (50/60Hz) coil voltage, bi-metallic, 50.0-63.0A adjustable, NEMA 4/4X. | Stock | 366
PESW-B65V24AX-R73 | WEG Electric PESW series non-combination motor starter, 65A, 3-pole, 208-240 VAC (60Hz)/180-208 VAC (50Hz) coil voltage, bi-metallic, 50.0-63.0A adjustable, NEMA 4/4X. | Stock | 366
PESW-B65D39AX-R73 | WEG Electric PESW series non-combination motor starter, 65A, 3-pole, 480 VAC (50/60Hz) coil voltage, bi-metallic, 50.0-63.0A adjustable, NEMA 4/4X. | Stock | 366
PESW-B80D15AX-R74 | WEG Electric PESW series non-combination motor starter, 80A, 3-pole, 120 VAC (50/60Hz) coil voltage, bi-metallic, 57.0-70.0A adjustable, NEMA 4/4X. | Stock | 379
PESW-B80V24AX-R74 | WEG Electric PESW series non-combination motor starter, 80A, 3-pole, 208-240 VAC (60Hz)/180-208 VAC (50Hz) coil voltage, bi-metallic, 57.0-70.0A adjustable, NEMA 4/4X. | Stock | 379
PESW-B80D39AX-R74 | WEG Electric PESW series non-combination motor starter, 80A, 3-pole, 480 VAC (50/60Hz) coil voltage, bi-metallic, 57.0-70.0A adjustable, NEMA 4/4X. | Stock | 379
PESW-B80D15AX-R75 | WEG Electric PESW series non-combination motor starter, 80A, 3-pole, 120 VAC (50/60Hz) coil voltage, bi-metallic, 63.0-80.0A adjustable, NEMA 4/4X. | Stock | 396
PESW-B80V24AX-R75 | WEG Electric PESW series non-combination motor starter, 80A, 3-pole, 208-240 VAC (60Hz)/180-208 VAC (50Hz) coil voltage, bi-metallic, 63.0-80.0A adjustable, NEMA 4/4X. | Stock | 396
PESW-B80D39AX-R75 | WEG Electric PESW series non-combination motor starter, 80A, 3-pole, 480 VAC (50/60Hz) coil voltage, bi-metallic, 63.0-80.0A adjustable, NEMA 4/4X. | Stock | 396
Accessories for Motor Starters
KESWHP | WEG Electric control adapter, for use with ESW series manual motor protector. (1) hand-off-auto selector switch and (1) 22mm hole with plug included. | Stock | 52
KESWFP | WEG Electric control adapter, for use with ESW series manual motor protector. (1) on-off selector switch and (1) 22mm hole with plug included. | Stock | 52
KESWPE | WEG Electric control adapter, for use with ESW series manual motor protector. (1) E-stop button and (1) 22mm hole with plug included. | Stock | 52
KESWPP | WEG Electric control adapter, for use with ESW series manual motor protector. (2) 22mm holes with plugs included. | Stock | 17
Manual Motor Protectors
MPW40-3-U001 | WEG Electric MPW40 series manual motor protector, rotary, 1A, thermal overload, 0.63-1.0A adjustable, 13A instantaneous trip rating, open, 45mm frame. | Stock | 64
MPW40-3-D016 | WEG Electric MPW40 series manual motor protector, rotary, 1.6A, thermal overload, 1.0-1.6A adjustable, 20.8A instantaneous trip rating, open, 45mm frame. | Stock | 64
MPW40-3-D025 | WEG Electric MPW40 series manual motor protector, rotary, 2.5A, thermal overload, 1.6-2.5A adjustable, 32.5A instantaneous trip rating, open, 45mm frame. | Stock | 64
MPW40-3-U004 | WEG Electric MPW40 series manual motor protector, rotary, 4A, thermal overload, 2.5-4.0A adjustable, 52A instantaneous trip rating, open, 45mm frame. | Stock | 64
MPW40-3-D063 | WEG Electric MPW40 series manual motor protector, rotary, 6.3A, thermal overload, 4.0-6.3A Adjustable, 82A instantaneous trip rating, open, 45mm frame. | Stock | 64
MPW40-3-U010 | WEG Electric MPW40 series manual motor protector, rotary, 10A, thermal overload, 6.3-10.0A adjustable, 130A instantaneous trip rating, open, 45mm frame. | Stock | 64
MPW40-3-U016 | WEG Electric MPW40 series manual motor protector, rotary, 16A, thermal overload, 10.0-16.0A adjustable, 208A instantaneous trip rating, open, 45mm frame. | Stock | 70
MPW40-3-U020 | WEG Electric MPW40 series manual motor protector, rotary, 20A, thermal overload, 16.0-20.0A adjustable, 260A instantaneous trip rating, open, 45mm frame. | Stock | 77
MPW40-3-U025 | WEG Electric MPW40 series manual motor protector, rotary, 25A, thermal overload, 20.0-25.0A adjustable, 325A instantaneous trip rating, open, 45mm frame. | Stock | 90
MPW40-3-U032 | WEG Electric MPW40 series manual motor protector, rotary, 32A, thermal overload, 25.0-32.0A adjustable, 416A instantaneous trip rating, open, 45mm frame. | Stock | 98
MPW40-3-U040 | WEG Electric MPW40 series manual motor protector, rotary, 40A, thermal overload, 32.0-40.0A adjustable, 520A instantaneous trip rating, open, 45mm frame. | Stock | 116
MPW80-3-U040 | WEG Electric MPW80 series manual motor protector, rotary, 40A, thermal overload, 32.0-40.0A adjustable, 520A instantaneous trip rating, open, 54mm frame. | Stock | 176
MPW80-3-U050 | WEG Electric MPW80 series manual motor protector, rotary, 50A, thermal overload, 40.0-50.0A adjustable, 650A instantaneous trip rating, open, 54mm frame. | Stock | 176
MPW80-3-U065 | WEG Electric MPW80 series manual motor protector, rotary, 65A, thermal overload, 50.0-65.0A adjustable, 845A instantaneous trip rating, open, 54mm frame. | Stock | 176
GP2E01 | Schneider Electric Easy TeSys series manual motor protector, pushbutton, 0.16A, thermal overload, 0.1-0.16 adjustable, 1.5A instantaneous trip rating, 45mm frame. | Stock | 70
GP2E02 | Schneider Electric Easy TeSys series manual motor protector, pushbutton, 0.25A, thermal overload, 0.16-0.25 adjustable, 2.4A instantaneous trip rating, 45mm frame. | Stock | 70
GP2E03 | Schneider Electric Easy TeSys series manual motor protector, pushbutton, 0.4A, thermal overload, 0.25-0.40 adjustable, 5A instantaneous trip rating, 45mm frame. | Stock | 70
GP2E04 | Schneider Electric Easy TeSys series manual motor protector, pushbutton, 0.63A, thermal overload, 0.40-0.63 adjustable, 8A instantaneous trip rating, 45mm frame. | Stock | 70
GP2E05 | Schneider Electric Easy TeSys series manual motor protector, pushbutton, 1A, thermal overload, 0.63-1 adjustable, 13A instantaneous trip rating, 45mm frame. | Stock | 70
GP2E06 | Schneider Electric Easy TeSys series manual motor protector, pushbutton, 1.6A, thermal overload, 1-1.6 adjustable, 22.5A instantaneous trip rating, 45mm frame. | Stock | 70
GP2E07 | Schneider Electric Easy TeSys series manual motor protector, pushbutton, 2.5A, thermal overload, 1.6-2.5 adjustable, 33.5A instantaneous trip rating, 45mm frame. | Stock | 70
GP2E08 | Schneider Electric Easy TeSys series manual motor protector, pushbutton, 4A, thermal overload, 2.5-4 adjustable, 51A instantaneous trip rating, 45mm frame. | Stock | 70
GP2E10 | Schneider Electric Easy TeSys series manual motor protector, pushbutton, 6.3A, thermal overload, 4-6.3 adjustable, 78A instantaneous trip rating, 45mm frame. | Stock | 70
GP2E14 | Schneider Electric Easy TeSys series manual motor protector, pushbutton, 10A, thermal overload, 6-10 adjustable, 138A instantaneous trip rating, 45mm frame. | Stock | 75
GP2E16 | Schneider Electric Easy TeSys series manual motor protector, pushbutton, 14A, thermal overload, 9-14 adjustable, 170A instantaneous trip rating, 45mm frame. | Stock | 75
GP2E20 | Schneider Electric Easy TeSys series manual motor protector, pushbutton, 18A, thermal overload, 13-18 adjustable, 223A instantaneous trip rating, 45mm frame. | Stock | 75
GP2E21 | Schneider Electric Easy TeSys series manual motor protector, pushbutton, 23A, thermal overload, 17-23 adjustable, 327A instantaneous trip rating, 45mm frame. | Stock | 75
GP2E22 | Schneider Electric Easy TeSys series manual motor protector, pushbutton, 25A, thermal overload, 20-25 adjustable, 327A instantaneous trip rating, 45mm frame. | Stock | 90
GP2E32 | Schneider Electric Easy TeSys series manual motor protector, pushbutton, 32A, thermal overload, 24-32 adjustable, 416A instantaneous trip rating, 45mm frame. | Stock | 113
HMMP-32HR-0.16 | IronHorse manual motor protector, rotary, 0.16A, thermal overload, 0.1-0.16A adjustable, 2.1A instantaneous trip rating, 45mm frame. | Stock | 52
HMMP-32HR-0.25 | IronHorse manual motor protector, rotary, 0.25A, thermal overload, 0.16-0.25A adjustable, 3.3A instantaneous trip rating, 45mm frame. | Stock | 52
HMMP-32HR-0.40 | IronHorse manual motor protector, rotary, 0.4A, thermal overload, 0.25-0.4A adjustable, 5.2A instantaneous trip rating, 45mm frame. | Stock | 52
HMMP-32HR-0.63 | IronHorse manual motor protector, rotary, 0.63A, thermal overload, 0.4-0.63A adjustable, 8.2A instantaneous trip rating, 45mm frame. | Stock | 52
HMMP-32HR-1 | IronHorse manual motor protector, rotary, 1A, thermal overload, 0.63-1A adjustable, 13A instantaneous trip rating, 45mm frame. | Stock | 52
HMMP-32HR-1.6 | IronHorse manual motor protector, rotary, 1.6A, thermal overload, 1-1.6A adjustable, 20.8A instantaneous trip rating, 45mm frame. | Stock | 52
HMMP-32HR-2.5 | IronHorse manual motor protector, rotary, 2.5A, thermal overload, 1.6-2.5A adjustable, 32.5A instantaneous trip rating, 45mm frame. | Stock | 52
HMMP-32HR-4 | IronHorse manual motor protector, rotary, 4A, thermal overload, 2.5-4A adjustable, 52A instantaneous trip rating, 45mm frame. | Stock | 52
HMMP-32HR-6 | IronHorse manual motor protector, rotary, 6A, thermal overload, 4.0-6.0A adjustable, 78A instantaneous trip rating, 45mm frame. | Stock | 52
HMMP-32HR-8 | IronHorse manual motor protector, rotary, 8A, thermal overload, 5-8A adjustable, 104A instantaneous trip rating, 45mm frame. | Stock | 52
HMMP-32HR-10 | IronHorse manual motor protector, rotary, 10A, thermal overload, 6-10A adjustable, 130A instantaneous trip rating, 45mm frame. | Stock | 52
HMMP-32HR-13 | IronHorse manual motor protector, rotary, 13A, thermal overload, 9-13A adjustable, 169A instantaneous trip rating, 45mm frame. | Stock | 62
HMMP-32HR-17 | IronHorse manual motor protector, rotary, 17A, thermal overload, 11-17A adjustable, 221A instantaneous trip rating, 45mm frame. | Stock | 62
HMMP-32HR-22 | IronHorse manual motor protector, rotary, 22A, thermal overload, 14-22A adjustable, 286A instantaneous trip rating, 45mm frame. | Stock | 62
HMMP-32HR-26 | IronHorse manual motor protector, rotary, 26A, thermal overload, 18 -26A adjustable, 338A instantaneous trip rating, 45mm frame. | Stock | 62
HMMP-32HR-40 | IronHorse manual motor protector, rotary, 40A, thermal overload, 28-40A adjustable, 520A instantaneous trip rating, 45mm frame. | Stock | 62
HMMP-63HR-26 | IronHorse manual motor protector, rotary, 26A, thermal overload, 18-26A adjustable, 338A instantaneous trip rating, 55mm frame. | Stock | 157
HMMP-63HR-32 | IronHorse manual motor protector, rotary, 32A, thermal overload, 22-32A adjustable, 416A instantaneous trip rating, 55mm frame. | Stock | 157
HMMP-63HR-40 | IronHorse manual motor protector, rotary, 40A, thermal overload, 28-40A adjustable, 520A instantaneous trip rating, 55mm frame. | Stock | 157
HMMP-63HR-50 | IronHorse manual motor protector, rotary, 50A, thermal overload, 34-50A adjustable, 650A instantaneous trip rating, 55mm frame. | Stock | 157
HMMP-63HR-63 | IronHorse manual motor protector, rotary, 63A, thermal overload, 45-63A adjustable, 819A instantaneous trip rating, 55mm frame. | Stock | 157
HMMP-100HR-75 | IronHorse manual motor protector, rotary, 75A, thermal overload, 55-75A adjustable, 975A instantaneous trip rating, 70mm frame. | Stock | 287
HMMP-100HR-90 | IronHorse manual motor protector, rotary, 90A, thermal overload, 70-90A adjustable, 1170A instantaneous trip rating, 70mm frame. | Stock | 287
HMMP-100HR-100 | IronHorse manual motor protector, rotary, 100A, thermal overload, 80-100A adjustable, 1300A instantaneous trip rating, 70mm frame. | Stock | 287
BM3RHB-P16 | Fuji Electric BM3R series manual motor protector, rotary, 0.16A, thermal overload, 0.1-0.16A adjustable, 2.1A instantaneous trip rating, open, 45mm frame. | Stock | 103
BM3RHB-P25 | Fuji Electric BM3R series manual motor protector, rotary, 0.25A, thermal overload, 0.16-0.25A adjustable, 3.3A instantaneous trip rating, open, 45mm frame. | Stock | 103
BM3RHB-P40 | Fuji Electric BM3R series manual motor protector, rotary, 0.4A, thermal overload, 0.25-0.4A adjustable, 5.2A instantaneous trip rating, open, 45mm frame. | Stock | 103
BM3RHB-P63 | Fuji Electric BM3R series manual motor protector, rotary, 0.63A, thermal overload, 0.4-0.63A adjustable, 8.2A instantaneous trip rating, open, 45mm frame. | Stock | 103
BM3RHB-001 | Fuji Electric BM3R series manual motor protector, rotary, 1A, thermal overload, 0.63-1.0A adjustable, 13A instantaneous trip rating, open, 45mm frame. | Stock | 103
BM3RHB-1P6 | Fuji Electric BM3R series manual motor protector, rotary, 1.6A, thermal overload, 1.0-1.6A adjustable, 20.8A instantaneous trip rating, open, 45mm frame. | Stock | 103
BM3RHB-2P5 | Fuji Electric BM3R series manual motor protector, rotary, 2.5A, thermal overload, 1.6-2.5A adjustable, 32.5A instantaneous trip rating, open, 45mm frame. | Stock | 103
BM3RHB-004 | Fuji Electric BM3R series manual motor protector, rotary, 4A, thermal overload, 2.5-4.0A adjustable, 52A instantaneous trip rating, open, 45mm frame. | Stock | 103
BM3RHB-6P3 | Fuji Electric BM3R series manual motor protector, rotary, 6.3A, thermal overload, 4.0-6.3A Adjustable, 81.9A instantaneous trip rating, open, 45mm frame. | Stock | 103
BM3RHB-010 | Fuji Electric BM3R series manual motor protector, rotary, 10A, thermal overload, 6.3-10.0A adjustable, 130A instantaneous trip rating, open, 45mm frame. | Stock | 108
BM3VHB-010 | Fuji Electric BM3V series manual motor protector, rotary, 10A, thermal overload, 6.3-10.0A adjustable, 130A instantaneous trip rating, open, 55mm frame. | Stock | 251
BM3RHB-013 | Fuji Electric BM3R series manual motor protector, rotary, 13A, thermal overload, 9.0-13.0A adjustable, 169A instantaneous trip rating, open, 45mm frame. | Stock | 108
BM3VHB-013 | Fuji Electric BM3V series manual motor protector, rotary, 13A, thermal overload, 9.0-13.0A adjustable, 169A instantaneous trip rating, open, 55mm frame. | Stock | 251
BM3RHB-016 | Fuji Electric BM3R series manual motor protector, rotary, 16A, thermal overload, 11.0-16.0A adjustable, 208A instantaneous trip rating, open, 45mm frame. | Stock | 108
BM3VHB-016 | Fuji Electric BM3V series manual motor protector, rotary, 16A, thermal overload, 11.0-16.0A adjustable, 208A instantaneous trip rating, open, 55mm frame. | Stock | 251
BM3RHB-020 | Fuji Electric BM3R series manual motor protector, rotary, 20A, thermal overload, 14.0-20.0A adjustable, 260A instantaneous trip rating, open, 45mm frame. | Stock | 108
BM3VHB-020 | Fuji Electric BM3V series manual motor protector, rotary, 20A, thermal overload, 14.0-20.0A adjustable, 260A instantaneous trip rating, open, 55mm frame. | Stock | 251
BM3RHB-025 | Fuji Electric BM3R series manual motor protector, rotary, 25A, thermal overload, 19.0-25.0A adjustable, 325A instantaneous trip rating, open, 45mm frame. | Stock | 130
BM3VHB-025 | Fuji Electric BM3V series manual motor protector, rotary, 25A, thermal overload, 19.0-25.0A adjustable, 325A instantaneous trip rating, open, 55mm frame. | Stock | 295
BM3RHB-032 | Fuji Electric BM3R series manual motor protector, rotary, 32A, thermal overload, 24.0-32.0A adjustable, 416A instantaneous trip rating, open, 45mm frame. | Stock | 163
BM3VHB-032 | Fuji Electric BM3V series manual motor protector, rotary, 32A, thermal overload, 24.0-32.0A adjustable, 416A instantaneous trip rating, open, 55mm frame. | Stock | 311
BM3VHB-040 | Fuji Electric BM3V series manual motor protector, rotary, 40A, thermal overload, 28.0-40.0A adjustable, 520A instantaneous trip rating, open, 55mm frame. | Stock | 311
BM3VHB-050 | Fuji Electric BM3V series manual motor protector, rotary, 50A, thermal overload, 35.0-50.0A adjustable, 650A instantaneous trip rating, open, 55mm frame. | Stock | 323
BM3VHB-063 | Fuji Electric BM3V series manual motor protector, rotary, 63A, thermal overload, 45.0-63.0A adjustable, 819A instantaneous trip rating, open, 55mm frame. | Stock | 323
Accessories for Manual Motor Protectors
TSB | WEG Electric field installable short circuit alarm contact, left side mount, (2) N.O./(2) N.C. contact(s), 6A @ 120 VAC/0.55A @ 120 VDC, screw terminal. For use with MPW40 and MPW80 series manual motor protectors. | Stock | 18
ACBF-11 | WEG Electric field installable auxiliary contact, front mount, (1) N.O./(1) N.C. contact(s), 6A @ 120 VAC/0.55A @ 120 VDC, screw terminal. For use with MPW40 and MPW80 series manual motor protectors. | Stock | 9.5
ACBS-02 | WEG Electric field installable auxiliary contact, left side mount, (2) N.C. contact(s), 6A @ 120 VAC/0.55A @ 120 VDC, screw terminal. For use with MPW40 and MPW80 series manual motor protectors. | Stock | 10.5
ACBS-11 | WEG Electric field installable auxiliary contact, left side mount, (1) N.O./(1) N.C. contact(s), 6A @ 120 VAC/0.55A @ 120 VDC, screw terminal. For use with MPW40 and MPW80 series manual motor protectors. | Stock | 10.5
ACBS-20 | WEG Electric field installable auxiliary contact, left side mount, (2) N.O. contact(s), 6A @ 120 VAC/0.55A @ 120 VDC, screw terminal. For use with MPW40 and MPW80 series manual motor protectors. | Stock | 10.5
GV2MC01 | Schneider Electric Easy TeSys series enclosure without manual motor protector, 5.12 x 3.66 x 3.31in, polycarbonate, IP41. For use with Schneider Electric GP2E01 to GP2E32 manual motor protectors. | Stock | 65
GV2MC02 | Schneider Electric Easy TeSys series enclosure without manual motor protector, 5.12 x 3.66 x 3.31in, polycarbonate, IP55. For use with Schneider Electric GP2E01 to GP2E32 manual motor protectors. | Stock | 94
GPEFC11 | Schneider Electric field installable auxiliary contact, front mount, (1) N.O./(1) N.C. contact(s), 0.6A @ 120 VAC, screw terminal. For use with Schneider Electric GP2E01 to GP2E32 manual motor protectors. | Stock | 13
GV2AF3 | Schneider Electric link module, for use with Schneider Electric GP2E01 to GP2E32 manual motor protectors and DPE09 to DPE38 contactors. | Stock | 4
GV1G09 | Schneider Electric incoming power terminal block, 3-pole, 63A, 16-4 AWG. For use with Schneider Electric GV2G busbars. For incoming power to busbar system. | Stock | 41
GV2G245 | Schneider Electric busbar, 63A, 600 VAC, 2 -pin, cut to length not permitted. | Stock | 28
GV2G345 | Schneider Electric busbar, 63A, 600 VAC, 3 -pin, cut to length not permitted. | Stock | 34.5
GV2G445 | Schneider Electric busbar, 63A, 600 VAC, 4 -pin, cut to length not permitted. | Stock | 41
HPX1-AUX20-F | IronHorse field installable auxiliary contact, front mount, (2) N.O. contact(s), 6A @ 120 VAC/0.22A @ 120 VDC, screw terminal. For use with HMMP-32H to HMMP-100H manual motor protectors. | Stock | 10
HPX1-AUX11-F | IronHorse field installable auxiliary contact, front mount, (1) N.O./(1) N.C. contact(s), 6A @ 120 VAC/0.22A @ 120 VDC, screw terminal. For use with HMMP-32H to HMMP-100H manual motor protectors. | Stock | 10
HPX1-AUX02-F | IronHorse field installable auxiliary contact, front mount, (2) N.C. contact(s), 6A @ 120 VAC/0.22A @ 120 VDC, screw terminal. For use with HMMP-32H to HMMP-100H manual motor protectors. | Stock | 10
HPX1-AUX20-S | IronHorse field installable auxiliary contact, left side mount, (2) N.O. contact(s), 6A @ 120 VAC/0.55A @ 120 VDC, screw terminal. For use with HMMP-32H to HMMP-100H manual motor protectors. | Stock | 11.5
HPX1-AUX11-S | IronHorse field installable auxiliary contact, left side mount, (1) N.O./(1) N.C. contact(s), 6A @ 120 VAC/0.55A @ 120 VDC, screw terminal. For use with HMMP-32H to HMMP-100H manual motor protectors. | Stock | 11.5
HPX1-AUX02-S | IronHorse field installable auxiliary contact, left side mount, (2) N.C. contact(s), 6A @ 120 VAC/0.55A @ 120 VDC, screw terminal. For use with HMMP-32H to HMMP-100H manual motor protectors. | Stock | 11.5
HPX1-ALM11-S | IronHorse field installable alarm contact, left side mount, (1) N.O./(1) N.C. contact(s), 6A @ 120 VAC/0.55A @ 120 VDC, screw terminal. For use with HMMP-32H manual motor manual motor protectors. | Stock | 16
HPX1-MALM11-S | IronHorse field installable short circuit alarm contact, left side mount, (1) N.O./(1) N.C. contact(s), 6A @ 120 VAC/0.55A @ 120 VDC, screw terminal. For use with HMMP-32H to HMMP-100H manual motor protectors. | Stock | 17.5
HPX2-ALM11-S | IronHorse field installable alarm contact, left side mount, (1) N.O./(1) N.C. contact(s), 6A @ 120 VAC/0.55A @ 120 VDC, screw terminal. For use with HMMP-63H and HMMP-100H manual motor protectors. | Stock | 16
BZ0WIA | Fuji Electric auxiliary contact, front mount, (1) N.O. contact(s), 1.5A @ 230VAC/0.55A @ 110VDC. For use with BM3R/BM3V series manual motor protector. | Stock | 12
BZ0WIB | Fuji Electric auxiliary contact, front mount, (1) N.C. contact(s), 1.5A @ 230VAC/0.55A @ 110VDC. For use with BM3R/BM3V series manual motor protector. | Stock | 12
BZ0WUAAL | Fuji Electric auxiliary contact, left side mount, (2) N.O. contact(s), 6A @ 120 VAC/1.1A @ 120 VDC. For use with BM3R/BM3V series manual motor protector. | Stock | 17.5
BZ0WUABL | Fuji Electric auxiliary contact, left side mount, (1) N.O./(1) N.C. contact(s), 6A @ 120 VAC/1.1A @ 120 VDC. For use with BM3R/BM3V series manual motor protector. | Stock | 17.5
BZ0WUBBL | Fuji Electric auxiliary contact, left side mount, (2) N.C. contact(s), 6A @ 120 VAC/1.1A @ 120 VDC. For use with BM3R/BM3V series manual motor protector. | Stock | 17.5
BZ0KIA | Fuji Electric alarm contact, front mount, (1) N.O. contact(s), 1.5A @ 230VAC/0.55A @ 110VDC, phase loss or short circuit. For use with BM3R/BM3V series manual motor protector. | Stock | 12
BZ0KIB | Fuji Electric alarm contact, front mount, (1) N.C. contact(s), 1.5A @ 230VAC/0.55A @ 110VDC, phase loss or short circuit. For use with BM3R/BM3V series manual motor protector. | Stock | 12
BZ0TKUAB | Fuji Electric short circuit alarm contact, (1) N.O./(1) N.C. contact(s), 6A @ 120 VAC/1.1A @ 120 VDC. For use with BM3R/BM3V series manual motor protector. | Stock | 26.5
BZ0FDZU | Fuji Electric shunt trip, right side mount, 120 VAC coil voltage. | Stock | 35.5
BZ0FKZUD | Fuji Electric shunt trip, right side mount, 24 VDC coil voltage. | Stock | 35.5
BZ0RDZU | Fuji Electric undervoltage trip, right side mount, 120 VAC sensing range. | Stock | 35.5
BZ0R4ZU | Fuji Electric undervoltage trip, right side mount, 460-480 VAC sensing range. | Stock | 35.5
SRMPD51 | WEG Electric field installable shunt trip, right side mount, 20-24 VAC (50/60Hz) coil voltage, screw terminal. For use with MPW40 and MPW80 series manual motor protectors. | Stock | 26.5
SRMPD59 | WEG Electric field installable shunt trip, right side mount, 100-127 VAC (50/60Hz) coil voltage, screw terminal. For use with MPW40 and MPW80 series manual motor protectors. | Stock | 26.5
SRMPD65 | WEG Electric field installable shunt trip, right side mount, 200-240 VAC (50/60Hz) coil voltage, screw terminal. For use with MPW40 and MPW80 series manual motor protectors. | Stock | 26.5
URMPD02 | WEG Electric field installable undervoltage trip, right side mount, 24 VAC (50/60Hz) sensing range, screw terminals. For use with MPW40 and MPW80 series manual motor protectors. | Stock | 26.5
URMPV18 | WEG Electric field installable undervoltage trip, right side mount, 110 VAC (50Hz)/120 VAC (60Hz) sensing range, screw terminals. For use with MPW40 and MPW80 series manual motor protectors. | Stock | 26.5
URMPV23 | WEG Electric field installable undervoltage trip, right side mount, 180 VAC (50Hz)/208 VAC (60Hz) sensing range, screw terminals. For use with MPW40 and MPW80 series manual motor protectors. | Stock | 26.5
URMPV30 | WEG Electric field installable undervoltage trip, right side mount, 208 VAC (50Hz)/240 VAC (60Hz) sensing range, screw terminals. For use with MPW40 and MPW80 series manual motor protectors. | Stock | 26.5
URMPV37 | WEG Electric field installable undervoltage trip, right side mount, 230-240 VAC (50Hz)/240-277 VAC (60Hz) sensing range, screw terminals. For use with MPW40 and MPW80 series manual motor protectors. | Stock | 26.5
URMPV47 | WEG Electric field installable undervoltage trip, right side mount, 400-415 VAC (50Hz)/480 VAC (60Hz) sensing range, screw terminals. For use with MPW40 and MPW80 series manual motor protectors. | Stock | 26.5
HPX1-SHT-120VAC | IronHorse field installable shunt trip, right side mount, 120 VAC (60Hz)/110 VAC (50Hz) coil voltage, screw terminal. For use with HMMP-32H to HMMP-100H manual motor protectors. | Stock | 24.5
HPX1-UVT-120VAC | IronHorse field installable undervoltage trip, right side mount, 120 VAC (60Hz)/110 VAC (50Hz) sensing range, screw terminal. For use with HMMP-32H to HMMP-100H manual motor protectors. | Stock | 24.5
HPX1-UVT-220VAC | IronHorse field installable undervoltage trip, right side mount, 200-220 VAC (60Hz)/200 VAC (50Hz) sensing range, screw terminal. For use with HMMP-32H to HMMP-100H manual motor protectors. | Stock | 24.5
HPX1-UVT-480VAC | IronHorse field installable undervoltage trip, right side mount, 460-480 VAC (60Hz)/415-440 VAC (50Hz) sensing range, screw terminal. For use with HMMP-32H to HMMP-100H manual motor protectors. | Stock | 24.5
HPX1-SHT-480VAC | IronHorse field installable shunt trip, right side mount, 460-480 VAC (60Hz)/415-440 VAC (50Hz) coil voltage, screw terminal. For use with HMMP-32H to HMMP-100H manual motor protectors. | Stock | 24.5
HPX1-SHT-220VAC | IronHorse field installable shunt trip, right side mount, 200-220 VAC (60Hz)/200 VAC (50Hz) coil voltage, screw terminal. For use with HMMP-32H to HMMP-100H manual motor protectors. | Stock | 24.5
HPX1-BB3P-2SP | IronHorse busbar, 64A, 600 VAC, cut to length not permitted, connects up to 2 HMMP-32H Manual motor protectors without accessories. Use HPX1-PTB-MP power terminal to connect feeder. | Stock | 11.5
HPX1-BB3P-3SP | IronHorse busbar, 64A, 600 VAC, cut to length not permitted, connects up to 3 HMMP-32H Manual motor protectors without accessories. Use HPX1-PTB-MP power terminal to connect feeder. | Stock | 14.5
HPX1-BB3P-4SP | IronHorse busbar, 64A, 600 VAC, cut to length not permitted, connects up to 4 HMMP-32H Manual motor protectors without accessories. Use HPX1-PTB-MP power terminal to connect feeder. | Stock | 17
HPX1-BB3P-5SP | IronHorse busbar, 64A, 600 VAC, cut to length not permitted, connects up to 5 HMMP-32H Manual motor protectors without accessories. Use HPX1-PTB-MP power terminal to connect feeder. | Stock | 25
HPX2-BB3P-2SP | IronHorse busbar, 108A, 600 VAC, cut to length not permitted, connects up to 2 HMMP-63H Manual motor protectors without accessories. | Stock | 17
HPX2-BB3P-3SP | IronHorse busbar, 108A, 600 VAC, cut to length not permitted, connects up to 3 HMMP-63H Manual motor protectors without accessories. | Stock | 22.5
HPX1-TMC-BB | IronHorse busbar cover, for use with unused exposed busbar pins on the HPX1-BB3P busbars. | Stock | 3.5
HPX2-TMC-BB | IronHorse busbar cover, for use with unused exposed busbar pins on the HPX2-BB3P busbars. | Stock | 5.25
HPX1-PTBE-MP | IronHorse incoming power terminal block, 3-pole, 64A, 12-4 AWG. For use with HMMP-32H manual motor protectors. Required when using a HMMP-32H in a UL Type E application. | Stock | 18
HPX1-PTB-MP | IronHorse incoming power terminal block, 3-pole, 64A, 12-4 AWG. For use with HPX1-BB3P busbars. For incoming power to busbar system. | Stock | 15.5
HPX1-MBPT | IronHorse mounting plate adapter, for use with HMMP-32H manual motor protector and HMC-9 to HMC-40 contactors with AC or DC coils. | Stock | 11
HPX2-MBPT | IronHorse mounting plate adapter, for use with HMMP-63H manual motor protector and HMC-50 and HMC-65 contactors with AC or DC coils. | Stock | 17
HPX3-MBPT | IronHorse mounting plate adapter, for use with HMMP-100H manual motor protector and HMC-75 to HMC-100 contactors with AC or DC coils. | Stock | 22.5
HPX3-PBR-MP | IronHorse phase barrier, package of 4. For use with HMMP-100H manual motor protectors. Required by UL to increase clearance distance. | Stock | 5.25
HMX1-LM22-AC | IronHorse link module, for use with HMMP-32H manual motor protectors and HMC-9 to HMC-22 contactors with AC coils. | Stock | 9.75
HMX1-LM22-DC | IronHorse link module, for use with HMMP-32H manual motor protectors and HMC-9 to HMC-22 contactors with DC coils. | Stock | 9.75
HMX2-LM32-AC | IronHorse link module, for use with HMMP-32H manual motor protectors and HMC-32 or HMC-40 contactors with AC coils. | Stock | 10.5
HMX2-LM32-DC | IronHorse link module, for use with HMMP-32H manual motor protectors and HMC-32 or HMC-40 contactors with DC coils. | Stock | 10.5
HMX3-LM63-AC | IronHorse link module, for use with HMMP-63H manual motor protectors and HMC-50 or HMC-65 contactors with AC coils. | Stock | 11
HMX3-LM63-DC | IronHorse link module, for use with HMMP-63H manual motor protectors and HMC-50 or HMC-65 contactors with DC coils. | Stock | 11
HMX4-LM100-AC | IronHorse link module, for use with HMMP-100H manual motor protectors and HMC-75 to HMC-100 contactors with AC coils. | Stock | 12
HMX4-LM100-DC | IronHorse link module, for use with HMMP-100H manual motor protectors and HMC-75 to HMC-100 contactors with DC coils. | Stock | 12
BZ0TCRE | Fuji Electric terminal shroud, line side. For use with BM3RHB series manual motor protector. | Stock | 17
BZ0SET | Fuji Electric panel mount adapter, package of 10. For use with BM3R series manual motor protector. | Stock | 12
BZ0BR02A | Fuji Electric busbar, 64A Max, cut to length not permitted, connects up to 2 BM3RH MMS units without accessories. | Stock | 26.5
BZ0BR03A | Fuji Electric busbar, 64A Max, cut to length not permitted, connects up to 3 BM3RH MMS units without accessories. | Stock | 23.5
BZ0BR04A | Fuji Electric busbar, 64A Max, cut to length not permitted, connects up to 4 BM3RH MMS units without accessories. | Stock | 28
BZ0BR05A | Fuji Electric busbar, 64A Max, cut to length not permitted, connects up to 5 BM3RH MMS units without accessories. | Stock | 29.5
BZ0BR12A | Fuji Electric busbar, 64A Max, cut to length not permitted, connects up to 2 BM3RH MMS units with one (9mm wide) accessory. | Stock | 22.5
BZ0BR13A | Fuji Electric busbar, 64A Max, cut to length not permitted, connects up to 3 BM3RH MMS units with one (9mm wide) accessory. | Stock | 27
BZ0BR14A | Fuji Electric busbar, 64A Max, cut to length not permitted, connects up to 4 BM3RH MMS units with one (9mm wide) accessory. | Stock | 29.5
BZ0BR15A | Fuji Electric busbar, 64A Max, cut to length not permitted, connects up to 5 BM3RH MMS units with one (9mm wide) accessory. | Stock | 31.5
BZ0BV02A | Fuji Electric busbar, 126A Max, cut to length not permitted, connects up to 2 BM3V MMS units without accessories. | Stock | 42.5
BZ0BV04A | Fuji Electric busbar, 126A Max, cut to length not permitted, connects up to 4 BM3V MMS units without accessories. | Stock | 63
BZ0BV12A | Fuji Electric busbar, 126A Max, cut to length not permitted, connects up to 2 BM3V MMS units with one (9mm wide) accessory. | Stock | 45
BZ0BFRA | Fuji Electric incoming power terminal block, maximum current 64A, maximum wire size 4AWG. For use with BM3RH busbars. For incoming power to busbar system. | Stock | 23.5
BZ0BFVA | Fuji Electric incoming power terminal block, maximum current 126A, maximum wire size 4AWG. For use with BM3V busbars. For incoming power to busbar system. | Stock | 47.5
BZ0BCRA | Fuji Electric busbar cover, for use with unused exposed busbar pins on the BM3RH busbars. | Stock | 6.25
BZ0LRE22AA | Fuji Electric link module, for use with BM3RH series manual motor protector and SC-E02x, SC-E03x, SC-E04x or SC-E05x contactors with AC Coils. | Stock | 18
BZ0LRE22GA | Fuji Electric link module, for use with BM3RH series manual motor protector and SC-E02x, SC-E03x, SC-E04x or SC-E05x contactors with DC Coils. | Stock | 23.5
BZ0LRE32AA | Fuji Electric link module, for use with BM3RH series manual motor protector and SC-E1x contactors with AC Coils. | Stock | 21
BZ0LRE32GA | Fuji Electric link module, for use with BM3RH series manual motor protector and SC-E1x contactors with DC Coils. | Stock | 26.5
BZ0LVE51AA | Fuji Electric link module, for use with BM3V series manual motor protector and SC-E1x, SC-E2x or SC-E2Sx contactors with AC Coils. | Stock | 23.5
BZ0LVE51GA | Fuji Electric link module, for use with BM3V series manual motor protector and SC-E1x, SC-E2x or SC-E2Sx contactors with DC Coils. | Stock | 28
BZ0LVE65AA | Fuji Electric link module, for use with BM3V series manual motor protector and SC-E3x contactors with AC Coils. | Stock | 28
BZ0LVE65GA | Fuji Electric link module, for use with BM3V series manual motor protector and SC-E3x contactors with DC Coils. | Stock | 33.5
BZ0BPRE22A | Fuji Electric baseplate, for use with BM3RH series manual motor protector and SC-E02x, SC-E03x, SC-E04x or SC-E05x contactors with AC or DC coils. | Stock | 22
BZ0BPRE32A | Fuji Electric baseplate, for use with BM3RH series manual motor protector and SC-E1x contactors with AC or DC coils. | Stock | 24
BZ0BPVE51A | Fuji Electric baseplate, for use with BM3V series manual motor protector and SC-E1x, SC-E2x or SC-E2Sx contactors with AC or DC coils. | Stock | 27
CLT32MPW40 | WEG Electric current limiter, 35mm DIN rail mount. For use with MPW40 series manual motor protectors. | Stock | 52.5
ECCMP-40B38 | WEG Electric link module, for use with MPW40 protectors and CWB9 through CWB38 series contactors with AC coils. | Stock | 12
ECCMP-40B38DC | WEG Electric link module, for use with MPW40 protectors and CWB9 through CWB38 series contactors with DC coils. | Stock | 12
ECCMP-C0 | WEG Electric link module, for use with MPW40 protectors and CWC07 through CWC016 series miniature contactors with AC or DC coils. Not for use with 4-Pole CWC series miniature contactors. | Stock | 10
ECCMP-C025 | WEG Electric link module, for use with MPW40 protectors and CWC025 series miniature contactors with AC coils. Not for use with 4-Pole CWC series miniature contactors. | Stock | 10
ECCMP-80B80 | WEG Electric link module, for use with MPW80 protectors and CWB40 through CWB80 series contactors with AC and DC coils. | Stock | 44
LST25 | WEG Electric incoming power terminal block, 3-pole, maximum current 63A, 20-8 AWG. For use with MPW40 series manual motor protectors. Required when using a MPW40 in a UL Type E application 32A and less. | Stock | 20
LST65 | WEG Electric incoming power terminal block, 3-pole, maximum current 120A, 8-4 AWG. For use with MPW80 series manual motor protectors. | Stock | 39.5
Handles for Manual Motor Protectors
RMMP-130 | WEG Electric rotary handle, selector, black/gray, external front mount, 2-position, lockable in OFF only, NEMA 1/3R, IP55. For use with MPW40 series manual motor protectors. 130mm shaft included. | Stock | 33.5
RMMP-130E | WEG Electric rotary handle, selector, red/yellow, external front mount, 2-position, lockable in OFF only, NEMA 1/3R, IP55. For use with MPW40 series manual motor protectors. 130mm shaft included. | Stock | 33.5
RMMP-330 | WEG Electric rotary handle, selector, black/gray, external front mount, 2-position, lockable in OFF only, NEMA 1/3R, IP55. For use with MPW40 series manual motor protectors. 330mm shaft included. | Stock | 40.5
RMMP-330E | WEG Electric rotary handle, selector, red/yellow, external front mount, 2-position, lockable in OFF only, NEMA 1/3R, IP55. For use with MPW40 series manual motor protectors. 330mm shaft included. | Stock | 40.5
MRX-130 | WEG Electric rotary handle, selector, black/gray, external front mount, 2-position, lockable in OFF only, defeatable, NEMA 4/4X, IP65. For use with MPW40 series manual motor protectors. 130mm shaft included. | Stock | 50
MRX-130E | WEG Electric rotary handle, selector, red/yellow, external front mount, 2-position, lockable in OFF only, defeatable, NEMA 4/4X, IP65. For use with MPW40 series manual motor protectors. 130mm shaft included. | Stock | 50
MRX-330 | WEG Electric rotary handle, selector, black/gray, external front mount, 2-position, lockable in OFF only, defeatable, NEMA 4/4X, IP65. For use with MPW40 series manual motor protectors. 330mm shaft included. | Stock | 54
MRX-330E | WEG Electric rotary handle, selector, red/yellow, external front mount, 2-position, lockable in OFF only, defeatable, NEMA 4/4X, IP65. For use with MPW40 series manual motor protectors. 330mm shaft included. | Stock | 54
MRX65-130 | WEG Electric rotary handle, selector, black/gray, external front mount, 2-position, lockable in OFF only, defeatable, NEMA 4/4X, IP65. For use with MPW80 series manual motor protectors. 130mm shaft included. | Stock | 56
MRX65-130E | WEG Electric rotary handle, selector, red/yellow, external front mount, 2-position, lockable in OFF only, defeatable, NEMA 4/4X, IP65. For use with MPW80 series manual motor protectors. 130mm shaft included. | Stock | 56
MRX65-330 | WEG Electric rotary handle, selector, black/gray, external front mount, 2-position, lockable in OFF only, defeatable, NEMA 4/4X, IP65. For use with MPW80 series manual motor protectors. 330mm shaft included. | Stock | 60
MRX65-330E | WEG Electric rotary handle, selector, red/yellow, external front mount, 2-position, lockable in OFF only, defeatable, NEMA 4/4X, IP65. For use with MPW80 series manual motor protectors. 330mm shaft included. | Stock | 60
HPX1-EHRN3R-GY1 | IronHorse rotary handle, selector, black, external front mount, 2-position, lockable in ON-OFF, defeatable, NEMA 3R, IP65. For use with HMMP-32H manual motor manual motor protectors. 115mm shaft, operator and mounting screws included. | Stock | 31.5
HPX1-EHRN3R-GY3 | IronHorse rotary handle, selector, black, external front mount, 2-position, lockable in ON-OFF, defeatable, NEMA 3R, IP65. For use with HMMP-32H manual motor protectors. 315mm shaft, operator and mounting screws included. | Stock | 31.5
HPX2-EHRN3R-GY1 | IronHorse rotary handle, selector, black, external front mount, 2-position, lockable in ON-OFF, defeatable, NEMA 3R, IP65. For use with HMMP-63H manual motor protectors. 115mm shaft, operator and mounting screws included. | Stock | 31.5
HPX2-EHRN3R-GY3 | IronHorse rotary handle, selector, black, external front mount, 2-position, lockable in ON-OFF, defeatable, NEMA 3R, IP65. For use with HMMP-63H manual motor protectors. 315mm shaft, operator and mounting screws included. | Stock | 31.5
HPX3-EHRN3R-GY1 | IronHorse rotary handle, selector, black, external front mount, 2-position, lockable in ON-OFF, defeatable, NEMA 3R, IP65. For use with HMMP-100H manual motor protectors. 115mm shaft, operator and mounting screws included. | Stock | 31.5
HPX3-EHRN3R-GY3 | IronHorse rotary handle, selector, black, external front mount, 2-position, lockable in ON-OFF, defeatable, NEMA 3R, IP65. For use with HMMP-100H manual motor protectors. 315mm shaft, operator and mounting screws included. | Stock | 31.5
BZ0VBBL | Fuji Electric rotary handle, selector, black, external front mount, 2-position, lockable in OFF only, defeatable. For use with BM3RH series manual motor protector. Handle, shaft, operator, and mounting screws included. | Stock | 52
BZ0VBBM | Fuji Electric rotary handle, selector, black, external front mount, 2-position, lockable in OFF only, defeatable. For use with BM3V series manual motor protector. Handle, shaft, operator, and mounting screws included. | Stock | 52
BZ0VYRM | Fuji Electric rotary handle, selector, red/yellow, external front mount, 2-position, lockable in OFF only, defeatable. For use with BM3V series manual motor protector. Handle, shaft, operator, and mounting screws included. | Stock | 54
Miniature IEC Magnetic Contactors
CWC07-01-30L02 | WEG Electric CWC series IEC miniature contactor, 7A, (3) N.O. power poles, (1) N.C. auxiliary contacts, 12 VDC coil voltage, low consumption. | Stock | 22
CWC07-01-30L03 | WEG Electric CWC series IEC miniature contactor, 7A, (3) N.O. power poles, (1) N.C. auxiliary contacts, 24 VDC coil voltage, low consumption. | Stock | 22
CWC07-01-30V04 | WEG Electric CWC series IEC miniature contactor, 7A, (3) N.O. power poles, (1) N.C. auxiliary contacts, 24 VAC (60Hz) coil voltage. | Stock | 17
CWC07-01-30V18 | WEG Electric CWC series IEC miniature contactor, 7A, (3) N.O. power poles, (1) N.C. auxiliary contacts, 120 VAC (60Hz)/110 VAC (50Hz) coil voltage. | Stock | 17
CWC07-01-30V24 | WEG Electric CWC series IEC miniature contactor, 7A, (3) N.O. power poles, (1) N.C. auxiliary contacts, 208-240 VAC (60Hz) coil voltage. | Stock | 17
CWC07-01-30V47 | WEG Electric CWC series IEC miniature contactor, 7A, (3) N.O. power poles, (1) N.C. auxiliary contacts, 480 VAC (60Hz) coil voltage. | Stock | 17
CWC07-10-30L02 | WEG Electric CWC series IEC miniature contactor, 7A, (3) N.O. power poles, (1) N.O. auxiliary contacts, 12 VDC coil voltage, low consumption. | Stock | 22
CWC07-10-30L03 | WEG Electric CWC series IEC miniature contactor, 7A, (3) N.O. power poles, (1) N.O. auxiliary contacts, 24 VDC coil voltage, low consumption. | Stock | 22
CWC07-10-30V04 | WEG Electric CWC series IEC miniature contactor, 7A, (3) N.O. power poles, (1) N.O. auxiliary contacts, 24 VAC (60Hz) coil voltage. | Stock | 17
CWC07-10-30V18 | WEG Electric CWC series IEC miniature contactor, 7A, (3) N.O. power poles, (1) N.O. auxiliary contacts, 120 VAC (60Hz)/110 VAC (50Hz) coil voltage. | Stock | 17
CWC07-10-30V24 | WEG Electric CWC series IEC miniature contactor, 7A, (3) N.O. power poles, (1) N.O. auxiliary contacts, 208-240 VAC (60Hz) coil voltage. | Stock | 17
CWC07-10-30V47 | WEG Electric CWC series IEC miniature contactor, 7A, (3) N.O. power poles, (1) N.O. auxiliary contacts, 480 VAC (60Hz) coil voltage. | Stock | 17
CWC07-00-22R03 | WEG Electric CWC series IEC miniature contactor, 7A, (2) N.O./(2) N.C. power poles, 24 VDC coil voltage. | Stock | 23
CWC07-00-22V04 | WEG Electric CWC series IEC miniature contactor, 7A, (2) N.O./(2) N.C. power poles, 24 VAC (60Hz) coil voltage. | Stock | 18.5
CWC07-00-22V18 | WEG Electric CWC series IEC miniature contactor, 7A, (2) N.O./(2) N.C. power poles, 120 VAC (60Hz)/110 VAC (50Hz) coil voltage. | Stock | 18.5
CWC07-00-22V24 | WEG Electric CWC series IEC miniature contactor, 7A, (2) N.O./(2) N.C. power poles, 208-240 VAC (60Hz) coil voltage. | Stock | 18.5
CWC07-00-22V47 | WEG Electric CWC series IEC miniature contactor, 7A, (2) N.O./(2) N.C. power poles, 480 VAC (60Hz) coil voltage. | Stock | 18.5
CWC07-00-40L03 | WEG Electric CWC series IEC miniature contactor, 7A, (4) N.O. power poles, 24 VDC coil voltage, low consumption. | Stock | 23
CWC07-00-40V04 | WEG Electric CWC series IEC miniature contactor, 7A, (4) N.O. power poles, 24 VAC (60Hz) coil voltage. | Stock | 18.5
CWC07-00-40V18 | WEG Electric CWC series IEC miniature contactor, 7A, (4) N.O. power poles, 120 VAC (60Hz)/110 VAC (50Hz) coil voltage. | Stock | 18.5
CWC07-00-40V24 | WEG Electric CWC series IEC miniature contactor, 7A, (4) N.O. power poles, 208-240 VAC (60Hz) coil voltage. | Stock | 18.5
CWC07-00-40V47 | WEG Electric CWC series IEC miniature contactor, 7A, (4) N.O. power poles, 480 VAC (60Hz) coil voltage. | Stock | 18.5
CWC09-01-30L03 | WEG Electric CWC series IEC miniature contactor, 9A, (3) N.O. power poles, (1) N.C. auxiliary contacts, 24 VDC coil voltage, low consumption. | Stock | 24
CWC09-01-30V04 | WEG Electric CWC series IEC miniature contactor, 9A, (3) N.O. power poles, (1) N.C. auxiliary contacts, 24 VAC (60Hz) coil voltage. | Stock | 18.5
CWC09-01-30V18 | WEG Electric CWC series IEC miniature contactor, 9A, (3) N.O. power poles, (1) N.C. auxiliary contacts, 120 VAC (60Hz)/110 VAC (50Hz) coil voltage. | Stock | 18.5
CWC09-01-30V24 | WEG Electric CWC series IEC miniature contactor, 9A, (3) N.O. power poles, (1) N.C. auxiliary contacts, 208-240 VAC (60Hz) coil voltage. | Stock | 18.5
CWC09-10-30L02 | WEG Electric CWC series IEC miniature contactor, 9A, (3) N.O. power poles, (1) N.O. auxiliary contacts, 12 VDC coil voltage, low consumption. | Stock | 24
CWC09-10-30L03 | WEG Electric CWC series IEC miniature contactor, 9A, (3) N.O. power poles, (1) N.O. auxiliary contacts, 24 VDC coil voltage, low consumption. | Stock | 24
CWC09-10-30V04 | WEG Electric CWC series IEC miniature contactor, 9A, (3) N.O. power poles, (1) N.O. auxiliary contacts, 24 VAC (60Hz) coil voltage. | Stock | 18.5
CWC09-10-30V18 | WEG Electric CWC series IEC miniature contactor, 9A, (3) N.O. power poles, (1) N.O. auxiliary contacts, 120 VAC (60Hz)/110 VAC (50Hz) coil voltage. | Stock | 18.5
CWC09-10-30V24 | WEG Electric CWC series IEC miniature contactor, 9A, (3) N.O. power poles, (1) N.O. auxiliary contacts, 208-240 VAC (60Hz) coil voltage. | Stock | 18.5
CWC09-10-30V47 | WEG Electric CWC series IEC miniature contactor, 9A, (3) N.O. power poles, (1) N.O. auxiliary contacts, 480 VAC (60Hz) coil voltage. | Stock | 18.5
CWC09-00-22R02 | WEG Electric CWC series IEC miniature contactor, 9A, (2) N.O./(2) N.C. power poles, 12 VDC coil voltage. | Stock | 24.5
CWC09-00-22R03 | WEG Electric CWC series IEC miniature contactor, 9A, (2) N.O./(2) N.C. power poles, 24 VDC coil voltage. | Stock | 24.5
CWC09-00-22V04 | WEG Electric CWC series IEC miniature contactor, 9A, (2) N.O./(2) N.C. power poles, 24 VAC (60Hz) coil voltage. | Stock | 20.5
CWC09-00-22V18 | WEG Electric CWC series IEC miniature contactor, 9A, (2) N.O./(2) N.C. power poles, 120 VAC (60Hz)/110 VAC (50Hz) coil voltage. | Stock | 20.5
CWC09-00-22V24 | WEG Electric CWC series IEC miniature contactor, 9A, (2) N.O./(2) N.C. power poles, 208-240 VAC (60Hz) coil voltage. | Stock | 20.5
CWC09-00-40L02 | WEG Electric CWC series IEC miniature contactor, 9A, (4) N.O. power poles, 12 VDC coil voltage, low consumption. | Stock | 24.5
CWC09-00-40L03 | WEG Electric CWC series IEC miniature contactor, 9A, (4) N.O. power poles, 24 VDC coil voltage, low consumption. | Stock | 24.5
CWC09-00-40V04 | WEG Electric CWC series IEC miniature contactor, 9A, (4) N.O. power poles, 24 VAC (60Hz) coil voltage. | Stock | 20.5
CWC09-00-40V18 | WEG Electric CWC series IEC miniature contactor, 9A, (4) N.O. power poles, 120 VAC (60Hz)/110 VAC (50Hz) coil voltage. | Stock | 20.5
CWC09-00-40V24 | WEG Electric CWC series IEC miniature contactor, 9A, (4) N.O. power poles, 208-240 VAC (60Hz) coil voltage. | Stock | 20.5
CWC09-00-40V47 | WEG Electric CWC series IEC miniature contactor, 9A, (4) N.O. power poles, 480 VAC (60Hz) coil voltage. | Stock | 20.5
CWC012-01-30L02 | WEG Electric CWC series IEC miniature contactor, 12A, (3) N.O. power poles, (1) N.C. auxiliary contacts, 12 VDC coil voltage, low consumption. | Stock | 26.5
CWC012-01-30L03 | WEG Electric CWC series IEC miniature contactor, 12A, (3) N.O. power poles, (1) N.C. auxiliary contacts, 24 VDC coil voltage, low consumption. | Stock | 26.5
CWC012-01-30V04 | WEG Electric CWC series IEC miniature contactor, 12A, (3) N.O. power poles, (1) N.C. auxiliary contacts, 24 VAC (60Hz) coil voltage. | Stock | 22
CWC012-01-30V18 | WEG Electric CWC series IEC miniature contactor, 12A, (3) N.O. power poles, (1) N.C. auxiliary contacts, 120 VAC (60Hz)/110 VAC (50Hz) coil voltage. | Stock | 22
CWC012-01-30V24 | WEG Electric CWC series IEC miniature contactor, 12A, (3) N.O. power poles, (1) N.C. auxiliary contacts, 208-240 VAC (60Hz) coil voltage. | Stock | 22
CWC012-01-30V47 | WEG Electric CWC series IEC miniature contactor, 12A, (3) N.O. power poles, (1) N.C. auxiliary contacts, 480 VAC (60Hz) coil voltage. | Stock | 22
CWC012-10-30L02 | WEG Electric CWC series IEC miniature contactor, 12A, (3) N.O. power poles, (1) N.O. auxiliary contacts, 12 VDC coil voltage, low consumption. | Stock | 26.5
CWC012-10-30L03 | WEG Electric CWC series IEC miniature contactor, 12A, (3) N.O. power poles, (1) N.O. auxiliary contacts, 24 VDC coil voltage, low consumption. | Stock | 26.5
CWC012-10-30V04 | WEG Electric CWC series IEC miniature contactor, 12A, (3) N.O. power poles, (1) N.O. auxiliary contacts, 24 VAC (60Hz) coil voltage. | Stock | 22
CWC012-10-30V18 | WEG Electric CWC series IEC miniature contactor, 12A, (3) N.O. power poles, (1) N.O. auxiliary contacts, 120 VAC (60Hz)/110 VAC (50Hz) coil voltage. | Stock | 22
CWC012-10-30V24 | WEG Electric CWC series IEC miniature contactor, 12A, (3) N.O. power poles, (1) N.O. auxiliary contacts, 208-240 VAC (60Hz) coil voltage. | Stock | 22
CWC012-10-30V47 | WEG Electric CWC series IEC miniature contactor, 12A, (3) N.O. power poles, (1) N.O. auxiliary contacts, 480 VAC (60Hz) coil voltage. | Stock | 22
CWC016-01-30L02 | WEG Electric CWC series IEC miniature contactor, 16A, (3) N.O. power poles, (1) N.C. auxiliary contacts, 12 VDC coil voltage, low consumption. | Stock | 28
CWC016-01-30L03 | WEG Electric CWC series IEC miniature contactor, 16A, (3) N.O. power poles, (1) N.C. auxiliary contacts, 24 VDC coil voltage, low consumption. | Stock | 28
CWC016-01-30V04 | WEG Electric CWC series IEC miniature contactor, 16A, (3) N.O. power poles, (1) N.C. auxiliary contacts, 24 VAC (60Hz) coil voltage. | Stock | 25
CWC016-01-30V18 | WEG Electric CWC series IEC miniature contactor, 16A, (3) N.O. power poles, (1) N.C. auxiliary contacts, 120 VAC (60Hz)/110 VAC (50Hz) coil voltage. | Stock | 25
CWC016-01-30V24 | WEG Electric CWC series IEC miniature contactor, 16A, (3) N.O. power poles, (1) N.C. auxiliary contacts, 208-240 VAC (60Hz) coil voltage. | Stock | 25
CWC016-01-30V47 | WEG Electric CWC series IEC miniature contactor, 16A, (3) N.O. power poles, (1) N.C. auxiliary contacts, 480 VAC (60Hz) coil voltage. | Stock | 25
CWC016-10-30L02 | WEG Electric CWC series IEC miniature contactor, 16A, (3) N.O. power poles, (1) N.O. auxiliary contacts, 12 VDC coil voltage, low consumption. | Stock | 28
CWC016-10-30L03 | WEG Electric CWC series IEC miniature contactor, 16A, (3) N.O. power poles, (1) N.O. auxiliary contacts, 24 VDC coil voltage, low consumption. | Stock | 28
CWC016-10-30V04 | WEG Electric CWC series IEC miniature contactor, 16A, (3) N.O. power poles, (1) N.O. auxiliary contacts, 24 VAC (60Hz) coil voltage. | Stock | 25
CWC016-10-30V18 | WEG Electric CWC series IEC miniature contactor, 16A, (3) N.O. power poles, (1) N.O. auxiliary contacts, 120 VAC (60Hz)/110 VAC (50Hz) coil voltage. | Stock | 25
CWC016-10-30V24 | WEG Electric CWC series IEC miniature contactor, 16A, (3) N.O. power poles, (1) N.O. auxiliary contacts, 208-240 VAC (60Hz) coil voltage. | Stock | 25
CWC016-10-30V47 | WEG Electric CWC series IEC miniature contactor, 16A, (3) N.O. power poles, (1) N.O. auxiliary contacts, 480 VAC (60Hz) coil voltage. | Stock | 25
CWC016-00-22R02 | WEG Electric CWC series IEC miniature contactor, 16A, (2) N.O./(2) N.C. power poles, 12 VDC coil voltage. | Stock | 32
CWC016-00-22R03 | WEG Electric CWC series IEC miniature contactor, 16A, (2) N.O./(2) N.C. power poles, 24 VDC coil voltage. | Stock | 32
CWC016-00-22V04 | WEG Electric CWC series IEC miniature contactor, 16A, (2) N.O./(2) N.C. power poles, 24 VAC (60Hz) coil voltage. | Stock | 27.5
CWC016-00-22V18 | WEG Electric CWC series IEC miniature contactor, 16A, (2) N.O./(2) N.C. power poles, 120 VAC (60Hz)/110 VAC (50Hz) coil voltage. | Stock | 27.5
CWC016-00-22V24 | WEG Electric CWC series IEC miniature contactor, 16A, (2) N.O./(2) N.C. power poles, 208-240 VAC (60Hz) coil voltage. | Stock | 27.5
CWC016-00-22V47 | WEG Electric CWC series IEC miniature contactor, 16A, (2) N.O./(2) N.C. power poles, 480 VAC (60Hz) coil voltage. | Stock | 27.5
CWC016-00-40L02 | WEG Electric CWC series IEC miniature contactor, 16A, (4) N.O. power poles, 12 VDC coil voltage, low consumption. | Stock | 32
CWC016-00-40L03 | WEG Electric CWC series IEC miniature contactor, 16A, (4) N.O. power poles, 24 VDC coil voltage, low consumption. | Stock | 32
CWC016-00-40V04 | WEG Electric CWC series IEC miniature contactor, 16A, (4) N.O. power poles, 24 VAC (60Hz) coil voltage. | Stock | 27.5
CWC016-00-40V18 | WEG Electric CWC series IEC miniature contactor, 16A, (4) N.O. power poles, 120 VAC (60Hz)/110 VAC (50Hz) coil voltage. | Stock | 27.5
CWC016-00-40V24 | WEG Electric CWC series IEC miniature contactor, 16A, (4) N.O. power poles, 208-240 VAC (60Hz) coil voltage. | Stock | 27.5
CWC016-00-40V47 | WEG Electric CWC series IEC miniature contactor, 16A, (4) N.O. power poles, 480 VAC (60Hz) coil voltage. | Stock | 27.5
CWC025-00-30V04 | WEG Electric CWC series IEC miniature contactor, 22A, (3) N.O. power poles, 24 VAC (60Hz) coil voltage. | Stock | 28.5
CWC025-00-30V18 | WEG Electric CWC series IEC miniature contactor, 22A, (3) N.O. power poles, 120 VAC (60Hz)/110 VAC (50Hz) coil voltage. | Stock | 28.5
CWC025-00-30V24 | WEG Electric CWC series IEC miniature contactor, 22A, (3) N.O. power poles, 208-240 VAC (60Hz) coil voltage. | Stock | 28.5
CWC025-00-30V47 | WEG Electric CWC series IEC miniature contactor, 22A, (3) N.O. power poles, 480 VAC (60Hz) coil voltage. | Stock | 28.5
IEC Safety Contactors
CWBS9-33-30C03 | WEG Electric CWBS series IEC safety contactor, 9A, (3) N.O. power poles, (3) N.O./(3) N.C. safety auxiliary contacts, 24 VDC coil voltage. | Stock | 108
CWBS9-33-30D02 | WEG Electric CWBS series IEC safety contactor, 9A, (3) N.O. power poles, (3) N.O./(3) N.C. safety auxiliary contacts, 24 VAC (50/60Hz) coil voltage. | Stock | 96
CWBS9-33-30D15 | WEG Electric CWBS series IEC safety contactor, 9A, (3) N.O. power poles, (3) N.O./(3) N.C. safety auxiliary contacts, 120 VAC (50/60Hz) coil voltage. | Stock | 96
CWBS12-33-30C03 | WEG Electric CWBS series IEC safety contactor, 12A, (3) N.O. power poles, (3) N.O./(3) N.C. safety auxiliary contacts, 24 VDC coil voltage. | Stock | 120
CWBS12-33-30D02 | WEG Electric CWBS series IEC safety contactor, 12A, (3) N.O. power poles, (3) N.O./(3) N.C. safety auxiliary contacts, 24 VAC (50/60Hz) coil voltage. | Stock | 105
CWBS12-33-30D15 | WEG Electric CWBS series IEC safety contactor, 12A, (3) N.O. power poles, (3) N.O./(3) N.C. safety auxiliary contacts, 120 VAC (50/60Hz) coil voltage. | Stock | 105
CWBS18-33-30C03 | WEG Electric CWBS series IEC safety contactor, 18A, (3) N.O. power poles, (3) N.O./(3) N.C. safety auxiliary contacts, 24 VDC coil voltage. | Stock | 137
CWBS18-33-30D02 | WEG Electric CWBS series IEC safety contactor, 18A, (3) N.O. power poles, (3) N.O./(3) N.C. safety auxiliary contacts, 24 VAC (50/60Hz) coil voltage. | Stock | 120
CWBS18-33-30D15 | WEG Electric CWBS series IEC safety contactor, 18A, (3) N.O. power poles, (3) N.O./(3) N.C. safety auxiliary contacts, 120 VAC (50/60Hz) coil voltage. | Stock | 120
CWBS25-33-30C03 | WEG Electric CWBS series IEC safety contactor, 25A, (3) N.O. power poles, (3) N.O./(3) N.C. safety auxiliary contacts, 24 VDC coil voltage. | Stock | 153
CWBS25-33-30D02 | WEG Electric CWBS series IEC safety contactor, 25A, (3) N.O. power poles, (3) N.O./(3) N.C. safety auxiliary contacts, 24 VAC (50/60Hz) coil voltage. | Stock | 134
CWBS25-33-30D15 | WEG Electric CWBS series IEC safety contactor, 25A, (3) N.O. power poles, (3) N.O./(3) N.C. safety auxiliary contacts, 120 VAC (50/60Hz) coil voltage. | Stock | 134
CWBS32-33-30C03 | WEG Electric CWBS series IEC safety contactor, 32A, (3) N.O. power poles, (3) N.O./(3) N.C. safety auxiliary contacts, 24 VDC coil voltage. | Stock | 179
CWBS32-33-30D02 | WEG Electric CWBS series IEC safety contactor, 32A, (3) N.O. power poles, (3) N.O./(3) N.C. safety auxiliary contacts, 24 VAC (50/60Hz) coil voltage. | Stock | 156
CWBS32-33-30D15 | WEG Electric CWBS series IEC safety contactor, 32A, (3) N.O. power poles, (3) N.O./(3) N.C. safety auxiliary contacts, 120 VAC (50/60Hz) coil voltage. | Stock | 156
CWBS38-33-30C03 | WEG Electric CWBS series IEC safety contactor, 38A, (3) N.O. power poles, (3) N.O./(3) N.C. safety auxiliary contacts, 24 VDC coil voltage. | Stock | 201
CWBS38-33-30D02 | WEG Electric CWBS series IEC safety contactor, 38A, (3) N.O. power poles, (3) N.O./(3) N.C. safety auxiliary contacts, 24 VAC (50/60Hz) coil voltage. | Stock | 175
CWBS38-33-30D15 | WEG Electric CWBS series IEC safety contactor, 38A, (3) N.O. power poles, (3) N.O./(3) N.C. safety auxiliary contacts, 120 VAC (50/60Hz) coil voltage. | Stock | 175
CWBS40-33-30C03 | WEG Electric CWBS series IEC safety contactor, 40A, (3) N.O. power poles, (3) N.O./(3) N.C. safety auxiliary contacts, 24 VDC coil voltage. | Stock | 234
CWBS40-33-30D02 | WEG Electric CWBS series IEC safety contactor, 40A, (3) N.O. power poles, (3) N.O./(3) N.C. safety auxiliary contacts, 24 VAC (50/60Hz) coil voltage. | Stock | 197
CWBS40-33-30D15 | WEG Electric CWBS series IEC safety contactor, 40A, (3) N.O. power poles, (3) N.O./(3) N.C. safety auxiliary contacts, 120 VAC (50/60Hz) coil voltage. | Stock | 197
CWBS50-33-30C03 | WEG Electric CWBS series IEC safety contactor, 50A, (3) N.O. power poles, (3) N.O./(3) N.C. safety auxiliary contacts, 24 VDC coil voltage. | Stock | 254
CWBS50-33-30D02 | WEG Electric CWBS series IEC safety contactor, 50A, (3) N.O. power poles, (3) N.O./(3) N.C. safety auxiliary contacts, 24 VAC (50/60Hz) coil voltage. | Stock | 221
CWBS50-33-30D15 | WEG Electric CWBS series IEC safety contactor, 50A, (3) N.O. power poles, (3) N.O./(3) N.C. safety auxiliary contacts, 120 VAC (50/60Hz) coil voltage. | Stock | 221
CWBS65-33-30C03 | WEG Electric CWBS series IEC safety contactor, 65A, (3) N.O. power poles, (3) N.O./(3) N.C. safety auxiliary contacts, 24 VDC coil voltage. | Stock | 296
CWBS65-33-30D02 | WEG Electric CWBS series IEC safety contactor, 65A, (3) N.O. power poles, (3) N.O./(3) N.C. safety auxiliary contacts, 24 VAC (50/60Hz) coil voltage. | Stock | 267
CWBS65-33-30D15 | WEG Electric CWBS series IEC safety contactor, 65A, (3) N.O. power poles, (3) N.O./(3) N.C. safety auxiliary contacts, 120 VAC (50/60Hz) coil voltage. | Stock | 267
CWBS80-33-30C03 | WEG Electric CWBS series IEC safety contactor, 80A, (3) N.O. power poles, (3) N.O./(3) N.C. safety auxiliary contacts, 24 VDC coil voltage. | Stock | 329
CWBS80-33-30D02 | WEG Electric CWBS series IEC safety contactor, 80A, (3) N.O. power poles, (3) N.O./(3) N.C. safety auxiliary contacts, 24 VAC (50/60Hz) coil voltage. | Stock | 301
CWBS80-33-30D15 | WEG Electric CWBS series IEC safety contactor, 80A, (3) N.O. power poles, (3) N.O./(3) N.C. safety auxiliary contacts, 120 VAC (50/60Hz) coil voltage. | Stock | 301
CWBS95-33-30D15 | WEG Electric CWBS series IEC safety contactor, 95A, (3) N.O. power poles, (3) N.O./(3) N.C. safety auxiliary contacts, 120 VAC (50/60Hz) coil voltage. | Stock | 310
CWBS95-33-30E04 | WEG Electric CWBS series IEC safety contactor, 95A, (3) N.O. power poles, (3) N.O./(3) N.C. safety auxiliary contacts, 24-60 VAC/VDC coil voltage, electronic. | Stock | 388
CWBS95-33-30E65 | WEG Electric CWBS series IEC safety contactor, 95A, (3) N.O. power poles, (3) N.O./(3) N.C. safety auxiliary contacts, 110-255 VAC/VDC coil voltage, electronic. | Stock | 388
CWBS110-33-30D15 | WEG Electric CWBS series IEC safety contactor, 110A, (3) N.O. power poles, (3) N.O./(3) N.C. safety auxiliary contacts, 120 VAC (50/60Hz) coil voltage. | Stock | 344
CWBS110-33-30E04 | WEG Electric CWBS series IEC safety contactor, 110A, (3) N.O. power poles, (3) N.O./(3) N.C. safety auxiliary contacts, 24-60 VAC/VDC coil voltage, electronic. | Stock | 428
CWBS110-33-30E65 | WEG Electric CWBS series IEC safety contactor, 110A, (3) N.O. power poles, (3) N.O./(3) N.C. safety auxiliary contacts, 110-255 VAC/VDC coil voltage, electronic. | Stock | 428
CWBS125-33-30E04 | WEG Electric CWBS series IEC safety contactor, 125A, (3) N.O. power poles, (3) N.O./(3) N.C. safety auxiliary contacts, 24-60 VAC/VDC coil voltage, electronic. | Stock | 515
CWBS125-33-30E65 | WEG Electric CWBS series IEC safety contactor, 125A, (3) N.O. power poles, (3) N.O./(3) N.C. safety auxiliary contacts, 110-255 VAC/VDC coil voltage, electronic. | Stock | 515
IEC NEMA Rated Contactors
CWBN00-11-30D15 | WEG Electric CWBN series IEC contactor, NEMA size 00, 9A, (3) N.O. power poles, (1) N.O./(1) N.C. auxiliary contacts, 120 VAC (50/60Hz) coil voltage. | Stock | 47.5
CWBN00-11-30V24 | WEG Electric CWBN series IEC contactor, NEMA size 00, 9A, (3) N.O. power poles, (1) N.O./(1) N.C. auxiliary contacts, 208-240 VAC (60Hz)/180-208 VAC (50Hz) coil voltage. | Stock | 47.5
CWBN00-11-30D39 | WEG Electric CWBN series IEC contactor, NEMA size 00, 9A, (3) N.O. power poles, (1) N.O./(1) N.C. auxiliary contacts, 480 VAC (50/60Hz) coil voltage. | Stock | 47.5
CWBN0-11-30D15 | WEG Electric CWBN series IEC contactor, NEMA size 0, 18A, (3) N.O. power poles, (1) N.O./(1) N.C. auxiliary contacts, 120 VAC (50/60Hz) coil voltage. | Stock | 55
CWBN0-11-30V24 | WEG Electric CWBN series IEC contactor, NEMA size 0, 18A, (3) N.O. power poles, (1) N.O./(1) N.C. auxiliary contacts, 208-240 VAC (60Hz)/180-208 VAC (50Hz) coil voltage. | Stock | 55
CWBN0-11-30D39 | WEG Electric CWBN series IEC contactor, NEMA size 0, 18A, (3) N.O. power poles, (1) N.O./(1) N.C. auxiliary contacts, 480 VAC (50/60Hz) coil voltage. | Stock | 55
CWBN1-11-30D15 | WEG Electric CWBN series IEC contactor, NEMA size 1, 25A, (3) N.O. power poles, (1) N.O./(1) N.C. auxiliary contacts, 120 VAC (50/60Hz) coil voltage. | Stock | 76
CWBN1-11-30V24 | WEG Electric CWBN series IEC contactor, NEMA size 1, 25A, (3) N.O. power poles, (1) N.O./(1) N.C. auxiliary contacts, 208-240 VAC (60Hz)/180-208 VAC (50Hz) coil voltage. | Stock | 76
CWBN1-11-30D39 | WEG Electric CWBN series IEC contactor, NEMA size 1, 25A, (3) N.O. power poles, (1) N.O./(1) N.C. auxiliary contacts, 480 VAC (50/60Hz) coil voltage. | Stock | 76
CWBN2-11-30D15 | WEG Electric CWBN series IEC contactor, NEMA size 2, 50A, (3) N.O. power poles, (1) N.O./(1) N.C. auxiliary contacts, 120 VAC (50/60Hz) coil voltage. | Stock | 108
CWBN2-11-30V24 | WEG Electric CWBN series IEC contactor, NEMA size 2, 50A, (3) N.O. power poles, (1) N.O./(1) N.C. auxiliary contacts, 208-240 VAC (60Hz)/180-208 VAC (50Hz) coil voltage. | Stock | 108
CWBN2-11-30D39 | WEG Electric CWBN series IEC contactor, NEMA size 2, 50A, (3) N.O. power poles, (1) N.O./(1) N.C. auxiliary contacts, 480 VAC (50/60Hz) coil voltage. | Stock | 108
CWBN3-11-30D15 | WEG Electric CWBN series IEC contactor, NEMA size 3, 95A, (3) N.O. power poles, (1) N.O./(1) N.C. auxiliary contacts, 120 VAC (50/60Hz) coil voltage. | Stock | 194
CWBN3-11-30D39 | WEG Electric CWBN series IEC contactor, NEMA size 3, 95A, (3) N.O. power poles, (1) N.O./(1) N.C. auxiliary contacts, 480 VAC (50/60Hz) coil voltage. | Stock | 194
CWBN3-11-30E65 | WEG Electric CWBN series IEC contactor, NEMA size 3, 95A, (3) N.O. power poles, (1) N.O./(1) N.C. auxiliary contacts, 110-255 VAC/VDC coil voltage, electronic. | Stock | 254
IEC Magnetic Contactors
CWB9-11-30C03 | WEG Electric CWB series IEC contactor, 9A, (3) N.O. power poles, (1) N.O./(1) N.C. auxiliary contacts, 24 VDC coil voltage. | Stock | 41
CWB9-11-30D15 | WEG Electric CWB series IEC contactor, 9A, (3) N.O. power poles, (1) N.O./(1) N.C. auxiliary contacts, 120 VAC (50/60Hz) coil voltage. | Stock | 35
CWB9-11-30V24 | WEG Electric CWB series IEC contactor, 9A, (3) N.O. power poles, (1) N.O./(1) N.C. auxiliary contacts, 208-240 VAC (60Hz)/180-208 VAC (50Hz) coil voltage. | Stock | 35
CWB9-11-30D39 | WEG Electric CWB series IEC contactor, 9A, (3) N.O. power poles, (1) N.O./(1) N.C. auxiliary contacts, 480 VAC (50/60Hz) coil voltage. | Stock | 35
CWB12-11-30C03 | WEG Electric CWB series IEC contactor, 12A, (3) N.O. power poles, (1) N.O./(1) N.C. auxiliary contacts, 24 VDC coil voltage. | Stock | 48.5
CWB12-11-30D15 | WEG Electric CWB series IEC contactor, 12A, (3) N.O. power poles, (1) N.O./(1) N.C. auxiliary contacts, 120 VAC (50/60Hz) coil voltage. | Stock | 39.5
CWB12-11-30V24 | WEG Electric CWB series IEC contactor, 12A, (3) N.O. power poles, (1) N.O./(1) N.C. auxiliary contacts, 208-240 VAC (60Hz)/180-208 VAC (50Hz) coil voltage. | Stock | 39.5
CWB12-11-30D39 | WEG Electric CWB series IEC contactor, 12A, (3) N.O. power poles, (1) N.O./(1) N.C. auxiliary contacts, 480 VAC (50/60Hz) coil voltage. | Stock | 39.5
CWB18-11-30C03 | WEG Electric CWB series IEC contactor, 18A, (3) N.O. power poles, (1) N.O./(1) N.C. auxiliary contacts, 24 VDC coil voltage. | Stock | 57
CWB18-11-30D15 | WEG Electric CWB series IEC contactor, 18A, (3) N.O. power poles, (1) N.O./(1) N.C. auxiliary contacts, 120 VAC (50/60Hz) coil voltage. | Stock | 48
CWB18-11-30V24 | WEG Electric CWB series IEC contactor, 18A, (3) N.O. power poles, (1) N.O./(1) N.C. auxiliary contacts, 208-240 VAC (60Hz)/180-208 VAC (50Hz) coil voltage. | Stock | 48
CWB18-11-30D39 | WEG Electric CWB series IEC contactor, 18A, (3) N.O. power poles, (1) N.O./(1) N.C. auxiliary contacts, 480 VAC (50/60Hz) coil voltage. | Stock | 48
CWB25-11-30C03 | WEG Electric CWB series IEC contactor, 25A, (3) N.O. power poles, (1) N.O./(1) N.C. auxiliary contacts, 24 VDC coil voltage. | Stock | 60
CWB25-11-30D15 | WEG Electric CWB series IEC contactor, 25A, (3) N.O. power poles, (1) N.O./(1) N.C. auxiliary contacts, 120 VAC (50/60Hz) coil voltage. | Stock | 55
CWB25-11-30V24 | WEG Electric CWB series IEC contactor, 25A, (3) N.O. power poles, (1) N.O./(1) N.C. auxiliary contacts, 208-240 VAC (60Hz)/180-208 VAC (50Hz) coil voltage. | Stock | 55
CWB25-11-30D39 | WEG Electric CWB series IEC contactor, 25A, (3) N.O. power poles, (1) N.O./(1) N.C. auxiliary contacts, 480 VAC (50/60Hz) coil voltage. | Stock | 55
CWB32-11-30C03 | WEG Electric CWB series IEC contactor, 32A, (3) N.O. power poles, (1) N.O./(1) N.C. auxiliary contacts, 24 VDC coil voltage. | Stock | 83
CWB32-11-30D15 | WEG Electric CWB series IEC contactor, 32A, (3) N.O. power poles, (1) N.O./(1) N.C. auxiliary contacts, 120 VAC (50/60Hz) coil voltage. | Stock | 66
CWB32-11-30V24 | WEG Electric CWB series IEC contactor, 32A, (3) N.O. power poles, (1) N.O./(1) N.C. auxiliary contacts, 208-240 VAC (60Hz)/180-208 VAC (50Hz) coil voltage. | Stock | 66
CWB32-11-30D39 | WEG Electric CWB series IEC contactor, 32A, (3) N.O. power poles, (1) N.O./(1) N.C. auxiliary contacts, 480 VAC (50/60Hz) coil voltage. | Stock | 66
CWB38-11-30C03 | WEG Electric CWB series IEC contactor, 38A, (3) N.O. power poles, (1) N.O./(1) N.C. auxiliary contacts, 24 VDC coil voltage. | Stock | 92
CWB38-11-30D15 | WEG Electric CWB series IEC contactor, 38A, (3) N.O. power poles, (1) N.O./(1) N.C. auxiliary contacts, 120 VAC (50/60Hz) coil voltage. | Stock | 76
CWB38-11-30V24 | WEG Electric CWB series IEC contactor, 38A, (3) N.O. power poles, (1) N.O./(1) N.C. auxiliary contacts, 208-240 VAC (60Hz)/180-208 VAC (50Hz) coil voltage. | Stock | 76
CWB38-11-30D39 | WEG Electric CWB series IEC contactor, 38A, (3) N.O. power poles, (1) N.O./(1) N.C. auxiliary contacts, 480 VAC (50/60Hz) coil voltage. | Stock | 76
CWB40-11-30C03 | WEG Electric CWB series IEC contactor, 40A, (3) N.O. power poles, (1) N.O./(1) N.C. auxiliary contacts, 24 VDC coil voltage. | Stock | 100
CWB40-11-30D15 | WEG Electric CWB series IEC contactor, 40A, (3) N.O. power poles, (1) N.O./(1) N.C. auxiliary contacts, 120 VAC (50/60Hz) coil voltage. | Stock | 77
CWB40-11-30V24 | WEG Electric CWB series IEC contactor, 40A, (3) N.O. power poles, (1) N.O./(1) N.C. auxiliary contacts, 208-240 VAC (60Hz)/180-208 VAC (50Hz) coil voltage. | Stock | 77
CWB40-11-30D39 | WEG Electric CWB series IEC contactor, 40A, (3) N.O. power poles, (1) N.O./(1) N.C. auxiliary contacts, 480 VAC (50/60Hz) coil voltage. | Stock | 77
CWB50-11-30C03 | WEG Electric CWB series IEC contactor, 50A, (3) N.O. power poles, (1) N.O./(1) N.C. auxiliary contacts, 24 VDC coil voltage. | Stock | 144
CWB50-11-30D15 | WEG Electric CWB series IEC contactor, 50A, (3) N.O. power poles, (1) N.O./(1) N.C. auxiliary contacts, 120 VAC (50/60Hz) coil voltage. | Stock | 104
CWB50-11-30V24 | WEG Electric CWB series IEC contactor, 50A, (3) N.O. power poles, (1) N.O./(1) N.C. auxiliary contacts, 208-240 VAC (60Hz)/180-208 VAC (50Hz) coil voltage. | Stock | 104
CWB50-11-30D39 | WEG Electric CWB series IEC contactor, 50A, (3) N.O. power poles, (1) N.O./(1) N.C. auxiliary contacts, 480 VAC (50/60Hz) coil voltage. | Stock | 104
CWB65-11-30C03 | WEG Electric CWB series IEC contactor, 65A, (3) N.O. power poles, (1) N.O./(1) N.C. auxiliary contacts, 24 VDC coil voltage. | Stock | 163
CWB65-11-30D15 | WEG Electric CWB series IEC contactor, 65A, (3) N.O. power poles, (1) N.O./(1) N.C. auxiliary contacts, 120 VAC (50/60Hz) coil voltage. | Stock | 119
CWB65-11-30V24 | WEG Electric CWB series IEC contactor, 65A, (3) N.O. power poles, (1) N.O./(1) N.C. auxiliary contacts, 208-240 VAC (60Hz)/180-208 VAC (50Hz) coil voltage. | Stock | 119
CWB65-11-30D39 | WEG Electric CWB series IEC contactor, 65A, (3) N.O. power poles, (1) N.O./(1) N.C. auxiliary contacts, 480 VAC (50/60Hz) coil voltage. | Stock | 119
CWB80-11-30C03 | WEG Electric CWB series IEC contactor, 80A, (3) N.O. power poles, (1) N.O./(1) N.C. auxiliary contacts, 24 VDC coil voltage. | Stock | 193
CWB80-11-30D15 | WEG Electric CWB series IEC contactor, 80A, (3) N.O. power poles, (1) N.O./(1) N.C. auxiliary contacts, 120 VAC (50/60Hz) coil voltage. | Stock | 125
CWB80-11-30V24 | WEG Electric CWB series IEC contactor, 80A, (3) N.O. power poles, (1) N.O./(1) N.C. auxiliary contacts, 208-240 VAC (60Hz)/180-208 VAC (50Hz) coil voltage. | Stock | 125
CWB80-11-30D39 | WEG Electric CWB series IEC contactor, 80A, (3) N.O. power poles, (1) N.O./(1) N.C. auxiliary contacts, 480 VAC (50/60Hz) coil voltage. | Stock | 125
CWB95-11-30D02 | WEG Electric CWB series IEC contactor, 95A, (3) N.O. power poles, (1) N.O./(1) N.C. auxiliary contacts, 24 VAC (50/60Hz) coil voltage. | Stock | 169
CWB95-11-30D15 | WEG Electric CWB series IEC contactor, 95A, (3) N.O. power poles, (1) N.O./(1) N.C. auxiliary contacts, 120 VAC (50/60Hz) coil voltage. | Stock | 169
CWB95-11-30D24 | WEG Electric CWB series IEC contactor, 95A, (3) N.O. power poles, (1) N.O./(1) N.C. auxiliary contacts, 230 VAC (50/60Hz) coil voltage. | Stock | 169
CWB95-11-30D77 | WEG Electric CWB series IEC contactor, 95A, (3) N.O. power poles, (1) N.O./(1) N.C. auxiliary contacts, 208 VAC (50/60Hz) coil voltage. | Stock | 169
CWB95-11-30D39 | WEG Electric CWB series IEC contactor, 95A, (3) N.O. power poles, (1) N.O./(1) N.C. auxiliary contacts, 480 VAC (50/60Hz) coil voltage. | Stock | 169
CWB95-11-30E04 | WEG Electric CWB series IEC contactor, 95A, (3) N.O. power poles, (1) N.O./(1) N.C. auxiliary contacts, 24-60 VAC/VDC coil voltage, electronic. | Stock | 208
CWB95-11-30E65 | WEG Electric CWB series IEC contactor, 95A, (3) N.O. power poles, (1) N.O./(1) N.C. auxiliary contacts, 110-255 VAC/VDC coil voltage, electronic. | Stock | 208
CWB110-11-30D02 | WEG Electric CWB series IEC contactor, 110A, (3) N.O. power poles, (1) N.O./(1) N.C. auxiliary contacts, 24 VAC (50/60Hz) coil voltage. | Stock | 194
CWB110-11-30D15 | WEG Electric CWB series IEC contactor, 110A, (3) N.O. power poles, (1) N.O./(1) N.C. auxiliary contacts, 120 VAC (50/60Hz) coil voltage. | Stock | 194
CWB110-11-30D24 | WEG Electric CWB series IEC contactor, 110A, (3) N.O. power poles, (1) N.O./(1) N.C. auxiliary contacts, 230 VAC (50/60Hz) coil voltage. | Stock | 194
CWB110-11-30D77 | WEG Electric CWB series IEC contactor, 110A, (3) N.O. power poles, (1) N.O./(1) N.C. auxiliary contacts, 208 VAC (50/60Hz) coil voltage. | Stock | 194
CWB110-11-30D39 | WEG Electric CWB series IEC contactor, 110A, (3) N.O. power poles, (1) N.O./(1) N.C. auxiliary contacts, 480 VAC (50/60Hz) coil voltage. | Stock | 194
CWB110-11-30E04 | WEG Electric CWB series IEC contactor, 110A, (3) N.O. power poles, (1) N.O./(1) N.C. auxiliary contacts, 24-60 VAC/VDC coil voltage, electronic. | Stock | 254
CWB110-11-30E65 | WEG Electric CWB series IEC contactor, 110A, (3) N.O. power poles, (1) N.O./(1) N.C. auxiliary contacts, 110-255 VAC/VDC coil voltage, electronic. | Stock | 254
CWB125-11-30E04 | WEG Electric CWB series IEC contactor, 125A, (3) N.O. power poles, (1) N.O./(1) N.C. auxiliary contacts, 24-60 VAC/VDC coil voltage, electronic. | Stock | 346
CWB125-11-30E65 | WEG Electric CWB series IEC contactor, 125A, (3) N.O. power poles, (1) N.O./(1) N.C. auxiliary contacts, 110-255 VAC/VDC coil voltage, electronic. | Stock | 346
DPE09B7 | Schneider Electric Easy TeSys series IEC contactor, 9A, (3) N.O. power poles, (1) N.O. auxiliary contacts, 24 VAC (50/60Hz) coil voltage. | Stock | 30
DPE09G7 | Schneider Electric Easy TeSys series IEC contactor, 9A, (3) N.O. power poles, (1) N.O. auxiliary contacts, 120 VAC (50/60Hz) coil voltage. | Stock | 30
DPE09U7 | Schneider Electric Easy TeSys series IEC contactor, 9A, (3) N.O. power poles, (1) N.O. auxiliary contacts, 240 VAC (50/60Hz) coil voltage. | Stock | 30
DPE09BL | Schneider Electric Easy TeSys series IEC contactor, 9A, (3) N.O. power poles, (1) N.O. auxiliary contacts, 24 VDC coil voltage. | Stock | 35.5
DPE12B7 | Schneider Electric Easy TeSys series IEC contactor, 12A, (3) N.O. power poles, (1) N.O. auxiliary contacts, 24 VAC (50/60Hz) coil voltage. | Stock | 34
DPE12G7 | Schneider Electric Easy TeSys series IEC contactor, 12A, (3) N.O. power poles, (1) N.O. auxiliary contacts, 120 VAC (50/60Hz) coil voltage. | Stock | 34
DPE12U7 | Schneider Electric Easy TeSys series IEC contactor, 12A, (3) N.O. power poles, (1) N.O. auxiliary contacts, 240 VAC (50/60Hz) coil voltage. | Stock | 34
DPE12BL | Schneider Electric Easy TeSys series IEC contactor, 12A, (3) N.O. power poles, (1) N.O. auxiliary contacts, 24 VDC coil voltage. | Stock | 36.5
DPE18B7 | Schneider Electric Easy TeSys series IEC contactor, 18A, (3) N.O. power poles, (1) N.O. auxiliary contacts, 24 VAC (50/60Hz) coil voltage. | Stock | 44.5
DPE18G7 | Schneider Electric Easy TeSys series IEC contactor, 18A, (3) N.O. power poles, (1) N.O. auxiliary contacts, 120 VAC (50/60Hz) coil voltage. | Stock | 44.5
DPE18U7 | Schneider Electric Easy TeSys series IEC contactor, 18A, (3) N.O. power poles, (1) N.O. auxiliary contacts, 240 VAC (50/60Hz) coil voltage. | Stock | 44.5
DPE18BL | Schneider Electric Easy TeSys series IEC contactor, 18A, (3) N.O. power poles, (1) N.O. auxiliary contacts, 24 VDC coil voltage. | Stock | 49
DPE25B7 | Schneider Electric Easy TeSys series IEC contactor, 25A, (3) N.O. power poles, (1) N.O. auxiliary contacts, 24 VAC (50/60Hz) coil voltage. | Stock | 56
DPE25G7 | Schneider Electric Easy TeSys series IEC contactor, 25A, (3) N.O. power poles, (1) N.O. auxiliary contacts, 120 VAC (50/60Hz) coil voltage. | Stock | 56
DPE25U7 | Schneider Electric Easy TeSys series IEC contactor, 25A, (3) N.O. power poles, (1) N.O. auxiliary contacts, 240 VAC (50/60Hz) coil voltage. | Stock | 56
DPE25BL | Schneider Electric Easy TeSys series IEC contactor, 25A, (3) N.O. power poles, (1) N.O. auxiliary contacts, 24 VDC coil voltage. | Stock | 59
DPE32B7 | Schneider Electric Easy TeSys series IEC contactor, 32A, (3) N.O. power poles, (1) N.O. auxiliary contacts, 24 VAC (50/60Hz) coil voltage. | Stock | 74
DPE32G7 | Schneider Electric Easy TeSys series IEC contactor, 32A, (3) N.O. power poles, (1) N.O. auxiliary contacts, 120 VAC (50/60Hz) coil voltage. | Stock | 74
DPE32U7 | Schneider Electric Easy TeSys series IEC contactor, 32A, (3) N.O. power poles, (1) N.O. auxiliary contacts, 240 VAC (50/60Hz) coil voltage. | Stock | 74
DPE32BL | Schneider Electric Easy TeSys series IEC contactor, 32A, (3) N.O. power poles, (1) N.O. auxiliary contacts, 24 VDC coil voltage. | Stock | 77
DPE38B7 | Schneider Electric Easy TeSys series IEC contactor, 38A, (3) N.O. power poles, (1) N.O. auxiliary contacts, 24 VAC (50/60Hz) coil voltage. | Stock | 74
DPE38G7 | Schneider Electric Easy TeSys series IEC contactor, 38A, (3) N.O. power poles, (1) N.O. auxiliary contacts, 120 VAC (50/60Hz) coil voltage. | Stock | 74
DPE38U7 | Schneider Electric Easy TeSys series IEC contactor, 38A, (3) N.O. power poles, (1) N.O. auxiliary contacts, 240 VAC (50/60Hz) coil voltage. | Stock | 74
DPE38BL | Schneider Electric Easy TeSys series IEC contactor, 38A, (3) N.O. power poles, (1) N.O. auxiliary contacts, 24 VDC coil voltage. | Stock | 77
HMC-9B30-11-DS | IronHorse IEC contactor, 9A, (3) N.O. power poles, (1) N.O./(1) N.C. auxiliary contacts, 24 VDC coil voltage. | Stock | 28
HMC-9B30-11-BS | IronHorse IEC contactor, 9A, (3) N.O. power poles, (1) N.O./(1) N.C. auxiliary contacts, 24 VAC (50/60Hz) coil voltage. | Stock | 23
HMC-9B30-11-AS | IronHorse IEC contactor, 9A, (3) N.O. power poles, (1) N.O./(1) N.C. auxiliary contacts, 120 VAC (50/60Hz) coil voltage. | Stock | 23
HMC-9B30-11-CS | IronHorse IEC contactor, 9A, (3) N.O. power poles, (1) N.O./(1) N.C. auxiliary contacts, 230 VAC (50/60Hz) coil voltage. | Stock | 23
HMC-9B30-11-ES | IronHorse IEC contactor, 9A, (3) N.O. power poles, (1) N.O./(1) N.C. auxiliary contacts, 480 VAC (60Hz) coil voltage. | Stock | 23
HMC-12B30-11-DS | IronHorse IEC contactor, 12A, (3) N.O. power poles, (1) N.O./(1) N.C. auxiliary contacts, 24 VDC coil voltage. | Stock | 32
HMC-12B30-11-BS | IronHorse IEC contactor, 12A, (3) N.O. power poles, (1) N.O./(1) N.C. auxiliary contacts, 24 VAC (50/60Hz) coil voltage. | Stock | 26
HMC-12B30-11-AS | IronHorse IEC contactor, 12A, (3) N.O. power poles, (1) N.O./(1) N.C. auxiliary contacts, 120 VAC (50/60Hz) coil voltage. | Stock | 26
HMC-12B30-11-CS | IronHorse IEC contactor, 12A, (3) N.O. power poles, (1) N.O./(1) N.C. auxiliary contacts, 230 VAC (50/60Hz) coil voltage. | Stock | 26
HMC-12B30-11-ES | IronHorse IEC contactor, 12A, (3) N.O. power poles, (1) N.O./(1) N.C. auxiliary contacts, 480 VAC (60Hz) coil voltage. | Stock | 26
HMC-18B30-11-DS | IronHorse IEC contactor, 18A, (3) N.O. power poles, (1) N.O./(1) N.C. auxiliary contacts, 24 VDC coil voltage. | Stock | 44.5
HMC-18B30-11-BS | IronHorse IEC contactor, 18A, (3) N.O. power poles, (1) N.O./(1) N.C. auxiliary contacts, 24 VAC (50/60Hz) coil voltage. | Stock | 35.5
HMC-18B30-11-AS | IronHorse IEC contactor, 18A, (3) N.O. power poles, (1) N.O./(1) N.C. auxiliary contacts, 120 VAC (50/60Hz) coil voltage. | Stock | 35.5
HMC-18B30-11-CS | IronHorse IEC contactor, 18A, (3) N.O. power poles, (1) N.O./(1) N.C. auxiliary contacts, 230 VAC (50/60Hz) coil voltage. | Stock | 35.5
HMC-18B30-11-ES | IronHorse IEC contactor, 18A, (3) N.O. power poles, (1) N.O./(1) N.C. auxiliary contacts, 480 VAC (60Hz) coil voltage. | Stock | 35.5
HMC-22B30-11-DS | IronHorse IEC contactor, 22A, (3) N.O. power poles, (1) N.O./(1) N.C. auxiliary contacts, 24 VDC coil voltage. | Stock | 50
HMC-22B30-11-BS | IronHorse IEC contactor, 22A, (3) N.O. power poles, (1) N.O./(1) N.C. auxiliary contacts, 24 VAC (50/60Hz) coil voltage. | Stock | 43
HMC-22B30-11-AS | IronHorse IEC contactor, 22A, (3) N.O. power poles, (1) N.O./(1) N.C. auxiliary contacts, 120 VAC (50/60Hz) coil voltage. | Stock | 43
HMC-22B30-11-CS | IronHorse IEC contactor, 22A, (3) N.O. power poles, (1) N.O./(1) N.C. auxiliary contacts, 230 VAC (50/60Hz) coil voltage. | Stock | 43
HMC-22B30-11-ES | IronHorse IEC contactor, 22A, (3) N.O. power poles, (1) N.O./(1) N.C. auxiliary contacts, 480 VAC (60Hz) coil voltage. | Stock | 43
HMC-32A30-22-DS | IronHorse IEC contactor, 32A, (3) N.O. power poles, (2) N.O./(2) N.C. auxiliary contacts, 24 VDC coil voltage. | Stock | 64
HMC-32A30-22-BS | IronHorse IEC contactor, 32A, (3) N.O. power poles, (2) N.O./(2) N.C. auxiliary contacts, 24 VAC (50/60Hz) coil voltage. | Stock | 55
HMC-32A30-22-AS | IronHorse IEC contactor, 32A, (3) N.O. power poles, (2) N.O./(2) N.C. auxiliary contacts, 120 VAC (50/60Hz) coil voltage. | Stock | 55
HMC-32A30-22-CS | IronHorse IEC contactor, 32A, (3) N.O. power poles, (2) N.O./(2) N.C. auxiliary contacts, 230 VAC (50/60Hz) coil voltage. | Stock | 55
HMC-32A30-22-ES | IronHorse IEC contactor, 32A, (3) N.O. power poles, (2) N.O./(2) N.C. auxiliary contacts, 480 VAC (60Hz) coil voltage. | Stock | 55
HMC-40A30-22-DS | IronHorse IEC contactor, 40A, (3) N.O. power poles, (2) N.O./(2) N.C. auxiliary contacts, 24 VDC coil voltage. | Stock | 81
HMC-40A30-22-BS | IronHorse IEC contactor, 40A, (3) N.O. power poles, (2) N.O./(2) N.C. auxiliary contacts, 24 VAC (50/60Hz) coil voltage. | Stock | 69
HMC-40A30-22-AS | IronHorse IEC contactor, 40A, (3) N.O. power poles, (2) N.O./(2) N.C. auxiliary contacts, 120 VAC (50/60Hz) coil voltage. | Stock | 69
HMC-40A30-22-CS | IronHorse IEC contactor, 40A, (3) N.O. power poles, (2) N.O./(2) N.C. auxiliary contacts, 230 VAC (50/60Hz) coil voltage. | Stock | 69
HMC-40A30-22-ES | IronHorse IEC contactor, 40A, (3) N.O. power poles, (2) N.O./(2) N.C. auxiliary contacts, 480 VAC (60Hz) coil voltage. | Stock | 69
HMC-50A30-22-DL | IronHorse IEC contactor, 50A, (3) N.O. power poles, (2) N.O./(2) N.C. auxiliary contacts, 24 VDC coil voltage. | Stock | 104
HMC-50A30-22-BL | IronHorse IEC contactor, 50A, (3) N.O. power poles, (2) N.O./(2) N.C. auxiliary contacts, 24 VAC (50/60Hz) coil voltage. | Stock | 97
HMC-50A30-22-AL | IronHorse IEC contactor, 50A, (3) N.O. power poles, (2) N.O./(2) N.C. auxiliary contacts, 120 VAC (50/60Hz) coil voltage. | Stock | 97
HMC-50A30-22-CL | IronHorse IEC contactor, 50A, (3) N.O. power poles, (2) N.O./(2) N.C. auxiliary contacts, 230 VAC (50/60Hz) coil voltage. | Stock | 97
HMC-50A30-22-EL | IronHorse IEC contactor, 50A, (3) N.O. power poles, (2) N.O./(2) N.C. auxiliary contacts, 480 VAC (60Hz) coil voltage. | Stock | 97
HMC-65A30-22-DL | IronHorse IEC contactor, 65A, (3) N.O. power poles, (2) N.O./(2) N.C. auxiliary contacts, 24 VDC coil voltage. | Stock | 127
HMC-65A30-22-BL | IronHorse IEC contactor, 65A, (3) N.O. power poles, (2) N.O./(2) N.C. auxiliary contacts, 24 VAC (50/60Hz) coil voltage. | Stock | 111
HMC-65A30-22-AL | IronHorse IEC contactor, 65A, (3) N.O. power poles, (2) N.O./(2) N.C. auxiliary contacts, 120 VAC (50/60Hz) coil voltage. | Stock | 111
HMC-65A30-22-CL | IronHorse IEC contactor, 65A, (3) N.O. power poles, (2) N.O./(2) N.C. auxiliary contacts, 230 VAC (50/60Hz) coil voltage. | Stock | 111
HMC-65A30-22-EL | IronHorse IEC contactor, 65A, (3) N.O. power poles, (2) N.O./(2) N.C. auxiliary contacts, 480 VAC (60Hz) coil voltage. | Stock | 111
HMC-75A30-22-DL | IronHorse IEC contactor, 75A, (3) N.O. power poles, (2) N.O./(2) N.C. auxiliary contacts, 24 VDC coil voltage. | Stock | 158
HMC-75A30-22-BL | IronHorse IEC contactor, 75A, (3) N.O. power poles, (2) N.O./(2) N.C. auxiliary contacts, 24 VAC (50/60Hz) coil voltage. | Stock | 127
HMC-75A30-22-AL | IronHorse IEC contactor, 75A, (3) N.O. power poles, (2) N.O./(2) N.C. auxiliary contacts, 120 VAC (50/60Hz) coil voltage. | Stock | 127
HMC-75A30-22-CL | IronHorse IEC contactor, 75A, (3) N.O. power poles, (2) N.O./(2) N.C. auxiliary contacts, 230 VAC (50/60Hz) coil voltage. | Stock | 127
HMC-75A30-22-EL | IronHorse IEC contactor, 75A, (3) N.O. power poles, (2) N.O./(2) N.C. auxiliary contacts, 480 VAC (60Hz) coil voltage. | Stock | 127
HMC-85A30-22-DL | IronHorse IEC contactor, 85A, (3) N.O. power poles, (2) N.O./(2) N.C. auxiliary contacts, 24 VDC coil voltage. | Stock | 186
HMC-85A30-22-BL | IronHorse IEC contactor, 85A, (3) N.O. power poles, (2) N.O./(2) N.C. auxiliary contacts, 24 VAC (50/60Hz) coil voltage. | Stock | 146
HMC-85A30-22-AL | IronHorse IEC contactor, 85A, (3) N.O. power poles, (2) N.O./(2) N.C. auxiliary contacts, 120 VAC (50/60Hz) coil voltage. | Stock | 146
HMC-85A30-22-CL | IronHorse IEC contactor, 85A, (3) N.O. power poles, (2) N.O./(2) N.C. auxiliary contacts, 230 VAC (50/60Hz) coil voltage. | Stock | 146
HMC-85A30-22-EL | IronHorse IEC contactor, 85A, (3) N.O. power poles, (2) N.O./(2) N.C. auxiliary contacts, 480 VAC (60Hz) coil voltage. | Stock | 146
HMC-100A30-22-DL | IronHorse IEC contactor, 100A, (3) N.O. power poles, (2) N.O./(2) N.C. auxiliary contacts, 24 VDC coil voltage. | Stock | 232
HMC-100A30-22-BL | IronHorse IEC contactor, 100A, (3) N.O. power poles, (2) N.O./(2) N.C. auxiliary contacts, 24 VAC (50/60Hz) coil voltage. | Stock | 201
HMC-100A30-22-AL | IronHorse IEC contactor, 100A, (3) N.O. power poles, (2) N.O./(2) N.C. auxiliary contacts, 120 VAC (50/60Hz) coil voltage. | Stock | 201
HMC-100A30-22-CL | IronHorse IEC contactor, 100A, (3) N.O. power poles, (2) N.O./(2) N.C. auxiliary contacts, 230 VAC (50/60Hz) coil voltage. | Stock | 201
HMC-100A30-22-EL | IronHorse IEC contactor, 100A, (3) N.O. power poles, (2) N.O./(2) N.C. auxiliary contacts, 480 VAC (60Hz) coil voltage. | Stock | 201
HMC-130A30-22-DL | IronHorse IEC contactor, 130A, (3) N.O. power poles, (2) N.O./(2) N.C. auxiliary contacts, 24 VDC coil voltage. | Stock | 279
HMC-130A30-22-FL | IronHorse IEC contactor, 130A, (3) N.O. power poles, (2) N.O./(2) N.C. auxiliary contacts, 100-240 VAC (50/60Hz)/100-200 VDC coil voltage, low consumption electronic. | Stock | 238
HMC-130A30-22-GL | IronHorse IEC contactor, 130A, (3) N.O. power poles, (2) N.O./(2) N.C. auxiliary contacts, 24-48 VAC (50/60Hz)/24-48 VDC coil voltage, low consumption electronic. | Stock | 238
HMC-150A30-22-DL | IronHorse IEC contactor, 150A, (3) N.O. power poles, (2) N.O./(2) N.C. auxiliary contacts, 24 VDC coil voltage. | Stock | 342
HMC-150A30-22-FL | IronHorse IEC contactor, 150A, (3) N.O. power poles, (2) N.O./(2) N.C. auxiliary contacts, 100-240 VAC (50/60Hz)/100-200 VDC coil voltage, low consumption electronic. | Stock | 305
HMC-150A30-22-GL | IronHorse IEC contactor, 150A, (3) N.O. power poles, (2) N.O./(2) N.C. auxiliary contacts, 24-48 VAC (50/60Hz)/24-48 VDC coil voltage, low consumption electronic. | Stock | 305
HMC-185A30-22-FB | IronHorse IEC contactor, 185A, (3) N.O. power poles, (2) N.O./(2) N.C. auxiliary contacts, 100-240 VAC (50/60Hz)/100-200 VDC coil voltage, low consumption electronic. | Stock | 387
HMC-185A30-22-HB | IronHorse IEC contactor, 185A, (3) N.O. power poles, (2) N.O./(2) N.C. auxiliary contacts, 24-25 VAC (50/60Hz)/24 VDC coil voltage, low consumption electronic. | Stock | 387
HMC-225A30-22-FB | IronHorse IEC contactor, 225A, (3) N.O. power poles, (2) N.O./(2) N.C. auxiliary contacts, 100-240 VAC (50/60Hz)/100-200 VDC coil voltage, low consumption electronic. | Stock | 465
HMC-225A30-22-HB | IronHorse IEC contactor, 225A, (3) N.O. power poles, (2) N.O./(2) N.C. auxiliary contacts, 24-25 VAC (50/60Hz)/24 VDC coil voltage, low consumption electronic. | Stock | 465
HMC-265A30-22-FB | IronHorse IEC contactor, 265A, (3) N.O. power poles, (2) N.O./(2) N.C. auxiliary contacts, 100-240 VAC (50/60Hz)/100-200 VDC coil voltage, low consumption electronic. | Stock | 675
HMC-330A30-22-FB | IronHorse IEC contactor, 330A, (3) N.O. power poles, (2) N.O./(2) N.C. auxiliary contacts, 100-240 VAC (50/60Hz)/100-200 VDC coil voltage, low consumption electronic. | Stock | 766
HMC-400A30-22-FB | IronHorse IEC contactor, 400A, (3) N.O. power poles, (2) N.O./(2) N.C. auxiliary contacts, 100-240 VAC (50/60Hz)/100-200 VDC coil voltage, low consumption electronic. | Stock | 836
SC-E02PG-24VDC | Fuji Electric SC-E02PG series IEC contactor, 9A, (3) N.O. power poles, 24 VDC coil voltage. | Stock | 33.5
SC-E02P-24VAC | Fuji Electric SC-E02P series IEC contactor, 9A, (3) N.O. power poles, 24 VAC (60Hz) coil voltage. | Stock | 29
SC-E02P-110VAC | Fuji Electric SC-E02P series IEC contactor, 9A, (3) N.O. power poles, 120 VAC (60Hz)/110 VAC (50Hz) coil voltage. | Stock | 29
SC-E02P-220VAC | Fuji Electric SC-E02P series IEC contactor, 9A, (3) N.O. power poles, 240 VAC (60Hz)/220 VAC (50Hz) coil voltage. | Stock | 29
SC-E02P-440VAC | Fuji Electric SC-E02P series IEC contactor, 9A, (3) N.O. power poles, 440-480 VAC (60Hz) coil voltage. | Stock | 29
SC-E02P-500VAC | Fuji Electric SC-E02P series IEC contactor, 9A, (3) N.O. power poles, 500-550 VAC (60Hz) coil voltage. | Stock | 29
SC-E03PG-24VDC | Fuji Electric SC-E03PG series IEC contactor, 12A, (3) N.O. power poles, 24 VDC coil voltage. | Stock | 53
SC-E03P-24VAC | Fuji Electric SC-E03P series IEC contactor, 12A, (3) N.O. power poles, 24 VAC (60Hz) coil voltage. | Stock | 36.5
SC-E03P-110VAC | Fuji Electric SC-E03P series IEC contactor, 12A, (3) N.O. power poles, 120 VAC (60Hz)/110 VAC (50Hz) coil voltage. | Stock | 36.5
SC-E03P-220VAC | Fuji Electric SC-E03P series IEC contactor, 12A, (3) N.O. power poles, 240 VAC (60Hz)/220 VAC (50Hz) coil voltage. | Stock | 36.5
SC-E03P-440VAC | Fuji Electric SC-E03P series IEC contactor, 12A, (3) N.O. power poles, 440-480 VAC (60Hz) coil voltage. | Stock | 36.5
SC-E04PG-24VDC | Fuji Electric SC-E04PG series IEC contactor, 18A, (3) N.O. power poles, 24 VDC coil voltage. | Stock | 65
SC-E04P-24VAC | Fuji Electric SC-E04P series IEC contactor, 18A, (3) N.O. power poles, 24 VAC (60Hz) coil voltage. | Stock | 46.5
SC-E04P-110VAC | Fuji Electric SC-E04P series IEC contactor, 18A, (3) N.O. power poles, 120 VAC (60Hz)/110 VAC (50Hz) coil voltage. | Stock | 46.5
SC-E04P-220VAC | Fuji Electric SC-E04P series IEC contactor, 18A, (3) N.O. power poles, 240 VAC (60Hz)/220 VAC (50Hz) coil voltage. | Stock | 46.5
SC-E04P-440VAC | Fuji Electric SC-E04P series IEC contactor, 18A, (3) N.O. power poles, 440-480 VAC (60Hz) coil voltage. | Stock | 46.5
SC-E04P-500VAC | Fuji Electric SC-E04P series IEC contactor, 18A, (3) N.O. power poles, 500-550 VAC (60Hz) coil voltage. | Stock | 46.5
SC-E05PG-24VDC | Fuji Electric SC-E05PG series IEC contactor, 25A, (3) N.O. power poles, 24 VDC coil voltage. | Stock | 76
SC-E05P-24VAC | Fuji Electric SC-E05P series IEC contactor, 25A, (3) N.O. power poles, 24 VAC (60Hz) coil voltage. | Stock | 59
SC-E05P-110VAC | Fuji Electric SC-E05P series IEC contactor, 25A, (3) N.O. power poles, 120 VAC (60Hz)/110 VAC (50Hz) coil voltage. | Stock | 59
SC-E05P-220VAC | Fuji Electric SC-E05P series IEC contactor, 25A, (3) N.O. power poles, 240 VAC (60Hz)/220 VAC (50Hz) coil voltage. | Stock | 59
SC-E05P-440VAC | Fuji Electric SC-E05P series IEC contactor, 25A, (3) N.O. power poles, 440-480 VAC (60Hz) coil voltage. | Stock | 59
SC-E05P-500VAC | Fuji Electric SC-E05P series IEC contactor, 25A, (3) N.O. power poles, 500-550 VAC (60Hz) coil voltage. | Stock | 59
SC-E1G-24VDC | Fuji Electric SC-E1G series IEC contactor, 32A, (3) N.O. power poles, 24 VDC coil voltage. | Stock | 92
SC-E1-24VAC | Fuji Electric SC-E1 series IEC contactor, 32A, (3) N.O. power poles, 24 VAC (60Hz) coil voltage. | Stock | 78
SC-E1-110VAC | Fuji Electric SC-E1 series IEC contactor, 32A, (3) N.O. power poles, 120 VAC (60Hz)/110 VAC (50Hz) coil voltage. | Stock | 78
SC-E1-220VAC | Fuji Electric SC-E1 series IEC contactor, 32A, (3) N.O. power poles, 240 VAC (60Hz)/220 VAC (50Hz) coil voltage. | Stock | 78
SC-E1-440VAC | Fuji Electric SC-E1 series IEC contactor, 32A, (3) N.O. power poles, 440-480 VAC (60Hz) coil voltage. | Stock | 78
SC-E1-500VAC | Fuji Electric SC-E1 series IEC contactor, 32A, (3) N.O. power poles, 500-550 VAC (60Hz) coil voltage. | Stock | 78
SC-E2G-24VDC | Fuji Electric SC-E2G series IEC contactor, 40A, (3) N.O. power poles, 24 VDC coil voltage. | Stock | 134
SC-E2SG-24VDC | Fuji Electric SC-E2SG series IEC contactor, 50A, (3) N.O. power poles, 24 VDC coil voltage. | Stock | 158
SC-E2-24VAC | Fuji Electric SC-E2 series IEC contactor, 40A, (3) N.O. power poles, 24 VAC (60Hz) coil voltage. | Stock | 110
SC-E2S-24VAC | Fuji Electric SC-E2S series IEC contactor, 50A, (3) N.O. power poles, 24 VAC (60Hz) coil voltage. | Stock | 134
SC-E2-110VAC | Fuji Electric SC-E2 series IEC contactor, 40A, (3) N.O. power poles, 120 VAC (60Hz)/110 VAC (50Hz) coil voltage. | Stock | 110
SC-E2S-110VAC | Fuji Electric SC-E2S series IEC contactor, 50A, (3) N.O. power poles, 120 VAC (60Hz)/110 VAC (50Hz) coil voltage. | Stock | 134
SC-E2-220VAC | Fuji Electric SC-E2 series IEC contactor, 40A, (3) N.O. power poles, 240 VAC (60Hz)/220 VAC (50Hz) coil voltage. | Stock | 110
SC-E2S-220VAC | Fuji Electric SC-E2S series IEC contactor, 50A, (3) N.O. power poles, 240 VAC (60Hz)/220 VAC (50Hz) coil voltage. | Stock | 134
SC-E2-440VAC | Fuji Electric SC-E2 series IEC contactor, 40A, (3) N.O. power poles, 440-480 VAC (60Hz) coil voltage. | Stock | 110
SC-E2S-440VAC | Fuji Electric SC-E2S series IEC contactor, 50A, (3) N.O. power poles, 440-480 VAC (60Hz) coil voltage. | Stock | 134
SC-E2S-500VAC | Fuji Electric SC-E2S series IEC contactor, 50A, (3) N.O. power poles, 500-550 VAC (60Hz) coil voltage. | Stock | 134
SC-E3G-24VDC | Fuji Electric SC-E3G series IEC contactor, 65A, (3) N.O. power poles, 24 VDC coil voltage. | Stock | 185
SC-E3-24VAC | Fuji Electric SC-E3 series IEC contactor, 65A, (3) N.O. power poles, 24 VAC (60Hz) coil voltage. | Stock | 151
SC-E3-110VAC | Fuji Electric SC-E3 series IEC contactor, 65A, (3) N.O. power poles, 120 VAC (60Hz)/110 VAC (50Hz) coil voltage. | Stock | 151
SC-E3-220VAC | Fuji Electric SC-E3 series IEC contactor, 65A, (3) N.O. power poles, 240 VAC (60Hz)/220 VAC (50Hz) coil voltage. | Stock | 151
SC-E3-440VAC | Fuji Electric SC-E3 series IEC contactor, 65A, (3) N.O. power poles, 440-480 VAC (60Hz) coil voltage. | Stock | 151
SC-E4G-24VDC | Fuji Electric SC-E4G series IEC contactor, 80A, (3) N.O. power poles, 24 VDC coil voltage. | Stock | 191
SC-E4-24VAC | Fuji Electric SC-E4 series IEC contactor, 80A, (3) N.O. power poles, 24 VAC (60Hz) coil voltage. | Stock | 153
SC-E4-110VAC | Fuji Electric SC-E4 series IEC contactor, 80A, (3) N.O. power poles, 120 VAC (60Hz)/110 VAC (50Hz) coil voltage. | Stock | 153
SC-E4-220VAC | Fuji Electric SC-E4 series IEC contactor, 80A, (3) N.O. power poles, 240 VAC (60Hz)/220 VAC (50Hz) coil voltage. | Stock | 153
SC-E4-440VAC | Fuji Electric SC-E4 series IEC contactor, 80A, (3) N.O. power poles, 440-480 VAC (60Hz) coil voltage. | Stock | 153
SC-E4-500VAC | Fuji Electric SC-E4 series IEC contactor, 80A, (3) N.O. power poles, 500-550 VAC (60Hz) coil voltage. | Stock | 153
SC-E5-24V | Fuji Electric SC-E5 series IEC contactor, 105A, (3) N.O. power poles, (2) N.O./(2) N.C. auxiliary contacts, 24 VAC/VDC coil voltage, low consumption electronic. | Stock | 384
SC-E5-100V | Fuji Electric SC-E5 series IEC contactor, 105A, (3) N.O. power poles, (2) N.O./(2) N.C. auxiliary contacts, 120 VAC (60Hz)/110 VAC (50Hz) coil voltage, low consumption electronic. | Stock | 384
SC-E5-200V | Fuji Electric SC-E5 series IEC contactor, 105A, (3) N.O. power poles, (2) N.O./(2) N.C. auxiliary contacts, 240 VAC (60Hz)/220 VAC (50Hz) coil voltage, low consumption electronic. | Stock | 384
SC-E5-400V | Fuji Electric SC-E5 series IEC contactor, 105A, (3) N.O. power poles, (2) N.O./(2) N.C. auxiliary contacts, 450 VAC (60Hz)/380 VAC (50Hz) coil voltage, low consumption electronic. | Stock | 384
SC-E5-500V | Fuji Electric SC-E5 series IEC contactor, 105A, (3) N.O. power poles, (2) N.O./(2) N.C. auxiliary contacts, 575 VAC (60Hz)/460 VAC (50Hz) coil voltage, low consumption electronic. | Stock | 384
SC-E6-24V | Fuji Electric SC-E6 series IEC contactor, 125A, (3) N.O. power poles, (2) N.O./(2) N.C. auxiliary contacts, 24 VAC/VDC coil voltage, low consumption electronic. | Stock | 494
SC-E6-100V | Fuji Electric SC-E6 series IEC contactor, 125A, (3) N.O. power poles, (2) N.O./(2) N.C. auxiliary contacts, 120 VAC (60Hz)/110 VAC (50Hz) coil voltage, low consumption electronic. | Stock | 494
SC-E6-200V | Fuji Electric SC-E6 series IEC contactor, 125A, (3) N.O. power poles, (2) N.O./(2) N.C. auxiliary contacts, 240 VAC (60Hz)/220 VAC (50Hz) coil voltage, low consumption electronic. | Stock | 494
SC-E6-500V | Fuji Electric SC-E6 series IEC contactor, 125A, (3) N.O. power poles, (2) N.O./(2) N.C. auxiliary contacts, 575 VAC (60Hz)/460 VAC (50Hz) coil voltage, low consumption electronic. | Stock | 494
SC-E7-24V | Fuji Electric SC-E7 series IEC contactor, 150A, (3) N.O. power poles, (2) N.O./(2) N.C. auxiliary contacts, 24 VAC/VDC coil voltage, low consumption electronic. | Stock | 573
SC-E7-100V | Fuji Electric SC-E7 series IEC contactor, 150A, (3) N.O. power poles, (2) N.O./(2) N.C. auxiliary contacts, 120 VAC (60Hz)/110 VAC (50Hz) coil voltage, low consumption electronic. | Stock | 573
SC-E7-200V | Fuji Electric SC-E7 series IEC contactor, 150A, (3) N.O. power poles, (2) N.O./(2) N.C. auxiliary contacts, 240 VAC (60Hz)/220 VAC (50Hz) coil voltage, low consumption electronic. | Stock | 573
SC-E7-400V | Fuji Electric SC-E7 series IEC contactor, 150A, (3) N.O. power poles, (2) N.O./(2) N.C. auxiliary contacts, 450 VAC (60Hz)/380 VAC (50Hz) coil voltage, low consumption electronic. | Stock | 573
SC-E7-500V | Fuji Electric SC-E7 series IEC contactor, 150A, (3) N.O. power poles, (2) N.O./(2) N.C. auxiliary contacts, 575 VAC (60Hz)/460 VAC (50Hz) coil voltage, low consumption electronic. | Stock | 573
3NC4Q0E22 | Fuji Electric 3NC4 series IEC contactor, 180A, (3) N.O. power poles, (2) N.O./(2) N.C. auxiliary contacts, 24 VAC/VDC coil voltage, low consumption electronic. | Stock | 646
3NC4Q0122 | Fuji Electric 3NC4 series IEC contactor, 180A, (3) N.O. power poles, (2) N.O./(2) N.C. auxiliary contacts, 120 VAC (60Hz)/110 VAC (50Hz) coil voltage, low consumption electronic. | Stock | 646
3NC4Q0222 | Fuji Electric 3NC4 series IEC contactor, 180A, (3) N.O. power poles, (2) N.O./(2) N.C. auxiliary contacts, 240 VAC (60Hz)/220 VAC (50Hz) coil voltage, low consumption electronic. | Stock | 646
3NC4H0E22 | Fuji Electric 3NC4 series IEC contactor, 221A, (3) N.O. power poles, (2) N.O./(2) N.C. auxiliary contacts, 24 VAC/VDC coil voltage, low consumption electronic. | Stock | 765
3NC4H0122 | Fuji Electric 3NC4 series IEC contactor, 221A, (3) N.O. power poles, (2) N.O./(2) N.C. auxiliary contacts, 120 VAC (60Hz)/110 VAC (50Hz) coil voltage, low consumption electronic. | Stock | 765
3NC4H0222 | Fuji Electric 3NC4 series IEC contactor, 221A, (3) N.O. power poles, (2) N.O./(2) N.C. auxiliary contacts, 240 VAC (60Hz)/220 VAC (50Hz) coil voltage, low consumption electronic. | Stock | 765
3NC4H0Q22 | Fuji Electric 3NC4 series IEC contactor, 221A, (3) N.O. power poles, (2) N.O./(2) N.C. auxiliary contacts, 450 VAC (60Hz)/380 VAC (50Hz) coil voltage, low consumption electronic. | Stock | 765
3NC4H0422 | Fuji Electric 3NC4 series IEC contactor, 221A, (3) N.O. power poles, (2) N.O./(2) N.C. auxiliary contacts, 575 VAC (60Hz)/460 VAC (50Hz) coil voltage, low consumption electronic. | Stock | 765
3NC5F0E22 | Fuji Electric 3NC5 series IEC contactor, 285A, (3) N.O. power poles, (2) N.O./(2) N.C. auxiliary contacts, 24 VAC/VDC coil voltage, low consumption electronic. | Stock | 998
3NC5F0122 | Fuji Electric 3NC5 series IEC contactor, 285A, (3) N.O. power poles, (2) N.O./(2) N.C. auxiliary contacts, 120 VAC (60Hz)/110 VAC (50Hz) coil voltage, low consumption electronic. | Stock | 998
3NC5F0222 | Fuji Electric 3NC5 series IEC contactor, 285A, (3) N.O. power poles, (2) N.O./(2) N.C. auxiliary contacts, 240 VAC (60Hz)/220 VAC (50Hz) coil voltage, low consumption electronic. | Stock | 998
3NC5H0E22 | Fuji Electric 3NC5 series IEC contactor, 361A, (3) N.O. power poles, (2) N.O./(2) N.C. auxiliary contacts, 24 VAC/VDC coil voltage, low consumption electronic. | Stock | 1092
3NC5H0122 | Fuji Electric 3NC5 series IEC contactor, 361A, (3) N.O. power poles, (2) N.O./(2) N.C. auxiliary contacts, 120 VAC (60Hz)/110 VAC (50Hz) coil voltage, low consumption electronic. | Stock | 1092
3NC5H0222 | Fuji Electric 3NC5 series IEC contactor, 361A, (3) N.O. power poles, (2) N.O./(2) N.C. auxiliary contacts, 240 VAC (60Hz)/220 VAC (50Hz) coil voltage, low consumption electronic. | Stock | 1092
3NC5H0Q22 | Fuji Electric 3NC5 series IEC contactor, 361A, (3) N.O. power poles, (2) N.O./(2) N.C. auxiliary contacts, 450 VAC (60Hz)/380 VAC (50Hz) coil voltage, low consumption electronic. | Stock | 1092
3NC5H0422 | Fuji Electric 3NC5 series IEC contactor, 361A, (3) N.O. power poles, (2) N.O./(2) N.C. auxiliary contacts, 575 VAC (60Hz)/460 VAC (50Hz) coil voltage, low consumption electronic. | Stock | 1092
GH15BN-3-10A | AutomationDirect GH15 series IEC contactor, 9A, (3) N.O. power poles, (1) N.O. auxiliary contacts, 120 VAC (60Hz)/110 VAC (50Hz) coil voltage. | Stock | 57
GH15BN-3-01A | AutomationDirect GH15 series IEC contactor, 9A, (3) N.O. power poles, (1) N.C. auxiliary contacts, 120 VAC (60Hz)/110 VAC (50Hz) coil voltage. | Stock | 56
GH15BN-3-10B | AutomationDirect GH15 series IEC contactor, 9A, (3) N.O. power poles, (1) N.O. auxiliary contacts, 240 VAC (60Hz)/220 VAC (50Hz) coil voltage. | Stock | 57
GH15CN-3-10A | AutomationDirect GH15 series IEC contactor, 12A, (3) N.O. power poles, (1) N.O. auxiliary contacts, 120 VAC (60Hz)/110 VAC (50Hz) coil voltage. | Stock | 65
GH15CN-3-01A | AutomationDirect GH15 series IEC contactor, 12A, (3) N.O. power poles, (1) N.C. auxiliary contacts, 120 VAC (60Hz)/110 VAC (50Hz) coil voltage. | Stock | 65
GH15CN-3-10B | AutomationDirect GH15 series IEC contactor, 12A, (3) N.O. power poles, (1) N.O. auxiliary contacts, 240 VAC (60Hz)/220 VAC (50Hz) coil voltage. | Stock | 65
GH15CN-3-01B | AutomationDirect GH15 series IEC contactor, 12A, (3) N.O. power poles, (1) N.C. auxiliary contacts, 240 VAC (60Hz)/220 VAC (50Hz) coil voltage. | Stock | 65
GH15DN-3-10A | AutomationDirect GH15 series IEC contactor, 16A, (3) N.O. power poles, (1) N.O. auxiliary contacts, 120 VAC (60Hz)/110 VAC (50Hz) coil voltage. | Stock | 70
GH15DN-3-01A | AutomationDirect GH15 series IEC contactor, 16A, (3) N.O. power poles, (1) N.C. auxiliary contacts, 120 VAC (60Hz)/110 VAC (50Hz) coil voltage. | Stock | 70
GH15DN-3-10B | AutomationDirect GH15 series IEC contactor, 16A, (3) N.O. power poles, (1) N.O. auxiliary contacts, 240 VAC (60Hz)/220 VAC (50Hz) coil voltage. | Stock | 70
GH15DN-3-01B | AutomationDirect GH15 series IEC contactor, 16A, (3) N.O. power poles, (1) N.C. auxiliary contacts, 240 VAC (60Hz)/220 VAC (50Hz) coil voltage. | Stock | 70
GH15ET-3-00A | AutomationDirect GH15 series IEC contactor, 25A, (3) N.O. power poles, 120 VAC (60Hz)/110 VAC (50Hz) coil voltage. | Stock | 107
GH15ET-3-00B | AutomationDirect GH15 series IEC contactor, 25A, (3) N.O. power poles, 240 VAC (60Hz)/220 VAC (50Hz) coil voltage. | Stock | 107
GH15FT-3-00A | AutomationDirect GH15 series IEC contactor, 32A, (3) N.O. power poles, 120 VAC (60Hz)/110 VAC (50Hz) coil voltage. | Stock | 116
GH15FT-3-00B | AutomationDirect GH15 series IEC contactor, 32A, (3) N.O. power poles, 240 VAC (60Hz)/220 VAC (50Hz) coil voltage. | Stock | 116
GH15GT-3-00A | AutomationDirect GH15 series IEC contactor, 40A, (3) N.O. power poles, 120 VAC (60Hz)/110 VAC (50Hz) coil voltage. | Stock | 211
GH15GT-3-00B | AutomationDirect GH15 series IEC contactor, 40A, (3) N.O. power poles, 240 VAC (60Hz)/212 VAC (50Hz) coil voltage. | Stock | 209
GH15HT-3-00A | AutomationDirect GH15 series IEC contactor, 50A, (3) N.O. power poles, 120 VAC (60Hz)/110 VAC (50Hz) coil voltage. | Stock | 234
GH15HT-3-00B | AutomationDirect GH15 series IEC contactor, 50A, (3) N.O. power poles, 240 VAC (60Hz)/212 VAC (50Hz) coil voltage. | Stock | 234
GH15JT-3-00A | AutomationDirect GH15 series IEC contactor, 63A, (3) N.O. power poles, 120 VAC (60Hz)/110 VAC (50Hz) coil voltage. | Stock | 245
GH15JT-3-00B | AutomationDirect GH15 series IEC contactor, 63A, (3) N.O. power poles, 240 VAC (60Hz)/212 VAC (50Hz) coil voltage. | Stock | 245
GH15KT-3-00A | AutomationDirect GH15 series IEC contactor, 80A, (3) N.O. power poles, 120 VAC (60Hz)/110 VAC (50Hz) coil voltage. | Stock | 301
GH15LT-3-00A | AutomationDirect GH15 series IEC contactor, 95A, (3) N.O. power poles, 120 VAC (60Hz)/110 VAC (50Hz) coil voltage. | Stock | 357
GH15LT-3-00B | AutomationDirect GH15 series IEC contactor, 95A, (3) N.O. power poles, 240 VAC (60Hz)/212 VAC (50Hz) coil voltage. | Stock | 357
GH15MT-3-00A | AutomationDirect GH15 series IEC contactor, 110A, (3) N.O. power poles, 120 VAC (60Hz)/110 VAC (50Hz)/110 VDC coil voltage. | Stock | 397
GH15MT-3-00B | AutomationDirect GH15 series IEC contactor, 110A, (3) N.O. power poles, 240 VAC (60Hz)/220 VAC (50Hz) coil voltage. | Stock | 397
GH15NT-3-00A | AutomationDirect GH15 series IEC contactor, 150A, (3) N.O. power poles, 120 VAC (60Hz)/110 VAC (50Hz)/110 VDC coil voltage. | Stock | 525
GH15PT-3-00A | AutomationDirect GH15 series IEC contactor, 175A, (3) N.O. power poles, 120 VAC (60Hz)/110 VAC (50Hz)/110 VDC coil voltage. | Stock | 636
GH15PT-3-00B | AutomationDirect GH15 series IEC contactor, 175A, (3) N.O. power poles, 240 VAC (60Hz)/220 VAC (50Hz)/220 VDC coil voltage. | Stock | 636
GH15RT-3-00A | AutomationDirect GH15 series IEC contactor, 210A, (3) N.O. power poles, 120 VAC (60Hz)/110 VAC (50Hz)/110 VDC coil voltage. | Stock | 793
GH15ST-3-00A | AutomationDirect GH15 series IEC contactor, 260A, (3) N.O. power poles, 120 VAC (60Hz)/110 VAC (50Hz)/110 VDC coil voltage. | Stock | 845
GH15TT-3-00A | AutomationDirect GH15 series IEC contactor, 315A, (3) N.O. power poles, 120 VAC (60Hz)/110 VAC (50Hz)/110 VDC coil voltage. | Stock | 1124
GH15TT-3-00B | AutomationDirect GH15 series IEC contactor, 315A, (3) N.O. power poles, 240 VAC (60Hz)/220 VAC (50Hz)/220 VDC coil voltage. | Stock | 1124
CE15AN4AB | Eaton Freedom series IEC contactor, 7A, (4) N.O. power poles, 120 VAC (60Hz)/110 VAC (50Hz) coil voltage. | Stock | 325
CE15AN4BB | Eaton Freedom series IEC contactor, 7A, (4) N.O. power poles, 240 VAC (60Hz)/220 VAC (50Hz) coil voltage. | Stock | 325
CE15BN4AB | Eaton Freedom series IEC contactor, 10A, (4) N.O. power poles, 120 VAC (60Hz)/110 VAC (50Hz) coil voltage. | Stock | 335
CE15BN4BB | Eaton Freedom series IEC contactor, 10A, (4) N.O. power poles, 240 VAC (60Hz)/220 VAC (50Hz) coil voltage. | Stock | 335
CE15CN4AB | Eaton Freedom series IEC contactor, 12A, (4) N.O. power poles, 120 VAC (60Hz)/110 VAC (50Hz) coil voltage. | Stock | 411
CE15CN4BB | Eaton Freedom series IEC contactor, 12A, (4) N.O. power poles, 240 VAC (60Hz)/220 VAC (50Hz) coil voltage. | Stock | 411
CE15DNS3AB | Eaton Freedom series IEC contactor, 18A, (3) N.O. power poles, (1) N.O. auxiliary contacts, 120 VAC (60Hz)/110 VAC (50Hz) coil voltage. | Stock | 489
CE15DNS3BB | Eaton Freedom series IEC contactor, 18A, (3) N.O. power poles, (1) N.O. auxiliary contacts, 240 VAC (60Hz)/220 VAC (50Hz) coil voltage. | Stock | 489
CE15ENS3AB | Eaton Freedom series IEC contactor, 25A, (3) N.O. power poles, (1) N.O. auxiliary contacts, 120 VAC (60Hz)/110 VAC (50Hz) coil voltage. | Stock | 541
CE15ENS3BB | Eaton Freedom series IEC contactor, 25A, (3) N.O. power poles, (1) N.O. auxiliary contacts, 240 VAC (60Hz)/220 VAC (50Hz) coil voltage. | Stock | 541
CE15FNS3AB | Eaton Freedom series IEC contactor, 32A, (3) N.O. power poles, (1) N.O. auxiliary contacts, 120 VAC (60Hz)/110 VAC (50Hz) coil voltage. | Stock | 615
CE15FNS3BB | Eaton Freedom series IEC contactor, 32A, (3) N.O. power poles, (1) N.O. auxiliary contacts, 240 VAC (60Hz)/220 VAC (50Hz) coil voltage. | Stock | 615
Accessories for Magnetic Contactors
BFC0-02 | WEG Electric auxiliary contact, front mount, (2) N.C. contact(s), 6A @ 120 VAC/0.55A @ 120 VDC. For use with any 3-pole CWC07 through CWC016 series miniature contactor. | Stock | 5.75
BFC0-04 | WEG Electric auxiliary contact, front mount, (4) N.C. contact(s), 6A @ 120 VAC/0.55A @ 120 VDC. For use with any 3-pole CWC07 through CWC016 series miniature contactor with standard consumption AC or DC coils. | Stock | 9.5
BFC0-11 | WEG Electric auxiliary contact, front mount, (1) N.O./(1) N.C. contact(s), 6A @ 120 VAC/0.55A @ 120 VDC. For use with any 3-pole CWC07 through CWC016 series miniature contactor. | Stock | 5.75
BFC0-13 | WEG Electric auxiliary contact, front mount, (1) N.O./(3) N.C. contact(s), 6A @ 120 VAC/0.55A @ 120 VDC. For use with any 3-pole CWC07 through CWC016 series miniature contactor with standard consumption AC or DC coils. | Stock | 9.25
BFC0-20 | WEG Electric auxiliary contact, front mount, (2) N.O. contact(s), 6A @ 120 VAC/0.55A @ 120 VDC. For use with any 3-pole CWC07 through CWC016 series miniature contactor. | Stock | 5.75
BFC0-22 | WEG Electric auxiliary contact, front mount, (2) N.O./(2) N.C. contact(s), 6A @ 120 VAC/0.55A @ 120 VDC. For use with any 3-pole CWC07 through CWC016 series miniature contactor with standard consumption AC or DC coils. | Stock | 9.25
BFC0-31 | WEG Electric auxiliary contact, front mount, (3) N.O./(1) N.C. contact(s), 6A @ 120 VAC/0.55A @ 120 VDC. For use with any 3-pole CWC07 through CWC016 series miniature contactor with standard consumption AC or DC coils. | Stock | 9.25
BFC0-40 | WEG Electric auxiliary contact, front mount, (4) N.O. contact(s), 6A @ 120 VAC/0.55A @ 120 VDC. For use with any 3-pole CWC07 through CWC016 series miniature contactor with standard consumption AC or DC coils. | Stock | 9.25
BFC4-02 | WEG Electric auxiliary contact, front mount, (2) N.C. contact(s), 6A @ 120 VAC/0.55A @ 120 VDC. For use with any 4-pole CWC07 through CWC016 series miniature contactor. | Stock | 5.75
BFC4-04 | WEG Electric auxiliary contact, front mount, (4) N.C. contact(s), 6A @ 120 VAC/0.55A @ 120 VDC. For use with any 4-pole CWC07 through CWC016 series miniature contactor with standard consumption AC or DC coils. | Stock | 9.25
BFC4-11 | WEG Electric auxiliary contact, front mount, (1) N.O./(1) N.C. contact(s), 6A @ 120 VAC/0.55A @ 120 VDC. For use with any 4-pole CWC07 through CWC016 series miniature contactor. | Stock | 5.75
BFC4-13 | WEG Electric auxiliary contact, front mount, (1) N.O./(3) N.C. contact(s), 6A @ 120 VAC/0.55A @ 120 VDC. For use with any 4-pole CWC07 through CWC016 series miniature contactor with standard consumption AC or DC coils. | Stock | 9.25
BFC4-20 | WEG Electric auxiliary contact, front mount, (2) N.O. contact(s), 6A @ 120 VAC/0.55A @ 120 VDC. For use with any 4-pole CWC07 through CWC016 series miniature contactor. | Stock | 5.75
BFC4-22 | WEG Electric auxiliary contact, front mount, (2) N.O./(2) N.C. contact(s), 6A @ 120 VAC/0.55A @ 120 VDC. For use with any 4-pole CWC07 through CWC016 series miniature contactor with standard consumption AC or DC coils. | Stock | 9.25
BFC4-31 | WEG Electric auxiliary contact, front mount, (3) N.O./(1) N.C. contact(s), 6A @ 120 VAC/0.55A @ 120 VDC. For use with any 4-pole CWC07 through CWC016 series miniature contactor with standard consumption AC or DC coils. | Stock | 9.25
BFC4-40 | WEG Electric auxiliary contact, front mount, (4) N.O. contact(s), 6A @ 120 VAC/0.55A @ 120 VDC. For use with any 4-pole CWC07 through CWC016 series miniature contactor with standard consumption AC or DC coils. | Stock | 9.25
BFC025-02 | WEG Electric auxiliary contact, front mount, (2) N.C. contact(s), 6A @ 120 VAC/0.55A @ 120 VDC. For use with any 3-pole CWC025 series miniature contactor. | Stock | 5.75
BFC025-11 | WEG Electric auxiliary contact, front mount, (1) N.O./(1) N.C. contact(s), 6A @ 120 VAC/0.55A @ 120 VDC. For use with any 3-pole CWC025 series miniature contactor. | Stock | 5.75
BFC025-20 | WEG Electric auxiliary contact, front mount, (2) N.O. contact(s), 6A @ 120 VAC/0.55A @ 120 VDC. For use with any 3-pole CWC025 series miniature contactor. | Stock | 5.75
BLB-11 | WEG Electric field installable auxiliary contact, side mount, (1) N.O./(1) N.C. contact(s), 1.5A @ 120 VAC/0.22A @ 120 VDC, screw terminal. For use with CWBx9 to CWBx125 series contactors. | Stock | 10.5
BFB-04 | WEG Electric field installable auxiliary contact, front mount, (4) N.C. contact(s), 6A @ 120 VAC/0.22A @ 120 VDC, screw terminal. For use with CWB9 to CWB125 and CWBN00 to CWBN3 series contactors. | Stock | 15
BFB-11 | WEG Electric field installable auxiliary contact, front mount, (1) N.O./(1) N.C. contact(s), 6A @ 120 VAC/0.22A @ 120 VDC, screw terminal. For use with CWB9 to CWB125 and CWBN00 to CWBN3 series contactors. | Stock | 9.25
BFB-20 | WEG Electric field installable auxiliary contact, front mount, (2) N.O. contact(s), 6A @ 120 VAC/0.22A @ 120 VDC, screw terminal. For use with CWB9 to CWB125 and CWBN00 to CWBN3 series contactors. | Stock | 9.5
BFB-22 | WEG Electric field installable auxiliary contact, front mount, (2) N.O./(2) N.C. contact(s), 6A @ 120 VAC/0.22A @ 120 VDC, screw terminal. For use with CWB9 to CWB125 and CWBN00 to CWBN3 series contactors. | Stock | 15
BFB-40 | WEG Electric field installable auxiliary contact, front mount, (4) N.O. contact(s), 6A @ 120 VAC/0.22A @ 120 VDC, screw terminal. For use with CWB9 to CWB125 and CWBN00 to CWBN3 series contactors. | Stock | 15
DPEAN11 | Schneider Electric field installable auxiliary contact, front mount, (1) N.O./(1) N.C. contact(s), 6A @ 120 VAC/0.55A @ 120 VDC, screw terminal. For use with Schneider Electric DPE09 to DPE38 contactors. | Stock | 13
LAD9R1 | Schneider Electric reversing connection kit, for use with Schneider Electric DPE09 to DPE38 contactors, includes line and loadside connection bars and mechanical interlock. | Stock | 45.5
HMX1-AUX11-S | IronHorse field installable auxiliary contact, left or right side mount, (1) N.O./(1) N.C. contact(s), 6A @ 120 VAC/1.1A @ 120 VDC, screw terminal. For use with HMC-9 to HMC-150 contactors. | Stock | 7.75
HMX1-AUX11-F | IronHorse field installable auxiliary contact, front mount, (1) N.O./(1) N.C. contact(s), 6A @ 120 VAC/0.55A @ 120 VDC, screw terminal. For use with HMC-9 to HMC-150 contactors. | Stock | 7.75
HMX1-AUX40-F | IronHorse field installable auxiliary contact, front mount, (4) N.O. contact(s), 6A @ 120 VAC/0.55A @ 120 VDC, screw terminal. For use with HMC-9 to HMC-150 contactors. | Stock | 13
HMX1-AUX04-F | IronHorse field installable auxiliary contact, front mount, (4) N.C. contact(s), 6A @ 120 VAC/0.55A @ 120 VDC, screw terminal. For use with HMC-9 to HMC-150 contactors. | Stock | 13
HMX1-AUX13-F | IronHorse field installable auxiliary contact, front mount, (1) N.O./(3) N.C. contact(s), 6A @ 120 VAC/0.55A @ 120 VDC, screw terminal. For use with HMC-9 to HMC-150 contactors. | Stock | 13
HMX1-AUX31-F | IronHorse field installable auxiliary contact, front mount, (3) N.O./(1) N.C. contact(s), 6A @ 120 VAC/0.55A @ 120 VDC, screw terminal. For use with HMC-9 to HMC-150 contactors. | Stock | 13
HMX3-AUX11-S | IronHorse field installable auxiliary contact, left or right side mount, (1) N.O./(1) N.C. contact(s), 6A @ 120 VAC/1.1A @ 120 VDC, screw terminal. For use with HMC-185 to HMC-400 contactors. | Stock | 9
C320KGS1 | Eaton auxiliary contact, side mount, (1) N.O. contact(s), 6A @ 120 VAC/1.1A @ 120 VDC. For use with Cutler-Hammer AE series starters and CE series contactors. | Stock | 75
C320KGS3 | Eaton auxiliary contact, side mount, (1) N.O./(1) N.C. contact(s), 6A @ 120 VAC/1.1A @ 120 VDC. For use with Cutler-Hammer AE series starters and CE series contactors. | Stock | 105
GH15S11 | AutomationDirect auxiliary contact, left or right side mount, (1) N.O./(1) N.C. contact(s), 6A @ 120 VAC. For use with all GH15 series contactors. | Stock | 25
GH15T11 | AutomationDirect auxiliary contact, front mount, (1) N.O./(1) N.C. contact(s), 6A @ 120 VAC. For use with all GH15 series contactors. | Stock | 22.5
GH15T22 | AutomationDirect auxiliary contact, front mount, (2) N.O./(2) N.C. contact(s), 6A @ 120 VAC. For use with all GH15 series contactors. | Stock | 29
GH15T31 | AutomationDirect auxiliary contact, front mount, (3) N.O./(1) N.C. contact(s), 6A @ 120 VAC. For use with all GH15 series contactors. | Stock | 29
GH15T40 | AutomationDirect auxiliary contact, front mount, (4) N.O. contact(s), 6A @ 120 VAC. For use with all GH15 series contactors. | Stock | 29
SZ-A11T | Fuji Electric auxiliary contact, front mount, (1) N.O./(1) N.C. contact(s), 6A @ 120 VAC/0.55A @ 120 VDC. For use with SC-E02x, SC-E03x, SC-E04x, SC-E05x, SC-E1x, SC-E2x, SC-E2Sx, SC-E3x, and SC-E4x contactors. | Stock | 18
SZ-A20T | Fuji Electric auxiliary contact, front mount, (2) N.O. contact(s), 6A @ 120 VAC/0.55A @ 120 VDC. For use with SC-E02x, SC-E03x, SC-E04x, SC-E05x, SC-E1x, SC-E2x, SC-E2Sx, SC-E3x, and SC-E4x contactors. | Stock | 18
SZ-A22T | Fuji Electric auxiliary contact, front mount, (2) N.O./(2) N.C. contact(s), 6A @ 120 VAC/0.55A @ 120 VDC. For use with SC-E02x, SC-E03x, SC-E04x, SC-E05x, SC-E1x, SC-E2x, SC-E2Sx, SC-E3x, and SC-E4x contactors. | Stock | 27
SZ-AS1T | Fuji Electric auxiliary contact, left or right side mount, (1) N.O./(1) N.C. contact(s), 6A @ 120 VAC/0.55A @ 120 VDC. For use with SC-E02x, SC-E03x, SC-E04x, SC-E05x, SC-E1x, SC-E2x, SC-E2Sx, SC-E3x, and SC-E4x contactors. | Stock | 27
SZ-AS2T | Fuji Electric auxiliary contact, left or right side mount, (1) N.O./(1) N.C. contact(s), 6A @ 120 VAC/0.55A @ 120 VDC. For use with SC-E5x, SC-E6x, SC-E7x, 3NC4Qx, 3NC4Hx, 3NC5Fx and 3NC5Hx contactors. | Stock | 27
BIC0 | WEG Electric mechanical interlock, front mount. For use with CWC07 through CWC016 series miniature contactor. Mechanically connects contactors to prevents both from being pulled in at the same time. | Stock | 4
RMC0 | WEG Electric mechanical latch, front mount. For use with CWC07 through CWC016 series miniature contactor. Mechanically connects contactors and interlocks them so that latching one resets the other. | Stock | 4.75
SZ-RM | Fuji Electric mechanical interlock, for use with SC-E02x, SC-E03x, SC-E04x, SC-E05x, SC-E1x, SC-E2x, SC-E2Sx, SC-E3x and SC-E4x contactors, mechanically connects contactors to prevents both from being pulled in at the same time. | Stock | 23
IM1 | WEG Electric mechanical interlock, side mount. For use with CWB(S)9 to CWB(S)38 and CWBN00 to CWBN1 series contactors. Allows for mechanical connection of two contactors to prevent both from being pulled in at the same time. Adds zero to width. | Stock | 6
IM2 | WEG Electric mechanical interlock, side mount. For use with CWB(S)40 to CWB(S)125 and CWBN2 to CWBN3 series contactors. Allows for mechanical connection of two contactors to prevent both from being pulled in at the same time. Adds zero to width. | Stock | 7.75
HMX1-MI | IronHorse mechanical interlock, side mount. For use with HMC-9 to HMC-150 contactors. Allows for mechanical connection of two contactors to prevent both from being pulled in at the same time. | Stock | 15
HMX2-MI | IronHorse mechanical interlock, side mount. For use with HMC-185 to HMC-400 contactors. Allows for mechanical connection of two contactors to prevent both from being pulled in at the same time. | Stock | 43
HMX1-TMC-CR | IronHorse terminal shroud, line and load side, 3-pole. Package of 2. For use with HMC-185 and HMC-225 contactors. | Stock | 11
HMX2-TMC-CR | IronHorse terminal shroud, line and load side, 3-pole. Package of 2. For use with HMC-265 to HMC-400 contactors. | Stock | 15.5
HMX1-PBR-CR | IronHorse phase barrier, package of 4. For use with HMC-185 to HMC-400 contactors. | Stock | 4
BM0H | AutomationDirect mechanical interlock, for use with GH15BN, GH15CN, GH15DN, GH15ET, GH15FT GH15GT, GH15HT, GH15JT, GH15KT, GH15LT or GH15MT series contactors, mechanically connects contactors to prevents both from being pulled in at the same time. | Stock | 13
BM3H-AD | AutomationDirect mechanical interlock, for use with GH15NT, GH15PT, GH15RT, GH15ST or GH15TT series contactors, mechanically connects contactors to prevents both from being pulled in at the same time. | Stock | 34.5
ECC0-R | WEG Electric reversing connection kit, for use with CWC07 through CWC016 series miniature contactor, includes line and loadside connection bars and instruction sheet. | Stock | 12.5
EC-R1 | WEG Electric reversing connection kit, for use with CWB9 to CWB38 and CWBN00 to CWBN1series contactors. Line and loadside connection bars included. | Stock | 28
EC-R2 | WEG Electric reversing connection kit, for use with CWB40 to CWB80 and CWBN2 series contactors. Line and loadside connection bars included. | Stock | 35
EC-R3 | WEG Electric reversing connection kit, for use with CWB95 to CWB125 and CWBN3 series contactors. Line and loadside connection bars included. | Stock | 46.5
HMX1-BBREV | IronHorse reversing connection kit, for use with HMC-9 to HMC-22 contactors, includes line and loadside connection bars. | Stock | 15.5
HMX2-BBREV | IronHorse reversing connection kit, for use with HMC-32 and HMC-40 contactors, includes line and loadside connection bars. | Stock | 15.5
HMX3-BBREV | IronHorse reversing connection kit, for use with HMC-50 and HMC-65 Contactors, includes line and loadside connection bars. | Stock | 23.5
HMX4-BBREV | IronHorse reversing connection kit, for use with HMC-75 to HMC-100 contactors, includes line and loadside connection bars. | Stock | 49.5
SZ-ERW1A | Fuji Electric reversing connection bar, line side only mount. For use with Fuji Electric SC-E02x, SC-E03x, SC-E04x, SC-E05x contactors. | Stock | 11
SZ-ERW1B | Fuji Electric reversing connection bar, load side mount. For use with Fuji Electric SC-E02x, SC-E03x, SC-E04x, SC-E05x contactors without a thermal overload relay. | Stock | 11
SZ-ERW1D | Fuji Electric reversing connection bar, load side mount. For use with Fuji Electric SC-E02x, SC-E03x, SC-E04x, SC-E05x contactors and a thermal overload relay. | Stock | 11
SZ-ERW2A | Fuji Electric reversing connection bar, line side only mount. For use with SC-E1x, SC-E2x and SC-E2Sx contactors. | Stock | 22
SZ-ERW2B | Fuji Electric reversing connection bar, load side mount. For use with SC-E1x, SC-E2x and SC-E2Sx contactors without a thermal overload relay. | Stock | 22
SZ-ERW2D | Fuji Electric reversing connection bar, load side mount. For use with SC-E1x, SC-E2x and SC-E2Sx contactors and a thermal overload relay. | Stock | 22
SZ-ERW3A | Fuji Electric reversing connection bar, line side only mount. For use with SC-E3x and SC-E4x contactors. | Stock | 39
SZ-ERW3B | Fuji Electric reversing connection bar, load side mount. For use with SC-E3x and SC-E4x contactors without a thermal overload relay. | Stock | 39
SZ-ERW3D | Fuji Electric reversing connection bar, load side mount. For use with SC-E3x and SC-E4x contactors and a thermal overload relay. | Stock | 39
HMX1-LUG-CR | IronHorse box type wiring lug, line or load mount, 1 openings, #1 AWG-300 MCM wire(s). Package of 3. For use with HMC-185 and HMC-225 contactors. | Stock | 43
HMX2-LUG-CR | IronHorse box type wiring lug, line or load mount, 2 openings, #3 AWG-4/0 MCM wire(s). Package of 3. For use with HMC-265 to HMC-400 contactors. | Stock | 84
KAL-4 | AutomationDirect box type wiring lug, line or load mount, 2 openings, #6 AWG-300 MCM wire(s). For use with GH15RT, GH15ST or GH15TT series contactors or RTD320 series overloads. Mounting hardware included. | Stock | 29.5
MR3-AD | AutomationDirect box type wiring lug, line or load mount, 1 openings, #5 AWG-4/0 wire(s). For use with GH15NT or GH15PT series contactors or RTD180 series overloads. Integral cover included. | Stock | 16.5
PRT3-AD | AutomationDirect terminal shroud, line or load side, 3-pole. For use with GH15RT, GH15ST or GH15TT series contactors. | Stock | 39.5
PR37-AD | AutomationDirect terminal shroud, line or load side, 3-pole. For use with GH15NT or GH15PT series contactors. | Stock | 39.5
SZ-N8T | Fuji Electric terminal shroud, for use with contactor sizes 3NC4Q to 3NC4H. | Stock | 79
SZ-N11T | Fuji Electric terminal shroud, for use with contactor sizes 3NC5F to 3NC5H. | Stock | 99
SZ-WN8T | Fuji Electric terminal shroud, for use with size 3NK4Q thermal overload relays. | Stock | 120
SZ-WN10T | Fuji Electric terminal shroud, for use with size 3NK4H thermal overload relays. | Stock | 120
SZ-WN11T | Fuji Electric terminal shroud, for use with size 3NK5H thermal overload relays. | Stock | 137
DIC0-1C33 | WEG Electric surge suppressor, diode, 12-600 VDC. For use with CWC07 through CWC016 series miniature contactor. | Stock | 5
RCC0-1D49 | WEG Electric surge suppressor, resistor-capacitor, 12-24 VAC. For use with CWC07 through CWC025 series miniature contactor. | Stock | 5
RCC0-2D53 | WEG Electric surge suppressor, resistor-capacitor, 24-48 VAC. For use with CWC07 through CWC025 series miniature contactor. | Stock | 5
RCC0-3D55 | WEG Electric surge suppressor, resistor-capacitor, 50-127 VAC. For use with CWC07 through CWC025 series miniature contactor. | Stock | 5
RCC0-4D63 | WEG Electric surge suppressor, resistor-capacitor, 130-250 VAC. For use with CWC07 through CWC025 series miniature contactor. | Stock | 5
RCC0-5D84 | WEG Electric surge suppressor, resistor-capacitor, 275-380 VAC. For use with CWC07 through CWC025 series miniature contactor. | Stock | 5
RCC0-6D73 | WEG Electric surge suppressor, resistor-capacitor, 400-510 VAC. For use with CWC07 through CWC025 series miniature contactor. | Stock | 5
VRC0-1E49 | WEG Electric surge suppressor, varistor, 12-48 VAC/12-60 VDC. For use with CWC07 through CWC025 series miniature contactor. | Stock | 5
VRC0-2E34 | WEG Electric surge suppressor, varistor, 50-127 VAC/60-180 VDC. For use with CWC07 through CWC025 series miniature contactor. | Stock | 5
VRC0-3E50 | WEG Electric surge suppressor, varistor, 130-275 VAC/180-300 VDC. For use with CWC07 through CWC025 series miniature contactor. | Stock | 5
DIB-C33 | WEG Electric surge suppressor, diode, 12-600 VDC. For use with CWB(S)9 to CWB(S)110 and CWBN00 to CWBN3 series contactors. | Stock | 15
VRB-D73 | WEG Electric surge suppressor, varistor, 400-510 VAC (50/60Hz). For use with CWB(S)9 to CWB(S)110 and CWBN00 to CWBN3 series contactors. | Stock | 15.5
VRB-E34 | WEG Electric surge suppressor, varistor, 50-127 VAC (50/60Hz)/60-180 VDC. For use with CWB(S)9 to CWB(S)110 and CWBN00 to CWBN3 series contactors. | Stock | 15.5
VRB-E50 | WEG Electric surge suppressor, varistor, 130-250 VAC (50/60Hz)/180-300 VDC. For use with CWB(S)9 to CWB(S)110 and CWBN00 to CWBN3 series contactors. | Stock | 15.5
SZ-Z1 | Fuji Electric surge suppressor, varistor, 24-48 VAC/VDC. For use with SC-E02x, SC-E03x, SC-E04x and SC-E05x contactors. | Stock | 22
SZ-Z2 | Fuji Electric surge suppressor, varistor, 100-250 VAC/VDC. For use with SC-E02x, SC-E03x, SC-E04x and SC-E05x contactors. | Stock | 22
SZ-Z31 | Fuji Electric surge suppressor, varistor, 24-48 VAC/VDC. For use with SC-E1x, SC-E2x, SC-E2Sx, SC-E3x and SC-E4x contactors. | Stock | 24.5
SZ-Z32 | Fuji Electric surge suppressor, varistor, 100-250 VAC/VDC. For use with SC-E1x, SC-E2x, SC-E2Sx, SC-E3x and SC-E4x contactors. | Stock | 24.5
SZ-Z4 | Fuji Electric surge suppressor, resistor-capacitor, 24-48 VAC/VDC. For use with SC-E02x, SC-E03x, SC-E04x and SC-E05x contactors. | Stock | 20.5
SZ-Z5 | Fuji Electric surge suppressor, resistor-capacitor, 100-250 VAC/VDC. For use with SC-E02x, SC-E03x, SC-E04x and SC-E05x contactors. | Stock | 24.5
SZ-Z34 | Fuji Electric surge suppressor, resistor-capacitor, 24-48 VAC/VDC. For use with SC-E1x, SC-E2x, SC-E2Sx, SC-E3x and SC-E4x contactors. | Stock | 24.5
SZ-Z35 | Fuji Electric surge suppressor, resistor-capacitor, 100-250 VAC/VDC. For use with SC-E1x, SC-E2x, SC-E2Sx, SC-E3x and SC-E4x contactors. | Stock | 24.5
SZ-Z36 | Fuji Electric surge suppressor, resistor-capacitor, 24-48 VAC/VDC. For use with SC-E1Gx, SC-E2Gx, SC-E2SGx, SC-E3Gx and SC-E4Gx contactors. | Stock | 24.5
SZ-Z37 | Fuji Electric surge suppressor, resistor-capacitor, 100-250 VAC/VDC. For use with SC-E1Gx, SC-E2Gx, SC-E2SGx, SC-E3Gx and SC-E4Gx contactors. | Stock | 24.5
HMX1-SSVRC-AC | IronHorse surge suppressor, varistor-resistor-capacitor, 24-48 VAC. For use with HMC-9 to HMC-150 contactors. | Stock | 11
HMX2-SSVRC-AC | IronHorse surge suppressor, varistor-resistor-capacitor, 100-125 VAC. For use with HMC-9 to HMC-150 contactors. | Stock | 11
HMX3-SSVRC-AC | IronHorse surge suppressor, varistor-resistor-capacitor, 200-240 VAC. For use with HMC-9 to HMC-150 contactors. | Stock | 11
HMX1-SSVRC-DC | IronHorse surge suppressor, varistor-resistor-capacitor, 24-48 VDC. For use with HMC-9 to HMC-150 contactors. | Stock | 11
HMX1-SSV-ACDC | IronHorse surge suppressor, varistor, 24-48 VAC/VDC. For use with HMC-9 to HMC-150 contactors. | Stock | 9.25
HMX2-SSV-ACDC | IronHorse surge suppressor, varistor, 100-125 VAC/VDC. For use with HMC-9 to HMC-150 contactors. | Stock | 9.25
HMX3-SSV-ACDC | IronHorse surge suppressor, varistor, 200-240 VAC/VDC. For use with HMC-9 to HMC-150 contactors. | Stock | 9.25
ECC0-SD | WEG Electric Star-Delta wiring kit, for use with CWC07 through CWC016 series miniature contactor, includes line and loadside connection bars and instruction sheet. | Stock | 14.5
TETC0-U030S-D52 | WEG Electric timing relay, Star-Delta time delay, 3 to 30 seconds, 24-28 VAC/VDC operating voltage. For use with CWC07 through CWC025 series miniature contactor. | Stock | 49
TETC0-U030S-D61 | WEG Electric timing relay, Star-Delta time delay, 3 to 30 seconds, 110-130 VAC/VDC operating voltage. For use with CWC07 through CWC025 series miniature contactor. | Stock | 49
Electronic IEC Overload Relays
XTOE1P6CCSS | Eaton XT series electronic overload relay, 0.33-1.65A adjustable, solid state, local reset, stand-alone power connection(s), DIN rail or panel mount. For use with any contactor. | Stock | 105
XTOE005CCSS | Eaton XT series electronic overload relay, 1.0-5.0A adjustable, solid state, local reset, stand-alone power connection(s), DIN rail or panel mount. For use with any contactor. | Stock | 118
XTOE020CCSS | Eaton XT series electronic overload relay, 4.0-20.0A adjustable, solid state, local reset, stand-alone power connection(s), DIN rail or panel mount. For use with any contactor. | Stock | 118
XTOE045CCSS | Eaton XT series electronic overload relay, 9.0-45.0A adjustable, solid state, local reset, stand-alone power connection(s), DIN rail or panel mount. For use with any contactor. | Stock | 132
XTOE100GCSS | Eaton XT series electronic overload relay, 20.0-100.0A adjustable, solid state, local reset, stand-alone power connection(s), DIN rail or panel mount. For use with any contactor. | Stock | 167
XTOE175GCSS | Eaton XT series electronic overload relay, 35.0-175.0A adjustable, solid state, local reset, stand-alone power connection(s), panel mount. For use with any contactor. | Stock | 225
XTOE175GCSP | Eaton XT series electronic overload relay, 35.0-175.0A adjustable, solid state, local reset, pass through power connection(s), panel mount. For use with any contactor. | Stock | 233
XTOE1P6CGSS | Eaton XT series electronic overload relay, 0.33-1.65A adjustable, solid state, ground fault protection, local reset, stand-alone power connection(s), DIN rail or panel mount. For use with any contactor. | Stock | 133
XTOE005CGSS | Eaton XT series electronic overload relay, 1.0-5.0A adjustable, solid state, ground fault protection, local reset, stand-alone power connection(s), DIN rail or panel mount. For use with any contactor. | Stock | 141
XTOE020CGSS | Eaton XT series electronic overload relay, 4.0-20.0A adjustable, solid state, ground fault protection, local reset, stand-alone power connection(s), DIN rail or panel mount. For use with any contactor. | Stock | 141
XTOE045CGSS | Eaton XT series electronic overload relay, 9.0-45.0A adjustable, solid state, ground fault protection, local reset, stand-alone power connection(s), DIN rail or panel mount. For use with any contactor. | Stock | 158
XTOE100GGSS | Eaton XT series electronic overload relay, 20.0-100.0A adjustable, solid state, ground fault protection, local reset, stand-alone power connection(s), DIN rail or panel mount. For use with any contactor. | Stock | 185
XTOE175GGSP | Eaton XT series electronic overload relay, 35.0-175.0A adjustable, solid state, ground fault protection, local reset, pass through power connection(s), panel mount. For use with any contactor. | Stock | 252
RWB40E-3-A4U002 | WEG Electric RWB40E series electronic overload relay, 0.4-2.0A adjustable, solid state, local reset, direct mount power connection(s). For use with CWB9 to CWB38 and CWBN00 to CWBN1 series contactors. | Stock | 63
RWB40E-3-R4U002 | WEG Electric RWB40E series electronic overload relay, 0.4-2.0A adjustable, solid state, remote/local reset, direct mount power connection(s). For use with CWB9 to CWB38 and CWBN00 to CWBN1 series contactors. | Stock | 66
RWB40E-3-A4U008 | WEG Electric RWB40E series electronic overload relay, 1.6-8.0A adjustable, solid state, local reset, direct mount power connection(s). For use with CWB9 to CWB38 and CWBN00 to CWBN1 series contactors. | Stock | 63
RWB40E-3-R4U008 | WEG Electric RWB40E series electronic overload relay, 1.6-8.0A adjustable, solid state, remote/local reset, direct mount power connection(s). For use with CWB9 to CWB38 and CWBN00 to CWBN1 series contactors. | Stock | 66
RWB40E-3-A4U025 | WEG Electric RWB40E series electronic overload relay, 5.0-25.0A adjustable, solid state, local reset, direct mount power connection(s). For use with CWB9 to CWB38 and CWBN00 to CWBN1 series contactors. | Stock | 63
RWB40E-3-R4U025 | WEG Electric RWB40E series electronic overload relay, 5-25.0A adjustable, solid state, remote/local reset, direct mount power connection(s). For use with CWB9 to CWB38 and CWBN00 to CWBN1 series contactors. | Stock | 66
RWB40E-3-A4U040 | WEG Electric RWB40E series electronic overload relay, 8.0-40.0A adjustable, solid state, local reset, direct mount power connection(s). For use with CWB9 to CWB38 and CWBN00 to CWBN1 series contactors. | Stock | 98
RWB40E-3-R4U040 | WEG Electric RWB40E series electronic overload relay, 8-40.0A adjustable, solid state, remote/local reset, direct mount power connection(s). For use with CWB9 to CWB38 and CWBN00 to CWBN1 series contactors. | Stock | 103
Thermal Overload Relays
RW17-1D3-D004 | WEG Electric RW17-1D series thermal overload relay, 0.28-0.4A adjustable, bi-metallic, local reset, direct mount power connection(s). For use with CWC07 through CWC016 series miniature contactors. | Stock | 25.5
RW17-1D3-C063 | WEG Electric RW17-1D series thermal overload relay, 0.4-0.63A adjustable, bi-metallic, local reset, direct mount power connection(s). For use with CWC07 through CWC016 series miniature contactors. | Stock | 25.5
RW17-1D3-D008 | WEG Electric RW17-1D series thermal overload relay, 0.56-0.8A adjustable, bi-metallic, local reset, direct mount power connection(s). For use with CWC07 through CWC016 series miniature contactors. | Stock | 25.5
RW17-1D3-D012 | WEG Electric RW17-1D series thermal overload relay, 0.8-1.2A adjustable, bi-metallic, local reset, direct mount power connection(s). For use with CWC07 through CWC016 series miniature contactors. | Stock | 25.5
RW17-1D3-D018 | WEG Electric RW17-1D series thermal overload relay, 1.2-1.8A adjustable, bi-metallic, local reset, direct mount power connection(s). For use with CWC07 through CWC016 series miniature contactors. | Stock | 25.5
RW17-1D3-D028 | WEG Electric RW17-1D series thermal overload relay, 1.8-2.8A adjustable, bi-metallic, local reset, direct mount power connection(s). For use with CWC07 through CWC016 series miniature contactors. | Stock | 25.5
RW17-1D3-U004 | WEG Electric RW17-1D series thermal overload relay, 2.8-4.0A Adjustable, bi-metallic, local reset, direct mount power connection(s). For use with CWC07 through CWC016 series miniature contactors. | Stock | 25.5
RW17-1D3-D063 | WEG Electric RW17-1D series thermal overload relay, 4.0-6.3A Adjustable, bi-metallic, local reset, direct mount power connection(s). For use with CWC07 through CWC016 series miniature contactors. | Stock | 25.5
RW17-1D3-U008 | WEG Electric RW17-1D series thermal overload relay, 5.6-8.0A Adjustable, bi-metallic, local reset, direct mount power connection(s). For use with CWC07 through CWC016 series miniature contactors. | Stock | 25.5
RW17-1D3-U010 | WEG Electric RW17-1D series thermal overload relay, 7.0-10.0A Adjustable, bi-metallic, local reset, direct mount power connection(s). For use with CWC07 through CWC016 series miniature contactors. | Stock | 25.5
RW17-2D3-U010 | WEG Electric RW17-2D series thermal overload relay, 7.0-10.0A Adjustable, bi-metallic, local reset, direct mount power connection(s). For use with CWC025 series miniature contactors. | Stock | 25.5
RW17-1D3-D125 | WEG Electric RW17-1D series thermal overload relay, 8.0-12.0A adjustable, bi-metallic, local reset, direct mount power connection(s). For use with CWC07 through CWC016 series miniature contactors. | Stock | 25.5
RW17-1D3-U015 | WEG Electric RW17-1D series thermal overload relay, 10.0-15.0A adjustable, bi-metallic, local reset, direct mount power connection(s). For use with CWC07 through CWC016 series miniature contactors. | Stock | 25.5
RW17-2D3-U015 | WEG Electric RW17-2D series thermal overload relay, 10.0-15.0A adjustable, bi-metallic, local reset, direct mount power connection(s). For use with CWC025 series miniature contactors. | Stock | 25.5
RW17-1D3-U017 | WEG Electric RW17-1D series thermal overload relay, 11.0-17.0A adjustable, bi-metallic, local reset, direct mount power connection(s). For use with CWC07 through CWC016 series miniature contactors. | Stock | 25.5
RW17-2D3-U017 | WEG Electric RW17-2D series thermal overload relay, 11.0-17.0A adjustable, bi-metallic, local reset, direct mount power connection(s). For use with CWC025 series miniature contactors. | Stock | 25.5
RW17-2D3-U023 | WEG Electric RW17-2D series thermal overload relay, 15.0-23.0A adjustable, bi-metallic, local reset, direct mount power connection(s). For use with CWC025 series miniature contactors. | Stock | 25.5
RW17-2D3-D125 | WEG Electric RW17-2D series thermal overload relay, 8.0-12.5A Adjustable, bi-metallic, local reset, direct mount power connection(s). For use with CWC025 series miniature contactors. | Stock | 25.5
RW17-2D3-U032 | WEG Electric RW17-2D series thermal overload relay, 22.0-32.0A adjustable, bi-metallic, local reset, direct mount power connection(s). For use with CWC025 series miniature contactors. | Stock | 25.5
RW27-2D3-D008 | WEG Electric RW27-2D series thermal overload relay, 0.56-0.8A adjustable, bi-metallic, local reset, direct mount power connection(s). For use with CWB9 to CWB38 and CWBN00 to CWBN1 series contactors. | Stock | 33.5
RW27-2D3-D012 | WEG Electric RW27-2D series thermal overload relay, 0.8-1.2A adjustable, bi-metallic, local reset, direct mount power connection(s). For use with CWB9 to CWB38 and CWBN00 to CWBN1 series contactors. | Stock | 33.5
RW27-2D3-D018 | WEG Electric RW27-2D series thermal overload relay, 1.2-1.8A adjustable, bi-metallic, local reset, direct mount power connection(s). For use with CWB9 to CWB38 and CWBN00 to CWBN1 series contactors. | Stock | 33.5
RW27-2D3-D028 | WEG Electric RW27-2D series thermal overload relay, 1.8-2.8A adjustable, bi-metallic, local reset, direct mount power connection(s). For use with CWB9 to CWB38 and CWBN00 to CWBN1 series contactors. | Stock | 33.5
RW27-2D3-U004 | WEG Electric RW27-2D series thermal overload relay, 2.8-4.0A Adjustable, bi-metallic, local reset, direct mount power connection(s). For use with CWB9 to CWB38 and CWBN00 to CWBN1 series contactors. | Stock | 33.5
RW27-2D3-D063 | WEG Electric RW27-2D series thermal overload relay, 4.0-6.3A Adjustable, bi-metallic, local reset, direct mount power connection(s). For use with CWB9 to CWB38 and CWBN00 to CWBN1 series contactors. | Stock | 33.5
RW27-2D3-U008 | WEG Electric RW27-2D series thermal overload relay, 5.6-8.0A Adjustable, bi-metallic, local reset, direct mount power connection(s). For use with CWB9 to CWB38 and CWBN00 to CWBN1 series contactors. | Stock | 33.5
RW27-2D3-U010 | WEG Electric RW27-2D series thermal overload relay, 7.0-10.0A Adjustable, bi-metallic, local reset, direct mount power connection(s). For use with CWB9 to CWB38 and CWBN00 to CWBN1 series contactors. | Stock | 33.5
RW27-2D3-D125 | WEG Electric RW27-2D series thermal overload relay, 8.0-12.5A Adjustable, bi-metallic, local reset, direct mount power connection(s). For use with CWB9 to CWB38 and CWBN00 to CWBN1 series contactors. | Stock | 33.5
RW27-2D3-U017 | WEG Electric RW27-2D series thermal overload relay, 11.0-17.0A adjustable, bi-metallic, local reset, direct mount power connection(s). For use with CWB9 to CWB38 and CWBN00 to CWBN1 series contactors. | Stock | 33.5
RW27-2D3-U023 | WEG Electric RW27-2D series thermal overload relay, 15.0-23.0A adjustable, bi-metallic, local reset, direct mount power connection(s). For use with CWB9 to CWB38 and CWBN00 to CWBN1 series contactors. | Stock | 33.5
RW27-2D3-U032 | WEG Electric RW27-2D series thermal overload relay, 22.0-32.0A adjustable, bi-metallic, local reset, direct mount power connection(s). For use with CWB9 to CWB38 and CWBN00 to CWBN1 series contactors. | Stock | 33.5
RW27-2D3-U040 | WEG Electric RW27-2D series thermal overload relay, 32.0-40.0A adjustable, bi-metallic, local reset, direct mount power connection(s). For use with CWB9 to CWB38 and CWBN00 to CWBN1 series contactors. | Stock | 37
RW67-5D3-U040 | WEG Electric RW67-5D series thermal overload relay, 25.0-40.0A adjustable, bi-metallic, local reset, direct mount power connection(s). For use with CWB40 to CWB80 series contactors. | Stock | 64
RW67-5D3-U050 | WEG Electric RW67-5D series thermal overload relay, 32.0-50.0A adjustable, bi-metallic, local reset, direct mount power connection(s). For use with CWB40 to CWB80 series contactors. | Stock | 64
RW67-5D3-U057 | WEG Electric RW67-5D series thermal overload relay, 40.0-57.0A adjustable, bi-metallic, local reset, direct mount power connection(s). For use with CWB40 to CWB80 series contactors. | Stock | 64
RW67-5D3-U063 | WEG Electric RW67-5D series thermal overload relay, 50.0-63.0A adjustable, bi-metallic, local reset, direct mount power connection(s). For use with CWB40 to CWB80 series contactors. | Stock | 64
RW67-5D3-U070 | WEG Electric RW67-5D series thermal overload relay, 57.0-70.0A adjustable, bi-metallic, local reset, direct mount power connection(s). For use with CWB40 to CWB80 series contactors. | Stock | 75
RW67-5D3-U080 | WEG Electric RW67-5D series thermal overload relay, 63.0-80.0A adjustable, bi-metallic, local reset, direct mount power connection(s). For use with CWB40 to CWB80 series contactors. | Stock | 75
RW117-3D3-U080 | WEG Electric RW117-3D series thermal overload relay, 63.0-80.0A adjustable, bi-metallic, local reset, direct mount power connection(s). For use with CWB95 to CWB125 and CWBN3 series contactors. | Stock | 129
RW117-3D3-U097 | WEG Electric RW117-3D series thermal overload relay, 75.0-97.0A adjustable, bi-metallic, local reset, direct mount power connection(s). For use with CWB95 to CWB125 and CWBN3 series contactors. | Stock | 146
RW117-3D3-U112 | WEG Electric RW117-3D series thermal overload relay, 90.0-112.0A adjustable, bi-metallic, local reset, direct mount power connection(s). For use with CWB95 to CWB125 and CWBN3 series contactors. | Stock | 153
RW117-3D3-U140 | WEG Electric RW117-3D series thermal overload relay, 110.0-140.0A adjustable, bi-metallic, local reset, direct mount power connection(s). For use with CWB95 to CWB125 and CWBN3 series contactors. | Stock | 175
DPER01 | Schneider Electric Easy TeSys series thermal overload relay, 0.10-0.16A adjustable, bi-metallic, local reset, direct mount power connection(s). For use with DPE09 to DPE38 series contactors. | Stock | 30
DPER02 | Schneider Electric Easy TeSys series thermal overload relay, 0.16-0.25A adjustable, bi-metallic, local reset, direct mount power connection(s). For use with DPE09 to DPE38 series contactors. | Stock | 30
DPER03 | Schneider Electric Easy TeSys series thermal overload relay, 0.25-0.40A adjustable, bi-metallic, local reset, direct mount power connection(s). For use with DPE09 to DPE38 series contactors. | Stock | 30
DPER04 | Schneider Electric Easy TeSys series thermal overload relay, 0.40-0.63A adjustable, bi-metallic, local reset, direct mount power connection(s). For use with DPE09 to DPE38 series contactors. | Stock | 30
DPER05 | Schneider Electric Easy TeSys series thermal overload relay, 0.63-1A adjustable, bi-metallic, local reset, direct mount power connection(s). For use with DPE09 to DPE38 series contactors. | Stock | 30
DPER06 | Schneider Electric Easy TeSys series thermal overload relay, 1-1.6A adjustable, bi-metallic, local reset, direct mount power connection(s). For use with DPE09 to DPE38 series contactors. | Stock | 30
DPER07 | Schneider Electric Easy TeSys series thermal overload relay, 1.6-2.5A adjustable, bi-metallic, local reset, direct mount power connection(s). For use with DPE09 to DPE38 series contactors. | Stock | 30
DPER08 | Schneider Electric Easy TeSys series thermal overload relay, 2.5-4A adjustable, bi-metallic, local reset, direct mount power connection(s). For use with DPE09 to DPE38 series contactors. | Stock | 30
DPER10 | Schneider Electric Easy TeSys series thermal overload relay, 4-6A adjustable, bi-metallic, local reset, direct mount power connection(s). For use with DPE09 to DPE38 series contactors. | Stock | 30
DPER12 | Schneider Electric Easy TeSys series thermal overload relay, 5.5-8A adjustable, bi-metallic, local reset, direct mount power connection(s). For use with DPE09 to DPE38 series contactors. | Stock | 30
DPER14 | Schneider Electric Easy TeSys series thermal overload relay, 7-10A adjustable, bi-metallic, local reset, direct mount power connection(s). For use with DPE09 to DPE38 series contactors. | Stock | 30
DPER16 | Schneider Electric Easy TeSys series thermal overload relay, 9-13A adjustable, bi-metallic, local reset, direct mount power connection(s). For use with DPE09 to DPE38 series contactors. | Stock | 30
DPER21 | Schneider Electric Easy TeSys series thermal overload relay, 12-18A adjustable, bi-metallic, local reset, direct mount power connection(s). For use with DPE09 to DPE38 series contactors. | Stock | 30
DPER22 | Schneider Electric Easy TeSys series thermal overload relay, 16-24A adjustable, bi-metallic, local reset, direct mount power connection(s). For use with DPE09 to DPE38 series contactors. | Stock | 30
DPER32 | Schneider Electric Easy TeSys series thermal overload relay, 23-32A adjustable, bi-metallic, local reset, direct mount power connection(s). For use with DPE09 to DPE38 series contactors. | Stock | 46
HTOR32-0.16-S | IronHorse HTOR series thermal overload relay, 0.10-0.16A adjustable, bi-metallic, local reset, direct mount power connection(s). For use with HMC-9 to HMC-40 series contactors. | Stock | 28.5
HTOR32-0.25-S | IronHorse HTOR series thermal overload relay, 0.16-0.25A adjustable, bi-metallic, local reset, direct mount power connection(s). For use with HMC-9 to HMC-40 series contactors. | Stock | 28.5
HTOR32-0.40-S | IronHorse HTOR series thermal overload relay, 0.25-0.40A adjustable, bi-metallic, local reset, direct mount power connection(s). For use with HMC-9 to HMC-40 series contactors. | Stock | 28.5
HTOR32-0.63-S | IronHorse HTOR series thermal overload relay, 0.40-0.63A adjustable, bi-metallic, local reset, direct mount power connection(s). For use with HMC-9 to HMC-40 series contactors. | Stock | 28.5
HTOR32-1-S | IronHorse HTOR series thermal overload relay, 0.63-1A adjustable, bi-metallic, local reset, direct mount power connection(s). For use with HMC-9 to HMC-40 series contactors. | Stock | 28.5
HTOR32-1.6-S | IronHorse HTOR series thermal overload relay, 1-1.6A adjustable, bi-metallic, local reset, direct mount power connection(s). For use with HMC-9 to HMC-40 series contactors. | Stock | 28.5
HTOR32-2.5-S | IronHorse HTOR series thermal overload relay, 1.6-2.5A adjustable, bi-metallic, local reset, direct mount power connection(s). For use with HMC-9 to HMC-40 series contactors. | Stock | 28.5
HTOR32-4-S | IronHorse HTOR series thermal overload relay, 2.5-4A adjustable, bi-metallic, local reset, direct mount power connection(s). For use with HMC-9 to HMC-40 series contactors. | Stock | 28.5
HTOR32-6-S | IronHorse HTOR series thermal overload relay, 4.0-6.0A adjustable, bi-metallic, local reset, direct mount power connection(s). For use with HMC-9 to HMC-40 series contactors. | Stock | 28.5
HTOR32-8-S | IronHorse HTOR series thermal overload relay, 5-8A adjustable, bi-metallic, local reset, direct mount power connection(s). For use with HMC-9 to HMC-40 series contactors. | Stock | 28.5
HTOR32-10-S | IronHorse HTOR series thermal overload relay, 7-10A adjustable, bi-metallic, local reset, direct mount power connection(s). For use with HMC-9 to HMC-40 series contactors. | Stock | 28.5
HTOR32-13-S | IronHorse HTOR series thermal overload relay, 9-13A adjustable, bi-metallic, local reset, direct mount power connection(s). For use with HMC-9 to HMC-40 series contactors. | Stock | 28.5
HTOR32-18-S | IronHorse HTOR series thermal overload relay, 12-18A adjustable, bi-metallic, local reset, direct mount power connection(s). For use with HMC-9 to HMC-40 series contactors. | Stock | 28.5
HTOR32-22-S | IronHorse HTOR series thermal overload relay, 16-22A adjustable, bi-metallic, local reset, direct mount power connection(s). For use with HMC-9 to HMC-40 series contactors. | Stock | 28.5
HTOR32-25-S | IronHorse HTOR series thermal overload relay, 18-25A adjustable, bi-metallic, local reset, direct mount power connection(s). For use with HMC-9 to HMC-40 series contactors. | Stock | 28.5
HTOR32-32-S | IronHorse HTOR series thermal overload relay, 22-32A adjustable, bi-metallic, local reset, direct mount power connection(s). For use with HMC-9 to HMC-40 series contactors. | Stock | 28.5
HTOR32-40-S | IronHorse HTOR series thermal overload relay, 28-40A adjustable, bi-metallic, local reset, direct mount power connection(s). For use with HMC-9 to HMC-40 series contactors. | Stock | 28.5
HTOR63-50-L | IronHorse HTOR series thermal overload relay, 34-50A adjustable, bi-metallic, local reset, direct mount power connection(s). For use with HMC-50 and HMC-65 series contactors. | Stock | 57
HTOR63-65-L | IronHorse HTOR series thermal overload relay, 45-65A adjustable, bi-metallic, local reset, direct mount power connection(s). For use with HMC-50 and HMC-65 series contactors. | Stock | 57
HTOR95-75-L | IronHorse HTOR series thermal overload relay, 54-75A adjustable, bi-metallic, local reset, direct mount power connection(s). For use with HMC-75 to HMC-100 series contactors. | Stock | 82
HTOR95-85-L | IronHorse HTOR series thermal overload relay, 63-85A adjustable, bi-metallic, local reset, direct mount power connection(s). For use with HMC-75 to HMC-100 series contactors. | Stock | 82
HTOR95-95-L | IronHorse HTOR series thermal overload relay, 70-95A adjustable, bi-metallic, local reset, direct mount power connection(s). For use with HMC-75 to HMC-100 series contactors. | Stock | 82
HTOR95-100-L | IronHorse HTOR series thermal overload relay, 80-100A adjustable, bi-metallic, local reset, direct mount power connection(s). For use with HMC-75 to HMC-100 series contactors. | Stock | 82
HTOR150-105-L | IronHorse HTOR series thermal overload relay, 80-105A adjustable, bi-metallic, local reset, direct mount power connection(s). For use with HMC-130 and HMC-150 series contactors. | Stock | 157
HTOR150-130-L | IronHorse HTOR series thermal overload relay, 95-130A adjustable, bi-metallic, local reset, direct mount power connection(s). For use with HMC-130 and HMC-150 series contactors. | Stock | 157
HTOR150-150-L | IronHorse HTOR series thermal overload relay, 110-150A adjustable, bi-metallic, local reset, direct mount power connection(s). For use with HMC-130 and HMC-150 series contactors. | Stock | 157
HTOR225-160-B | IronHorse HTOR series thermal overload relay, 100-160A adjustable, bi-metallic, local reset, direct mount power connection(s). For use with HMC-185 and HMC-225 contactors. | Stock | 236
HTOR225-185-B | IronHorse HTOR series thermal overload relay, 120-185A adjustable, bi-metallic, local reset, direct mount power connection(s). For use with HMC-185 and HMC-225 contactors. | Stock | 236
HTOR225-240-B | IronHorse HTOR series thermal overload relay, 160-240A adjustable, bi-metallic, local reset, direct mount power connection(s). For use with HMC-185 and HMC-225 contactors. | Stock | 236
HTOR400-240-B | IronHorse HTOR series thermal overload relay, 160-240A adjustable, bi-metallic, local reset, direct mount power connection(s). For use with HMC-265 to HMC-400 series contactors. | Stock | 289
HTOR400-330-B | IronHorse HTOR series thermal overload relay, 200-330A adjustable, bi-metallic, local reset, direct mount power connection(s). For use with HMC-265 to HMC-400 series contactors. | Stock | 289
HTOR400-400-B | IronHorse HTOR series thermal overload relay, 260-400A adjustable, bi-metallic, local reset, direct mount power connection(s). For use with HMC-265 to HMC-400 series contactors. | Stock | 289
TK26E-P13 | Fuji Electric TK26E series thermal overload relay, 0.13-0.20A adjustable, bi-metallic, local reset, direct mount power connection(s). For use with SC-E02x, SC-E03x, SC-E04x and SC-E05x contactors. | Stock | 52
TK26E-P24 | Fuji Electric TK26E series thermal overload relay, 0.24-0.36A adjustable, bi-metallic, local reset, direct mount power connection(s). For use with SC-E02x, SC-E03x, SC-E04x and SC-E05x contactors. | Stock | 52
TK26E-P95 | Fuji Electric TK26E series thermal overload relay, 0.95-1.45A adjustable, bi-metallic, local reset, direct mount power connection(s). For use with SC-E02x, SC-E03x, SC-E04x and SC-E05x contactors. | Stock | 52
TK26E-1P4 | Fuji Electric TK26E series thermal overload relay, 1.4-2.1A adjustable, bi-metallic, local reset, direct mount power connection(s). For use with SC-E02x, SC-E03x, SC-E04x and SC-E05x contactors. | Stock | 52
TK26E-1P7 | Fuji Electric TK26E series thermal overload relay, 1.7-2.6A adjustable, bi-metallic, local reset, direct mount power connection(s). For use with SC-E02x, SC-E03x, SC-E04x and SC-E05x contactors. | Stock | 52
TK26E-2P2 | Fuji Electric TK26E series thermal overload relay, 2.2-3.4A adjustable, bi-metallic, local reset, direct mount power connection(s). For use with SC-E02x, SC-E03x, SC-E04x and SC-E05x contactors. | Stock | 52
TK-E2-600 | Fuji Electric TK-E2 series thermal overload relay, 4.0-6.0A adjustable, bi-metallic, local reset, direct mount power connection(s). For use with SC-E1x, SC-E2x and SC-E2Sx series contactors. | Stock | 85
TK26E-004 | Fuji Electric TK26E series thermal overload relay, 4.0-6.0A adjustable, bi-metallic, local reset, direct mount power connection(s). For use with SC-E02x, SC-E03x, SC-E04x and SC-E05x contactors. | Stock | 52
TK26E-005 | Fuji Electric TK26E series thermal overload relay, 5.0-7.5A adjustable, bi-metallic, local reset, direct mount power connection(s). For use with SC-E02x, SC-E03x, SC-E04x and SC-E05x contactors. | Stock | 52
TK-E2-800 | Fuji Electric TK-E2 series thermal overload relay, 5.0-8.0A adjustable, bi-metallic, local reset, direct mount power connection(s). For use with SC-E1x, SC-E2x and SC-E2Sx series contactors. | Stock | 85
TK26E-006 | Fuji Electric TK26E series thermal overload relay, 6.0-9.0A adjustable, bi-metallic, local reset, direct mount power connection(s). For use with SC-E02x, SC-E03x, SC-E04x and SC-E05x contactors. | Stock | 52
TK-E2-900 | Fuji Electric TK-E2 series thermal overload relay, 6.0-9.0A adjustable, bi-metallic, local reset, direct mount power connection(s). For use with SC-E1x, SC-E2x and SC-E2Sx series contactors. | Stock | 85
TK26E-007 | Fuji Electric TK26E series thermal overload relay, 7.0-10.5A adjustable, bi-metallic, local reset, direct mount power connection(s). For use with SC-E02x, SC-E03x, SC-E04x and SC-E05x contactors. | Stock | 52
TK-E2-1100 | Fuji Electric TK-E2 series thermal overload relay, 7.0-11.0A adjustable, bi-metallic, local reset, direct mount power connection(s). For use with SC-E1x, SC-E2x and SC-E2Sx series contactors. | Stock | 85
TK26E-009 | Fuji Electric TK26E series thermal overload relay, 9.0-13.0A adjustable, bi-metallic, local reset, direct mount power connection(s). For use with SC-E03x, SC-E04x and SC-E05x series contactors. | Stock | 52
TK-E2-1300 | Fuji Electric TK-E2 series thermal overload relay, 9.0-13.0A adjustable, bi-metallic, local reset, direct mount power connection(s). For use with SC-E1x, SC-E2x and SC-E2Sx series contactors. | Stock | 85
TK26E-012 | Fuji Electric TK26E series thermal overload relay, 12.0-18.0A adjustable, bi-metallic, local reset, direct mount power connection(s). For use with SC-E04x and SC-E05x series contactors. | Stock | 52
TK-E2-1800 | Fuji Electric TK-E2 series thermal overload relay, 12.0-18.0A adjustable, bi-metallic, local reset, direct mount power connection(s). For use with SC-E1x, SC-E2x and SC-E2Sx series contactors. | Stock | 85
TK-E3-1800 | Fuji Electric TK-E3 series thermal overload relay, 12.0-18.0A adjustable, bi-metallic, local reset, direct mount power connection(s). For use with SC-E3x and SC-E4x series contactors. | Stock | 107
TK26E-016 | Fuji Electric TK26E series thermal overload relay, 16.0-22.0A adjustable, bi-metallic, local reset, direct mount power connection(s). For use with SC-E05x series contactors. | Stock | 52
TK26E-020 | Fuji Electric TK26E series thermal overload relay, 20.0-26.0A adjustable, bi-metallic, local reset, direct mount power connection(s). For use with SC-E05x series contactors. | Stock | 52
TK-E2-2600 | Fuji Electric TK-E2 series thermal overload relay, 18.0-26.0A adjustable, bi-metallic, local reset, direct mount power connection(s). For use with SC-E1x, SC-E2x and SC-E2Sx series contactors. | Stock | 85
TK-E3-2600 | Fuji Electric TK-E3 series thermal overload relay, 18.0-26.0A adjustable, bi-metallic, local reset, direct mount power connection(s). For use with SC-E3x and SC-E4x series contactors. | Stock | 107
TK-E2-3600 | Fuji Electric TK-E2 series thermal overload relay, 24.0-36.0A adjustable, bi-metallic, local reset, direct mount power connection(s). For use with SC-E1x, SC-E2x and SC-E2Sx series contactors. | Stock | 85
TK-E3-3600 | Fuji Electric TK-E3 series thermal overload relay, 24.0-36.0A adjustable, bi-metallic, local reset, direct mount power connection(s). For use with SC-E3x and SC-E4x series contactors. | Stock | 107
TK-E3-4000 | Fuji Electric TK-E3 series thermal overload relay, 28.0-40.0A adjustable, bi-metallic, local reset, direct mount power connection(s). For use with SC-E3x and SC-E4x series contactors. | Stock | 107
TK-E2-4200 | Fuji Electric TK-E2 series thermal overload relay, 32.0-42.0A adjustable, bi-metallic, local reset, direct mount power connection(s). For use with SC-E1x, SC-E2x and SC-E2Sx series contactors. | Stock | 85
TK-E2-5000 | Fuji Electric TK-E2 series thermal overload relay, 40.0-50.0A adjustable, bi-metallic, local reset, direct mount power connection(s). For use with SC-E1x, SC-E2x and SC-E2Sx series contactors. | Stock | 85
TK-E3-5000 | Fuji Electric TK-E3 series thermal overload relay, 34.0-50.0A adjustable, bi-metallic, local reset, direct mount power connection(s). For use with SC-E3x and SC-E4x series contactors. | Stock | 107
TK-E5-5000 | Fuji Electric TK-E5 series thermal overload relay, 34.0-50.0A adjustable, bi-metallic, local reset, direct mount power connection(s), panel mount. For use with SC-E5x series contactors. | Stock | 117
TK-E2-5400 | Fuji Electric TK-E2 series thermal overload relay, 44.0-54.0A adjustable, bi-metallic, local reset, direct mount power connection(s). For use with SC-E1x, SC-E2x and SC-E2Sx series contactors. | Stock | 85
TK-E3-6500 | Fuji Electric TK-E3 series thermal overload relay, 45.0-65.0A adjustable, bi-metallic, local reset, direct mount power connection(s). For use with SC-E3x and SC-E4x series contactors. | Stock | 107
TK-E5-6500 | Fuji Electric TK-E5 series thermal overload relay, 45.0-65.0A adjustable, bi-metallic, local reset, direct mount power connection(s), panel mount. For use with SC-E5x series contactors. | Stock | 117
TK-E3-6800 | Fuji Electric TK-E3 series thermal overload relay, 48.0-68.0A adjustable, bi-metallic, local reset, direct mount power connection(s). For use with SC-E3x and SC-E4x series contactors. | Stock | 107
TK-E3-8000 | Fuji Electric TK-E3 series thermal overload relay, 64.0-80.0A adjustable, bi-metallic, local reset, direct mount power connection(s). For use with SC-E4x series contactors. | Stock | 107
TK-E6-8000 | Fuji Electric TK-E6 series thermal overload relay, 53.0-80.0A adjustable, bi-metallic, local reset, direct mount power connection(s). For use with SC-E6x and SC-E7x series contactors. | Stock | 201
TK-E5-9500 | Fuji Electric TK-E5 series thermal overload relay, 65.0-95.0A adjustable, bi-metallic, local reset, direct mount power connection(s), panel mount. For use with SC-E5x series contactors. | Stock | 117
TK-E6-9500 | Fuji Electric TK-E6 series thermal overload relay, 65.0-95.0A adjustable, bi-metallic, local reset, direct mount power connection(s). For use with SC-E6x and SC-E7x series contactors. | Stock | 201
TK-E5-10500 | Fuji Electric TK-E5 series thermal overload relay, 85.0-105.0A adjustable, bi-metallic, local reset, direct mount power connection(s), panel mount. For use with SC-E5x series contactors. | Stock | 117
TK-E6-12500 | Fuji Electric TK-E6 series thermal overload relay, 85.0-125.0A adjustable, bi-metallic, local reset, direct mount power connection(s). For use with SC-E6x and SC-E7x series contactors. | Stock | 201
TK-E6-16000 | Fuji Electric TK-E6 series thermal overload relay, 110.0-160.0A adjustable, bi-metallic, local reset, direct mount power connection(s). For use with SC-E7x series contactors. | Stock | 201
3NK4QL | Fuji Electric 3NK4 series thermal overload relay, 85.0-125.0A adjustable, bi-metallic, local reset, direct mount power connection(s), panel mount. For use with 3NC4Qx series contactors. | Stock | 240
3NK4QN | Fuji Electric 3NK4 series thermal overload relay, 110.0-160.0A adjustable, bi-metallic, local reset, direct mount power connection(s), panel mount. For use with 3NC4Qx series contactors. | Stock | 240
3NK4HP | Fuji Electric 3NK4 series thermal overload relay, 125.0-185.0A adjustable, bi-metallic, local reset, direct mount power connection(s), panel mount. For use with 3NC4Hx series contactors. | Stock | 285
3NK4QP | Fuji Electric 3NK4 series thermal overload relay, 125.0-185.0A adjustable, bi-metallic, local reset, direct mount power connection(s), panel mount. For use with 3NC4Qx series contactors. | Stock | 240
3NK4HQ | Fuji Electric 3NK4 series thermal overload relay, 160.0-240.0A adjustable, bi-metallic, local reset, direct mount power connection(s), panel mount. For use with 3NC4Hx series contactors. | Stock | 285
3NK5HQ | Fuji Electric 3NK5 series thermal overload relay, 160.0-240.0A adjustable, bi-metallic, local reset, direct mount power connection(s), panel mount. For use with 3NC5Fx and 3NC5Hx series contactors. | Stock | 471
3NK5HR | Fuji Electric 3NK5 series thermal overload relay, 200.0-300.0A adjustable, bi-metallic, local reset, direct mount power connection(s), panel mount. For use with 3NC5Fx and 3NC5Hx series contactors. | Stock | 471
3NK5HS | Fuji Electric 3NK5 series thermal overload relay, 240.0-360.0A adjustable, bi-metallic, local reset, direct mount power connection(s), panel mount. For use with 3NC5Hx series contactors. | Stock | 471
RTD32-60 | AutomationDirect RTD32 series thermal overload relay, 0.4-0.6A adjustable, bi-metallic, local reset, direct mount power connection(s), DIN rail mount. For use with GH15BN to GH15FT series contactors. | Stock | 86
RTD32-90 | AutomationDirect RTD32 series thermal overload relay, 0.6-0.9A adjustable, bi-metallic, local reset, direct mount power connection(s), DIN rail mount. For use with GH15BN to GH15FT series contactors. | Stock | 86
RTD32-120 | AutomationDirect RTD32 series thermal overload relay, 0.8-1.2A adjustable, bi-metallic, local reset, direct mount power connection(s), DIN rail mount. For use with GH15BN to GH15FT series contactors. | Stock | 86
RTD32-180 | AutomationDirect RTD32 series thermal overload relay, 1.2-1.8A adjustable, bi-metallic, local reset, direct mount power connection(s), DIN rail mount. For use with GH15BN to GH15FT series contactors. | Stock | 86
RTD32-270 | AutomationDirect RTD32 series thermal overload relay, 1.8-2.7A adjustable, bi-metallic, local reset, direct mount power connection(s), DIN rail mount. For use with GH15BN to GH15FT series contactors. | Stock | 86
RTD32-400 | AutomationDirect RTD32 series thermal overload relay, 2.7-4.0A adjustable, bi-metallic, local reset, direct mount power connection(s), DIN rail mount. For use with GH15BN to GH15FT series contactors. | Stock | 86
RTD32-600 | AutomationDirect RTD32 series thermal overload relay, 4.0-6.0A adjustable, bi-metallic, local reset, direct mount power connection(s), DIN rail mount. For use with GH15BN to GH15FT series contactors. | Stock | 86
RTD32-900 | AutomationDirect RTD32 series thermal overload relay, 6.0-9.0A adjustable, bi-metallic, local reset, direct mount power connection(s), DIN rail mount. For use with GH15BN to GH15FT series contactors. | Stock | 86
RTD32-1100 | AutomationDirect RTD32 series thermal overload relay, 8.0-11.0A adjustable, bi-metallic, local reset, direct mount power connection(s), DIN rail mount. For use with GH15BN or GH15CN series contactors. | Stock | 86
RTD32-1400 | AutomationDirect RTD32 series thermal overload relay, 10.0-14.0A adjustable, bi-metallic, local reset, direct mount power connection(s), DIN rail mount. For use with GH15CN to GH15FT series contactors. | Stock | 92
RTD32-1800 | AutomationDirect RTD32 series thermal overload relay, 13.0-18.0A adjustable, bi-metallic, local reset, direct mount power connection(s), DIN rail mount. For use with GH15DN, GH15ET, or GH15FT series contactors. | Stock | 92
RTD32-2400 | AutomationDirect RTD32 series thermal overload relay, 17.0-24.0A adjustable, bi-metallic, local reset, direct mount power connection(s), DIN rail mount. For use with GH15ET or GH15FT series contactors. | Stock | 92
RTD65-2800 | AutomationDirect RTD65 series thermal overload relay, 20.0-28.0A adjustable, bi-metallic, local reset, direct mount power connection(s). For use with GH15GT, GH15HT, or GH15JT series contactors. | Stock | 157
RTD32-3200 | AutomationDirect RTD32 series thermal overload relay, 23.0-32.0A adjustable, bi-metallic, local reset, direct mount power connection(s), DIN rail mount. For use with GH15ET or GH15FT 45mm contactors. | Stock | 108
RTD65-4200 | AutomationDirect RTD65 series thermal overload relay, 28.0-42.0A adjustable, bi-metallic, local reset, direct mount power connection(s). For use with GH15GT or GH15HT series contactors. | Stock | 157
RTD65-5200 | AutomationDirect RTD65 series thermal overload relay, 40.0-52.0A adjustable, bi-metallic, local reset, direct mount power connection(s). For use with GH15HT or GH15JT series contactors. | Stock | 194
RTD65-6500 | AutomationDirect RTD65 series thermal overload relay, 52.0-65.0A adjustable, bi-metallic, local reset, direct mount power connection(s). For use with GH15JT 60mm contactors. | Stock | 194
RTD180-9000 | AutomationDirect RTD180 series thermal overload relay, 60.0-90.0A adjustable, bi-metallic, local reset, pass through power connection(s), panel mount. For use with GH15KT, GH15LT or GH15MT series contactors. | Stock | 276
RTD180-12000 | AutomationDirect RTD180 series thermal overload relay, 80.0-120.0A adjustable, bi-metallic, local reset, pass through power connection(s), panel mount. For use with GH15LT or GH15MT series contactors. | Stock | 350
RTD180-18000 | AutomationDirect RTD180 series thermal overload relay, 120.0-180.0A adjustable, bi-metallic, local reset, pass through power connection(s), panel mount. For use with GH15NT or GH15PT 110mm contactors. | Stock | 377
RTD320-21600 | AutomationDirect RTD320 series thermal overload relay, 144.0-216.0A adjustable, bi-metallic, local reset, pass through power connection(s), panel mount. For use with GH15RT, GH15ST, or GH15TT 1 series contactors. | Stock | 437
RTD320-32000 | AutomationDirect RTD320 series thermal overload relay, 216.0-320.0A adjustable, bi-metallic, local reset, pass through power connection(s), panel mount. For use with GH15ST or GH15TT 1 series contactors. | Stock | 437
C306DN3B | Eaton thermal overload relay, bi-metallic, local reset, direct mount power connection(s), panel mount. Requires heater packs, sold separately. | Stock | 275
Heater Packs for Thermal Overload Relays
H2001B-3 | Eaton heater element, 0.254-0.411A. Package of 3. For use with C306DN3B overload relay. | Stock | 147
H2002B-3 | Eaton heater element, 0.375-0.607A. Package of 3. For use with C306DN3B overload relay. | Stock | 147
H2003B-3 | Eaton heater element, 0.560-0.907A. Package of 3. For use with C306DN3B overload relay. | Stock | 147
H2004B-3 | Eaton heater element, 0.814-1.32A. Package of 3. For use with C306DN3B overload relay. | Stock | 147
H2005B-3 | Eaton heater element, 1.2-1.96A. Package of 3. For use with C306DN3B overload relay. | Stock | 147
H2006B-3 | Eaton heater element, 1.79-2.9A. Package of 3. For use with C306DN3B overload relay. | Stock | 147
H2007B-3 | Eaton heater element, 2.15-3.49A. Package of 3. For use with C306DN3B overload relay. | Stock | 147
H2008B-3 | Eaton heater element, 3.23-5.23A. Package of 3. For use with C306DN3B overload relay. | Stock | 147
H2009B-3 | Eaton heater element, 4.55-7.4A. Package of 3. For use with C306DN3B overload relay. | Stock | 147
H2010B-3 | Eaton heater element, 6.75-11.0A. Package of 3. For use with C306DN3B overload relay. | Stock | 147
H2011B-3 | Eaton heater element, 9.14-14.0A. Package of 3. For use with C306DN3B overload relay. | Stock | 147
H2012B-3 | Eaton heater element, 14.0-22.8A. Package of 3. For use with C306DN3B overload relay. | Stock | 147
H2013B-3 | Eaton heater element, 18.7-30.7A. Package of 3. For use with C306DN3B overload relay. | Stock | 147
H2014B-3 | Eaton heater element, 23.5-38.5A. Package of 3. For use with C306DN3B overload relay. | Stock | 147
Accessories for IEC Overload Relays
C440-XCOM | Eaton communication expansion module, for use with XT series electronic overloads. Allows for remote reset. | Stock | 58
ZEB-XRR-120 | Eaton remote reset module, for use with XT series electronic overloads. Allows for remote hardwired reset. | Stock | 77
BF27-2D | WEG Electric 35mm DIN rail/panel mount adapter, for use with RW27-2D and RWB40E series thermal overload relays. | Stock | 10
BF67-5D | WEG Electric 35mm DIN rail/panel mount adapter, for use with RW67-5D series thermal overload relays. | Stock | 17.5
BF117-3D | WEG Electric 35mm DIN rail/panel mount adapter, for use with RW117-3D series thermal overload relays. | Stock | 20.5
LAD7B106 | Schneider Electric 35mm DIN rail/panel mount adapter, for use with Schneider Electric DPER01 to DPER32 thermal overload relays. | Stock | 12
HMX1-TMC-OR | IronHorse terminal shroud, load side, 3-pole. For use with HTOR225 thermal overload relays. | Stock | 7.5
HMX2-TMC-OR | IronHorse terminal shroud, load side, 3-pole. For use with HTOR400 thermal overload relays. | Stock | 9.75
HMX1-PADT-OR | IronHorse 35mm DIN rail/panel mount adapter, for use with HTOR32 thermal overload relays. | Stock | 8.5
HMX2-PADT-OR | IronHorse 35mm DIN rail/panel mount adapter, for use with HTOR63 thermal overload relays. | Stock | 11
HMX3-PADT-OR | IronHorse 35mm DIN rail/panel mount adapter, for use with HTOR95 thermal overload relays. | Stock | 13
HMX4-PADT-OR | IronHorse 35mm DIN rail/panel mount adapter, for use with HTOR150 thermal overload relays. | Stock | 23.5
SZ-HDE | Fuji Electric 35mm DIN rail/panel mount adapter, for use with TK-E2 series thermal overload relays. | Stock | 22
SZ-HEE | Fuji Electric 35mm DIN rail/panel mount adapter, for use with TK-E3 series thermal overload relays. | Stock | 25.5
TZ1H26E | Fuji Electric 35mm DIN rail/panel mount adapter, for use with TK26E series thermal overload relays. | Stock | 13.5
C306TB1 | Eaton DIN rail mounting adapter, for use with thermal overload relay C306DN3B. | Stock | 47
Reversing Solid State Contactors
SRC3DD4010 | Eltwin SRC3 series solid state contactor, reversing, 10A, (2) N.O. SCR switched, (1) Direct power poles, 24-480 VAC (50/60Hz) operating voltage, 5-24 VDC coil voltage. | Stock | 171
SRC3DA4010 | Eltwin SRC3 series solid state contactor, reversing, 10A, (2) N.O. SCR switched, (1) Direct power poles, 24-480 VAC (50/60Hz) operating voltage, 24-230 VAC/VDC coil voltage. | Stock | 197
Non-Reversing Solid State Contactors
SMC3DA2315DOL | Eltwin SMC3-DOL series solid state contactor, 15A, (2) N.O. SCR switched, (1) Direct power poles, 208-240 VAC (50/60Hz) operating voltage, 24-60 VDC/24-480 VAC coil voltage. | Stock | 155
SMC3DA4015DOL | Eltwin SMC3-DOL series solid state contactor, 15A, (2) N.O. SCR switched, (1) Direct power poles, 400-480 VAC (50/60Hz) operating voltage, 24-60 VDC/24-480 VAC coil voltage. | Stock | 152
SC1DD2315 | Eltwin SC1 series solid state contactor, 15A, (1) N.O. SCR switched power poles, 12-230 VAC (50/60Hz) operating voltage, 5-24 VDC coil voltage. | Stock | 94
SC1DA2315 | Eltwin SC1 series solid state contactor, 15A, (1) N.O. SCR switched power poles, 12-230 VAC (50/60Hz) operating voltage, 24-230 VAC/VDC coil voltage. | Stock | 105
SC1DD4015 | Eltwin SC1 series solid state contactor, 15A, (1) N.O. SCR switched power poles, 24-480 VAC (50/60Hz) operating voltage, 5-24 VDC coil voltage. | Stock | 96
SC1DA4015 | Eltwin SC1 series solid state contactor, 15A, (1) N.O. SCR switched power poles, 24-480 VAC (50/60Hz) operating voltage, 24-230 VAC/VDC coil voltage. | Stock | 111
SC1DD2330 | Eltwin SC1 series solid state contactor, 30A, (1) N.O. SCR switched power poles, 12-230 VAC (50/60Hz) operating voltage, 5-24 VDC coil voltage. | Stock | 102
SC1DA2330 | Eltwin SC1 series solid state contactor, 30A, (1) N.O. SCR switched power poles, 12-230 VAC (50/60Hz) operating voltage, 24-230 VAC/VDC coil voltage. | Stock | 105
SC1DD6030 | Eltwin SC1 series solid state contactor, 30A, (1) N.O. SCR switched power poles, 24-600 VAC (50/60Hz) operating voltage, 5-24 VDC coil voltage. | Stock | 109
SC1DA6030 | Eltwin SC1 series solid state contactor, 30A, (1) N.O. SCR switched power poles, 24-600 VAC (50/60Hz) operating voltage, 24-230 VAC/VDC coil voltage. | Stock | 119
SC1DD2350 | Eltwin SC1 series solid state contactor, 50A, (1) N.O. SCR switched power poles, 12-230 VAC (50/60Hz) operating voltage, 5-24 VDC coil voltage. | Stock | 119
SC1DA2350 | Eltwin SC1 series solid state contactor, 50A, (1) N.O. SCR switched power poles, 12-230 VAC (50/60Hz) operating voltage, 24-230 VAC/VDC coil voltage. | Stock | 123
SC1DD6050 | Eltwin SC1 series solid state contactor, 50A, (1) N.O. SCR switched power poles, 24-600 VAC (50/60Hz) operating voltage, 5-24 VDC coil voltage. | Stock | 144
SC1DA6050 | Eltwin SC1 series solid state contactor, 50A, (1) N.O. SCR switched power poles, 24-600 VAC (50/60Hz) operating voltage, 24-230 VAC/VDC coil voltage. | Stock | 146
SC2DD2330 | Eltwin SC2 series solid state contactor, 30A, (2) N.O. SCR switched power poles, 12-230 VAC (50/60Hz) operating voltage, 5-24 VDC coil voltage. | Stock | 151
SC2DA2330 | Eltwin SC2 series solid state contactor, 30A, (2) N.O. SCR switched power poles, 12-230 VAC (50/60Hz) operating voltage, 24-230 VAC/VDC coil voltage. | Stock | 134
SC2DD4030 | Eltwin SC2 series solid state contactor, 30A, (2) N.O. SCR switched power poles, 24-480 VAC (50/60Hz) operating voltage, 5-24 VDC coil voltage. | Stock | 120
SC2DA4030 | Eltwin SC2 series solid state contactor, 30A, (2) N.O. SCR switched power poles, 24-480 VAC (50/60Hz) operating voltage, 24-230 VAC/VDC coil voltage. | Stock | 124
SC2DD2350 | Eltwin SC2 series solid state contactor, 50A, (2) N.O. SCR switched power poles, 12-230 VAC (50/60Hz) operating voltage, 5-24 VDC coil voltage. | Stock | 165
SC2DA2350 | Eltwin SC2 series solid state contactor, 50A, (2) N.O. SCR switched power poles, 12-230 VAC (50/60Hz) operating voltage, 24-230 VAC/VDC coil voltage. | Stock | 184
SC2DD4050 | Eltwin SC2 series solid state contactor, 50A, (2) N.O. SCR switched power poles, 24-480 VAC (50/60Hz) operating voltage, 5-24 VDC coil voltage. | Stock | 152
SC2DA4050 | Eltwin SC2 series solid state contactor, 50A, (2) N.O. SCR switched power poles, 24-480 VAC (50/60Hz) operating voltage, 24-230 VAC/VDC coil voltage. | Stock | 154
SC3DD2310 | Eltwin SC3 series solid state contactor, 10A, (3) N.O. SCR switched power poles, 12-230 VAC (50/60Hz) operating voltage, 5-24 VDC coil voltage. | Stock | 144
SC3DA2310 | Eltwin SC3 series solid state contactor, 10A, (3) N.O. SCR switched power poles, 12-230 VAC (50/60Hz) operating voltage, 24-230 VAC/VDC coil voltage. | Stock | 126
SC3DD4010 | Eltwin SC3 series solid state contactor, 10A, (3) N.O. SCR switched power poles, 24-480 VAC (50/60Hz) operating voltage, 5-24 VDC coil voltage. | Stock | 126
SC3DA4010 | Eltwin SC3 series solid state contactor, 10A, (3) N.O. SCR switched power poles, 24-480 VAC (50/60Hz) operating voltage, 24-230 VAC/VDC coil voltage. | Stock | 126
SC3DA4020 | Eltwin SC3 series solid state contactor, 20A, (3) N.O. SCR switched power poles, 24-480 VAC (50/60Hz) operating voltage, 24-230 VAC/VDC coil voltage. | Stock | 144
SC3DD2320 | Eltwin SC3 series solid state contactor, 20A, (3) N.O. SCR switched power poles, 12-230 VAC (50/60Hz) operating voltage, 5-24 VDC coil voltage. | Stock | 143
SC3DA2320 | Eltwin SC3 series solid state contactor, 20A, (3) N.O. SCR switched power poles, 12-230 VAC (50/60Hz) operating voltage, 24-230 VAC/VDC coil voltage. | Stock | 143
SC3DD4020 | Eltwin SC3 series solid state contactor, 20A, (3) N.O. SCR switched power poles, 24-480 VAC (50/60Hz) operating voltage, 5-24 VDC coil voltage. | Stock | 144
Accessories for Solid State Contactors
UP62-90 | Eltwin overload protection switch, 90 deg C. For use with Eltwin SCx, SMCx-DOL, SRC solid state contactors. | Stock | 9
Definite Purpose Contactors
WDP25-1L-120 | Worldwide Electric WDP series definite purpose contactor, 25A, (1) N.O. + shunt power poles, 120 VAC 50/60 Hz coil voltage. Box lugs with 1/4in quick-connect terminals included. | Stock | 13.5
WDP25-1L-230 | Worldwide Electric WDP series definite purpose contactor, 25A, (1) N.O. + shunt power poles, 230 VAC 50/60 Hz coil voltage. Box lugs with 1/4in quick-connect terminals included. | Stock | 13.5
WDP25-2L-120 | Worldwide Electric WDP series definite purpose contactor, 25A, (2) N.O. power poles, 120 VAC 50/60 Hz coil voltage. Box lugs with 1/4in quick-connect terminals included. | Stock | 12
WDP25-2L-230 | Worldwide Electric WDP series definite purpose contactor, 25A, (2) N.O. power poles, 230 VAC 50/60 Hz coil voltage. Box lugs with 1/4in quick-connect terminals included. | Stock | 12
WDP25-3L-120 | Worldwide Electric WDP series definite purpose contactor, 25A, (3) N.O. power poles, 120 VAC 50/60 Hz coil voltage. Box lugs with 1/4in quick-connect terminals included. | Stock | 21
WDP25-3L-230 | Worldwide Electric WDP series definite purpose contactor, 25A, (3) N.O. power poles, 230 VAC 50/60 Hz coil voltage. Box lugs with 1/4in quick-connect terminals included. | Stock | 21
WDP30-1L-120 | Worldwide Electric WDP series definite purpose contactor, 32A, (1) N.O. + shunt power poles, 120 VAC 50/60 Hz coil voltage. Box lugs with 1/4in quick-connect terminals included. | Stock | 14
WDP30-1L-230 | Worldwide Electric WDP series definite purpose contactor, 32A, (1) N.O. + shunt power poles, 230 VAC 50/60 Hz coil voltage. Box lugs with 1/4in quick-connect terminals included. | Stock | 14
WDP30-1L-24 | Worldwide Electric WDP series definite purpose contactor, 32A, (1) N.O. + shunt power poles, 24 VAC 50/60 Hz coil voltage. Box lugs with 1/4in quick-connect terminals included. | Stock | 14
WDP30-2L-120 | Worldwide Electric WDP series definite purpose contactor, 32A, (2) N.O. power poles, 120 VAC 50/60 Hz coil voltage. Box lugs with 1/4in quick-connect terminals included. | Stock | 13.5
WDP30-2L-230 | Worldwide Electric WDP series definite purpose contactor, 32A, (2) N.O. power poles, 230 VAC 50/60 Hz coil voltage. Box lugs with 1/4in quick-connect terminals included. | Stock | 13.5
WDP30-2L-24 | Worldwide Electric WDP series definite purpose contactor, 32A, (2) N.O. power poles, 24 VAC 50/60 Hz coil voltage. Box lugs with 1/4in quick-connect terminals included. | Stock | 13.5
WDP30-3L-120 | Worldwide Electric WDP series definite purpose contactor, 32A, (3) N.O. power poles, 120 VAC 50/60 Hz coil voltage. Box lugs with 1/4in quick-connect terminals included. | Stock | 21
WDP30-3L-230 | Worldwide Electric WDP series definite purpose contactor, 32A, (3) N.O. power poles, 230 VAC 50/60 Hz coil voltage. Box lugs with 1/4in quick-connect terminals included. | Stock | 21
WDP30-3L-24 | Worldwide Electric WDP series definite purpose contactor, 32A, (3) N.O. power poles, 24 VAC 50/60 Hz coil voltage. Box lugs with 1/4in quick-connect terminals included. | Stock | 21
WDP30-3L-480 | Worldwide Electric WDP series definite purpose contactor, 32A, (3) N.O. power poles, 480 VAC 50/60 Hz coil voltage. Box lugs with 1/4in quick-connect terminals included. | Stock | 21
WDP40-1L-120 | Worldwide Electric WDP series definite purpose contactor, 40A, (1) N.O. + shunt power poles, 120 VAC 50/60 Hz coil voltage. Box lugs with 1/4in quick-connect terminals included. | Stock | 15
WDP40-1L-230 | Worldwide Electric WDP series definite purpose contactor, 40A, (1) N.O. + shunt power poles, 230 VAC 50/60 Hz coil voltage. Box lugs with 1/4in quick-connect terminals included. | Stock | 15
WDP40-2L-120 | Worldwide Electric WDP series definite purpose contactor, 40A, (2) N.O. power poles, 120 VAC 50/60 Hz coil voltage. Box lugs with 1/4in quick-connect terminals included. | Stock | 17.5
WDP40-2L-230 | Worldwide Electric WDP series definite purpose contactor, 40A, (2) N.O. power poles, 230 VAC 50/60 Hz coil voltage. Box lugs with 1/4in quick-connect terminals included. | Stock | 17.5
WDP40-3L-120 | Worldwide Electric WDP series definite purpose contactor, 40A, (3) N.O. power poles, 120 VAC 50/60 Hz coil voltage. Box lugs with 1/4in quick-connect terminals included. | Stock | 27.5
WDP40-3L-230 | Worldwide Electric WDP series definite purpose contactor, 40A, (3) N.O. power poles, 230 VAC 50/60 Hz coil voltage. Box lugs with 1/4in quick-connect terminals included. | Stock | 27.5
WDP40-3L-24 | Worldwide Electric WDP series definite purpose contactor, 40A, (3) N.O. power poles, 24 VAC 50/60 Hz coil voltage. Box lugs with 1/4in quick-connect terminals included. | Stock | 27.5
WDP40-3L-480 | Worldwide Electric WDP series definite purpose contactor, 40A, (3) N.O. power poles, 480 VAC 50/60 Hz coil voltage. Box lugs with 1/4in quick-connect terminals included. | Stock | 27.5
WDP50-3L-120 | Worldwide Electric WDP series definite purpose contactor, 50A, (3) N.O. power poles, 120 VAC 50/60 Hz coil voltage. Box lugs with 1/4in quick-connect terminals included. | Stock | 41.5
WDP50-3L-230 | Worldwide Electric WDP series definite purpose contactor, 50A, (3) N.O. power poles, 230 VAC 50/60 Hz coil voltage. Box lugs with 1/4in quick-connect terminals included. | Stock | 41.5
WDP50-3L-24 | Worldwide Electric WDP series definite purpose contactor, 50A, (3) N.O. power poles, 24 VAC 50/60 Hz coil voltage. Box lugs with 1/4in quick-connect terminals included. | Stock | 41.5
WDP60-3L-120 | Worldwide Electric WDP series definite purpose contactor, 60A, (3) N.O. power poles, 120 VAC 50/60 Hz coil voltage. Box lugs with 1/4in quick-connect terminals included. | Stock | 69
WDP60-3L-230 | Worldwide Electric WDP series definite purpose contactor, 60A, (3) N.O. power poles, 230 VAC 50/60 Hz coil voltage. Box lugs with 1/4in quick-connect terminals included. | Stock | 69
WDP60-3L-24 | Worldwide Electric WDP series definite purpose contactor, 60A, (3) N.O. power poles, 24 VAC 50/60 Hz coil voltage. Box lugs with 1/4in quick-connect terminals included. | Stock | 69
Accessories for Definite Purpose Contactors
WDPAXFC11 | Worldwide Electric auxiliary contact, left or right side mount, (1) N.O./(1) N.C. contact(s), 3A @ 120 VAC/0.5A @ 125 VDC. For use with WDP25 to WDP60 3-Pole contactors only. Screw connection terminals included. | Stock | 17.5
WDPAXFC11Q | Worldwide Electric auxiliary contact, left or right side mount, (1) N.O./(1) N.C. contact(s), 3A @ 120 VAC/0.5A @ 125 VDC. For use with WDP25 to WDP60 3-Pole contactors only. 1/4in quick-connect terminals included. | Stock | 17.5
WDPAXFD11 | Worldwide Electric auxiliary contact, left or right side mount, (1) SPDT contact(s), 3A @ 120 VAC/0.5A @ 125 VDC. For use with WDP25 to WDP40 3-Pole contactors only. (1) Microswitch with 1/4in quick-connect terminals included. | Stock | 17.5
WDPAXFD22 | Worldwide Electric auxiliary contact, left or right side mount, (2) SPDT contact(s), 3A @ 120 VAC/0.5A @ 125 VDC. For use with WDP25 to WDP40 3-Pole contactors only. (2) Microswitches with 1/4in quick-connect terminals included. | Stock | 21
Accessories for Disconnects and Motor Controllers
30100 | Bryant enclosure without manual motor controller, NEMA 1. Lockout/tagout hardware and switch mounting screws included. Use as a replacement enclosure for 30102D and 30103D or use with switch 30002D or switch 30003D to make a 30A manual motor controller. | Stock | 25.5
Single Conductor Wire and Cable
AWM26BK10 | Atlas Wire AWM hook-up wire, single conductor, 26 AWG, 7-stranded, tinned copper, PVC conductor insulation material, black, 300V, 1000ft spool. | Stock | 32.75
AWM26BL10 | Atlas Wire AWM hook-up wire, single conductor, 26 AWG, 7-stranded, tinned copper, PVC conductor insulation material, blue, 300V, 1000ft spool. | Stock | 32.75
AWM26BW10 | Atlas Wire AWM hook-up wire, single conductor, 26 AWG, 7-stranded, tinned copper, PVC conductor insulation material, blue with white stripe, 300V, 1000ft spool. | Stock | 44.25
AWM26BN10 | Atlas Wire AWM hook-up wire, single conductor, 26 AWG, 7-stranded, tinned copper, PVC conductor insulation material, brown, 300V, 1000ft spool. | Stock | 32.75
AWM26GY10 | Atlas Wire AWM hook-up wire, single conductor, 26 AWG, 7-stranded, tinned copper, PVC conductor insulation material, gray, 300V, 1000ft spool. | Stock | 32.75
AWM26GN10 | Atlas Wire AWM hook-up wire, single conductor, 26 AWG, 7-stranded, tinned copper, PVC conductor insulation material, green, 300V, 1000ft spool. | Stock | 32.75
AWM26GYL10 | Atlas Wire AWM hook-up wire, single conductor, 26 AWG, 7-stranded, tinned copper, PVC conductor insulation material, green with yellow stripe, 300V, 1000ft spool. | Stock | 44.25
AWM26OR10 | Atlas Wire AWM hook-up wire, single conductor, 26 AWG, 7-stranded, tinned copper, PVC conductor insulation material, orange, 300V, 1000ft spool. | Stock | 32.75
AWM26PL10 | Atlas Wire AWM hook-up wire, single conductor, 26 AWG, 7-stranded, tinned copper, PVC conductor insulation material, purple, 300V, 1000ft spool. | Stock | 32.75
AWM26RD10 | Atlas Wire AWM hook-up wire, single conductor, 26 AWG, 7-stranded, tinned copper, PVC conductor insulation material, red, 300V, 1000ft spool. | Stock | 32.75
AWM26WH10 | Atlas Wire AWM hook-up wire, single conductor, 26 AWG, 7-stranded, tinned copper, PVC conductor insulation material, white, 300V, 1000ft spool. | Stock | 32.75
AWM26WB10 | Atlas Wire AWM hook-up wire, single conductor, 26 AWG, 7-stranded, tinned copper, PVC conductor insulation material, white with blue stripe, 300V, 1000ft spool. | Stock | 44.25
AWM26YL10 | Atlas Wire AWM hook-up wire, single conductor, 26 AWG, 7-stranded, tinned copper, PVC conductor insulation material, yellow, 300V, 1000ft spool. | Stock | 32.75
AWM24BK10 | Atlas Wire AWM hook-up wire, single conductor, 24 AWG, 7-stranded, tinned copper, PVC conductor insulation material, black, 300V, 1000ft spool. | Stock | 38.5
AWM24BL10 | Atlas Wire AWM hook-up wire, single conductor, 24 AWG, 7-stranded, tinned copper, PVC conductor insulation material, blue, 300V, 1000ft spool. | Stock | 38.5
AWM24BW10 | Atlas Wire AWM hook-up wire, single conductor, 24 AWG, 7-stranded, tinned copper, PVC conductor insulation material, blue with white stripe, 300V, 1000ft spool. | Stock | 49.75
AWM24BN10 | Atlas Wire AWM hook-up wire, single conductor, 24 AWG, 7-stranded, tinned copper, PVC conductor insulation material, brown, 300V, 1000ft spool. | Stock | 38.5
AWM24GY10 | Atlas Wire AWM hook-up wire, single conductor, 24 AWG, 7-stranded, tinned copper, PVC conductor insulation material, gray, 300V, 1000ft spool. | Stock | 38.5
AWM24GN10 | Atlas Wire AWM hook-up wire, single conductor, 24 AWG, 7-stranded, tinned copper, PVC conductor insulation material, green, 300V, 1000ft spool. | Stock | 38.5
AWM24GYL10 | Atlas Wire AWM hook-up wire, single conductor, 24 AWG, 7-stranded, tinned copper, PVC conductor insulation material, green with yellow stripe, 300V, 1000ft spool. | Stock | 49.75
AWM24OR10 | Atlas Wire AWM hook-up wire, single conductor, 24 AWG, 7-stranded, tinned copper, PVC conductor insulation material, orange, 300V, 1000ft spool. | Stock | 38.5
AWM24PL10 | Atlas Wire AWM hook-up wire, single conductor, 24 AWG, 7-stranded, tinned copper, PVC conductor insulation material, purple, 300V, 1000ft spool. | Stock | 38.5
AWM24RD10 | Atlas Wire AWM hook-up wire, single conductor, 24 AWG, 7-stranded, tinned copper, PVC conductor insulation material, red, 300V, 1000ft spool. | Stock | 38.5
AWM24WH10 | Atlas Wire AWM hook-up wire, single conductor, 24 AWG, 7-stranded, tinned copper, PVC conductor insulation material, white, 300V, 1000ft spool. | Stock | 38.5
AWM24WB10 | Atlas Wire AWM hook-up wire, single conductor, 24 AWG, 7-stranded, tinned copper, PVC conductor insulation material, white with blue stripe, 300V, 1000ft spool. | Stock | 49.75
AWM24YL10 | Atlas Wire AWM hook-up wire, single conductor, 24 AWG, 7-stranded, tinned copper, PVC conductor insulation material, yellow, 300V, 1000ft spool. | Stock | 38.5
AWM22BK10 | Atlas Wire AWM hook-up wire, single conductor, 22 AWG, 7-stranded, tinned copper, PVC conductor insulation material, black, 300V, 1000ft spool. | Stock | 47.75
MTW22BK | Atlas Wire MTW hook-up wire, single conductor, 22 AWG, 7-stranded, bare copper, PVC conductor insulation material, black, 600V, 500ft spool. | Stock | 27
MTW22BK10 | Atlas Wire MTW hook-up wire, single conductor, 22 AWG, 7-stranded, bare copper, PVC conductor insulation material, black, 600V, 1000ft spool. | Stock | 48.5
AWM22BL10 | Atlas Wire AWM hook-up wire, single conductor, 22 AWG, 7-stranded, tinned copper, PVC conductor insulation material, blue, 300V, 1000ft spool. | Stock | 47.75
MTW22BL | Atlas Wire MTW hook-up wire, single conductor, 22 AWG, 7-stranded, bare copper, PVC conductor insulation material, blue, 600V, 500ft spool. | Stock | 27
MTW22BL10 | Atlas Wire MTW hook-up wire, single conductor, 22 AWG, 7-stranded, bare copper, PVC conductor insulation material, blue, 600V, 1000ft spool. | Stock | 48.5
AWM22BW10 | Atlas Wire AWM hook-up wire, single conductor, 22 AWG, 7-stranded, tinned copper, PVC conductor insulation material, blue with white stripe, 300V, 1000ft spool. | Stock | 59
MTW22BW | Atlas Wire MTW hook-up wire, single conductor, 22 AWG, 7-stranded, bare copper, PVC conductor insulation material, blue with white stripe, 600V, 500ft spool. | Stock | 31
MTW22BW10 | Atlas Wire MTW hook-up wire, single conductor, 22 AWG, 7-stranded, bare copper, PVC conductor insulation material, blue with white stripe, 600V, 1000ft spool. | Stock | 59
AWM22BN10 | Atlas Wire AWM hook-up wire, single conductor, 22 AWG, 7-stranded, tinned copper, PVC conductor insulation material, brown, 300V, 1000ft spool. | Stock | 47.75
MTW22BN | Atlas Wire MTW hook-up wire, single conductor, 22 AWG, 7-stranded, bare copper, PVC conductor insulation material, brown, 600V, 500ft spool. | Stock | 27
MTW22BN10 | Atlas Wire MTW hook-up wire, single conductor, 22 AWG, 7-stranded, bare copper, PVC conductor insulation material, brown, 600V, 1000ft spool. | Stock | 48.5
AWM22GY10 | Atlas Wire AWM hook-up wire, single conductor, 22 AWG, 7-stranded, tinned copper, PVC conductor insulation material, gray, 300V, 1000ft spool. | Stock | 47.75
MTW22GY | Atlas Wire MTW hook-up wire, single conductor, 22 AWG, 7-stranded, bare copper, PVC conductor insulation material, gray, 600V, 500ft spool. | Stock | 27
AWM22GN10 | Atlas Wire AWM hook-up wire, single conductor, 22 AWG, 7-stranded, tinned copper, PVC conductor insulation material, green, 300V, 1000ft spool. | Stock | 47.75
MTW22GN | Atlas Wire MTW hook-up wire, single conductor, 22 AWG, 7-stranded, bare copper, PVC conductor insulation material, green, 600V, 500ft spool. | Stock | 27
MTW22GN10 | Atlas Wire MTW hook-up wire, single conductor, 22 AWG, 7-stranded, bare copper, PVC conductor insulation material, green, 600V, 1000ft spool. | Stock | 48.5
AWM22GYL10 | Atlas Wire AWM hook-up wire, single conductor, 22 AWG, 7-stranded, tinned copper, PVC conductor insulation material, green with yellow stripe, 300V, 1000ft spool. | Stock | 59
MTW22GYL | Atlas Wire MTW hook-up wire, single conductor, 22 AWG, 7-stranded, bare copper, PVC conductor insulation material, green with yellow stripe, 600V, 500ft spool. | Stock | 31
MTW22GYL10 | Atlas Wire MTW hook-up wire, single conductor, 22 AWG, 7-stranded, bare copper, PVC conductor insulation material, green with yellow stripe, 600V, 1000ft spool. | Stock | 59
AWM22OR10 | Atlas Wire AWM hook-up wire, single conductor, 22 AWG, 7-stranded, tinned copper, PVC conductor insulation material, orange, 300V, 1000ft spool. | Stock | 47.75
MTW22OR | Atlas Wire MTW hook-up wire, single conductor, 22 AWG, 7-stranded, bare copper, PVC conductor insulation material, orange, 600V, 500ft spool. | Stock | 27
MTW22OR10 | Atlas Wire MTW hook-up wire, single conductor, 22 AWG, 7-stranded, bare copper, PVC conductor insulation material, orange, 600V, 1000ft spool. | Stock | 48.5
AWM22PL10 | Atlas Wire AWM hook-up wire, single conductor, 22 AWG, 7-stranded, tinned copper, PVC conductor insulation material, purple, 300V, 1000ft spool. | Stock | 47.75
MTW22PL | Atlas Wire MTW hook-up wire, single conductor, 22 AWG, 7-stranded, bare copper, PVC conductor insulation material, purple, 600V, 500ft spool. | Stock | 27
AWM22RD10 | Atlas Wire AWM hook-up wire, single conductor, 22 AWG, 7-stranded, tinned copper, PVC conductor insulation material, red, 300V, 1000ft spool. | Stock | 47.75
MTW22RD | Atlas Wire MTW hook-up wire, single conductor, 22 AWG, 7-stranded, bare copper, PVC conductor insulation material, red, 600V, 500ft spool. | Stock | 27
MTW22RD10 | Atlas Wire MTW hook-up wire, single conductor, 22 AWG, 7-stranded, bare copper, PVC conductor insulation material, red, 600V, 1000ft spool. | Stock | 48.5
AWM22WH10 | Atlas Wire AWM hook-up wire, single conductor, 22 AWG, 7-stranded, tinned copper, PVC conductor insulation material, white, 300V, 1000ft spool. | Stock | 47.75
MTW22WH | Atlas Wire MTW hook-up wire, single conductor, 22 AWG, 7-stranded, bare copper, PVC conductor insulation material, white, 600V, 500ft spool. | Stock | 27
MTW22WH10 | Atlas Wire MTW hook-up wire, single conductor, 22 AWG, 7-stranded, bare copper, PVC conductor insulation material, white, 600V, 1000ft spool. | Stock | 48.5
AWM22WB10 | Atlas Wire AWM hook-up wire, single conductor, 22 AWG, 7-stranded, tinned copper, PVC conductor insulation material, white with blue stripe, 300V, 1000ft spool. | Stock | 59
MTW22WB | Atlas Wire MTW hook-up wire, single conductor, 22 AWG, 7-stranded, bare copper, PVC conductor insulation material, white with blue stripe, 600V, 500ft spool. | Stock | 31
MTW22WB10 | Atlas Wire MTW hook-up wire, single conductor, 22 AWG, 7-stranded, bare copper, PVC conductor insulation material, white with blue stripe, 600V, 1000ft spool. | Stock | 59
MTW22WO | Atlas Wire MTW hook-up wire, single conductor, 22 AWG, 7-stranded, bare copper, PVC conductor insulation material, white with orange stripe, 600V, 500ft spool. | Stock | 31
AWM22YL10 | Atlas Wire AWM hook-up wire, single conductor, 22 AWG, 7-stranded, tinned copper, PVC conductor insulation material, yellow, 300V, 1000ft spool. | Stock | 47.75
MTW22YL | Atlas Wire MTW hook-up wire, single conductor, 22 AWG, 7-stranded, bare copper, PVC conductor insulation material, yellow, 600V, 500ft spool. | Stock | 27
MTW22YL10 | Atlas Wire MTW hook-up wire, single conductor, 22 AWG, 7-stranded, bare copper, PVC conductor insulation material, yellow, 600V, 1000ft spool. | Stock | 48.5
AWM20BK | Atlas Wire AWM hook-up wire, single conductor, 20 AWG, 10-stranded, tinned copper, PVC conductor insulation material, black, 300V, 500ft spool. | Stock | 31
MTW20BK | Atlas Wire MTW hook-up wire, single conductor, 20 AWG, 10-stranded, bare copper, PVC conductor insulation material, black, 600V, 500ft spool. | Stock | 32
MTW20BK10 | Atlas Wire MTW hook-up wire, single conductor, 20 AWG, 10-stranded, bare copper, PVC conductor insulation material, black, 600V, 1000ft spool. | Stock | 59
AWM20BL | Atlas Wire AWM hook-up wire, single conductor, 20 AWG, 10-stranded, tinned copper, PVC conductor insulation material, blue, 300V, 500ft spool. | Stock | 31
MTW20BL | Atlas Wire MTW hook-up wire, single conductor, 20 AWG, 10-stranded, bare copper, PVC conductor insulation material, blue, 600V, 500ft spool. | Stock | 32
MTW20BL10 | Atlas Wire MTW hook-up wire, single conductor, 20 AWG, 10-stranded, bare copper, PVC conductor insulation material, blue, 600V, 1000ft spool. | Stock | 59
AWM20BW | Atlas Wire AWM hook-up wire, single conductor, 20 AWG, 10-stranded, tinned copper, PVC conductor insulation material, blue with white stripe, 300V, 500ft spool. | Stock | 36.5
MTW20BW | Atlas Wire MTW hook-up wire, single conductor, 20 AWG, 10-stranded, bare copper, PVC conductor insulation material, blue with white stripe, 600V, 500ft spool. | Stock | 41.5
MTW20BW10 | Atlas Wire MTW hook-up wire, single conductor, 20 AWG, 10-stranded, bare copper, PVC conductor insulation material, blue with white stripe, 600V, 1000ft spool. | Stock | 65
AWM20BN | Atlas Wire AWM hook-up wire, single conductor, 20 AWG, 10-stranded, tinned copper, PVC conductor insulation material, brown, 300V, 500ft spool. | Stock | 31
MTW20BN | Atlas Wire MTW hook-up wire, single conductor, 20 AWG, 10-stranded, bare copper, PVC conductor insulation material, brown, 600V, 500ft spool. | Stock | 32
MTW20BN10 | Atlas Wire MTW hook-up wire, single conductor, 20 AWG, 10-stranded, bare copper, PVC conductor insulation material, brown, 600V, 1000ft spool. | Stock | 58
AWM20GY | Atlas Wire AWM hook-up wire, single conductor, 20 AWG, 10-stranded, tinned copper, PVC conductor insulation material, gray, 300V, 500ft spool. | Stock | 31
MTW20GY | Atlas Wire MTW hook-up wire, single conductor, 20 AWG, 10-stranded, bare copper, PVC conductor insulation material, gray, 600V, 500ft spool. | Stock | 32
AWM20GN | Atlas Wire AWM hook-up wire, single conductor, 20 AWG, 10-stranded, tinned copper, PVC conductor insulation material, green, 300V, 500ft spool. | Stock | 31
MTW20GN | Atlas Wire MTW hook-up wire, single conductor, 20 AWG, 10-stranded, bare copper, PVC conductor insulation material, green, 600V, 500ft spool. | Stock | 32
MTW20GN10 | Atlas Wire MTW hook-up wire, single conductor, 20 AWG, 10-stranded, bare copper, PVC conductor insulation material, green, 600V, 1000ft spool. | Stock | 59
AWM20GYL | Atlas Wire AWM hook-up wire, single conductor, 20 AWG, 10-stranded, tinned copper, PVC conductor insulation material, green with yellow stripe, 300V, 500ft spool. | Stock | 36.5
MTW20GYL | Atlas Wire MTW hook-up wire, single conductor, 20 AWG, 10-stranded, bare copper, PVC conductor insulation material, green with yellow stripe, 600V, 500ft spool. | Stock | 41.5
MTW20GYL10 | Atlas Wire MTW hook-up wire, single conductor, 20 AWG, 10-stranded, bare copper, PVC conductor insulation material, green with yellow stripe, 600V, 1000ft spool. | Stock | 65
AWM20OR | Atlas Wire AWM hook-up wire, single conductor, 20 AWG, 10-stranded, tinned copper, PVC conductor insulation material, orange, 300V, 500ft spool. | Stock | 31
MTW20OR | Atlas Wire MTW hook-up wire, single conductor, 20 AWG, 10-stranded, bare copper, PVC conductor insulation material, orange, 600V, 500ft spool. | Stock | 32
MTW20OR10 | Atlas Wire MTW hook-up wire, single conductor, 20 AWG, 10-stranded, bare copper, PVC conductor insulation material, orange, 600V, 1000ft spool. | Stock | 59
AWM20PL | Atlas Wire AWM hook-up wire, single conductor, 20 AWG, 10-stranded, tinned copper, PVC conductor insulation material, purple, 300V, 500ft spool. | Stock | 31
MTW20PL | Atlas Wire MTW hook-up wire, single conductor, 20 AWG, 10-stranded, bare copper, PVC conductor insulation material, purple, 600V, 500ft spool. | Stock | 32
AWM20RD | Atlas Wire AWM hook-up wire, single conductor, 20 AWG, 10-stranded, tinned copper, PVC conductor insulation material, red, 300V, 500ft spool. | Stock | 31
MTW20RD | Atlas Wire MTW hook-up wire, single conductor, 20 AWG, 10-stranded, bare copper, PVC conductor insulation material, red, 600V, 500ft spool. | Stock | 32
MTW20RD10 | Atlas Wire MTW hook-up wire, single conductor, 20 AWG, 10-stranded, bare copper, PVC conductor insulation material, red, 600V, 1000ft spool. | Stock | 59
AWM20WH | Atlas Wire AWM hook-up wire, single conductor, 20 AWG, 10-stranded, tinned copper, PVC conductor insulation material, white, 300V, 500ft spool. | Stock | 31
MTW20WH | Atlas Wire MTW hook-up wire, single conductor, 20 AWG, 10-stranded, bare copper, PVC conductor insulation material, white, 600V, 500ft spool. | Stock | 32
MTW20WH10 | Atlas Wire MTW hook-up wire, single conductor, 20 AWG, 10-stranded, bare copper, PVC conductor insulation material, white, 600V, 1000ft spool. | Stock | 59
AWM20WB | Atlas Wire AWM hook-up wire, single conductor, 20 AWG, 10-stranded, tinned copper, PVC conductor insulation material, white with blue stripe, 300V, 500ft spool. | Stock | 36.5
MTW20WB | Atlas Wire MTW hook-up wire, single conductor, 20 AWG, 10-stranded, bare copper, PVC conductor insulation material, white with blue stripe, 600V, 500ft spool. | Stock | 41.5
MTW20WB10 | Atlas Wire MTW hook-up wire, single conductor, 20 AWG, 10-stranded, bare copper, PVC conductor insulation material, white with blue stripe, 600V, 1000ft spool. | Stock | 65
MTW20WO | Atlas Wire MTW hook-up wire, single conductor, 20 AWG, 10-stranded, bare copper, PVC conductor insulation material, white with orange stripe, 600V, 500ft spool. | Stock | 41.5
AWM20YL | Atlas Wire AWM hook-up wire, single conductor, 20 AWG, 10-stranded, tinned copper, PVC conductor insulation material, yellow, 300V, 500ft spool. | Stock | 31
MTW20YL | Atlas Wire MTW hook-up wire, single conductor, 20 AWG, 10-stranded, bare copper, PVC conductor insulation material, yellow, 600V, 500ft spool. | Stock | 32
MTW20YL10 | Atlas Wire MTW hook-up wire, single conductor, 20 AWG, 10-stranded, bare copper, PVC conductor insulation material, yellow, 600V, 1000ft spool. | Stock | 59
A61901 | LUTZE HAR H05V-K hook-up wire, single conductor, 19 AWG (0.75mm2), 24-stranded, tinned copper, PVC conductor insulation material, black, 300/500V (H05V2-K), 600V (MTW), 328ft carton. | Stock | 92
A61902 | LUTZE HAR H05V-K hook-up wire, single conductor, 19 AWG (0.75mm2), 24-stranded, tinned copper, PVC conductor insulation material, blue, 300/500V (H05V2-K), 600V (MTW), 328ft carton. | Stock | 92
A61903 | LUTZE HAR H05V-K hook-up wire, single conductor, 19 AWG (0.75mm2), 24-stranded, tinned copper, PVC conductor insulation material, brown, 300/500V (H05V2-K), 600V (MTW), 328ft carton. | Stock | 92
A61914 | LUTZE HAR H05V-K hook-up wire, single conductor, 19 AWG (0.75mm2), 24-stranded, tinned copper, PVC conductor insulation material, dark blue, 300/500V (H05V2-K), 600V (MTW), 328ft carton. | Stock | 92
A61900 | LUTZE HAR H05V-K hook-up wire, single conductor, 19 AWG (0.75mm2), 24-stranded, tinned copper, PVC conductor insulation material, green/yellow, 300/500V (H05V2-K), 600V (MTW), 328ft carton. | Stock | 92
A61904 | LUTZE HAR H05V-K hook-up wire, single conductor, 19 AWG (0.75mm2), 24-stranded, tinned copper, PVC conductor insulation material, red, 300/500V (H05V2-K), 600V (MTW), 328ft carton. | Stock | 92
AWM18BK | Atlas Wire AWM hook-up wire, single conductor, 18 AWG, 16-stranded, tinned copper, PVC conductor insulation material, black, 300V, 500ft spool. | Stock | 38.75
A61801 | LUTZE HAR H05V-K hook-up wire, single conductor, 18 AWG (1.0mm2), 32-stranded, tinned copper, PVC conductor insulation material, black, 300/500V (H05V2-K), 600V (MTW), 328ft carton. | Stock | 111
MTW18BK | Atlas Wire MTW hook-up wire, single conductor, 18 AWG, 16-stranded, bare copper, PVC conductor insulation material, black, 600V, 500ft spool. | Stock | 47
MTW18BK10 | Atlas Wire MTW hook-up wire, single conductor, 18 AWG, 16-stranded, bare copper, PVC conductor insulation material, black, 600V, 1000ft spool. | Stock | 91
MTW18BK25 | Atlas Wire MTW hook-up wire, single conductor, 18 AWG, 16-stranded, bare copper, PVC conductor insulation material, black, 600V, 2500ft reel. | Stock | 217
TFFN18BK | Atlas Wire TFFN building wire, single conductor, 18 AWG, 16-stranded, bare copper, PVC conductor insulation material, black, nylon jacket, clear, 600V, 500ft spool. | Stock | 47.5
TFFN18BK25 | Atlas Wire TFFN building wire, single conductor, 18 AWG, 16-stranded, bare copper, PVC conductor insulation material, black, nylon jacket, clear, 600V, 2500ft reel. | Stock | 220
AWM18BL | Atlas Wire AWM hook-up wire, single conductor, 18 AWG, 16-stranded, tinned copper, PVC conductor insulation material, blue, 300V, 500ft spool. | Stock | 38.75
A61802 | LUTZE HAR H05V-K hook-up wire, single conductor, 18 AWG (1.0mm2), 32-stranded, tinned copper, PVC conductor insulation material, blue, 300/500V (H05V2-K), 600V (MTW), 328ft carton. | Stock | 111
MTW18BL | Atlas Wire MTW hook-up wire, single conductor, 18 AWG, 16-stranded, bare copper, PVC conductor insulation material, blue, 600V, 500ft spool. | Stock | 47
MTW18BL10 | Atlas Wire MTW hook-up wire, single conductor, 18 AWG, 16-stranded, bare copper, PVC conductor insulation material, blue, 600V, 1000ft spool. | Stock | 91
MTW18BL25 | Atlas Wire MTW hook-up wire, single conductor, 18 AWG, 16-stranded, bare copper, PVC conductor insulation material, blue, 600V, 2500ft reel. | Stock | 217
TFFN18BL | Atlas Wire TFFN building wire, single conductor, 18 AWG, 16-stranded, bare copper, PVC conductor insulation material, blue, nylon jacket, clear, 600V, 500ft spool. | Stock | 47.5
TFFN18BL25 | Atlas Wire TFFN building wire, single conductor, 18 AWG, 16-stranded, bare copper, PVC conductor insulation material, blue, nylon jacket, clear, 600V, 2500ft reel. | Stock | 220
AWM18BW | Atlas Wire AWM hook-up wire, single conductor, 18 AWG, 16-stranded, tinned copper, PVC conductor insulation material, blue with white stripe, 300V, 500ft spool. | Stock | 44.5
MTW18BW | Atlas Wire MTW hook-up wire, single conductor, 18 AWG, 16-stranded, bare copper, PVC conductor insulation material, blue with white stripe, 600V, 500ft spool. | Stock | 53
MTW18BW10 | Atlas Wire MTW hook-up wire, single conductor, 18 AWG, 16-stranded, bare copper, PVC conductor insulation material, blue with white stripe, 600V, 1000ft spool. | Stock | 98
MTW18BW25 | Atlas Wire MTW hook-up wire, single conductor, 18 AWG, 16-stranded, bare copper, PVC conductor insulation material, blue with white stripe, 600V, 2500ft reel. | Stock | 249
TFFN18BW | Atlas Wire TFFN building wire, single conductor, 18 AWG, 16-stranded, bare copper, PVC conductor insulation material, blue with white stripe, nylon jacket, clear, 600V, 500ft spool. | Stock | 54
TFFN18BW25 | Atlas Wire TFFN building wire, single conductor, 18 AWG, 16-stranded, bare copper, PVC conductor insulation material, blue with white stripe, nylon jacket, clear, 600V, 2500ft reel. | Stock | 252
AWM18BN | Atlas Wire AWM hook-up wire, single conductor, 18 AWG, 16-stranded, tinned copper, PVC conductor insulation material, brown, 300V, 500ft spool. | Stock | 38.75
A61803 | LUTZE HAR H05V-K hook-up wire, single conductor, 18 AWG (1.0mm2), 32-stranded, tinned copper, PVC conductor insulation material, brown, 300/500V (H05V2-K), 600V (MTW), 328ft carton. | Stock | 111
MTW18BN | Atlas Wire MTW hook-up wire, single conductor, 18 AWG, 16-stranded, bare copper, PVC conductor insulation material, brown, 600V, 500ft spool. | Stock | 47
MTW18BN10 | Atlas Wire MTW hook-up wire, single conductor, 18 AWG, 16-stranded, bare copper, PVC conductor insulation material, brown, 600V, 1000ft spool. | Stock | 91
TFFN18BN | Atlas Wire TFFN building wire, single conductor, 18 AWG, 16-stranded, bare copper, PVC conductor insulation material, brown, nylon jacket, clear, 600V, 500ft spool. | Stock | 47.5
A61814 | LUTZE HAR H05V-K hook-up wire, single conductor, 18 AWG (1.0mm2), 32-stranded, tinned copper, PVC conductor insulation material, dark blue, 300/500V (H05V2-K), 600V (MTW), 328ft carton. | Stock | 111
AWM18GY | Atlas Wire AWM hook-up wire, single conductor, 18 AWG, 16-stranded, tinned copper, PVC conductor insulation material, gray, 300V, 500ft spool. | Stock | 38.75
MTW18GY | Atlas Wire MTW hook-up wire, single conductor, 18 AWG, 16-stranded, bare copper, PVC conductor insulation material, gray, 600V, 500ft spool. | Stock | 47
MTW18GY10 | Atlas Wire MTW hook-up wire, single conductor, 18 AWG, 16-stranded, bare copper, PVC conductor insulation material, gray, 600V, 1000ft spool. | Stock | 91
TFFN18GY | Atlas Wire TFFN building wire, single conductor, 18 AWG, 16-stranded, bare copper, PVC conductor insulation material, gray, nylon jacket, clear, 600V, 500ft spool. | Stock | 45.5
AWM18GN | Atlas Wire AWM hook-up wire, single conductor, 18 AWG, 16-stranded, tinned copper, PVC conductor insulation material, green, 300V, 500ft spool. | Stock | 38.75
MTW18GN | Atlas Wire MTW hook-up wire, single conductor, 18 AWG, 16-stranded, bare copper, PVC conductor insulation material, green, 600V, 500ft spool. | Stock | 47
MTW18GN10 | Atlas Wire MTW hook-up wire, single conductor, 18 AWG, 16-stranded, bare copper, PVC conductor insulation material, green, 600V, 1000ft spool. | Stock | 91
TFFN18GN | Atlas Wire TFFN building wire, single conductor, 18 AWG, 16-stranded, bare copper, PVC conductor insulation material, green, nylon jacket, clear, 600V, 500ft spool. | Stock | 47.5
AWM18GYL | Atlas Wire AWM hook-up wire, single conductor, 18 AWG, 16-stranded, tinned copper, PVC conductor insulation material, green with yellow stripe, 300V, 500ft spool. | Stock | 44.5
MTW18GYL | Atlas Wire MTW hook-up wire, single conductor, 18 AWG, 16-stranded, bare copper, PVC conductor insulation material, green with yellow stripe, 600V, 500ft spool. | Stock | 58
MTW18GYL10 | Atlas Wire MTW hook-up wire, single conductor, 18 AWG, 16-stranded, bare copper, PVC conductor insulation material, green with yellow stripe, 600V, 1000ft spool. | Stock | 99
A61800 | LUTZE HAR H05V-K hook-up wire, single conductor, 18 AWG (1.0mm2), 32-stranded, tinned copper, PVC conductor insulation material, green/yellow, 300/500V (H05V2-K), 600V (MTW), 328ft carton. | Stock | 111
AWM18OR | Atlas Wire AWM hook-up wire, single conductor, 18 AWG, 16-stranded, tinned copper, PVC conductor insulation material, orange, 300V, 500ft spool. | Stock | 38.75
MTW18OR | Atlas Wire MTW hook-up wire, single conductor, 18 AWG, 16-stranded, bare copper, PVC conductor insulation material, orange, 600V, 500ft spool. | Stock | 47
MTW18OR10 | Atlas Wire MTW hook-up wire, single conductor, 18 AWG, 16-stranded, bare copper, PVC conductor insulation material, orange, 600V, 1000ft spool. | Stock | 91
TFFN18OR | Atlas Wire TFFN building wire, single conductor, 18 AWG, 16-stranded, bare copper, PVC conductor insulation material, orange, nylon jacket, clear, 600V, 500ft spool. | Stock | 47.5
AWM18PL | Atlas Wire AWM hook-up wire, single conductor, 18 AWG, 16-stranded, tinned copper, PVC conductor insulation material, purple, 300V, 500ft spool. | Stock | 38.75
MTW18PL | Atlas Wire MTW hook-up wire, single conductor, 18 AWG, 16-stranded, bare copper, PVC conductor insulation material, purple, 600V, 500ft spool. | Stock | 47
MTW18PL10 | Atlas Wire MTW hook-up wire, single conductor, 18 AWG, 16-stranded, bare copper, PVC conductor insulation material, purple, 600V, 1000ft spool. | Stock | 91
TFFN18PL | Atlas Wire TFFN building wire, single conductor, 18 AWG, 16-stranded, bare copper, PVC conductor insulation material, purple, nylon jacket, clear, 600V, 500ft spool. | Stock | 47.5
AWM18RD | Atlas Wire AWM hook-up wire, single conductor, 18 AWG, 16-stranded, tinned copper, PVC conductor insulation material, red, 300V, 500ft spool. | Stock | 38.75
A61804 | LUTZE HAR H05V-K hook-up wire, single conductor, 18 AWG (1.0mm2), 32-stranded, tinned copper, PVC conductor insulation material, red, 300/500V (H05V2-K), 600V (MTW), 328ft carton. | Stock | 111
MTW18RD | Atlas Wire MTW hook-up wire, single conductor, 18 AWG, 16-stranded, bare copper, PVC conductor insulation material, red, 600V, 500ft spool. | Stock | 47
MTW18RD10 | Atlas Wire MTW hook-up wire, single conductor, 18 AWG, 16-stranded, bare copper, PVC conductor insulation material, red, 600V, 1000ft spool. | Stock | 91
MTW18RD25 | Atlas Wire MTW hook-up wire, single conductor, 18 AWG, 16-stranded, bare copper, PVC conductor insulation material, red, 600V, 2500ft reel. | Stock | 217
TFFN18RD | Atlas Wire TFFN building wire, single conductor, 18 AWG, 16-stranded, bare copper, PVC conductor insulation material, red, nylon jacket, clear, 600V, 500ft spool. | Stock | 47.5
TFFN18RD25 | Atlas Wire TFFN building wire, single conductor, 18 AWG, 16-stranded, bare copper, PVC conductor insulation material, red, nylon jacket, clear, 600V, 2500ft reel. | Stock | 220
AWM18WH | Atlas Wire AWM hook-up wire, single conductor, 18 AWG, 16-stranded, tinned copper, PVC conductor insulation material, white, 300V, 500ft spool. | Stock | 38.75
MTW18WH | Atlas Wire MTW hook-up wire, single conductor, 18 AWG, 16-stranded, bare copper, PVC conductor insulation material, white, 600V, 500ft spool. | Stock | 47
MTW18WH10 | Atlas Wire MTW hook-up wire, single conductor, 18 AWG, 16-stranded, bare copper, PVC conductor insulation material, white, 600V, 1000ft spool. | Stock | 91
TFFN18WH | Atlas Wire TFFN building wire, single conductor, 18 AWG, 16-stranded, bare copper, PVC conductor insulation material, white, nylon jacket, clear, 600V, 500ft spool. | Stock | 47.5
AWM18WB | Atlas Wire AWM hook-up wire, single conductor, 18 AWG, 16-stranded, tinned copper, PVC conductor insulation material, white with blue stripe, 300V, 500ft spool. | Stock | 44.5
MTW18WB | Atlas Wire MTW hook-up wire, single conductor, 18 AWG, 16-stranded, bare copper, PVC conductor insulation material, white with blue stripe, 600V, 500ft spool. | Stock | 53
MTW18WB10 | Atlas Wire MTW hook-up wire, single conductor, 18 AWG, 16-stranded, bare copper, PVC conductor insulation material, white with blue stripe, 600V, 1000ft spool. | Stock | 99
MTW18WO | Atlas Wire MTW hook-up wire, single conductor, 18 AWG, 16-stranded, bare copper, PVC conductor insulation material, white with orange stripe, 600V, 500ft spool. | Stock | 53
A61844 | LUTZE HAR H05V-K hook-up wire, single conductor, 18 AWG (1.0mm2), 32-stranded, tinned copper, PVC conductor insulation material, white/blue, 300/500V (H05V2-K), 600V (MTW), 328ft carton. | Stock | 111
AWM18YL | Atlas Wire AWM hook-up wire, single conductor, 18 AWG, 16-stranded, tinned copper, PVC conductor insulation material, yellow, 300V, 500ft spool. | Stock | 38.75
MTW18YL | Atlas Wire MTW hook-up wire, single conductor, 18 AWG, 16-stranded, bare copper, PVC conductor insulation material, yellow, 600V, 500ft spool. | Stock | 47
MTW18YL10 | Atlas Wire MTW hook-up wire, single conductor, 18 AWG, 16-stranded, bare copper, PVC conductor insulation material, yellow, 600V, 1000ft spool. | Stock | 91
TFFN18YL | Atlas Wire TFFN building wire, single conductor, 18 AWG, 16-stranded, bare copper, PVC conductor insulation material, yellow, nylon jacket, clear, 600V, 500ft spool. | Stock | 45.5
AWM16BK | Atlas Wire AWM hook-up wire, single conductor, 16 AWG, 26-stranded, tinned copper, PVC conductor insulation material, black, 300V, 500ft spool. | Stock | 54.5
A61601 | LUTZE HAR H07V-K hook-up wire, single conductor, 16 AWG (1.50mm2), 30-stranded, tinned copper, PVC conductor insulation material, black, 450/750V (H07V2-K), 600V (MTW), 328ft carton. | Stock | 140
MTW16BK | Atlas Wire MTW hook-up wire, single conductor, 16 AWG, 26-stranded, bare copper, PVC conductor insulation material, black, 600V, 500ft spool. | Stock | 67
MTW16BK10 | Atlas Wire MTW hook-up wire, single conductor, 16 AWG, 26-stranded, bare copper, PVC conductor insulation material, black, 600V, 1000ft spool. | Stock | 127
MTW16BK25 | Atlas Wire MTW hook-up wire, single conductor, 16 AWG, 26-stranded, bare copper, PVC conductor insulation material, black, 600V, 2500ft reel. | Stock | 286
TFFN16BK | Atlas Wire TFFN building wire, single conductor, 16 AWG, 26-stranded, bare copper, PVC conductor insulation material, black, nylon jacket, clear, 600V, 500ft spool. | Stock | 57
AWM16BL | Atlas Wire AWM hook-up wire, single conductor, 16 AWG, 26-stranded, tinned copper, PVC conductor insulation material, blue, 300V, 500ft spool. | Stock | 54.5
A61602 | LUTZE HAR H07V-K hook-up wire, single conductor, 16 AWG (1.50mm2), 30-stranded, tinned copper, PVC conductor insulation material, blue, 450/750V (H07V2-K), 600V (MTW), 328ft carton. | Stock | 140
MTW16BL | Atlas Wire MTW hook-up wire, single conductor, 16 AWG, 26-stranded, bare copper, PVC conductor insulation material, blue, 600V, 500ft spool. | Stock | 67
MTW16BL10 | Atlas Wire MTW hook-up wire, single conductor, 16 AWG, 26-stranded, bare copper, PVC conductor insulation material, blue, 600V, 1000ft spool. | Stock | 127
MTW16BL25 | Atlas Wire MTW hook-up wire, single conductor, 16 AWG, 26-stranded, bare copper, PVC conductor insulation material, blue, 600V, 2500ft reel. | Stock | 286
TFFN16BL | Atlas Wire TFFN building wire, single conductor, 16 AWG, 26-stranded, bare copper, PVC conductor insulation material, blue, nylon jacket, clear, 600V, 500ft spool. | Stock | 57
TFFN16BL25 | Atlas Wire TFFN building wire, single conductor, 16 AWG, 26-stranded, bare copper, PVC conductor insulation material, blue, nylon jacket, clear, 600V, 2500ft reel. | Stock | 272
AWM16BW | Atlas Wire AWM hook-up wire, single conductor, 16 AWG, 26-stranded, tinned copper, PVC conductor insulation material, blue with white stripe, 300V, 500ft spool. | Stock | 60.25
MTW16BW | Atlas Wire MTW hook-up wire, single conductor, 16 AWG, 26-stranded, bare copper, PVC conductor insulation material, blue with white stripe, 600V, 500ft spool. | Stock | 73
MTW16BW10 | Atlas Wire MTW hook-up wire, single conductor, 16 AWG, 26-stranded, bare copper, PVC conductor insulation material, blue with white stripe, 600V, 1000ft spool. | Stock | 141
MTW16BW25 | Atlas Wire MTW hook-up wire, single conductor, 16 AWG, 26-stranded, bare copper, PVC conductor insulation material, blue with white stripe, 600V, 2500ft reel. | Stock | 286
TFFN16BW | Atlas Wire TFFN building wire, single conductor, 16 AWG, 26-stranded, bare copper, PVC conductor insulation material, blue with white stripe, nylon jacket, clear, 600V, 500ft spool. | Stock | 60
A61615 | LUTZE HAR H07V-K hook-up wire, single conductor, 16 AWG (1.50mm2), 30-stranded, tinned copper, PVC conductor insulation material, blue/white, 450/750V (H07V2-K), 600V (MTW), 328ft carton. | Stock | 140
AWM16BN | Atlas Wire AWM hook-up wire, single conductor, 16 AWG, 26-stranded, tinned copper, PVC conductor insulation material, brown, 300V, 500ft spool. | Stock | 54.5
A61603 | LUTZE HAR H07V-K hook-up wire, single conductor, 16 AWG (1.50mm2), 30-stranded, tinned copper, PVC conductor insulation material, brown, 450/750V (H07V2-K), 600V (MTW), 328ft carton. | Stock | 140
MTW16BN | Atlas Wire MTW hook-up wire, single conductor, 16 AWG, 26-stranded, bare copper, PVC conductor insulation material, brown, 600V, 500ft spool. | Stock | 67
TFFN16BN | Atlas Wire TFFN building wire, single conductor, 16 AWG, 26-stranded, bare copper, PVC conductor insulation material, brown, nylon jacket, clear, 600V, 500ft spool. | Stock | 57
A61614 | LUTZE HAR H07V-K hook-up wire, single conductor, 16 AWG (1.50mm2), 30-stranded, tinned copper, PVC conductor insulation material, dark blue, 450/750V (H07V2-K), 600V (MTW), 328ft carton. | Stock | 140
AWM16GY | Atlas Wire AWM hook-up wire, single conductor, 16 AWG, 26-stranded, tinned copper, PVC conductor insulation material, gray, 300V, 500ft spool. | Stock | 54.5
MTW16GY | Atlas Wire MTW hook-up wire, single conductor, 16 AWG, 26-stranded, bare copper, PVC conductor insulation material, gray, 600V, 500ft spool. | Stock | 67
TFFN16GY | Atlas Wire TFFN building wire, single conductor, 16 AWG, 26-stranded, bare copper, PVC conductor insulation material, gray, nylon jacket, clear, 600V, 500ft spool. | Stock | 57
AWM16GN | Atlas Wire AWM hook-up wire, single conductor, 16 AWG, 26-stranded, tinned copper, PVC conductor insulation material, green, 300V, 500ft spool. | Stock | 54.5
MTW16GN | Atlas Wire MTW hook-up wire, single conductor, 16 AWG, 26-stranded, bare copper, PVC conductor insulation material, green, 600V, 500ft spool. | Stock | 67
MTW16GN10 | Atlas Wire MTW hook-up wire, single conductor, 16 AWG, 26-stranded, bare copper, PVC conductor insulation material, green, 600V, 1000ft spool. | Stock | 127
TFFN16GN | Atlas Wire TFFN building wire, single conductor, 16 AWG, 26-stranded, bare copper, PVC conductor insulation material, green, nylon jacket, clear, 600V, 500ft spool. | Stock | 57
AWM16GYL | Atlas Wire AWM hook-up wire, single conductor, 16 AWG, 26-stranded, tinned copper, PVC conductor insulation material, green with yellow stripe, 300V, 500ft spool. | Stock | 60.25
MTW16GYL | Atlas Wire MTW hook-up wire, single conductor, 16 AWG, 26-stranded, bare copper, PVC conductor insulation material, green with yellow stripe, 600V, 500ft spool. | Stock | 73
MTW16GYL10 | Atlas Wire MTW hook-up wire, single conductor, 16 AWG, 26-stranded, bare copper, PVC conductor insulation material, green with yellow stripe, 600V, 1000ft spool. | Stock | 141
A61600 | LUTZE HAR H07V-K hook-up wire, single conductor, 16 AWG (1.50mm2), 30-stranded, tinned copper, PVC conductor insulation material, green/yellow, 450/750V (H07V2-K), 600V (MTW), 328ft carton. | Stock | 140
AWM16OR | Atlas Wire AWM hook-up wire, single conductor, 16 AWG, 26-stranded, tinned copper, PVC conductor insulation material, orange, 300V, 500ft spool. | Stock | 54.5
A61609 | LUTZE HAR H07V-K hook-up wire, single conductor, 16 AWG (1.50mm2), 30-stranded, tinned copper, PVC conductor insulation material, orange, 450/750V (H07V2-K), 600V (MTW), 328ft carton. | Stock | 140
MTW16OR | Atlas Wire MTW hook-up wire, single conductor, 16 AWG, 26-stranded, bare copper, PVC conductor insulation material, orange, 600V, 500ft spool. | Stock | 67
TFFN16OR | Atlas Wire TFFN building wire, single conductor, 16 AWG, 26-stranded, bare copper, PVC conductor insulation material, orange, nylon jacket, clear, 600V, 500ft spool. | Stock | 57
AWM16PL | Atlas Wire AWM hook-up wire, single conductor, 16 AWG, 26-stranded, tinned copper, PVC conductor insulation material, purple, 300V, 500ft spool. | Stock | 54.5
MTW16PL | Atlas Wire MTW hook-up wire, single conductor, 16 AWG, 26-stranded, bare copper, PVC conductor insulation material, purple, 600V, 500ft spool. | Stock | 67
AWM16RD | Atlas Wire AWM hook-up wire, single conductor, 16 AWG, 26-stranded, tinned copper, PVC conductor insulation material, red, 300V, 500ft spool. | Stock | 54.5
A61604 | LUTZE HAR H07V-K hook-up wire, single conductor, 16 AWG (1.50mm2), 30-stranded, tinned copper, PVC conductor insulation material, red, 450/750V (H07V2-K), 600V (MTW), 328ft carton. | Stock | 140
MTW16RD | Atlas Wire MTW hook-up wire, single conductor, 16 AWG, 26-stranded, bare copper, PVC conductor insulation material, red, 600V, 500ft spool. | Stock | 67
MTW16RD10 | Atlas Wire MTW hook-up wire, single conductor, 16 AWG, 26-stranded, bare copper, PVC conductor insulation material, red, 600V, 1000ft spool. | Stock | 127
MTW16RD25 | Atlas Wire MTW hook-up wire, single conductor, 16 AWG, 26-stranded, bare copper, PVC conductor insulation material, red, 600V, 2500ft reel. | Stock | 286
TFFN16RD | Atlas Wire TFFN building wire, single conductor, 16 AWG, 26-stranded, bare copper, PVC conductor insulation material, red, nylon jacket, clear, 600V, 500ft spool. | Stock | 57
TFFN16RD25 | Atlas Wire TFFN building wire, single conductor, 16 AWG, 26-stranded, bare copper, PVC conductor insulation material, red, nylon jacket, clear, 600V, 2500ft reel. | Stock | 268
AWM16WH | Atlas Wire AWM hook-up wire, single conductor, 16 AWG, 26-stranded, tinned copper, PVC conductor insulation material, white, 300V, 500ft spool. | Stock | 54.5
A61605 | LUTZE HAR H07V-K hook-up wire, single conductor, 16 AWG (1.50mm2), 30-stranded, tinned copper, PVC conductor insulation material, white, 450/750V (H07V2-K), 600V (MTW), 328ft carton. | Stock | 140
MTW16WH | Atlas Wire MTW hook-up wire, single conductor, 16 AWG, 26-stranded, bare copper, PVC conductor insulation material, white, 600V, 500ft spool. | Stock | 67
MTW16WH10 | Atlas Wire MTW hook-up wire, single conductor, 16 AWG, 26-stranded, bare copper, PVC conductor insulation material, white, 600V, 1000ft spool. | Stock | 127
MTW16WH25 | Atlas Wire MTW hook-up wire, single conductor, 16 AWG, 26-stranded, bare copper, PVC conductor insulation material, white, 600V, 2500ft reel. | Stock | 286
TFFN16WH | Atlas Wire TFFN building wire, single conductor, 16 AWG, 26-stranded, bare copper, PVC conductor insulation material, white, nylon jacket, clear, 600V, 500ft spool. | Stock | 57
AWM16WB | Atlas Wire AWM hook-up wire, single conductor, 16 AWG, 26-stranded, tinned copper, PVC conductor insulation material, white with blue stripe, 300V, 500ft spool. | Stock | 60.25
MTW16WB | Atlas Wire MTW hook-up wire, single conductor, 16 AWG, 26-stranded, bare copper, PVC conductor insulation material, white with blue stripe, 600V, 500ft spool. | Stock | 59
MTW16WB10 | Atlas Wire MTW hook-up wire, single conductor, 16 AWG, 26-stranded, bare copper, PVC conductor insulation material, white with blue stripe, 600V, 1000ft spool. | Stock | 141
MTW16WO | Atlas Wire MTW hook-up wire, single conductor, 16 AWG, 26-stranded, bare copper, PVC conductor insulation material, white with orange stripe, 600V, 500ft spool. | Stock | 73
A61644 | LUTZE HAR H07V-K hook-up wire, single conductor, 16 AWG (1.50mm2), 30-stranded, tinned copper, PVC conductor insulation material, white/blue, 450/750V (H07V2-K), 600V (MTW), 328ft carton. | Stock | 140
AWM16YL | Atlas Wire AWM hook-up wire, single conductor, 16 AWG, 26-stranded, tinned copper, PVC conductor insulation material, yellow, 300V, 500ft spool. | Stock | 54.5
MTW16YL | Atlas Wire MTW hook-up wire, single conductor, 16 AWG, 26-stranded, bare copper, PVC conductor insulation material, yellow, 600V, 500ft spool. | Stock | 67
MTW16YL10 | Atlas Wire MTW hook-up wire, single conductor, 16 AWG, 26-stranded, bare copper, PVC conductor insulation material, yellow, 600V, 1000ft spool. | Stock | 127
TFFN16YL | Atlas Wire TFFN building wire, single conductor, 16 AWG, 26-stranded, bare copper, PVC conductor insulation material, yellow, nylon jacket, clear, 600V, 500ft spool. | Stock | 57
A61401 | LUTZE HAR H07V-K hook-up wire, single conductor, 14 AWG (2.50mm2), 50-stranded, tinned copper, PVC conductor insulation material, black, 450/750V (H07V2-K), 600V (MTW), 328ft carton. | Stock | 215
MTW14BK | Atlas Wire MTW hook-up wire, single conductor, 14 AWG, 41-stranded, bare copper, PVC conductor insulation material, black, 600V, 500ft spool. | Stock | 96
MTW14BK10 | Atlas Wire MTW hook-up wire, single conductor, 14 AWG, 41-stranded, bare copper, PVC conductor insulation material, black, 600V, 1000ft spool. | Stock | 192
MTW14BK25 | Atlas Wire MTW hook-up wire, single conductor, 14 AWG, 41-stranded, bare copper, PVC conductor insulation material, black, 600V, 2500ft reel. | Stock | 461
THHN14BK | Atlas Wire THHN building wire, single conductor, 14 AWG, 19-stranded, bare copper, PVC conductor insulation material, black, nylon jacket, clear, 600V, 500ft spool. | Stock | 97
A61402 | LUTZE HAR H07V-K hook-up wire, single conductor, 14 AWG (2.50mm2), 50-stranded, tinned copper, PVC conductor insulation material, blue, 450/750V (H07V2-K), 600V (MTW), 328ft carton. | Stock | 215
MTW14BL | Atlas Wire MTW hook-up wire, single conductor, 14 AWG, 41-stranded, bare copper, PVC conductor insulation material, blue, 600V, 500ft spool. | Stock | 96
MTW14BL10 | Atlas Wire MTW hook-up wire, single conductor, 14 AWG, 41-stranded, bare copper, PVC conductor insulation material, blue, 600V, 1000ft spool. | Stock | 192
THHN14BL | Atlas Wire THHN building wire, single conductor, 14 AWG, 19-stranded, bare copper, PVC conductor insulation material, blue, nylon jacket, clear, 600V, 500ft spool. | Stock | 97
MTW14BW | Atlas Wire MTW hook-up wire, single conductor, 14 AWG, 41-stranded, bare copper, PVC conductor insulation material, blue with white stripe, 600V, 500ft spool. | Stock | 102
THHN14BW | Atlas Wire THHN building wire, single conductor, 14 AWG, 19-stranded, bare copper, PVC conductor insulation material, blue with white stripe, nylon jacket, clear, 600V, 500ft spool. | Stock | 104
A61403 | LUTZE HAR H07V-K hook-up wire, single conductor, 14 AWG (2.50mm2), 50-stranded, tinned copper, PVC conductor insulation material, brown, 450/750V (H07V2-K), 600V (MTW), 328ft carton. | Stock | 215
MTW14BN | Atlas Wire MTW hook-up wire, single conductor, 14 AWG, 41-stranded, bare copper, PVC conductor insulation material, brown, 600V, 500ft spool. | Stock | 96
THHN14BN | Atlas Wire THHN building wire, single conductor, 14 AWG, 19-stranded, bare copper, PVC conductor insulation material, brown, nylon jacket, clear, 600V, 500ft spool. | Stock | 97
A61414 | LUTZE HAR H07V-K hook-up wire, single conductor, 14 AWG (2.50mm2), 50-stranded, tinned copper, PVC conductor insulation material, dark blue, 450/750V (H07V2-K), 600V (MTW), 328ft carton. | Stock | 215
MTW14GY | Atlas Wire MTW hook-up wire, single conductor, 14 AWG, 41-stranded, bare copper, PVC conductor insulation material, gray, 600V, 500ft spool. | Stock | 96
THHN14GY | Atlas Wire THHN building wire, single conductor, 14 AWG, 19-stranded, bare copper, PVC conductor insulation material, gray, nylon jacket, clear, 600V, 500ft spool. | Stock | 97
MTW14GN | Atlas Wire MTW hook-up wire, single conductor, 14 AWG, 41-stranded, bare copper, PVC conductor insulation material, green, 600V, 500ft spool. | Stock | 96
MTW14GN10 | Atlas Wire MTW hook-up wire, single conductor, 14 AWG, 41-stranded, bare copper, PVC conductor insulation material, green, 600V, 1000ft spool. | Stock | 192
THHN14GN | Atlas Wire THHN building wire, single conductor, 14 AWG, 19-stranded, bare copper, PVC conductor insulation material, green, nylon jacket, clear, 600V, 500ft spool. | Stock | 97
MTW14GYL | Atlas Wire MTW hook-up wire, single conductor, 14 AWG, 41-stranded, bare copper, PVC conductor insulation material, green with yellow stripe, 600V, 500ft spool. | Stock | 102
MTW14GYL10 | Atlas Wire MTW hook-up wire, single conductor, 14 AWG, 41-stranded, bare copper, PVC conductor insulation material, green with yellow stripe, 600V, 1000ft spool. | Stock | 196
THHN14GYL | Atlas Wire THHN building wire, single conductor, 14 AWG, 19-stranded, bare copper, PVC conductor insulation material, green with yellow stripe, nylon jacket, clear, 600V, 500ft spool. | Stock | 104
A61400 | LUTZE HAR H07V-K hook-up wire, single conductor, 14 AWG (2.50mm2), 50-stranded, tinned copper, PVC conductor insulation material, green/yellow, 450/750V (H07V2-K), 600V (MTW), 328ft carton. | Stock | 215
MTW14OR | Atlas Wire MTW hook-up wire, single conductor, 14 AWG, 41-stranded, bare copper, PVC conductor insulation material, orange, 600V, 500ft spool. | Stock | 96
THHN14OR | Atlas Wire THHN building wire, single conductor, 14 AWG, 19-stranded, bare copper, PVC conductor insulation material, orange, nylon jacket, clear, 600V, 500ft spool. | Stock | 97
MTW14PL | Atlas Wire MTW hook-up wire, single conductor, 14 AWG, 41-stranded, bare copper, PVC conductor insulation material, purple, 600V, 500ft spool. | Stock | 96
THHN14PL | Atlas Wire THHN building wire, single conductor, 14 AWG, 19-stranded, bare copper, PVC conductor insulation material, purple, nylon jacket, clear, 600V, 500ft spool. | Stock | 84
A61404 | LUTZE HAR H07V-K hook-up wire, single conductor, 14 AWG (2.50mm2), 50-stranded, tinned copper, PVC conductor insulation material, red, 450/750V (H07V2-K), 600V (MTW), 328ft carton. | Stock | 215
MTW14RD | Atlas Wire MTW hook-up wire, single conductor, 14 AWG, 41-stranded, bare copper, PVC conductor insulation material, red, 600V, 500ft spool. | Stock | 96
MTW14RD10 | Atlas Wire MTW hook-up wire, single conductor, 14 AWG, 41-stranded, bare copper, PVC conductor insulation material, red, 600V, 1000ft spool. | Stock | 192
THHN14RD | Atlas Wire THHN building wire, single conductor, 14 AWG, 19-stranded, bare copper, PVC conductor insulation material, red, nylon jacket, clear, 600V, 500ft spool. | Stock | 97
A61405 | LUTZE HAR H07V-K hook-up wire, single conductor, 14 AWG (2.50mm2), 50-stranded, tinned copper, PVC conductor insulation material, white, 450/750V (H07V2-K), 600V (MTW), 328ft carton. | Stock | 215
MTW14WH | Atlas Wire MTW hook-up wire, single conductor, 14 AWG, 41-stranded, bare copper, PVC conductor insulation material, white, 600V, 500ft spool. | Stock | 96
MTW14WH10 | Atlas Wire MTW hook-up wire, single conductor, 14 AWG, 41-stranded, bare copper, PVC conductor insulation material, white, 600V, 1000ft spool. | Stock | 178
THHN14WH | Atlas Wire THHN building wire, single conductor, 14 AWG, 19-stranded, bare copper, PVC conductor insulation material, white, nylon jacket, clear, 600V, 500ft spool. | Stock | 97
MTW14WB | Atlas Wire MTW hook-up wire, single conductor, 14 AWG, 41-stranded, bare copper, PVC conductor insulation material, white with blue stripe, 600V, 500ft spool. | Stock | 102
MTW14YL | Atlas Wire MTW hook-up wire, single conductor, 14 AWG, 41-stranded, bare copper, PVC conductor insulation material, yellow, 600V, 500ft spool. | Stock | 96
THHN14YL | Atlas Wire THHN building wire, single conductor, 14 AWG, 19-stranded, bare copper, PVC conductor insulation material, yellow, nylon jacket, clear, 600V, 500ft spool. | Stock | 84
A61201 | LUTZE HAR H07V-K hook-up wire, single conductor, 12 AWG (4mm2), 56-stranded, tinned copper, PVC conductor insulation material, black, 450/750V (H07V2-K), 600V (MTW), 328ft carton. | Stock | 340
MTW12BK | Atlas Wire MTW hook-up wire, single conductor, 12 AWG, 65-stranded, bare copper, PVC conductor insulation material, black, 600V, 500ft spool. | Stock | 142
THHN12BK | Atlas Wire THHN building wire, single conductor, 12 AWG, 19-stranded, bare copper, PVC conductor insulation material, black, nylon jacket, clear, 600V, 500ft spool. | Stock | 145
MTW12BL | Atlas Wire MTW hook-up wire, single conductor, 12 AWG, 65-stranded, bare copper, PVC conductor insulation material, blue, 600V, 500ft spool. | Stock | 142
THHN12BL | Atlas Wire THHN building wire, single conductor, 12 AWG, 19-stranded, bare copper, PVC conductor insulation material, blue, nylon jacket, clear, 600V, 500ft spool. | Stock | 145
MTW12BN | Atlas Wire MTW hook-up wire, single conductor, 12 AWG, 65-stranded, bare copper, PVC conductor insulation material, brown, 600V, 500ft spool. | Stock | 142
THHN12BN | Atlas Wire THHN building wire, single conductor, 12 AWG, 19-stranded, bare copper, PVC conductor insulation material, brown, nylon jacket, clear, 600V, 500ft spool. | Stock | 145
MTW12GY | Atlas Wire MTW hook-up wire, single conductor, 12 AWG, 65-stranded, bare copper, PVC conductor insulation material, gray, 600V, 500ft spool. | Stock | 142
THHN12GY | Atlas Wire THHN building wire, single conductor, 12 AWG, 19-stranded, bare copper, PVC conductor insulation material, gray, nylon jacket, clear, 600V, 500ft spool. | Stock | 145
MTW12GN | Atlas Wire MTW hook-up wire, single conductor, 12 AWG, 65-stranded, bare copper, PVC conductor insulation material, green, 600V, 500ft spool. | Stock | 142
THHN12GN | Atlas Wire THHN building wire, single conductor, 12 AWG, 19-stranded, bare copper, PVC conductor insulation material, green, nylon jacket, clear, 600V, 500ft spool. | Stock | 145
THHN12GYL | Atlas Wire THHN building wire, single conductor, 12 AWG, 19-stranded, bare copper, PVC conductor insulation material, green with yellow stripe, nylon jacket, clear, 600V, 500ft spool. | Stock | 151
A61200 | LUTZE HAR H07V-K hook-up wire, single conductor, 12 AWG (4mm2), 56-stranded, tinned copper, PVC conductor insulation material, green/yellow, 450/750V (H07V2-K), 600V (MTW), 328ft carton. | Stock | 340
MTW12OR | Atlas Wire MTW hook-up wire, single conductor, 12 AWG, 65-stranded, bare copper, PVC conductor insulation material, orange, 600V, 500ft spool. | Stock | 142
THHN12OR | Atlas Wire THHN building wire, single conductor, 12 AWG, 19-stranded, bare copper, PVC conductor insulation material, orange, nylon jacket, clear, 600V, 500ft spool. | Stock | 145
MTW12RD | Atlas Wire MTW hook-up wire, single conductor, 12 AWG, 65-stranded, bare copper, PVC conductor insulation material, red, 600V, 500ft spool. | Stock | 142
THHN12RD | Atlas Wire THHN building wire, single conductor, 12 AWG, 19-stranded, bare copper, PVC conductor insulation material, red, nylon jacket, clear, 600V, 500ft spool. | Stock | 145
MTW12WH | Atlas Wire MTW hook-up wire, single conductor, 12 AWG, 65-stranded, bare copper, PVC conductor insulation material, white, 600V, 500ft spool. | Stock | 142
THHN12WH | Atlas Wire THHN building wire, single conductor, 12 AWG, 19-stranded, bare copper, PVC conductor insulation material, white, nylon jacket, clear, 600V, 500ft spool. | Stock | 145
MTW12YL | Atlas Wire MTW hook-up wire, single conductor, 12 AWG, 65-stranded, bare copper, PVC conductor insulation material, yellow, 600V, 500ft spool. | Stock | 142
THHN12YL | Atlas Wire THHN building wire, single conductor, 12 AWG, 19-stranded, bare copper, PVC conductor insulation material, yellow, nylon jacket, clear, 600V, 500ft spool. | Stock | 145
MTW10BK | Atlas Wire MTW hook-up wire, single conductor, 10 AWG, 105-stranded, bare copper, PVC conductor insulation material, black, 600V, 500ft reel. | Stock | 227
THHN10BK | Atlas Wire THHN building wire, single conductor, 10 AWG, 19-stranded, bare copper, PVC conductor insulation material, black, nylon jacket, clear, 600V, 500ft spool. | Stock | 232
MTW10BN | Atlas Wire MTW hook-up wire, single conductor, 10 AWG, 105-stranded, bare copper, PVC conductor insulation material, brown, 600V, 500ft reel. | Stock | 227
THHN10BN | Atlas Wire THHN building wire, single conductor, 10 AWG, 19-stranded, bare copper, PVC conductor insulation material, brown, nylon jacket, clear, 600V, 500ft spool. | Stock | 232
MTW10GN | Atlas Wire MTW hook-up wire, single conductor, 10 AWG, 105-stranded, bare copper, PVC conductor insulation material, green, 600V, 500ft reel. | Stock | 227
THHN10GN | Atlas Wire THHN building wire, single conductor, 10 AWG, 19-stranded, bare copper, PVC conductor insulation material, green, nylon jacket, clear, 600V, 500ft spool. | Stock | 232
THHN10GYL | Atlas Wire THHN building wire, single conductor, 10 AWG, 19-stranded, bare copper, PVC conductor insulation material, green with yellow stripe, nylon jacket, clear, 600V, 500ft spool. | Stock | 238
MTW10OR | Atlas Wire MTW hook-up wire, single conductor, 10 AWG, 105-stranded, bare copper, PVC conductor insulation material, orange, 600V, 500ft reel. | Stock | 227
THHN10OR | Atlas Wire THHN building wire, single conductor, 10 AWG, 19-stranded, bare copper, PVC conductor insulation material, orange, nylon jacket, clear, 600V, 500ft spool. | Stock | 232
MTW10WH | Atlas Wire MTW hook-up wire, single conductor, 10 AWG, 105-stranded, bare copper, PVC conductor insulation material, white, 600V, 500ft reel. | Stock | 227
THHN10WH | Atlas Wire THHN building wire, single conductor, 10 AWG, 19-stranded, bare copper, PVC conductor insulation material, white, nylon jacket, clear, 600V, 500ft spool. | Stock | 232
MTW10YL | Atlas Wire MTW hook-up wire, single conductor, 10 AWG, 105-stranded, bare copper, PVC conductor insulation material, yellow, 600V, 500ft reel. | Stock | 227
THHN10YL | Atlas Wire THHN building wire, single conductor, 10 AWG, 19-stranded, bare copper, PVC conductor insulation material, yellow, nylon jacket, clear, 600V, 500ft spool. | Stock | 232
DLO8BK-1 | Southwire flexible power cable, unshielded, HDFPC-DLO, RHH/RHW-2 and RW90, single conductor, 8 AWG, tinned copper, EPDM thermoset rubber conductor insulation material, black, CPE thermoset rubber jacket, black, cut to length. | Stock | 1.46
MTW8BK-1 | Direct Wire flexible power cable, unshielded, MTW and THHW, single conductor, 8 AWG, bare copper, PVC conductor insulation material, black, cut to length. | Stock | 1.3
THHN8BK | Atlas Wire THHN building wire, single conductor, 8 AWG, 19-stranded, bare copper, PVC conductor insulation material, black, nylon jacket, clear, 600V, 500ft reel. | Stock | 380
MTW8BR-1 | Direct Wire All-Flex flexible power cable, unshielded, MTW and THHW, single conductor, 8 AWG, bare copper, PVC conductor insulation material, brown, cut to length. | Stock | 1.3
THHN8GN | Atlas Wire THHN building wire, single conductor, 8 AWG, 19-stranded, bare copper, PVC conductor insulation material, green, nylon jacket, clear, 600V, 500ft reel. | Stock | 380
MTW8GYL-1 | Direct Wire All-Flex flexible power cable, unshielded, MTW and THHW, single conductor, 8 AWG, bare copper, PVC conductor insulation material, green with yellow stripe, cut to length. | Stock | 1.3
THHN8GYL | Atlas Wire THHN building wire, single conductor, 8 AWG, 19-stranded, bare copper, PVC conductor insulation material, green with yellow stripe, nylon jacket, clear, 600V, 500ft reel. | Stock | 386
MTW8OR-1 | Direct Wire All-Flex flexible power cable, unshielded, MTW and THHW, single conductor, 8 AWG, bare copper, PVC conductor insulation material, orange, cut to length. | Stock | 1.3
MTW8YL-1 | Direct Wire All-Flex flexible power cable, unshielded, MTW and THHW, single conductor, 8 AWG, bare copper, PVC conductor insulation material, yellow, cut to length. | Stock | 1.3
DLO6BK-1 | Southwire flexible power cable, unshielded, HDFPC-DLO, RHH/RHW-2 and RW90, single conductor, 6 AWG, tinned copper, EPDM thermoset rubber conductor insulation material, black, CPE thermoset rubber jacket, black, cut to length. | Stock | 2.08
MTW6BK-1 | Direct Wire flexible power cable, unshielded, MTW and THHW, single conductor, 6 AWG, bare copper, PVC conductor insulation material, black, cut to length. | Stock | 1.8
THHN6BK | Atlas Wire THHN building wire, single conductor, 6 AWG, 19-stranded, bare copper, PVC conductor insulation material, black, nylon jacket, clear, 600V, 500ft reel. | Stock | 583
MTW6BR-1 | Direct Wire All-Flex flexible power cable, unshielded, MTW and THHW, single conductor, 6 AWG, bare copper, PVC conductor insulation material, brown, cut to length. | Stock | 1.88
MTW6GYL-1 | Direct Wire All-Flex flexible power cable, unshielded, MTW and THHW, single conductor, 6 AWG, bare copper, PVC conductor insulation material, green with yellow stripe, cut to length. | Stock | 1.88
MTW6OR-1 | Direct Wire All-Flex flexible power cable, unshielded, MTW and THHW, single conductor, 6 AWG, bare copper, PVC conductor insulation material, orange, cut to length. | Stock | 1.88
MTW6YL-1 | Direct Wire All-Flex flexible power cable, unshielded, MTW and THHW, single conductor, 6 AWG, bare copper, PVC conductor insulation material, yellow, cut to length. | Stock | 1.88
DLO4BK-1 | Southwire flexible power cable, unshielded, HDFPC-DLO, RHH/RHW-2 and RW90, single conductor, 4 AWG, tinned copper, EPDM thermoset rubber conductor insulation material, black, CPE thermoset rubber jacket, black, cut to length. | Stock | 3.24
MTW4BK-1 | Direct Wire flexible power cable, unshielded, MTW and THHW, single conductor, 4 AWG, bare copper, PVC conductor insulation material, black, cut to length. | Stock | 2.45
THHN4BK | Atlas Wire THHN building wire, single conductor, 4 AWG, 19-stranded, bare copper, PVC conductor insulation material, black, nylon jacket, clear, 600V, 500ft reel. | Stock | 981
MTW4GYL-1 | Direct Wire All-Flex flexible power cable, unshielded, MTW and THHW, single conductor, 4 AWG, bare copper, PVC conductor insulation material, green with yellow stripe, cut to length. | Stock | 2.6
DLO2BK-1 | Southwire flexible power cable, unshielded, HDFPC-DLO, RHH/RHW-2 and RW90, single conductor, 2 AWG, tinned copper, EPDM thermoset rubber conductor insulation material, black, CPE thermoset rubber jacket, black, cut to length. | Stock | 4.68
MTW2BK-1 | Direct Wire flexible power cable, unshielded, MTW and THHW, single conductor, 2 AWG, bare copper, PVC conductor insulation material, black, cut to length. | Stock | 3.81
MTW2GYL-1 | Direct Wire All-Flex flexible power cable, unshielded, MTW and THHW, single conductor, 2 AWG, bare copper, PVC conductor insulation material, green with yellow stripe, cut to length. | Stock | 3.81
MTW1BK-1 | Direct Wire flexible power cable, unshielded, MTW and THHW, single conductor, 1 AWG, bare copper, PVC conductor insulation material, black, cut to length. | Stock | 4.9
MTW1GYL-1 | Direct Wire All-Flex flexible power cable, unshielded, MTW and THHW, single conductor, 1 AWG, bare copper, PVC conductor insulation material, green with yellow stripe, cut to length. | Stock | 4.9
DLO1-0BK-1 | Southwire flexible power cable, unshielded, HDFPC-DLO, RHH/RHW-2 and RW90, single conductor, 1/0 AWG, tinned copper, EPDM thermoset rubber conductor insulation material, black, CPE thermoset rubber jacket, black, cut to length. | Stock | 7.02
MTW1-0BK-1 | Direct Wire flexible power cable, unshielded, MTW and THHW, single conductor, 1/0 AWG, bare copper, PVC conductor insulation material, black, cut to length. | Stock | 6.03
MTW1-0GYL-1 | Direct Wire All-Flex flexible power cable, unshielded, MTW and THHW, single conductor, 1/0 AWG, bare copper, PVC conductor insulation material, green with yellow stripe, cut to length. | Stock | 6.03
DLO2-0BK-1 | Southwire flexible power cable, unshielded, HDFPC-DLO, RHH/RHW-2 and RW90, single conductor, 2/0 AWG, tinned copper, EPDM thermoset rubber conductor insulation material, black, CPE thermoset rubber jacket, black, cut to length. | Stock | 9.36
MTW2-0BK-1 | Direct Wire flexible power cable, unshielded, MTW and THHW, single conductor, 2/0 AWG, bare copper, PVC conductor insulation material, black, cut to length. | Stock | 7.59
MTW2-0GYL-1 | Direct Wire All-Flex flexible power cable, unshielded, MTW and THHW, single conductor, 2/0 AWG, bare copper, PVC conductor insulation material, green with yellow stripe, cut to length. | Stock | 7.59
DLO3-0BK-1 | Southwire flexible power cable, unshielded, HDFPC-DLO, RHH/RHW-2 and RW90, single conductor, 3/0 AWG, tinned copper, EPDM thermoset rubber conductor insulation material, black, CPE thermoset rubber jacket, black, cut to length. | Stock | 10.02
MTW3-0BK-1 | Direct Wire flexible power cable, unshielded, MTW and THHW, single conductor, 3/0 AWG, bare copper, PVC conductor insulation material, black, cut to length. | Stock | 10.88
MTW3-0GYL-1 | Direct Wire All-Flex flexible power cable, unshielded, MTW and THHW, single conductor, 3/0 AWG, bare copper, PVC conductor insulation material, green with yellow stripe, cut to length. | Stock | 10.88
DLO4-0BK-1 | Southwire flexible power cable, unshielded, HDFPC-DLO, RHH/RHW-2 and RW90, single conductor, 4/0 AWG, tinned copper, EPDM thermoset rubber conductor insulation material, black, CPE thermoset rubber jacket, black, cut to length. | Stock | 12.41
MTW4-0BK-1 | Direct Wire flexible power cable, unshielded, MTW and THHW, single conductor, 4/0 AWG, bare copper, PVC conductor insulation material, black, cut to length. | Stock | 13.28
MTW4-0GYL-1 | Direct Wire All-Flex flexible power cable, unshielded, MTW and THHW, single conductor, 4/0 AWG, bare copper, PVC conductor insulation material, green with yellow stripe, cut to length. | Stock | 13.28
Portable Cord
H11161802-1 | Helukabel portable cord, unshielded, SOOW, 600V, 2 conductors, 18 AWG, EPDM thermoset rubber conductor insulation material, black and white, CPE thermoset rubber jacket, black, cut to length. | Stock | 0.59
H11131802-1 | Helukabel portable cord, unshielded, SJOOW, 300V, 2 conductors, 18 AWG, EPDM thermoset rubber conductor insulation material, black and white, CPE thermoset rubber jacket, black, cut to length. | Stock | 0.59
SEOOW-18-2BK-1 | Southwire portable cord, unshielded, SEOOW, 600V, 2 conductors, 18 AWG, TPE conductor insulation material, black and white, TPE jacket, black, cut to length. | Stock | 0.6
SJEOOW-18-2BK-1 | Southwire portable cord, unshielded, SJEOOW, 300V, 2 conductors, 18 AWG, TPE conductor insulation material, black and white, TPE jacket, black, cut to length. | Stock | 0.5
H11161803-1 | Helukabel portable cord, unshielded, SOOW, 600V, 3 conductors (includes ground), 18 AWG, EPDM thermoset rubber conductor insulation material, black, white and green, CPE thermoset rubber jacket, black, cut to length. | Stock | 0.76
H11131803-1 | Helukabel portable cord, unshielded, SJOOW, 300V, 3 conductors (includes ground), 18 AWG, EPDM thermoset rubber conductor insulation material, black, white and green, CPE thermoset rubber jacket, black, cut to length. | Stock | 0.71
SEOOW-18-3BK-1 | Southwire portable cord, unshielded, SEOOW, 600V, 3 conductors (includes ground), 18 AWG, TPE conductor insulation material, black, white and green, TPE jacket, black, cut to length. | Stock | 0.79
SJEOOW-18-3BK-1 | Southwire portable cord, unshielded, SJEOOW, 300V, 3 conductors (includes ground), 18 AWG, TPE conductor insulation material, black, white and green, TPE jacket, black, cut to length. | Stock | 0.6
H11161804-1 | Helukabel portable cord, unshielded, SOOW, 600V, 4 conductors (includes ground), 18 AWG, EPDM thermoset rubber conductor insulation material, black, white, red and green, CPE thermoset rubber jacket, black, cut to length. | Stock | 0.88
H11131804-1 | Helukabel portable cord, unshielded, SJOOW, 300V, 4 conductors (includes ground), 18 AWG, EPDM thermoset rubber conductor insulation material, black, white, red and green, CPE thermoset rubber jacket, black, cut to length. | Stock | 0.79
SEOOW-18-4BK-1 | Southwire portable cord, unshielded, SEOOW, 600V, 4 conductors (includes ground), 18 AWG, TPE conductor insulation material, black, white, red and green, TPE jacket, black, cut to length. | Stock | 0.94
SJEOOW-18-4BK-1 | Southwire portable cord, unshielded, SJEOOW, 300V, 4 conductors (includes ground), 18 AWG, TPE conductor insulation material, black, white, red and green, TPE jacket, black, cut to length. | Stock | 0.75
H11161602-1 | Helukabel portable cord, unshielded, SOOW, 600V, 2 conductors, 16 AWG, EPDM thermoset rubber conductor insulation material, black and white, CPE thermoset rubber jacket, black, cut to length. | Stock | 0.74
H11131602-1 | Helukabel portable cord, unshielded, SJOOW, 300V, 2 conductors, 16 AWG, EPDM thermoset rubber conductor insulation material, black and white, CPE thermoset rubber jacket, black, cut to length. | Stock | 0.67
SJEOOW-16-2BK-1 | Southwire portable cord, unshielded, SJEOOW, 300V, 2 conductors, 16 AWG, TPE conductor insulation material, black and white, TPE jacket, black, cut to length. | Stock | 0.56
H11161603-1 | Helukabel portable cord, unshielded, SOOW, 600V, 3 conductors (includes ground), 16 AWG, EPDM thermoset rubber conductor insulation material, black, white and green, CPE thermoset rubber jacket, black, cut to length. | Stock | 0.97
H11131603-1 | Helukabel portable cord, unshielded, SJOOW, 300V, 3 conductors (includes ground), 16 AWG, EPDM thermoset rubber conductor insulation material, black, white and green, CPE thermoset rubber jacket, black, cut to length. | Stock | 0.9
SEOOW-16-3BK-1 | Southwire portable cord, unshielded, SEOOW, 600V, 3 conductors (includes ground), 16 AWG, TPE conductor insulation material, black, white and green, TPE jacket, black, cut to length. | Stock | 0.96
SJEOOW-16-3BK-1 | Southwire portable cord, unshielded, SJEOOW, 300V, 3 conductors (includes ground), 16 AWG, TPE conductor insulation material, black, white and green, TPE jacket, black, cut to length. | Stock | 0.73
H11161604-1 | Helukabel portable cord, unshielded, SOOW, 600V, 4 conductors (includes ground), 16 AWG, EPDM thermoset rubber conductor insulation material, black, white, red and green, CPE thermoset rubber jacket, black, cut to length. | Stock | 1.24
H11131604-1 | Helukabel portable cord, unshielded, SJOOW, 300V, 4 conductors (includes ground), 16 AWG, EPDM thermoset rubber conductor insulation material, black, white, red and green, CPE thermoset rubber jacket, black, cut to length. | Stock | 1.17
SEOOW-16-4BK-1 | Southwire portable cord, unshielded, SEOOW, 600V, 4 conductors (includes ground), 16 AWG, TPE conductor insulation material, black, white, red and green, TPE jacket, black, cut to length. | Stock | 1.08
SJEOOW-16-4BK-1 | Southwire portable cord, unshielded, SJEOOW, 300V, 4 conductors (includes ground), 16 AWG, TPE conductor insulation material, black, white, red and green, TPE jacket, black, cut to length. | Stock | 1.29
H11161605-1 | Helukabel portable cord, unshielded, SOOW, 600V, 5 conductors (includes ground), 16 AWG, EPDM thermoset rubber conductor insulation material, black, white, red, green and orange, CPE thermoset rubber jacket, black, cut to length. | Stock | 1.53
H11161402-1 | Helukabel portable cord, unshielded, SOOW, 600V, 2 conductors, 14 AWG, EPDM thermoset rubber conductor insulation material, black and white, CPE thermoset rubber jacket, black, cut to length. | Stock | 1.17
H11131402-1 | Helukabel portable cord, unshielded, SJOOW, 300V, 2 conductors, 14 AWG, EPDM thermoset rubber conductor insulation material, black and white, CPE thermoset rubber jacket, black, cut to length. | Stock | 0.95
SJEOOW-14-2BK-1 | Southwire portable cord, unshielded, SJEOOW, 300V, 2 conductors, 14 AWG, TPE conductor insulation material, black and white, TPE jacket, black, cut to length. | Stock | 0.79
H11161403-1 | Helukabel portable cord, unshielded, SOOW, 600V, 3 conductors (includes ground), 14 AWG, EPDM thermoset rubber conductor insulation material, black, white and green, CPE thermoset rubber jacket, black, cut to length. | Stock | 1.57
H11131403-1 | Helukabel portable cord, unshielded, SJOOW, 300V, 3 conductors (includes ground), 14 AWG, EPDM thermoset rubber conductor insulation material, black, white and green, CPE thermoset rubber jacket, black, cut to length. | Stock | 1.33
SEOOW-14-3BK-1 | Southwire portable cord, unshielded, SEOOW, 600V, 3 conductors (includes ground), 14 AWG, TPE conductor insulation material, black, white and green, TPE jacket, black, cut to length. | Stock | 1.37
SJEOOW-14-3BK-1 | Southwire portable cord, unshielded, SJEOOW, 300V, 3 conductors (includes ground), 14 AWG, TPE conductor insulation material, black, white and green, TPE jacket, black, cut to length. | Stock | 1.12
H11161404-1 | Helukabel portable cord, unshielded, SOOW, 600V, 4 conductors (includes ground), 14 AWG, EPDM thermoset rubber conductor insulation material, black, white, red and green, CPE thermoset rubber jacket, black, cut to length. | Stock | 1.98
H11131404-1 | Helukabel portable cord, unshielded, SJOOW, 300V, 4 conductors (includes ground), 14 AWG, EPDM thermoset rubber conductor insulation material, black, white, red and green, CPE thermoset rubber jacket, black, cut to length. | Stock | 1.72
SEOOW-14-4BK-1 | Southwire portable cord, unshielded, SEOOW, 600V, 4 conductors (includes ground), 14 AWG, TPE conductor insulation material, black, white, red and green, TPE jacket, black, cut to length. | Stock | 1.92
SJEOOW-14-4BK-1 | Southwire portable cord, unshielded, SJEOOW, 300V, 4 conductors (includes ground), 14 AWG, TPE conductor insulation material, black, white, red and green, TPE jacket, black, cut to length. | Stock | 1.6
H11161405-1 | Helukabel portable cord, unshielded, SOOW, 600V, 5 conductors (includes ground), 14 AWG, EPDM thermoset rubber conductor insulation material, black, white, red, green and orange, CPE thermoset rubber jacket, black, cut to length. | Stock | 2.52
H11161202-1 | Helukabel portable cord, unshielded, SOOW, 600V, 2 conductors, 12 AWG, EPDM thermoset rubber conductor insulation material, black and white, CPE thermoset rubber jacket, black, cut to length. | Stock | 1.81
H11131202-1 | Helukabel portable cord, unshielded, SJOOW, 300V, 2 conductors, 12 AWG, EPDM thermoset rubber conductor insulation material, black and white, CPE thermoset rubber jacket, black, cut to length. | Stock | 1.41
SJEOOW-12-2BK-1 | Southwire portable cord, unshielded, SJEOOW, 300V, 2 conductors, 12 AWG, TPE conductor insulation material, black and white, TPE jacket, black, cut to length. | Stock | 1.17
H11161203-1 | Helukabel portable cord, unshielded, SOOW, 600V, 3 conductors (includes ground), 12 AWG, EPDM thermoset rubber conductor insulation material, black, white and green, CPE thermoset rubber jacket, black, cut to length. | Stock | 2.28
H11131203-1 | Helukabel portable cord, unshielded, SJOOW, 300V, 3 conductors (includes ground), 12 AWG, EPDM thermoset rubber conductor insulation material, black, white and green, CPE thermoset rubber jacket, black, cut to length. | Stock | 2
SEOOW-12-3BK-1 | Southwire portable cord, unshielded, SEOOW, 600V, 3 conductors (includes ground), 12 AWG, TPE conductor insulation material, black, white and green, TPE jacket, black, cut to length. | Stock | 1.88
SJEOOW-12-3BK-1 | Southwire portable cord, unshielded, SJEOOW, 300V, 3 conductors (includes ground), 12 AWG, TPE conductor insulation material, black, white and green, TPE jacket, black, cut to length. | Stock | 1.62
H11161204-1 | Helukabel portable cord, unshielded, SOOW, 600V, 4 conductors (includes ground), 12 AWG, EPDM thermoset rubber conductor insulation material, black, white, red and green, CPE thermoset rubber jacket, black, cut to length. | Stock | 2.86
H11131204-1 | Helukabel portable cord, unshielded, SJOOW, 300V, 4 conductors (includes ground), 12 AWG, EPDM thermoset rubber conductor insulation material, black, white, red and green, CPE thermoset rubber jacket, black, cut to length. | Stock | 2.36
SEOOW-12-4BK-1 | Southwire portable cord, unshielded, SEOOW, 600V, 4 conductors (includes ground), 12 AWG, TPE conductor insulation material, black, white, red and green, TPE jacket, black, cut to length. | Stock | 2.77
SJEOOW-12-4BK-1 | Southwire portable cord, unshielded, SJEOOW, 300V, 4 conductors (includes ground), 12 AWG, TPE conductor insulation material, black, white, red and green, TPE jacket, black, cut to length. | Stock | 1.94
H11161205-1 | Helukabel portable cord, unshielded, SOOW, 600V, 5 conductors (includes ground), 12 AWG, EPDM thermoset rubber conductor insulation material, black, white, red, green and orange, CPE thermoset rubber jacket, black, cut to length. | Stock | 3.59
H11161002-1 | Helukabel portable cord, unshielded, SOOW, 600V, 2 conductors, 10 AWG, EPDM thermoset rubber conductor insulation material, black and white, CPE thermoset rubber jacket, black, cut to length. | Stock | 2.6
H11161003-1 | Helukabel portable cord, unshielded, SOOW, 600V, 3 conductors (includes ground), 10 AWG, EPDM thermoset rubber conductor insulation material, black, white and green, CPE thermoset rubber jacket, black, cut to length. | Stock | 3.34
H11131003-1 | Helukabel portable cord, unshielded, SJOOW, 300V, 3 conductors (includes ground), 10 AWG, EPDM thermoset rubber conductor insulation material, black, white and green, CPE thermoset rubber jacket, black, cut to length. | Stock | 3.21
SJEOOW-10-3BK-1 | Southwire portable cord, unshielded, SJEOOW, 300V, 3 conductors (includes ground), 10 AWG, TPE conductor insulation material, black, white and green, TPE jacket, black, cut to length. | Stock | 2.17
H11161004-1 | Helukabel portable cord, unshielded, SOOW, 600V, 4 conductors (includes ground), 10 AWG, EPDM thermoset rubber conductor insulation material, black, white, red and green, CPE thermoset rubber jacket, black, cut to length. | Stock | 4.33
H11131004-1 | Helukabel portable cord, unshielded, SJOOW, 300V, 4 conductors (includes ground), 10 AWG, EPDM thermoset rubber conductor insulation material, black, white, red and green, CPE thermoset rubber jacket, black, cut to length. | Stock | 4.28
SEOOW-10-4BK-1 | Southwire portable cord, unshielded, SEOOW, 600V, 4 conductors (includes ground), 10 AWG, TPE conductor insulation material, black, white, red and green, TPE jacket, black, cut to length. | Stock | 3.23
SJEOOW-10-4BK-1 | Southwire portable cord, unshielded, SJEOOW, 300V, 4 conductors (includes ground), 10 AWG, TPE conductor insulation material, black, white, red and green, TPE jacket, black, cut to length. | Stock | 3.42
H11161005-1 | Helukabel portable cord, unshielded, SOOW, 600V, 5 conductors (includes ground), 10 AWG, EPDM thermoset rubber conductor insulation material, black, white, red, green and orange, CPE thermoset rubber jacket, black, cut to length. | Stock | 5.29
H11160803-1 | Helukabel portable cord, unshielded, SOOW, 600V, 3 conductors (includes ground), 8 AWG, EPDM thermoset rubber conductor insulation material, black, white and green, CPE thermoset rubber jacket, black, cut to length. | Stock | 5.05
H11160804-1 | Helukabel portable cord, unshielded, SOOW, 600V, 4 conductors (includes ground), 8 AWG, EPDM thermoset rubber conductor insulation material, black, white, red and green, CPE thermoset rubber jacket, black, cut to length. | Stock | 6.67
W-8-4BK-1 | Southwire portable cord, unshielded, W, 2000V, 4 conductors (includes ground), 8 AWG, EPDM thermoset rubber conductor insulation material, black, white, red and green, CPE thermoset rubber jacket, black, cut to length. | Stock | 6.58
H11160603-1 | Helukabel portable cord, unshielded, SOOW, 600V, 3 conductors (includes ground), 6 AWG, EPDM thermoset rubber conductor insulation material, black, white and green, CPE thermoset rubber jacket, black, cut to length. | Stock | 7.52
H11160604-1 | Helukabel portable cord, unshielded, SOOW, 600V, 4 conductors (includes ground), 6 AWG, EPDM thermoset rubber conductor insulation material, black, white, red and green, CPE thermoset rubber jacket, black, cut to length. | Stock | 9.93
Tray-rated General Purpose Cable
H62020-1 | Helukabel TrayControl 600 flexible control cable, unshielded, 2 conductors, 20 AWG, bare copper, PVC/Nylon conductor insulation material, black with white numbers, PVC jacket, black, cut to length. | Stock | 0.75
H62021-1 | Helukabel TrayControl 600 flexible control cable, unshielded, 3 conductors (includes ground), 20 AWG, bare copper, PVC/Nylon conductor insulation material, black with white numbers and green/yellow ground, PVC jacket, black, cut to length. | Stock | 0.89
H62022-1 | Helukabel TrayControl 600 flexible control cable, unshielded, 4 conductors (includes ground), 20 AWG, bare copper, PVC/Nylon conductor insulation material, black with white numbers and green/yellow ground, PVC jacket, black, cut to length. | Stock | 1.02
H62023-1 | Helukabel TrayControl 600 flexible control cable, unshielded, 5 conductors (includes ground), 20 AWG, bare copper, PVC/Nylon conductor insulation material, black with white numbers and green/yellow ground, PVC jacket, black, cut to length. | Stock | 1.17
H62024-1 | Helukabel TrayControl 600 flexible control cable, unshielded, 7 conductors (includes ground), 20 AWG, bare copper, PVC/Nylon conductor insulation material, black with white numbers and green/yellow ground, PVC jacket, black, cut to length. | Stock | 1.75
H62026-1 | Helukabel TrayControl 600 flexible control cable, unshielded, 12 conductors (includes ground), 20 AWG, bare copper, PVC/Nylon conductor insulation material, black with white numbers and green/yellow ground, PVC jacket, black, cut to length. | Stock | 2.42
H62027-1 | Helukabel TrayControl 600 flexible control cable, unshielded, 18 conductors (includes ground), 20 AWG, bare copper, PVC/Nylon conductor insulation material, black with white numbers and green/yellow ground, PVC jacket, black, cut to length. | Stock | 3.26
H62028-1 | Helukabel TrayControl 600 flexible control cable, unshielded, 25 conductors (includes ground), 20 AWG, bare copper, PVC/Nylon conductor insulation material, black with white numbers and green/yellow ground, PVC jacket, black, cut to length. | Stock | 4.47
H62902-1 | Helukabel TrayControl 600 flexible control cable, unshielded, 2 conductors, 18 AWG, bare copper, PVC/Nylon conductor insulation material, black with white numbers, PVC jacket, black, cut to length. | Stock | 0.94
H62903-1 | Helukabel TrayControl 600 flexible control cable, unshielded, 3 conductors (includes ground), 18 AWG, bare copper, PVC/Nylon conductor insulation material, black with white numbers and green/yellow ground, PVC jacket, black, cut to length. | Stock | 1.17
H62904-1 | Helukabel TrayControl 600 flexible control cable, unshielded, 4 conductors (includes ground), 18 AWG, bare copper, PVC/Nylon conductor insulation material, black with white numbers and green/yellow ground, PVC jacket, black, cut to length. | Stock | 1.42
H62905-1 | Helukabel TrayControl 600 flexible control cable, unshielded, 5 conductors (includes ground), 18 AWG, bare copper, PVC/Nylon conductor insulation material, black with white numbers and green/yellow ground, PVC jacket, black, cut to length. | Stock | 1.68
H62906-1 | Helukabel TrayControl 600 flexible control cable, unshielded, 7 conductors (includes ground), 18 AWG, bare copper, PVC/Nylon conductor insulation material, black with white numbers and green/yellow ground, PVC jacket, black, cut to length. | Stock | 2.47
H62907-1 | Helukabel TrayControl 600 flexible control cable, unshielded, 9 conductors (includes ground), 18 AWG, bare copper, PVC/Nylon conductor insulation material, black with white numbers and green/yellow ground, PVC jacket, black, cut to length. | Stock | 2.89
H62908-1 | Helukabel TrayControl 600 flexible control cable, unshielded, 10 conductors (includes ground), 18 AWG, bare copper, PVC/Nylon conductor insulation material, black with white numbers and green/yellow ground, PVC jacket, black, cut to length. | Stock | 3.11
H62909-1 | Helukabel TrayControl 600 flexible control cable, unshielded, 12 conductors (includes ground), 18 AWG, bare copper, PVC/Nylon conductor insulation material, black with white numbers and green/yellow ground, PVC jacket, black, cut to length. | Stock | 3.53
H62912-1 | Helukabel TrayControl 600 flexible control cable, unshielded, 18 conductors (includes ground), 18 AWG, bare copper, PVC/Nylon conductor insulation material, black with white numbers and green/yellow ground, PVC jacket, black, cut to length. | Stock | 5.15
H62914-1 | Helukabel TrayControl 600 flexible control cable, unshielded, 25 conductors (includes ground), 18 AWG, bare copper, PVC/Nylon conductor insulation material, black with white numbers and green/yellow ground, PVC jacket, black, cut to length. | Stock | 6.91
H62918-1 | Helukabel TrayControl 600 flexible control cable, unshielded, 41 conductors (includes ground), 18 AWG, bare copper, PVC/Nylon conductor insulation material, black with white numbers and green/yellow ground, PVC jacket, black, cut to length. | Stock | 10.79
H62921-1 | Helukabel TrayControl 600 flexible control cable, unshielded, 2 conductors, 16 AWG, bare copper, PVC/Nylon conductor insulation material, black with white numbers, PVC jacket, black, cut to length. | Stock | 1.09
H62922-1 | Helukabel TrayControl 600 flexible control cable, unshielded, 3 conductors (includes ground), 16 AWG, bare copper, PVC/Nylon conductor insulation material, black with white numbers and green/yellow ground, PVC jacket, black, cut to length. | Stock | 1.38
H62923-1 | Helukabel TrayControl 600 flexible control cable, unshielded, 4 conductors (includes ground), 16 AWG, bare copper, PVC/Nylon conductor insulation material, black with white numbers and green/yellow ground, PVC jacket, black, cut to length. | Stock | 1.7
H62924-1 | Helukabel TrayControl 600 flexible control cable, unshielded, 5 conductors (includes ground), 16 AWG, bare copper, PVC/Nylon conductor insulation material, black with white numbers and green/yellow ground, PVC jacket, black, cut to length. | Stock | 2.02
H62926-1 | Helukabel TrayControl 600 flexible control cable, unshielded, 7 conductors (includes ground), 16 AWG, bare copper, PVC/Nylon conductor insulation material, black with white numbers and green/yellow ground, PVC jacket, black, cut to length. | Stock | 2.83
H62928-1 | Helukabel TrayControl 600 flexible control cable, unshielded, 9 conductors (includes ground), 16 AWG, bare copper, PVC/Nylon conductor insulation material, black with white numbers and green/yellow ground, PVC jacket, black, cut to length. | Stock | 3.47
H62930-1 | Helukabel TrayControl 600 flexible control cable, unshielded, 12 conductors (includes ground), 16 AWG, bare copper, PVC/Nylon conductor insulation material, black with white numbers and green/yellow ground, PVC jacket, black, cut to length. | Stock | 4.26
H62934-1 | Helukabel TrayControl 600 flexible control cable, unshielded, 18 conductors (includes ground), 16 AWG, bare copper, PVC/Nylon conductor insulation material, black with white numbers and green/yellow ground, PVC jacket, black, cut to length. | Stock | 6.3
H62939-1 | Helukabel TrayControl 600 flexible control cable, unshielded, 30 conductors (includes ground), 16 AWG, bare copper, PVC/Nylon conductor insulation material, black with white numbers and green/yellow ground, PVC jacket, black, cut to length. | Stock | 9.81
H62946-1 | Helukabel TrayControl 600 flexible control cable, unshielded, 3 conductors (includes ground), 14 AWG, bare copper, PVC/Nylon conductor insulation material, black with white numbers and green/yellow ground, PVC jacket, black, cut to length. | Stock | 1.91
H62947-1 | Helukabel TrayControl 600 flexible control cable, unshielded, 4 conductors (includes ground), 14 AWG, bare copper, PVC/Nylon conductor insulation material, black with white numbers and green/yellow ground, PVC jacket, black, cut to length. | Stock | 2.34
H62948-1 | Helukabel TrayControl 600 flexible control cable, unshielded, 5 conductors (includes ground), 14 AWG, bare copper, PVC/Nylon conductor insulation material, black with white numbers and green/yellow ground, PVC jacket, black, cut to length. | Stock | 2.81
H62950-1 | Helukabel TrayControl 600 flexible control cable, unshielded, 7 conductors (includes ground), 14 AWG, bare copper, PVC/Nylon conductor insulation material, black with white numbers and green/yellow ground, PVC jacket, black, cut to length. | Stock | 3.85
H62951-1 | Helukabel TrayControl 600 flexible control cable, unshielded, 9 conductors (includes ground), 14 AWG, bare copper, PVC/Nylon conductor insulation material, black with white numbers and green/yellow ground, PVC jacket, black, cut to length. | Stock | 5.08
H62953-1 | Helukabel TrayControl 600 flexible control cable, unshielded, 12 conductors (includes ground), 14 AWG, bare copper, PVC/Nylon conductor insulation material, black with white numbers and green/yellow ground, PVC jacket, black, cut to length. | Stock | 6.49
H62955-1 | Helukabel TrayControl 600 flexible control cable, unshielded, 18 conductors (includes ground), 14 AWG, bare copper, PVC/Nylon conductor insulation material, black with white numbers and green/yellow ground, PVC jacket, black, cut to length. | Stock | 9.09
H62959-1 | Helukabel TrayControl 600 flexible control cable, unshielded, 3 conductors (includes ground), 12 AWG, bare copper, PVC/Nylon conductor insulation material, black with white numbers and green/yellow ground, PVC jacket, black, cut to length. | Stock | 2.62
H62960-1 | Helukabel TrayControl 600 flexible control cable, unshielded, 4 conductors (includes ground), 12 AWG, bare copper, PVC/Nylon conductor insulation material, black with white numbers and green/yellow ground, PVC jacket, black, cut to length. | Stock | 3.3
H62961-1 | Helukabel TrayControl 600 flexible control cable, unshielded, 5 conductors (includes ground), 12 AWG, bare copper, PVC/Nylon conductor insulation material, black with white numbers and green/yellow ground, PVC jacket, black, cut to length. | Stock | 4
H62963-1 | Helukabel TrayControl 600 flexible control cable, unshielded, 7 conductors (includes ground), 12 AWG, bare copper, PVC/Nylon conductor insulation material, black with white numbers and green/yellow ground, PVC jacket, black, cut to length. | Stock | 5.51
H62965-1 | Helukabel TrayControl 600 flexible control cable, unshielded, 12 conductors (includes ground), 12 AWG, bare copper, PVC/Nylon conductor insulation material, black with white numbers and green/yellow ground, PVC jacket, black, cut to length. | Stock | 9.15
H62971-1 | Helukabel TrayControl 600 flexible control cable, unshielded, 3 conductors (includes ground), 10 AWG, bare copper, PVC/Nylon conductor insulation material, black with white numbers and green/yellow ground, PVC jacket, black, cut to length. | Stock | 3.96
H62972-1 | Helukabel TrayControl 600 flexible control cable, unshielded, 4 conductors (includes ground), 10 AWG, bare copper, PVC/Nylon conductor insulation material, black with white numbers and green/yellow ground, PVC jacket, black, cut to length. | Stock | 5.38
H62973-1 | Helukabel TrayControl 600 flexible control cable, unshielded, 5 conductors (includes ground), 10 AWG, bare copper, PVC/Nylon conductor insulation material, black with white numbers and green/yellow ground, PVC jacket, black, cut to length. | Stock | 6.53
H62978-1 | Helukabel TrayControl 600 flexible control cable, unshielded, 4 conductors (includes ground), 8 AWG, bare copper, PVC/Nylon conductor insulation material, black with white numbers and green/yellow ground, PVC jacket, black, cut to length. | Stock | 8.92
H62981-1 | Helukabel TrayControl 600 flexible control cable, unshielded, 4 conductors (includes ground), 6 AWG, bare copper, PVC/Nylon conductor insulation material, black with white numbers and green/yellow ground, PVC jacket, black, cut to length. | Stock | 12.94
H62984-1 | Helukabel TrayControl 600 flexible control cable, unshielded, 4 conductors (includes ground), 4 AWG, bare copper, PVC/Nylon conductor insulation material, black with white numbers and green/yellow ground, PVC jacket, black, cut to length. | Stock | 20.08
Low Voltage Control and Signal Cable
CF11-01-04-02-1 | igus continuous flexing control and signal cable, shielded, 4 twisted pairs, 26 AWG (0.14mm2), 18-stranded, bare copper, TPE conductor insulation material, TPE jacket, blue, cut to length. | Stock | 6.83
Q8165-1 | Quabbin control and signal cable, shielded, 3 conductors, 24 AWG, 7-stranded, tinned copper, PVC conductor insulation material, PVC jacket, gray, cut to length. | Stock | 0.31
Q8170-1 | Quabbin control and signal cable, shielded, 4 conductors, 24 AWG, 7-stranded, tinned copper, PVC conductor insulation material, PVC jacket, gray, cut to length. | Stock | 0.34
Q8175-1 | Quabbin control and signal cable, shielded, 5 conductors, 24 AWG, 7-stranded, tinned copper, PVC conductor insulation material, PVC jacket, gray, cut to length. | Stock | 0.4
Q8180-1 | Quabbin control and signal cable, shielded, 6 conductors, 24 AWG, 7-stranded, tinned copper, PVC conductor insulation material, PVC jacket, gray, cut to length. | Stock | 0.43
Q8185-1 | Quabbin control and signal cable, shielded, 7 conductors, 24 AWG, 7-stranded, tinned copper, PVC conductor insulation material, PVC jacket, gray, cut to length. | Stock | 0.56
Q8190-1 | Quabbin control and signal cable, shielded, 8 conductors, 24 AWG, 7-stranded, tinned copper, PVC conductor insulation material, PVC jacket, gray, cut to length. | Stock | 0.58
Q8195-1 | Quabbin control and signal cable, shielded, 9 conductors, 24 AWG, 7-stranded, tinned copper, PVC conductor insulation material, PVC jacket, gray, cut to length. | Stock | 0.68
Q8200-1 | Quabbin control and signal cable, shielded, 10 conductors, 24 AWG, 7-stranded, tinned copper, PVC conductor insulation material, PVC jacket, gray, cut to length. | Stock | 0.72
Q8205-1 | Quabbin control and signal cable, shielded, 15 conductors, 24 AWG, 7-stranded, tinned copper, PVC conductor insulation material, PVC jacket, gray, cut to length. | Stock | 1.1
Q8215-1 | Quabbin control and signal cable, shielded, 25 conductors, 24 AWG, 7-stranded, tinned copper, PVC conductor insulation material, PVC jacket, gray, cut to length. | Stock | 1.77
CF211-02-01-02-1 | igus continuous flexing control and signal cable, shielded, AWM, 1 twisted pair, 24 AWG (0.25mm2), bare copper, TPE conductor insulation material, white and brown, PVC jacket, gray, cut to length. | Stock | 2.61
CF211-P-02-01-02-1 | igus continuous flexing control and signal cable, shielded, AWM, 1 twisted pair, 24 AWG (0.25mm2), bare copper, TPE conductor insulation material, white and brown, PUR jacket, gray, cut to length. | Stock | 2.7
CF11-02-02-02-1 | igus continuous flexing control and signal cable, shielded, 2 twisted pairs, 24 AWG (0.25mm2), bare copper, TPE conductor insulation material, pair 1: white and brown and pair 2: green and yellow, TPE jacket, blue, cut to length. | Stock | 5.98
CF211-02-02-02-1 | igus continuous flexing control and signal cable, shielded, AWM, 2 twisted pairs, 24 AWG (0.25mm2), bare copper, TPE conductor insulation material, pair 1: white and brown and pair 2: green and yellow, PVC jacket, gray, cut to length. | Stock | 4.22
CF211-P-02-02-02-1 | igus continuous flexing control and signal cable, shielded, AWM, 2 twisted pairs, 24 AWG (0.25mm2), bare copper, TPE conductor insulation material, pair 1: white and brown and pair 2: green and yellow, PUR jacket, gray, cut to length. | Stock | 4.46
Q8110-1 | Quabbin control and signal cable, shielded, 2 twisted pairs, 24 AWG, 7-stranded, tinned copper, PVC conductor insulation material, PVC jacket, gray, cut to length. | Stock | 0.43
CF11-02-03-02-1 | igus continuous flexing control and signal cable, shielded, 3 twisted pairs, 24 AWG (0.25mm2), bare copper, TPE conductor insulation material, pair 1: white and brown, pair 2: green and yellow and pair 3: grey and pink, TPE jacket, blue, cut to length. | Stock | 7.97
CF211-P-02-03-02-1 | igus continuous flexing control and signal cable, shielded, AWM, 3 twisted pairs, 24 AWG (0.25mm2), bare copper, TPE conductor insulation material, pair 1: white and brown, pair 2: green and yellow and pair 3: grey and pink, PUR jacket, gray, cut to length. | Stock | 6.03
CF11-02-04-02-1 | igus continuous flexing control and signal cable, shielded, 4 twisted pairs, 24 AWG (0.25mm2), 32-stranded, bare copper, TPE conductor insulation material, TPE jacket, blue, cut to length. | Stock | 10.07
CF211-02-04-02-1 | igus continuous flexing control and signal cable, shielded, 4 twisted pairs, 24 AWG (0.25mm2), 32-stranded, bare copper, TPE conductor insulation material, PVC jacket, gray, cut to length. | Stock | 7.23
CF211-P-02-04-02-1 | igus continuous flexing control and signal cable, shielded, 4 twisted pairs, 24 AWG (0.25mm2), 32-stranded, bare copper, TPE conductor insulation material, PUR jacket, gray, cut to length. | Stock | 7.47
Q8508-1 | Quabbin control and signal cable, shielded, 4 twisted pairs, 24 AWG, 7-stranded, tinned copper, PVC conductor insulation material, PVC jacket, gray, cut to length. | Stock | 0.7
Q8138-1 | Quabbin control and signal cable, shielded, 8 twisted pairs, 24 AWG, 7-stranded, tinned copper, PVC conductor insulation material, PVC jacket, gray, cut to length. | Stock | 1
Q0160-1 | Quabbin control and signal cable, shielded, 2 conductors, 22 AWG, 7-stranded, tinned copper, PVC conductor insulation material, PVC jacket, gray, cut to length. | Stock | 0.43
Q7115-1 | Quabbin control and signal cable, unshielded, 2 conductors, 22 AWG, 7-stranded, tinned copper, PVC conductor insulation material, PVC jacket, gray, cut to length. | Stock | 0.22
Q7315-1 | Quabbin control and signal cable, shielded, 2 conductors, 22 AWG, 7-stranded, tinned copper, PVC conductor insulation material, PVC jacket, gray, cut to length. | Stock | 0.28
Q7320-1 | Quabbin control and signal cable, shielded, 2 conductors, 22 AWG, 7-stranded, tinned copper, PVC conductor insulation material, PVC jacket, gray, cut to length. | Stock | 0.36
A3032203-1 | LUTZE ELECTRONIC flexible control and signal cable, unshielded, 3 conductors, 22 AWG, 19-stranded, tinned copper, PVC conductor insulation material, PVC jacket, gray, cut to length. | Stock | 0.75
A3132203-1 | LUTZE ELECTRONIC flexible control and signal cable, overall shielded, 3 conductors, 22 AWG, 19-stranded, tinned copper, PVC conductor insulation material, PVC jacket, gray, cut to length. | Stock | 1.18
Q0190-1 | Quabbin control and signal cable, unshielded, 3 conductors, 22 AWG, 7-stranded, tinned copper, PVC conductor insulation material, PVC jacket, gray, cut to length. | Stock | 0.47
Q7120-1 | Quabbin control and signal cable, unshielded, 3 conductors, 22 AWG, 7-stranded, tinned copper, PVC conductor insulation material, PVC jacket, gray, cut to length. | Stock | 0.28
Q7121-1 | Quabbin control and signal cable, unshielded, 3 conductors, 22 AWG, 7-stranded, tinned copper, PVC conductor insulation material, PVC jacket, gray, cut to length. | Stock | 0.31
Q7325-1 | Quabbin control and signal cable, shielded, 3 conductors, 22 AWG, 7-stranded, tinned copper, PVC conductor insulation material, PVC jacket, gray, cut to length. | Stock | 0.39
A3032204-1 | LUTZE ELECTRONIC flexible control and signal cable, unshielded, 4 conductors, 22 AWG, 19-stranded, tinned copper, PVC conductor insulation material, PVC jacket, gray, cut to length. | Stock | 0.84
A3132204-1 | LUTZE ELECTRONIC flexible control and signal cable, overall shielded, 4 conductors, 22 AWG, 19-stranded, tinned copper, PVC conductor insulation material, PVC jacket, gray, cut to length. | Stock | 1.26
Q7125-1 | Quabbin control and signal cable, unshielded, 4 conductors, 22 AWG, 7-stranded, tinned copper, PVC conductor insulation material, PVC jacket, gray, cut to length. | Stock | 0.37
Q7525-1 | Quabbin control and signal cable, shielded, 4 conductors, 22 AWG, 7-stranded, tinned copper, PVC conductor insulation material, PVC jacket, gray, cut to length. | Stock | 0.39
Q7131-1 | Quabbin control and signal cable, unshielded, 5 conductors, 22 AWG, 7-stranded, tinned copper, PVC conductor insulation material, PVC jacket, gray, cut to length. | Stock | 0.48
Q7135-1 | Quabbin control and signal cable, unshielded, 6 conductors, 22 AWG, 7-stranded, tinned copper, PVC conductor insulation material, PVC jacket, gray, cut to length. | Stock | 0.45
Q7535-1 | Quabbin control and signal cable, shielded, 6 conductors, 22 AWG, 7-stranded, tinned copper, PVC conductor insulation material, PVC jacket, gray, cut to length. | Stock | 0.5
Q7140-1 | Quabbin control and signal cable, unshielded, 7 conductors, 22 AWG, 7-stranded, tinned copper, PVC conductor insulation material, PVC jacket, gray, cut to length. | Stock | 0.63
A3032208-1 | LUTZE ELECTRONIC flexible control and signal cable, unshielded, 8 conductors, 22 AWG, 19-stranded, tinned copper, PVC conductor insulation material, PVC jacket, gray, cut to length. | Stock | 1.38
A3132208-1 | LUTZE ELECTRONIC flexible control and signal cable, overall shielded, 8 conductors, 22 AWG, 19-stranded, tinned copper, PVC conductor insulation material, PVC jacket, gray, cut to length. | Stock | 1.88
Q7145-1 | Quabbin control and signal cable, unshielded, 8 conductors, 22 AWG, 7-stranded, tinned copper, PVC conductor insulation material, PVC jacket, gray, cut to length. | Stock | 0.62
Q7545-1 | Quabbin control and signal cable, shielded, 8 conductors, 22 AWG, 7-stranded, tinned copper, PVC conductor insulation material, PVC jacket, gray, cut to length. | Stock | 0.75
Q7150-1 | Quabbin control and signal cable, unshielded, 9 conductors, 22 AWG, 7-stranded, tinned copper, PVC conductor insulation material, PVC jacket, gray, cut to length. | Stock | 0.81
Q7155-1 | Quabbin control and signal cable, unshielded, 10 conductors, 22 AWG, 7-stranded, tinned copper, PVC conductor insulation material, PVC jacket, gray, cut to length. | Stock | 0.87
Q7555-1 | Quabbin control and signal cable, shielded, 10 conductors, 22 AWG, 7-stranded, tinned copper, PVC conductor insulation material, PVC jacket, gray, cut to length. | Stock | 0.95
Q7160-1 | Quabbin control and signal cable, unshielded, 12 conductors, 22 AWG, 7-stranded, tinned copper, PVC conductor insulation material, PVC jacket, gray, cut to length. | Stock | 0.82
Q7560-1 | Quabbin control and signal cable, shielded, 12 conductors, 22 AWG, 7-stranded, tinned copper, PVC conductor insulation material, PVC jacket, gray, cut to length. | Stock | 1.08
A3032215-1 | LUTZE ELECTRONIC flexible control and signal cable, unshielded, 15 conductors, 22 AWG, 19-stranded, tinned copper, PVC conductor insulation material, PVC jacket, gray, cut to length. | Stock | 2.39
A3132215-1 | LUTZE ELECTRONIC flexible control and signal cable, overall shielded, 15 conductors, 22 AWG, 19-stranded, tinned copper, PVC conductor insulation material, PVC jacket, gray, cut to length. | Stock | 2.89
Q7165-1 | Quabbin control and signal cable, unshielded, 15 conductors, 22 AWG, 7-stranded, tinned copper, PVC conductor insulation material, PVC jacket, gray, cut to length. | Stock | 1.27
Q7565-1 | Quabbin control and signal cable, shielded, 15 conductors, 22 AWG, 7-stranded, tinned copper, PVC conductor insulation material, PVC jacket, gray, cut to length. | Stock | 1.32
Q7170-1 | Quabbin control and signal cable, unshielded, 20 conductors, 22 AWG, 7-stranded, tinned copper, PVC conductor insulation material, PVC jacket, gray, cut to length. | Stock | 1.43
A3032225-1 | LUTZE ELECTRONIC flexible control and signal cable, unshielded, 25 conductors, 22 AWG, 19-stranded, tinned copper, PVC conductor insulation material, PVC jacket, gray, cut to length. | Stock | 3.99
A3132225-1 | LUTZE ELECTRONIC flexible control and signal cable, overall shielded, 25 conductors, 22 AWG, 19-stranded, tinned copper, PVC conductor insulation material, PVC jacket, gray, cut to length. | Stock | 4.7
Q7175-1 | Quabbin control and signal cable, unshielded, 25 conductors, 22 AWG, 7-stranded, tinned copper, PVC conductor insulation material, PVC jacket, gray, cut to length. | Stock | 2.18
Q7395-1 | Quabbin control and signal cable, shielded, 2 twisted pairs, 22 AWG, 7-stranded, tinned copper, PVC conductor insulation material, PVC jacket, gray, cut to length. | Stock | 0.37
Q7465-1 | Quabbin control and signal cable, shielded, (1) shielded pair, (2) unshielded conductors, 22 AWG, 7-stranded, tinned copper, PVC conductor insulation material, PVC jacket, gray, cut to length. | Stock | 0.47
CF211-03-03-02-1 | igus continuous flexing control and signal cable, shielded, AWM, 3 twisted pairs, 22 AWG (0.34mm2), bare copper, TPE conductor insulation material, pair 1: white and brown, pair 2: green and yellow and pair 3: grey and pink, PVC jacket, gray, cut to length. | Stock | 5.78
Q0165-1 | Quabbin control and signal cable, shielded, 2 conductors, 20 AWG, 10-stranded, tinned copper, PVC conductor insulation material, PVC jacket, gray, cut to length. | Stock | 0.44
Q6140-1 | Quabbin control and signal cable, shielded, 2 conductors, 20 AWG, 7-stranded, tinned copper, PVC conductor insulation material, PVC jacket, gray, cut to length. | Stock | 0.46
A3032003-1 | LUTZE ELECTRONIC flexible control and signal cable, unshielded, 3 conductors, 20 AWG, 19-stranded, tinned copper, PVC conductor insulation material, PVC jacket, gray, cut to length. | Stock | 0.92
A3132003-1 | LUTZE ELECTRONIC flexible control and signal cable, overall shielded, 3 conductors, 20 AWG, 19-stranded, tinned copper, PVC conductor insulation material, PVC jacket, gray, cut to length. | Stock | 1.42
Q0195-1 | Quabbin control and signal cable, unshielded, 3 conductors, 20 AWG, 10-stranded, tinned copper, PVC conductor insulation material, PVC jacket, gray, cut to length. | Stock | 0.5
Q0220-1 | Quabbin control and signal cable, shielded, 3 conductors, 20 AWG, 10-stranded, tinned copper, PVC conductor insulation material, PVC jacket, gray, cut to length. | Stock | 0.5
Q6145-1 | Quabbin control and signal cable, shielded, 3 conductors, 20 AWG, 7-stranded, tinned copper, PVC conductor insulation material, PVC jacket, gray, cut to length. | Stock | 0.5
A3032004-1 | LUTZE ELECTRONIC flexible control and signal cable, unshielded, 4 conductors, 20 AWG, 19-stranded, tinned copper, PVC conductor insulation material, PVC jacket, gray, cut to length. | Stock | 1.12
A3132004-1 | LUTZE ELECTRONIC flexible control and signal cable, overall shielded, 4 conductors, 20 AWG, 19-stranded, tinned copper, PVC conductor insulation material, PVC jacket, gray, cut to length. | Stock | 1.69
Q6100-1 | Quabbin control and signal cable, unshielded, 4 conductors, 20 AWG, 7-stranded, tinned copper, PVC conductor insulation material, PVC jacket, gray, cut to length. | Stock | 0.58
A3032008-1 | LUTZE ELECTRONIC flexible control and signal cable, unshielded, 8 conductors, 20 AWG, 19-stranded, tinned copper, PVC conductor insulation material, PVC jacket, gray, cut to length. | Stock | 1.87
A3132008-1 | LUTZE ELECTRONIC flexible control and signal cable, overall shielded, 8 conductors, 20 AWG, 19-stranded, tinned copper, PVC conductor insulation material, PVC jacket, gray, cut to length. | Stock | 2.53
A3032015-1 | LUTZE ELECTRONIC flexible control and signal cable, unshielded, 15 conductors, 20 AWG, 19-stranded, tinned copper, PVC conductor insulation material, PVC jacket, gray, cut to length. | Stock | 3.28
A3132015-1 | LUTZE ELECTRONIC flexible control and signal cable, overall shielded, 15 conductors, 20 AWG, 19-stranded, tinned copper, PVC conductor insulation material, PVC jacket, gray, cut to length. | Stock | 4.25
A3032025-1 | LUTZE ELECTRONIC flexible control and signal cable, unshielded, 25 conductors, 20 AWG, 19-stranded, tinned copper, PVC conductor insulation material, PVC jacket, gray, cut to length. | Stock | 5.47
A3132025-1 | LUTZE ELECTRONIC flexible control and signal cable, overall shielded, 25 conductors, 20 AWG, 19-stranded, tinned copper, PVC conductor insulation material, PVC jacket, gray, cut to length. | Stock | 6.22
CF211-05-01-02-1 | igus continuous flexing control and signal cable, shielded, AWM, 1 twisted pair, 20 AWG (0.50mm2), bare copper, TPE conductor insulation material, white and brown, PVC jacket, gray, cut to length. | Stock | 2.77
CF211-P-05-01-02-1 | igus continuous flexing control and signal cable, shielded, AWM, 1 twisted pair, 20 AWG (0.50mm2), bare copper, TPE conductor insulation material, white and brown, PUR jacket, gray, cut to length. | Stock | 2.98
Q6130-1 | Quabbin control and signal cable, unshielded, 1 twisted pair, 20 AWG, 7-stranded, tinned copper, PVC conductor insulation material, PVC jacket, gray, cut to length. | Stock | 0.34
CF211-05-02-02-1 | igus continuous flexing control and signal cable, shielded, AWM, 2 twisted pairs, 20 AWG (0.50mm2), bare copper, TPE conductor insulation material, pair 1: white and brown and pair 2: green and yellow, PVC jacket, gray, cut to length. | Stock | 4.91
CF211-P-05-02-02-1 | igus continuous flexing control and signal cable, shielded, AWM, 2 twisted pairs, 20 AWG (0.50mm2), bare copper, TPE conductor insulation material, pair 1: white and brown and pair 2: green and yellow, PUR jacket, gray, cut to length. | Stock | 5.3
Q6151-1 | Quabbin control and signal cable, shielded, 2 twisted pairs, 20 AWG, 7-stranded, tinned copper, PVC conductor insulation material, PVC jacket, gray, cut to length. | Stock | 0.85
CF211-05-03-02-1 | igus continuous flexing control and signal cable, shielded, AWM, 3 twisted pairs, 20 AWG (0.50mm2), bare copper, TPE conductor insulation material, pair 1: white and brown, pair 2: green and yellow and pair 3: grey and pink, PVC jacket, gray, cut to length. | Stock | 6.22
CF211-05-04-02-1 | igus continuous flexing control and signal cable, shielded, 4 twisted pairs, 20 AWG (0.50mm2), 28-stranded, bare copper, TPE conductor insulation material, PVC jacket, gray, cut to length. | Stock | 8.62
CF211-P-05-04-02-1 | igus continuous flexing control and signal cable, shielded, 4 twisted pairs, 20 AWG (0.50mm2), 28-stranded, bare copper, TPE conductor insulation material, PUR jacket, gray, cut to length. | Stock | 9.14
Q0140-1 | Quabbin control and signal cable, unshielded, 2 conductors, 18 AWG, 16-stranded, tinned copper, PVC conductor insulation material, PVC jacket, gray, cut to length. | Stock | 0.42
Q4140-1 | Quabbin control and signal cable, unshielded, 2 conductors, 18 AWG, 7-stranded, tinned copper, PVC conductor insulation material, PVC jacket, gray, cut to length. | Stock | 0.49
Q4165-1 | Quabbin control and signal cable, shielded, 2 conductors, 18 AWG, 16-stranded, tinned copper, PVC conductor insulation material, PVC jacket, gray, cut to length. | Stock | 0.5
Q4560-1 | Quabbin control and signal cable, unshielded, 2 conductors, 18 AWG, 16-stranded, tinned copper, PVC conductor insulation material, PVC jacket, gray, cut to length. | Stock | 0.39
A3031803-1 | LUTZE ELECTRONIC flexible control and signal cable, unshielded, 3 conductors, 18 AWG, 19-stranded, tinned copper, PVC conductor insulation material, PVC jacket, gray, cut to length. | Stock | 1.13
A3131803-1 | LUTZE ELECTRONIC flexible control and signal cable, overall shielded, 3 conductors, 18 AWG, 19-stranded, tinned copper, PVC conductor insulation material, PVC jacket, gray, cut to length. | Stock | 1.65
Q0200-1 | Quabbin control and signal cable, unshielded, 3 conductors, 18 AWG, 16-stranded, tinned copper, PVC conductor insulation material, PVC jacket, gray, cut to length. | Stock | 0.62
Q4170-1 | Quabbin control and signal cable, shielded, 3 conductors, 18 AWG, 16-stranded, tinned copper, PVC conductor insulation material, PVC jacket, gray, cut to length. | Stock | 0.68
A3031804-1 | LUTZE ELECTRONIC flexible control and signal cable, unshielded, 4 conductors, 18 AWG, 19-stranded, tinned copper, PVC conductor insulation material, PVC jacket, gray, cut to length. | Stock | 1.41
A3131804-1 | LUTZE ELECTRONIC flexible control and signal cable, overall shielded, 4 conductors, 18 AWG, 19-stranded, tinned copper, PVC conductor insulation material, PVC jacket, gray, cut to length. | Stock | 1.95
Q4100-1 | Quabbin control and signal cable, unshielded, 4 conductors, 18 AWG, 16-stranded, tinned copper, PVC conductor insulation material, PVC jacket, gray, cut to length. | Stock | 0.66
Q4175-1 | Quabbin control and signal cable, shielded, 4 conductors, 18 AWG, 16-stranded, tinned copper, PVC conductor insulation material, PVC jacket, gray, cut to length. | Stock | 0.72
Q4105-1 | Quabbin control and signal cable, unshielded, 5 conductors, 18 AWG, 16-stranded, tinned copper, PVC conductor insulation material, PVC jacket, gray, cut to length. | Stock | 0.78
Q4177-1 | Quabbin control and signal cable, shielded, 6 conductors, 18 AWG, 16-stranded, tinned copper, PVC conductor insulation material, PVC jacket, gray, cut to length. | Stock | 1.03
Q4110-1 | Quabbin control and signal cable, unshielded, 7 conductors, 18 AWG, 16-stranded, tinned copper, PVC conductor insulation material, PVC jacket, gray, cut to length. | Stock | 1.24
A3031808-1 | LUTZE ELECTRONIC flexible control and signal cable, unshielded, 8 conductors, 18 AWG, 19-stranded, tinned copper, PVC conductor insulation material, PVC jacket, gray, cut to length. | Stock | 2.52
A3131808-1 | LUTZE ELECTRONIC flexible control and signal cable, overall shielded, 8 conductors, 18 AWG, 19-stranded, tinned copper, PVC conductor insulation material, PVC jacket, gray, cut to length. | Stock | 3.21
Q4120-1 | Quabbin control and signal cable, unshielded, 12 conductors, 18 AWG, 16-stranded, tinned copper, PVC conductor insulation material, PVC jacket, gray, cut to length. | Stock | 2.14
Q4125-1 | Quabbin control and signal cable, unshielded, 15 conductors, 18 AWG, 16-stranded, tinned copper, PVC conductor insulation material, PVC jacket, gray, cut to length. | Stock | 2.78
A3031815-1 | LUTZE ELECTRONIC flexible control and signal cable, unshielded, 15 conductors, 18 AWG, 19-stranded, tinned copper, PVC conductor insulation material, PVC jacket, gray, cut to length. | Stock | 4.45
A3131815-1 | LUTZE ELECTRONIC flexible control and signal cable, overall shielded, 15 conductors, 18 AWG, 19-stranded, tinned copper, PVC conductor insulation material, PVC jacket, gray, cut to length. | Stock | 5.33
Q4130-1 | Quabbin control and signal cable, unshielded, 19 conductors, 18 AWG, 16-stranded, tinned copper, PVC conductor insulation material, PVC jacket, gray, cut to length. | Stock | 3.34
A3031825-1 | LUTZE ELECTRONIC flexible control and signal cable, unshielded, 25 conductors, 18 AWG, 19-stranded, tinned copper, PVC conductor insulation material, PVC jacket, gray, cut to length. | Stock | 7.05
A3131825-1 | LUTZE ELECTRONIC flexible control and signal cable, overall shielded, 25 conductors, 18 AWG, 19-stranded, tinned copper, PVC conductor insulation material, PVC jacket, gray, cut to length. | Stock | 8.17
Q4135-1 | Quabbin control and signal cable, unshielded, 25 conductors, 18 AWG, 16-stranded, tinned copper, PVC conductor insulation material, PVC jacket, gray, cut to length. | Stock | 4.44
Q0170-1 | Quabbin control and signal cable, shielded, 1 twisted pair, 18 AWG, 16-stranded, tinned copper, PVC conductor insulation material, PVC jacket, gray, cut to length. | Stock | 0.49
Q0225-1 | Quabbin control and signal cable, shielded, 1 twisted triad, 18 AWG, 16-stranded, tinned copper, PVC conductor insulation material, PVC jacket, gray, cut to length. | Stock | 0.74
Q3130-1 | Quabbin control and signal cable, unshielded, 2 conductors, 16 AWG, 19-stranded, tinned copper, PVC conductor insulation material, PVC jacket, gray, cut to length. | Stock | 0.77
A3031603-1 | LUTZE ELECTRONIC flexible control and signal cable, unshielded, 3 conductors, 16 AWG, 26-stranded, tinned copper, PVC conductor insulation material, PVC jacket, gray, cut to length. | Stock | 1.43
A3131603-1 | LUTZE ELECTRONIC flexible control and signal cable, overall shielded, 3 conductors, 16 AWG, 26-stranded, tinned copper, PVC conductor insulation material, PVC jacket, gray, cut to length. | Stock | 2.12
Q3100-1 | Quabbin control and signal cable, unshielded, 4 conductors, 16 AWG, 19-stranded, tinned copper, PVC conductor insulation material, PVC jacket, gray, cut to length. | Stock | 0.98
A3031604-1 | LUTZE ELECTRONIC flexible control and signal cable, unshielded, 4 conductors, 16 AWG, 26-stranded, tinned copper, PVC conductor insulation material, PVC jacket, gray, cut to length. | Stock | 1.8
A3131604-1 | LUTZE ELECTRONIC flexible control and signal cable, overall shielded, 4 conductors, 16 AWG, 26-stranded, tinned copper, PVC conductor insulation material, PVC jacket, gray, cut to length. | Stock | 2.52
A3031608-1 | LUTZE ELECTRONIC flexible control and signal cable, unshielded, 8 conductors, 16 AWG, 26-stranded, tinned copper, PVC conductor insulation material, PVC jacket, gray, cut to length. | Stock | 3.4
A3131608-1 | LUTZE ELECTRONIC flexible control and signal cable, overall shielded, 8 conductors, 16 AWG, 26-stranded, tinned copper, PVC conductor insulation material, PVC jacket, gray, cut to length. | Stock | 4.28
A3031615-1 | LUTZE ELECTRONIC flexible control and signal cable, unshielded, 15 conductors, 16 AWG, 26-stranded, tinned copper, PVC conductor insulation material, PVC jacket, gray, cut to length. | Stock | 5.9
A3131615-1 | LUTZE ELECTRONIC flexible control and signal cable, overall shielded, 15 conductors, 16 AWG, 26-stranded, tinned copper, PVC conductor insulation material, PVC jacket, gray, cut to length. | Stock | 7.18
A3031625-1 | LUTZE ELECTRONIC flexible control and signal cable, unshielded, 25 conductors, 16 AWG, 26-stranded, tinned copper, PVC conductor insulation material, PVC jacket, gray, cut to length. | Stock | 9.54
A3131625-1 | LUTZE ELECTRONIC flexible control and signal cable, overall shielded, 25 conductors, 16 AWG, 26-stranded, tinned copper, PVC conductor insulation material, PVC jacket, gray, cut to length. | Stock | 11.34
SAC-24-3U-1GY-1 | AutomationDirect flexible sensor/actuator cable, unshielded, 3 conductors, 24 AWG, bare copper, PVC conductor insulation material, black, brown and blue, PVC jacket, gray, cut to length. | Stock | 0.47
SAC-24-3U-1YL-1 | AutomationDirect flexible sensor/actuator cable, unshielded, 3 conductors, 24 AWG, bare copper, PVC conductor insulation material, black, brown and blue, PVC jacket, yellow, cut to length. | Stock | 0.47
SAC-24-4U-1GY-1 | AutomationDirect flexible sensor/actuator cable, unshielded, 4 conductors, 24 AWG, bare copper, PVC conductor insulation material, black, brown, blue and white, PVC jacket, gray, cut to length. | Stock | 0.55
SAC-24-4U-1YL-1 | AutomationDirect flexible sensor/actuator cable, unshielded, 4 conductors, 24 AWG, bare copper, PVC conductor insulation material, black, brown, blue and white, PVC jacket, yellow, cut to length. | Stock | 0.55
SAC-22-3U-1GY-1 | AutomationDirect flexible sensor/actuator cable, unshielded, 3 conductors, 22 AWG, bare copper, PVC conductor insulation material, black, brown and blue, PVC jacket, gray, cut to length. | Stock | 0.53
SAC-22-3U-1YL-1 | AutomationDirect flexible sensor/actuator cable, unshielded, 3 conductors, 22 AWG, bare copper, PVC conductor insulation material, black, brown and blue, PVC jacket, yellow, cut to length. | Stock | 0.53
SAC-22-4U-1GY-1 | AutomationDirect flexible sensor/actuator cable, unshielded, 4 conductors, 22 AWG, bare copper, PVC conductor insulation material, black, brown, blue and white, PVC jacket, gray, cut to length. | Stock | 0.63
SAC-22-4U-1YL-1 | AutomationDirect flexible sensor/actuator cable, unshielded, 4 conductors, 22 AWG, bare copper, PVC conductor insulation material, black, brown, blue and white, PVC jacket, yellow, cut to length. | Stock | 0.63
SAC-22-5U-1GY-1 | AutomationDirect flexible sensor/actuator cable, unshielded, 5 conductors, 22 AWG, bare copper, PVC conductor insulation material, black, brown, blue, white and green/yellow, PVC jacket, gray, cut to length. | Stock | 0.75
SAC-22-5U-1YL-1 | AutomationDirect flexible sensor/actuator cable, unshielded, 5 conductors, 22 AWG, bare copper, PVC conductor insulation material, black, brown, blue, white and green/yellow, PVC jacket, yellow, cut to length. | Stock | 0.75
600V Rated General Purpose Control Cable
L602002-1 | Lapp OLFLEX 190 flexible control cable, unshielded, 2 conductors, 20 AWG, bare copper, PVC conductor insulation material, black with white numbers, PVC jacket, gray, cut to length. | Stock | 0.71
A3082003-1 | LUTZE Silflex flexible control cable, unshielded, 3 conductors (includes ground), 20 AWG, bare copper, PVC/Nylon conductor insulation material, black with white numbers and green/yellow ground, PVC jacket, gray, cut to length. | Stock | 0.93
A3092003-1 | LUTZE Silflex flexible control cable, shielded, 3 conductors (includes ground), 20 AWG, bare copper, PVC/Nylon conductor insulation material, black with white numbers and green/yellow ground, PVC jacket, gray, cut to length. | Stock | 1.54
L602003-1 | Lapp OLFLEX 190 flexible control cable, unshielded, 3 conductors (includes ground), 20 AWG, bare copper, PVC conductor insulation material, black with white numbers and green/yellow ground, PVC jacket, gray, cut to length. | Stock | 0.78
CC600-20-3U-1 | Quabbin control cable, unshielded, 3 conductors, 20 AWG, 7-stranded, tinned copper, PVC conductor insulation material, PVC jacket, gray, cut to length. | Stock | 0.59
V30156-1 | Southwire flexible control cable, unshielded, 3 conductors (includes ground), 20 AWG, bare copper, PVC/Nylon conductor insulation material, black with white numbers and green/yellow ground, TPE jacket, gray, cut to length. | Stock | 0.71
A3082004-1 | LUTZE Silflex flexible control cable, unshielded, 4 conductors (includes ground), 20 AWG, bare copper, PVC/Nylon conductor insulation material, black with white numbers and green/yellow ground, PVC jacket, gray, cut to length. | Stock | 1.12
A3092004-1 | LUTZE Silflex flexible control cable, shielded, 4 conductors (includes ground), 20 AWG, bare copper, PVC/Nylon conductor insulation material, black with white numbers and green/yellow ground, PVC jacket, gray, cut to length. | Stock | 1.78
CC600-20-4U-1 | Quabbin control cable, unshielded, 4 conductors, 20 AWG, 7-stranded, tinned copper, PVC conductor insulation material, PVC jacket, gray, cut to length. | Stock | 0.7
L602004-1 | Lapp OLFLEX 190 flexible control cable, unshielded, 4 conductors (includes ground), 20 AWG, bare copper, PVC conductor insulation material, black with white numbers and green/yellow ground, PVC jacket, gray, cut to length. | Stock | 0.95
V30158-1 | Southwire flexible control cable, unshielded, 4 conductors (includes ground), 20 AWG, bare copper, PVC/Nylon conductor insulation material, black with white numbers and green/yellow ground, TPE jacket, gray, cut to length. | Stock | 0.81
A3082005-1 | LUTZE Silflex flexible control cable, unshielded, 5 conductors (includes ground), 20 AWG, bare copper, PVC/Nylon conductor insulation material, black with white numbers and green/yellow ground, PVC jacket, gray, cut to length. | Stock | 1.36
A3092005-1 | LUTZE Silflex flexible control cable, shielded, 5 conductors (includes ground), 20 AWG, bare copper, PVC/Nylon conductor insulation material, black with white numbers and green/yellow ground, PVC jacket, gray, cut to length. | Stock | 2.05
L602005-1 | Lapp OLFLEX 190 flexible control cable, unshielded, 5 conductors (includes ground), 20 AWG, bare copper, PVC conductor insulation material, black with white numbers and green/yellow ground, PVC jacket, gray, cut to length. | Stock | 1.22
V30160-1 | Southwire flexible control cable, unshielded, 5 conductors (includes ground), 20 AWG, bare copper, PVC/Nylon conductor insulation material, black with white numbers and green/yellow ground, TPE jacket, gray, cut to length. | Stock | 0.92
A3082007-1 | LUTZE Silflex flexible control cable, unshielded, 7 conductors (includes ground), 20 AWG, bare copper, PVC/Nylon conductor insulation material, black with white numbers and green/yellow ground, PVC jacket, gray, cut to length. | Stock | 1.74
A3092007-1 | LUTZE Silflex flexible control cable, shielded, 7 conductors (includes ground), 20 AWG, bare copper, PVC/Nylon conductor insulation material, black with white numbers and green/yellow ground, PVC jacket, gray, cut to length. | Stock | 2.43
L602007-1 | Lapp OLFLEX 190 flexible control cable, unshielded, 7 conductors (includes ground), 20 AWG, bare copper, PVC conductor insulation material, black with white numbers and green/yellow ground, PVC jacket, gray, cut to length. | Stock | 1.71
V30162-1 | Southwire flexible control cable, unshielded, 7 conductors (includes ground), 20 AWG, bare copper, PVC/Nylon conductor insulation material, black with white numbers and green/yellow ground, TPE jacket, gray, cut to length. | Stock | 1.13
CC600-20-9U-1 | Quabbin control cable, unshielded, 9 conductors, 20 AWG, 7-stranded, tinned copper, PVC conductor insulation material, PVC jacket, gray, cut to length. | Stock | 1.37
V30164-1 | Southwire flexible control cable, unshielded, 9 conductors (includes ground), 20 AWG, bare copper, PVC/Nylon conductor insulation material, black with white numbers and green/yellow ground, TPE jacket, gray, cut to length. | Stock | 1.63
A3082012-1 | LUTZE Silflex flexible control cable, unshielded, 12 conductors (includes ground), 20 AWG, bare copper, PVC/Nylon conductor insulation material, black with white numbers and green/yellow ground, PVC jacket, gray, cut to length. | Stock | 2.81
A3092012-1 | LUTZE Silflex flexible control cable, shielded, 12 conductors (includes ground), 20 AWG, bare copper, PVC/Nylon conductor insulation material, black with white numbers and green/yellow ground, PVC jacket, gray, cut to length. | Stock | 3.59
L602012-1 | Lapp OLFLEX 190 flexible control cable, unshielded, 12 conductors (includes ground), 20 AWG, bare copper, PVC conductor insulation material, black with white numbers and green/yellow ground, PVC jacket, gray, cut to length. | Stock | 3.25
CC600-20-12U-1 | Quabbin flexible control cable, unshielded, 12 conductors, 20 AWG, 7-stranded, tinned copper, PVC conductor insulation material, PVC jacket, gray, cut to length. | Stock | 1.55
V30186-1 | Southwire flexible control cable, unshielded, 12 conductors (includes ground), 20 AWG, bare copper, PVC/Nylon conductor insulation material, black with white numbers and green/yellow ground, TPE jacket, gray, cut to length. | Stock | 1.83
CC600-20-15U-1 | Quabbin control cable, unshielded, 15 conductors, 20 AWG, 7-stranded, tinned copper, PVC conductor insulation material, PVC jacket, gray, cut to length. | Stock | 1.98
L602018-1 | Lapp OLFLEX 190 flexible control cable, unshielded, 18 conductors (includes ground), 20 AWG, bare copper, PVC conductor insulation material, black with white numbers and green/yellow ground, PVC jacket, gray, cut to length. | Stock | 4.77
V30188-1 | Southwire flexible control cable, unshielded, 18 conductors (includes ground), 20 AWG, bare copper, PVC/Nylon conductor insulation material, black with white numbers and green/yellow ground, TPE jacket, gray, cut to length. | Stock | 2.9
CC600-20-19U-1 | Quabbin control cable, unshielded, 19 conductors, 20 AWG, 7-stranded, tinned copper, PVC conductor insulation material, PVC jacket, gray, cut to length. | Stock | 2.27
A3082025-1 | LUTZE Silflex flexible control cable, unshielded, 25 conductors (includes ground), 20 AWG, bare copper, PVC/Nylon conductor insulation material, black with white numbers and green/yellow ground, PVC jacket, gray, cut to length. | Stock | 5.52
A3092025-1 | LUTZE Silflex flexible control cable, shielded, 25 conductors (includes ground), 20 AWG, bare copper, PVC/Nylon conductor insulation material, black with white numbers and green/yellow ground, PVC jacket, gray, cut to length. | Stock | 6.46
L601802-1 | Lapp OLFLEX 190 flexible control cable, unshielded, 2 conductors, 18 AWG, bare copper, PVC conductor insulation material, black with white numbers, PVC jacket, gray, cut to length. | Stock | 0.83
CC600-20-25U-1 | Quabbin control cable, unshielded, 25 conductors, 20 AWG, 7-stranded, tinned copper, PVC conductor insulation material, PVC jacket, gray, cut to length. | Stock | 2.93
V30190-1 | Southwire flexible control cable, unshielded, 25 conductors (includes ground), 20 AWG, bare copper, PVC/Nylon conductor insulation material, black with white numbers and green/yellow ground, TPE jacket, gray, cut to length. | Stock | 3.81
L601803-1 | Lapp OLFLEX 190 flexible control cable, unshielded, 3 conductors (includes ground), 18 AWG, bare copper, PVC conductor insulation material, black with white numbers and green/yellow ground, PVC jacket, gray, cut to length. | Stock | 1
CC600-18-2U-1 | Quabbin control cable, unshielded, 2 conductors, 18 AWG, 16-stranded, tinned copper, PVC conductor insulation material, PVC jacket, gray, cut to length. | Stock | 0.49
A3081803-1 | LUTZE Silflex flexible control cable, unshielded, 3 conductors (includes ground), 18 AWG, bare copper, PVC/Nylon conductor insulation material, black with white numbers and green/yellow ground, PVC jacket, gray, cut to length. | Stock | 1.25
A3091803-1 | LUTZE Silflex flexible control cable, shielded, 3 conductors (includes ground), 18 AWG, bare copper, PVC/Nylon conductor insulation material, black with white numbers and green/yellow ground, PVC jacket, gray, cut to length. | Stock | 1.95
CC600-18-3S-1 | Quabbin control cable, shielded, 3 conductors, 18 AWG, 16-stranded, tinned copper, PVC conductor insulation material, PVC jacket, gray, cut to length. | Stock | 0.72
CC600-18-3U-1 | Quabbin control cable, unshielded, 3 conductors, 18 AWG, 16-stranded, tinned copper, PVC conductor insulation material, PVC jacket, gray, cut to length. | Stock | 0.59
MCTC-18-3S-1 | Southwire flexible control cable, shielded, 3 conductors (includes ground), 18 AWG, bare copper, PVC/Nylon conductor insulation material, black with white numbers and green/yellow ground, TPE jacket, gray, cut to length. | Stock | 1.48
L601804-1 | Lapp OLFLEX 190 flexible control cable, unshielded, 4 conductors (includes ground), 18 AWG, bare copper, PVC conductor insulation material, black with white numbers and green/yellow ground, PVC jacket, gray, cut to length. | Stock | 1.44
PMTC-18U-3BK-1 | Southwire flexible power/control cable, unshielded, 3 conductors (includes ground), 18 AWG, bare copper, PVC/Nylon conductor insulation material, black with white numbers and green/yellow ground, TPE jacket, black, cut to length. | Stock | 1.1
V40166-1 | Southwire flexible control cable, unshielded, 3 conductors (includes ground), 18 AWG, bare copper, PVC/Nylon conductor insulation material, black with white numbers and green/yellow ground, TPE jacket, gray, cut to length. | Stock | 0.79
VNTC-18-3-BK-1 | Southwire control cable, unshielded, 3 conductors, 18 AWG, bare copper, PVC/Nylon conductor insulation material, method 1 table 2 color code, PVC jacket, black, cut to length. | Stock | 0.7
A3081804-1 | LUTZE Silflex flexible control cable, unshielded, 4 conductors (includes ground), 18 AWG, bare copper, PVC/Nylon conductor insulation material, black with white numbers and green/yellow ground, PVC jacket, gray, cut to length. | Stock | 1.54
A3091804-1 | LUTZE Silflex flexible control cable, shielded, 4 conductors (includes ground), 18 AWG, bare copper, PVC/Nylon conductor insulation material, black with white numbers and green/yellow ground, PVC jacket, gray, cut to length. | Stock | 2.25
L601805-1 | Lapp OLFLEX 190 flexible control cable, unshielded, 5 conductors (includes ground), 18 AWG, bare copper, PVC conductor insulation material, black with white numbers and green/yellow ground, PVC jacket, gray, cut to length. | Stock | 1.86
CC600-18-4S-1 | Quabbin control cable, shielded, 4 conductors, 18 AWG, 16-stranded, tinned copper, PVC conductor insulation material, PVC jacket, gray, cut to length. | Stock | 0.86
CC600-18-4U-1 | Quabbin control cable, unshielded, 4 conductors, 18 AWG, 16-stranded, tinned copper, PVC conductor insulation material, PVC jacket, gray, cut to length. | Stock | 0.72
MCTC-18-4S-1 | Southwire flexible control cable, shielded, 4 conductors (includes ground), 18 AWG, bare copper, PVC/Nylon conductor insulation material, black with white numbers and green/yellow ground, TPE jacket, gray, cut to length. | Stock | 1.75
PMTC-18U-4BK-1 | Southwire flexible power/control cable, unshielded, 4 conductors (includes ground), 18 AWG, bare copper, PVC/Nylon conductor insulation material, black with white numbers and green/yellow ground, TPE jacket, black, cut to length. | Stock | 0.88
V40168-1 | Southwire flexible control cable, unshielded, 4 conductors (includes ground), 18 AWG, bare copper, PVC/Nylon conductor insulation material, black with white numbers and green/yellow ground, TPE jacket, gray, cut to length. | Stock | 0.98
A3081805-1 | LUTZE Silflex flexible control cable, unshielded, 5 conductors (includes ground), 18 AWG, bare copper, PVC/Nylon conductor insulation material, black with white numbers and green/yellow ground, PVC jacket, gray, cut to length. | Stock | 1.93
A3091805-1 | LUTZE Silflex flexible control cable, shielded, 5 conductors (includes ground), 18 AWG, bare copper, PVC/Nylon conductor insulation material, black with white numbers and green/yellow ground, PVC jacket, gray, cut to length. | Stock | 2.69
L601807-1 | Lapp OLFLEX 190 flexible control cable, unshielded, 7 conductors (includes ground), 18 AWG, bare copper, PVC conductor insulation material, black with white numbers and green/yellow ground, PVC jacket, gray, cut to length. | Stock | 2.62
CC600-18-5S-1 | Quabbin control cable, shielded, 5 conductors, 18 AWG, 16-stranded, tinned copper, PVC conductor insulation material, PVC jacket, gray, cut to length. | Stock | 0.98
CC600-18-5U-1 | Quabbin control cable, unshielded, 5 conductors, 18 AWG, 16-stranded, tinned copper, PVC conductor insulation material, PVC jacket, gray, cut to length. | Stock | 0.89
MCTC-18-5S-1 | Southwire flexible control cable, shielded, 5 conductors (includes ground), 18 AWG, bare copper, PVC/Nylon conductor insulation material, black with white numbers and green/yellow ground, TPE jacket, gray, cut to length. | Stock | 1.87
PMTC-18U-5BK-1 | Southwire flexible power/control cable, unshielded, 5 conductors (includes ground), 18 AWG, bare copper, PVC/Nylon conductor insulation material, black with white numbers and green/yellow ground, TPE jacket, black, cut to length. | Stock | 1.35
V40170-1 | Southwire flexible control cable, unshielded, 5 conductors (includes ground), 18 AWG, bare copper, PVC/Nylon conductor insulation material, black with white numbers and green/yellow ground, TPE jacket, gray, cut to length. | Stock | 1.13
VNTC-18-6-BK-1 | Southwire control cable, unshielded, 6 conductors, 18 AWG, bare copper, PVC/Nylon conductor insulation material, method 1 table 2 color code, PVC jacket, black, cut to length. | Stock | 0.84
A3081807-1 | LUTZE Silflex flexible control cable, unshielded, 7 conductors (includes ground), 18 AWG, bare copper, PVC/Nylon conductor insulation material, black with white numbers and green/yellow ground, PVC jacket, gray, cut to length. | Stock | 2.53
A3091807-1 | LUTZE Silflex flexible control cable, shielded, 7 conductors (includes ground), 18 AWG, bare copper, PVC/Nylon conductor insulation material, black with white numbers and green/yellow ground, PVC jacket, gray, cut to length. | Stock | 3.36
CC600-18-7S-1 | Quabbin control cable, shielded, 7 conductors, 18 AWG, 16-stranded, tinned copper, PVC conductor insulation material, PVC jacket, gray, cut to length. | Stock | 1.25
CC600-18-7U-1 | Quabbin control cable, unshielded, 7 conductors, 18 AWG, 16-stranded, tinned copper, PVC conductor insulation material, PVC jacket, gray, cut to length. | Stock | 1.09
MCTC-18-7S-1 | Southwire flexible control cable, shielded, 7 conductors (includes ground), 18 AWG, bare copper, PVC/Nylon conductor insulation material, black with white numbers and green/yellow ground, TPE jacket, gray, cut to length. | Stock | 2.35
PMTC-18U-7BK-1 | Southwire flexible power/control cable, unshielded, 7 conductors (includes ground), 18 AWG, bare copper, PVC/Nylon conductor insulation material, black with white numbers and green/yellow ground, TPE jacket, black, cut to length. | Stock | 1.52
L601812-1 | Lapp OLFLEX 190 flexible control cable, unshielded, 12 conductors (includes ground), 18 AWG, bare copper, PVC conductor insulation material, black with white numbers and green/yellow ground, PVC jacket, gray, cut to length. | Stock | 3.94
V40172-1 | Southwire flexible control cable, unshielded, 7 conductors (includes ground), 18 AWG, bare copper, PVC/Nylon conductor insulation material, black with white numbers and green/yellow ground, TPE jacket, gray, cut to length. | Stock | 1.62
VNTC-18-8-BK-1 | Southwire control cable, unshielded, 8 conductors, 18 AWG, bare copper, PVC/Nylon conductor insulation material, method 1 table 2 color code, PVC jacket, black, cut to length. | Stock | 1.38
A3081809-1 | LUTZE Silflex flexible control cable, unshielded, 9 conductors (includes ground), 18 AWG, bare copper, PVC/Nylon conductor insulation material, black with white numbers and green/yellow ground, PVC jacket, gray, cut to length. | Stock | 3.1
CC600-18-9S-1 | Quabbin control cable, shielded, 9 conductors, 18 AWG, 16-stranded, tinned copper, PVC conductor insulation material, PVC jacket, gray, cut to length. | Stock | 1.52
CC600-18-9U-1 | Quabbin control cable, unshielded, 9 conductors, 18 AWG, 16-stranded, tinned copper, PVC conductor insulation material, PVC jacket, gray, cut to length. | Stock | 1.39
MCTC-18-9S-1 | Southwire flexible control cable, shielded, 9 conductors (includes ground), 18 AWG, bare copper, PVC/Nylon conductor insulation material, black with white numbers and green/yellow ground, TPE jacket, gray, cut to length. | Stock | 2.63
L601818-1 | Lapp OLFLEX 190 flexible control cable, unshielded, 18 conductors (includes ground), 18 AWG, bare copper, PVC conductor insulation material, black with white numbers and green/yellow ground, PVC jacket, gray, cut to length. | Stock | 5.63
PMTC-18U-9BK-1 | Southwire flexible power/control cable, unshielded, 9 conductors (includes ground), 18 AWG, bare copper, PVC/Nylon conductor insulation material, black with white numbers and green/yellow ground, TPE jacket, black, cut to length. | Stock | 1.9
V40174-1 | Southwire flexible control cable, unshielded, 9 conductors (includes ground), 18 AWG, bare copper, PVC/Nylon conductor insulation material, black with white numbers and green/yellow ground, TPE jacket, gray, cut to length. | Stock | 1.87
VNTC-18-10-BK-1 | Southwire control cable, unshielded, 10 conductors, 18 AWG, bare copper, PVC/Nylon conductor insulation material, method 1 table 2 color code, PVC jacket, black, cut to length. | Stock | 1.5
A3081812-1 | LUTZE Silflex flexible control cable, unshielded, 12 conductors (includes ground), 18 AWG, bare copper, PVC/Nylon conductor insulation material, black with white numbers and green/yellow ground, PVC jacket, gray, cut to length. | Stock | 4.04
A3091812-1 | LUTZE Silflex flexible control cable, shielded, 12 conductors (includes ground), 18 AWG, bare copper, PVC/Nylon conductor insulation material, black with white numbers and green/yellow ground, PVC jacket, gray, cut to length. | Stock | 4.94
CC600-18-12S-1 | Quabbin flexible control cable, shielded, 12 conductors, 18 AWG, 16-stranded, tinned copper, PVC conductor insulation material, PVC jacket, gray, cut to length. | Stock | 2.12
MCTC-18-12S-1 | Southwire flexible control cable, shielded, 12 conductors (includes ground), 18 AWG, bare copper, PVC/Nylon conductor insulation material, black with white numbers and green/yellow ground, TPE jacket, gray, cut to length. | Stock | 3.12
PMTC-18U-12BK-1 | Southwire flexible power/control cable, unshielded, 12 conductors (includes ground), 18 AWG, bare copper, PVC/Nylon conductor insulation material, black with white numbers and green/yellow ground, TPE jacket, black, cut to length. | Stock | 2.35
V40176-1 | Southwire flexible control cable, unshielded, 12 conductors (includes ground), 18 AWG, bare copper, PVC/Nylon conductor insulation material, black with white numbers and green/yellow ground, TPE jacket, gray, cut to length. | Stock | 2.1
L601841-1 | Lapp OLFLEX 190 flexible control cable, unshielded, 41 conductors (includes ground), 18 AWG, bare copper, PVC conductor insulation material, black with white numbers and green/yellow ground, PVC jacket, gray, cut to length. | Stock | 22.16
VNTC-18-12-BK-1 | Southwire control cable, unshielded, 12 conductors, 18 AWG, bare copper, PVC/Nylon conductor insulation material, method 1 table 2 color code, PVC jacket, black, cut to length. | Stock | 1.71
L601602-1 | Lapp OLFLEX 190 flexible control cable, unshielded, 2 conductors, 16 AWG, bare copper, PVC conductor insulation material, black with white numbers, PVC jacket, gray, cut to length. | Stock | 1.21
CC600-18-15U-1 | Quabbin control cable, unshielded, 15 conductors, 18 AWG, 16-stranded, tinned copper, PVC conductor insulation material, PVC jacket, gray, cut to length. | Stock | 2.41
L601603-1 | Lapp OLFLEX 190 flexible control cable, unshielded, 3 conductors (includes ground), 16 AWG, bare copper, PVC conductor insulation material, black with white numbers and green/yellow ground, PVC jacket, gray, cut to length. | Stock | 1.66
A3081818-1 | LUTZE Silflex flexible control cable, unshielded, 18 conductors (includes ground), 18 AWG, bare copper, PVC/Nylon conductor insulation material, black with white numbers and green/yellow ground, PVC jacket, gray, cut to length. | Stock | 6.02
V40178-1 | Southwire flexible control cable, unshielded, 18 conductors (includes ground), 18 AWG, bare copper, PVC/Nylon conductor insulation material, black with white numbers and green/yellow ground, TPE jacket, gray, cut to length. | Stock | 3.58
CC600-18-19S-1 | Quabbin control cable, shielded, 19 conductors, 18 AWG, 16-stranded, tinned copper, PVC conductor insulation material, PVC jacket, gray, cut to length. | Stock | 3.22
CC600-18-19U-1 | Quabbin control cable, unshielded, 19 conductors, 18 AWG, 16-stranded, tinned copper, PVC conductor insulation material, PVC jacket, gray, cut to length. | Stock | 3.05
VNTC-18-19-BK-1 | Southwire control cable, unshielded, 19 conductors, 18 AWG, bare copper, PVC/Nylon conductor insulation material, method 1 table 2 color code, PVC jacket, black, cut to length. | Stock | 1.81
VNTC-18-24-BK-1 | Southwire control cable, unshielded, 24 conductors, 18 AWG, bare copper, PVC/Nylon conductor insulation material, method 1 table 2 color code, PVC jacket, black, cut to length. | Stock | 2.87
L601604-1 | Lapp OLFLEX 190 flexible control cable, unshielded, 4 conductors (includes ground), 16 AWG, bare copper, PVC conductor insulation material, black with white numbers and green/yellow ground, PVC jacket, gray, cut to length. | Stock | 2.06
A3081825-1 | LUTZE Silflex flexible control cable, unshielded, 25 conductors (includes ground), 18 AWG, bare copper, PVC/Nylon conductor insulation material, black with white numbers and green/yellow ground, PVC jacket, gray, cut to length. | Stock | 8
A3091825-1 | LUTZE Silflex flexible control cable, shielded, 25 conductors (includes ground), 18 AWG, bare copper, PVC/Nylon conductor insulation material, black with white numbers and green/yellow ground, PVC jacket, gray, cut to length. | Stock | 9.39
CC600-18-25U-1 | Quabbin control cable, unshielded, 25 conductors, 18 AWG, 16-stranded, tinned copper, PVC conductor insulation material, PVC jacket, gray, cut to length. | Stock | 3.24
MCTC-18-25S-1 | Southwire flexible control cable, shielded, 25 conductors (includes ground), 18 AWG, bare copper, PVC/Nylon conductor insulation material, black with white numbers and green/yellow ground, TPE jacket, gray, cut to length. | Stock | 5.63
PMTC-18U-25BK-1 | Southwire flexible power/control cable, unshielded, 25 conductors (includes ground), 18 AWG, bare copper, PVC/Nylon conductor insulation material, black with white numbers and green/yellow ground, TPE jacket, black, cut to length. | Stock | 4.54
V40180-1 | Southwire flexible control cable, unshielded, 25 conductors (includes ground), 18 AWG, bare copper, PVC/Nylon conductor insulation material, black with white numbers and green/yellow ground, TPE jacket, gray, cut to length. | Stock | 4.5
L601605-1 | Lapp OLFLEX 190 flexible control cable, unshielded, 5 conductors (includes ground), 16 AWG, bare copper, PVC conductor insulation material, black with white numbers and green/yellow ground, PVC jacket, gray, cut to length. | Stock | 2.63
A3081603-1 | LUTZE Silflex flexible control cable, unshielded, 3 conductors (includes ground), 16 AWG, bare copper, PVC/Nylon conductor insulation material, black with white numbers and green/yellow ground, PVC jacket, gray, cut to length. | Stock | 1.52
A3091603-1 | LUTZE Silflex flexible control cable, shielded, 3 conductors (includes ground), 16 AWG, bare copper, PVC/Nylon conductor insulation material, black with white numbers and green/yellow ground, PVC jacket, gray, cut to length. | Stock | 2.36
CC600-16-3S-1 | Quabbin control cable, shielded, 3 conductors, 16 AWG, 19-stranded, tinned copper, PVC conductor insulation material, PVC jacket, gray, cut to length. | Stock | 1.26
MCTC-16-3S-1 | Southwire flexible control cable, shielded, 3 conductors (includes ground), 16 AWG, bare copper, PVC/Nylon conductor insulation material, black with white numbers and green/yellow ground, TPE jacket, gray, cut to length. | Stock | 1.79
PMTC-16U-3BK-1 | Southwire flexible power/control cable, unshielded, 3 conductors (includes ground), 16 AWG, bare copper, PVC/Nylon conductor insulation material, black with white numbers and green/yellow ground, TPE jacket, black, cut to length. | Stock | 1.04
V50196-1 | Southwire flexible control cable, unshielded, 3 conductors (includes ground), 16 AWG, bare copper, PVC/Nylon conductor insulation material, black with white numbers and green/yellow ground, TPE jacket, gray, cut to length. | Stock | 0.94
VNTC-16-3-BK-1 | Southwire control cable, unshielded, 3 conductors, 16 AWG, bare copper, PVC/Nylon conductor insulation material, method 1 table 2 color code, PVC jacket, black, cut to length. | Stock | 0.94
A3081604-1 | LUTZE Silflex flexible control cable, unshielded, 4 conductors (includes ground), 16 AWG, bare copper, PVC/Nylon conductor insulation material, black with white numbers and green/yellow ground, PVC jacket, gray, cut to length. | Stock | 1.94
A3091604-1 | LUTZE Silflex flexible control cable, shielded, 4 conductors (includes ground), 16 AWG, bare copper, PVC/Nylon conductor insulation material, black with white numbers and green/yellow ground, PVC jacket, gray, cut to length. | Stock | 2.81
CC600-16-4S-1 | Quabbin control cable, shielded, 4 conductors, 16 AWG, 19-stranded, tinned copper, PVC conductor insulation material, PVC jacket, gray, cut to length. | Stock | 1.54
CC600-16-4U-1 | Quabbin control cable, unshielded, 4 conductors, 16 AWG, 19-stranded, tinned copper, PVC conductor insulation material, PVC jacket, gray, cut to length. | Stock | 1.25
MCTC-16-4S-1 | Southwire flexible control cable, shielded, 4 conductors (includes ground), 16 AWG, bare copper, PVC/Nylon conductor insulation material, black with white numbers and green/yellow ground, TPE jacket, gray, cut to length. | Stock | 1.98
PMTC-16U-4BK-1 | Southwire flexible power/control cable, unshielded, 4 conductors (includes ground), 16 AWG, bare copper, PVC/Nylon conductor insulation material, black with white numbers and green/yellow ground, TPE jacket, black, cut to length. | Stock | 1.19
V50198-1 | Southwire flexible control cable, unshielded, 4 conductors (includes ground), 16 AWG, bare copper, PVC/Nylon conductor insulation material, black with white numbers and green/yellow ground, TPE jacket, gray, cut to length. | Stock | 1.19
L601612-1 | Lapp OLFLEX 190 flexible control cable, unshielded, 12 conductors (includes ground), 16 AWG, bare copper, PVC conductor insulation material, black with white numbers and green/yellow ground, PVC jacket, gray, cut to length. | Stock | 5.58
VNTC-16-4-BK-1 | Southwire control cable, unshielded, 4 conductors, 16 AWG, bare copper, PVC/Nylon conductor insulation material, method 1 table 2 color code, PVC jacket, black, cut to length. | Stock | 1.1
A3081605-1 | LUTZE Silflex flexible control cable, unshielded, 5 conductors (includes ground), 16 AWG, bare copper, PVC/Nylon conductor insulation material, black with white numbers and green/yellow ground, PVC jacket, gray, cut to length. | Stock | 2.32
A3091605-1 | LUTZE Silflex flexible control cable, shielded, 5 conductors (includes ground), 16 AWG, bare copper, PVC/Nylon conductor insulation material, black with white numbers and green/yellow ground, PVC jacket, gray, cut to length. | Stock | 3.18
CC600-16-5U-1 | Quabbin control cable, unshielded, 5 conductors, 16 AWG, 19-stranded, tinned copper, PVC conductor insulation material, PVC jacket, gray, cut to length. | Stock | 1.63
MCTC-16-5S-1 | Southwire flexible control cable, shielded, 5 conductors (includes ground), 16 AWG, bare copper, PVC/Nylon conductor insulation material, black with white numbers and green/yellow ground, TPE jacket, gray, cut to length. | Stock | 2.29
PMTC-16U-5BK-1 | Southwire flexible power/control cable, unshielded, 5 conductors (includes ground), 16 AWG, bare copper, PVC/Nylon conductor insulation material, black with white numbers and green/yellow ground, TPE jacket, black, cut to length. | Stock | 1.33
V50200-1 | Southwire flexible control cable, unshielded, 5 conductors (includes ground), 16 AWG, bare copper, PVC/Nylon conductor insulation material, black with white numbers and green/yellow ground, TPE jacket, gray, cut to length. | Stock | 1.44
VNTC-16-5-BK-1 | Southwire control cable, unshielded, 5 conductors, 16 AWG, bare copper, PVC/Nylon conductor insulation material, method 1 table 2 color code, PVC jacket, black, cut to length. | Stock | 1.25
A3081607-1 | LUTZE Silflex flexible control cable, unshielded, 7 conductors (includes ground), 16 AWG, bare copper, PVC/Nylon conductor insulation material, black with white numbers and green/yellow ground, PVC jacket, gray, cut to length. | Stock | 3.1
L601625-1 | Lapp OLFLEX 190 flexible control cable, unshielded, 25 conductors (includes ground), 16 AWG, bare copper, PVC conductor insulation material, black with white numbers and green/yellow ground, PVC jacket, gray, cut to length. | Stock | 12.1
A3091607-1 | LUTZE Silflex flexible control cable, shielded, 7 conductors (includes ground), 16 AWG, bare copper, PVC/Nylon conductor insulation material, black with white numbers and green/yellow ground, PVC jacket, gray, cut to length. | Stock | 3.96
CC600-16-7U-1 | Quabbin control cable, unshielded, 7 conductors, 16 AWG, 19-stranded, tinned copper, PVC conductor insulation material, PVC jacket, gray, cut to length. | Stock | 2.21
MCTC-16-7S-1 | Southwire flexible control cable, shielded, 7 conductors (includes ground), 16 AWG, bare copper, PVC/Nylon conductor insulation material, black with white numbers and green/yellow ground, TPE jacket, gray, cut to length. | Stock | 2.87
V50202-1 | Southwire flexible control cable, unshielded, 7 conductors (includes ground), 16 AWG, bare copper, PVC/Nylon conductor insulation material, black with white numbers and green/yellow ground, TPE jacket, gray, cut to length. | Stock | 1.67
VNTC-16-7-BK-1 | Southwire control cable, unshielded, 7 conductors, 16 AWG, bare copper, PVC/Nylon conductor insulation material, method 1 table 2 color code, PVC jacket, black, cut to length. | Stock | 1.69
L601403-1 | Lapp OLFLEX 190 flexible control cable, unshielded, 3 conductors (includes ground), 14 AWG, bare copper, PVC conductor insulation material, black with white numbers and green/yellow ground, PVC jacket, gray, cut to length. | Stock | 2.49
CC600-16-9U-1 | Quabbin control cable, unshielded, 9 conductors, 16 AWG, 19-stranded, tinned copper, PVC conductor insulation material, PVC jacket, gray, cut to length. | Stock | 2.78
MCTC-16-9S-1 | Southwire flexible control cable, shielded, 9 conductors (includes ground), 16 AWG, bare copper, PVC/Nylon conductor insulation material, black with white numbers and green/yellow ground, TPE jacket, gray, cut to length. | Stock | 3.38
PMTC-16U-9BK-1 | Southwire flexible power/control cable, unshielded, 9 conductors (includes ground), 16 AWG, bare copper, PVC/Nylon conductor insulation material, black with white numbers and green/yellow ground, TPE jacket, black, cut to length. | Stock | 2.46
V50206-1 | Southwire flexible control cable, unshielded, 9 conductors (includes ground), 16 AWG, bare copper, PVC/Nylon conductor insulation material, black with white numbers and green/yellow ground, TPE jacket, gray, cut to length. | Stock | 2.06
VNTC-16-9-BK-1 | Southwire control cable, unshielded, 9 conductors, 16 AWG, bare copper, PVC/Nylon conductor insulation material, method 1 table 2 color code, PVC jacket, black, cut to length. | Stock | 2.06
A3081612-1 | LUTZE Silflex flexible control cable, unshielded, 12 conductors (includes ground), 16 AWG, bare copper, PVC/Nylon conductor insulation material, black with white numbers and green/yellow ground, PVC jacket, gray, cut to length. | Stock | 5.02
L601404-1 | Lapp OLFLEX 190 flexible control cable, unshielded, 4 conductors (includes ground), 14 AWG, bare copper, PVC conductor insulation material, black with white numbers and green/yellow ground, PVC jacket, gray, cut to length. | Stock | 3.07
CC600-16-12U-1 | Quabbin flexible control cable, unshielded, 12 conductors, 16 AWG, 19-stranded, tinned copper, PVC conductor insulation material, PVC jacket, gray, cut to length. | Stock | 3.64
MCTC-16-12S-1 | Southwire flexible control cable, shielded, 12 conductors (includes ground), 16 AWG, bare copper, PVC/Nylon conductor insulation material, black with white numbers and green/yellow ground, TPE jacket, gray, cut to length. | Stock | 4.48
PMTC-16U-12BK-1 | Southwire flexible power/control cable, unshielded, 12 conductors (includes ground), 16 AWG, bare copper, PVC/Nylon conductor insulation material, black with white numbers and green/yellow ground, TPE jacket, black, cut to length. | Stock | 3.15
V50208-1 | Southwire flexible control cable, unshielded, 12 conductors (includes ground), 16 AWG, bare copper, PVC/Nylon conductor insulation material, black with white numbers and green/yellow ground, TPE jacket, gray, cut to length. | Stock | 3.12
VNTC-16-12-BK-1 | Southwire control cable, unshielded, 12 conductors, 16 AWG, bare copper, PVC/Nylon conductor insulation material, method 1 table 2 color code, PVC jacket, black, cut to length. | Stock | 2.08
CC600-16-15U-1 | Quabbin control cable, unshielded, 15 conductors, 16 AWG, 19-stranded, tinned copper, PVC conductor insulation material, PVC jacket, gray, cut to length. | Stock | 4.08
A3081618-1 | LUTZE Silflex flexible control cable, unshielded, 18 conductors (includes ground), 16 AWG, bare copper, PVC/Nylon conductor insulation material, black with white numbers and green/yellow ground, PVC jacket, gray, cut to length. | Stock | 7.39
L601405-1 | Lapp OLFLEX 190 flexible control cable, unshielded, 5 conductors (includes ground), 14 AWG, bare copper, PVC conductor insulation material, black with white numbers and green/yellow ground, PVC jacket, gray, cut to length. | Stock | 3.69
V50212-1 | Southwire flexible control cable, unshielded, 18 conductors (includes ground), 16 AWG, bare copper, PVC/Nylon conductor insulation material, black with white numbers and green/yellow ground, TPE jacket, gray, cut to length. | Stock | 5.4
CC600-16-19U-1 | Quabbin control cable, unshielded, 19 conductors, 16 AWG, 19-stranded, tinned copper, PVC conductor insulation material, PVC jacket, gray, cut to length. | Stock | 4.87
VNTC-16-19-BK-1 | Southwire control cable, unshielded, 19 conductors, 16 AWG, bare copper, PVC/Nylon conductor insulation material, method 1 table 2 color code, PVC jacket, black, cut to length. | Stock | 4.21
L601407-1 | Lapp OLFLEX 190 flexible control cable, unshielded, 7 conductors (includes ground), 14 AWG, bare copper, PVC conductor insulation material, black with white numbers and green/yellow ground, PVC jacket, gray, cut to length. | Stock | 4.73
A3081625-1 | LUTZE Silflex flexible control cable, unshielded, 25 conductors (includes ground), 16 AWG, bare copper, PVC/Nylon conductor insulation material, black with white numbers and green/yellow ground, PVC jacket, gray, cut to length. | Stock | 10.13
A3091625-1 | LUTZE Silflex flexible control cable, shielded, 25 conductors (includes ground), 16 AWG, bare copper, PVC/Nylon conductor insulation material, black with white numbers and green/yellow ground, PVC jacket, gray, cut to length. | Stock | 11.77
CC600-16-25U-1 | Quabbin control cable, unshielded, 25 conductors, 16 AWG, 19-stranded, tinned copper, PVC conductor insulation material, PVC jacket, gray, cut to length. | Stock | 6.33
MCTC-16-25S-1 | Southwire flexible control cable, shielded, 25 conductors (includes ground), 16 AWG, bare copper, PVC/Nylon conductor insulation material, black with white numbers and green/yellow ground, TPE jacket, gray, cut to length. | Stock | 7.62
V50214-1 | Southwire flexible control cable, unshielded, 25 conductors (includes ground), 16 AWG, bare copper, PVC/Nylon conductor insulation material, black with white numbers and green/yellow ground, TPE jacket, gray, cut to length. | Stock | 5.75
A3081641-1 | LUTZE Silflex flexible control cable, unshielded, 41 conductors (includes ground), 16 AWG, bare copper, PVC/Nylon conductor insulation material, black with white numbers and green/yellow ground, PVC jacket, gray, cut to length. | Stock | 16.41
V50216-1 | Southwire flexible control cable, unshielded, 41 conductors (includes ground), 16 AWG, bare copper, PVC/Nylon conductor insulation material, black with white numbers and green/yellow ground, TPE jacket, gray, cut to length. | Stock | 9.21
CC600-14-2U-1 | Quabbin control cable, unshielded, 2 conductors, 14 AWG, 41-stranded, tinned copper, PVC conductor insulation material, PVC jacket, gray, cut to length. | Stock | 1.19
A3081403-1 | LUTZE Silflex flexible control cable, unshielded, 3 conductors (includes ground), 14 AWG, bare copper, PVC/Nylon conductor insulation material, black with white numbers and green/yellow ground, PVC jacket, gray, cut to length. | Stock | 2.15
A3091403-1 | LUTZE Silflex flexible control cable, shielded, 3 conductors (includes ground), 14 AWG, bare copper, PVC/Nylon conductor insulation material, black with white numbers and green/yellow ground, PVC jacket, gray, cut to length. | Stock | 3.43
CC600-14-3U-1 | Quabbin control cable, unshielded, 3 conductors, 14 AWG, 41-stranded, tinned copper, PVC conductor insulation material, PVC jacket, gray, cut to length. | Stock | 1.62
MCTC-14-3S-1 | Southwire flexible control cable, shielded, 3 conductors (includes ground), 14 AWG, bare copper, PVC/Nylon conductor insulation material, black with white numbers and green/yellow ground, TPE jacket, gray, cut to length. | Stock | 2.19
PMTC-14U-3BK-1 | Southwire flexible power/control cable, unshielded, 3 conductors (includes ground), 14 AWG, bare copper, PVC/Nylon conductor insulation material, black with white numbers and green/yellow ground, TPE jacket, black, cut to length. | Stock | 1.33
V60127-1 | Southwire flexible control cable, unshielded, 3 conductors (includes ground), 14 AWG, bare copper, PVC/Nylon conductor insulation material, black with white numbers and green/yellow ground, TPE jacket, gray, cut to length. | Stock | 1.33
L601203-1 | Lapp OLFLEX 190 flexible control cable, unshielded, 3 conductors (includes ground), 12 AWG, bare copper, PVC conductor insulation material, black with white numbers and green/yellow ground, PVC jacket, gray, cut to length. | Stock | 3.95
VNTC-14-3-BK-1 | Southwire control cable, unshielded, 3 conductors, 14 AWG, bare copper, PVC/Nylon conductor insulation material, method 1 table 2 color code, PVC jacket, black, cut to length. | Stock | 1
A3081404-1 | LUTZE Silflex flexible control cable, unshielded, 4 conductors (includes ground), 14 AWG, bare copper, PVC/Nylon conductor insulation material, black with white numbers and green/yellow ground, PVC jacket, gray, cut to length. | Stock | 2.56
A3091404-1 | LUTZE Silflex flexible control cable, shielded, 4 conductors (includes ground), 14 AWG, bare copper, PVC/Nylon conductor insulation material, black with white numbers and green/yellow ground, PVC jacket, gray, cut to length. | Stock | 4.25
L601204-1 | Lapp OLFLEX 190 flexible control cable, unshielded, 4 conductors (includes ground), 12 AWG, bare copper, PVC conductor insulation material, black with white numbers and green/yellow ground, PVC jacket, gray, cut to length. | Stock | 5.12
CC600-14-4S-1 | Quabbin control cable, shielded, 4 conductors, 14 AWG, 41-stranded, tinned copper, PVC conductor insulation material, PVC jacket, gray, cut to length. | Stock | 2.44
CC600-14-4U-1 | Quabbin control cable, unshielded, 4 conductors, 14 AWG, 41-stranded, tinned copper, PVC conductor insulation material, PVC jacket, gray, cut to length. | Stock | 2.1
MCTC-14-4S-1 | Southwire flexible control cable, shielded, 4 conductors (includes ground), 14 AWG, bare copper, PVC/Nylon conductor insulation material, black with white numbers and green/yellow ground, TPE jacket, gray, cut to length. | Stock | 2.65
PMTC-14U-4BK-1 | Southwire flexible power/control cable, unshielded, 4 conductors (includes ground), 14 AWG, bare copper, PVC/Nylon conductor insulation material, black with white numbers and green/yellow ground, TPE jacket, black, cut to length. | Stock | 1.65
V60129-1 | Southwire flexible control cable, unshielded, 4 conductors (includes ground), 14 AWG, bare copper, PVC/Nylon conductor insulation material, black with white numbers and green/yellow ground, TPE jacket, gray, cut to length. | Stock | 1.67
VNTC-14-4-BK-1 | Southwire control cable, unshielded, 4 conductors, 14 AWG, bare copper, PVC/Nylon conductor insulation material, method 1 table 2 color code, PVC jacket, black, cut to length. | Stock | 1.13
A3081405-1 | LUTZE Silflex flexible control cable, unshielded, 5 conductors (includes ground), 14 AWG, bare copper, PVC/Nylon conductor insulation material, black with white numbers and green/yellow ground, PVC jacket, gray, cut to length. | Stock | 3.32
CC600-14-5U-1 | Quabbin control cable, unshielded, 5 conductors, 14 AWG, 41-stranded, tinned copper, PVC conductor insulation material, PVC jacket, gray, cut to length. | Stock | 2.58
V60131-1 | Southwire flexible control cable, unshielded, 5 conductors (includes ground), 14 AWG, bare copper, PVC/Nylon conductor insulation material, black with white numbers and green/yellow ground, TPE jacket, gray, cut to length. | Stock | 1.52
VNTC-14-5-BK-1 | Southwire control cable, unshielded, 5 conductors, 14 AWG, bare copper, PVC/Nylon conductor insulation material, method 1 table 2 color code, PVC jacket, black, cut to length. | Stock | 1.45
L601207-1 | Lapp OLFLEX 190 flexible control cable, unshielded, 7 conductors (includes ground), 12 AWG, bare copper, PVC conductor insulation material, black with white numbers and green/yellow ground, PVC jacket, gray, cut to length. | Stock | 8.92
CC600-14-7U-1 | Quabbin control cable, unshielded, 7 conductors, 14 AWG, 41-stranded, tinned copper, PVC conductor insulation material, PVC jacket, gray, cut to length. | Stock | 3.49
MCTC-14-7S-1 | Southwire flexible control cable, shielded, 7 conductors (includes ground), 14 AWG, bare copper, PVC/Nylon conductor insulation material, black with white numbers and green/yellow ground, TPE jacket, gray, cut to length. | Stock | 3.67
L601003-1 | Lapp OLFLEX 190 flexible control cable, unshielded, 3 conductors (includes ground), 10 AWG, bare copper, PVC conductor insulation material, black with white numbers and green/yellow ground, PVC jacket, gray, cut to length. | Stock | 6.41
V60133-1 | Southwire flexible control cable, unshielded, 7 conductors (includes ground), 14 AWG, bare copper, PVC/Nylon conductor insulation material, black with white numbers and green/yellow ground, TPE jacket, gray, cut to length. | Stock | 2.46
VNTC-14-7-BK-1 | Southwire control cable, unshielded, 7 conductors, 14 AWG, bare copper, PVC/Nylon conductor insulation material, method 1 table 2 color code, PVC jacket, black, cut to length. | Stock | 2.11
L601004-1 | Lapp OLFLEX 190 flexible control cable, unshielded, 4 conductors (includes ground), 10 AWG, bare copper, PVC conductor insulation material, black with white numbers and green/yellow ground, PVC jacket, gray, cut to length. | Stock | 7.05
PMTC-14U-9BK-1 | Southwire flexible power/control cable, unshielded, 9 conductors (includes ground), 14 AWG, bare copper, PVC/Nylon conductor insulation material, black with white numbers and green/yellow ground, TPE jacket, black, cut to length. | Stock | 3.33
V60135-1 | Southwire flexible control cable, unshielded, 9 conductors (includes ground), 14 AWG, bare copper, PVC/Nylon conductor insulation material, black with white numbers and green/yellow ground, TPE jacket, gray, cut to length. | Stock | 3.1
PMTC-14U-12BK-1 | Southwire flexible power/control cable, unshielded, 12 conductors (includes ground), 14 AWG, bare copper, PVC/Nylon conductor insulation material, black with white numbers and green/yellow ground, TPE jacket, black, cut to length. | Stock | 4.67
V60137-1 | Southwire flexible control cable, unshielded, 12 conductors (includes ground), 14 AWG, bare copper, PVC/Nylon conductor insulation material, black with white numbers and green/yellow ground, TPE jacket, gray, cut to length. | Stock | 4.77
VNTC-14-12-BK-1 | Southwire control cable, unshielded, 12 conductors, 14 AWG, bare copper, PVC/Nylon conductor insulation material, method 1 table 2 color code, PVC jacket, black, cut to length. | Stock | 3.81
PMTC-14U-18BK-1 | Southwire flexible power/control cable, unshielded, 18 conductors (includes ground), 14 AWG, bare copper, PVC/Nylon conductor insulation material, black with white numbers and green/yellow ground, TPE jacket, black, cut to length. | Stock | 6.79
L600804-1 | Lapp OLFLEX 190 flexible control cable, unshielded, 4 conductors (includes ground), 8 AWG, bare copper, PVC conductor insulation material, black with white numbers and green/yellow ground, PVC jacket, gray, cut to length. | Stock | 10.36
V60139-1 | Southwire flexible control cable, unshielded, 18 conductors (includes ground), 14 AWG, bare copper, PVC/Nylon conductor insulation material, black with white numbers and green/yellow ground, TPE jacket, gray, cut to length. | Stock | 5.71
A3081425-1 | LUTZE Silflex flexible control cable, unshielded, 25 conductors (includes ground), 14 AWG, bare copper, PVC/Nylon conductor insulation material, black with white numbers and green/yellow ground, PVC jacket, gray, cut to length. | Stock | 14.44
L600604-1 | Lapp OLFLEX 190 flexible control cable, unshielded, 4 conductors (includes ground), 6 AWG, bare copper, PVC conductor insulation material, black with white numbers and green/yellow ground, PVC jacket, gray, cut to length. | Stock | 17.62
V60141-1 | Southwire flexible control cable, unshielded, 25 conductors (includes ground), 14 AWG, bare copper, PVC/Nylon conductor insulation material, black with white numbers and green/yellow ground, TPE jacket, gray, cut to length. | Stock | 8.02
A3081203-1 | LUTZE Silflex flexible control cable, unshielded, 3 conductors (includes ground), 12 AWG, bare copper, PVC/Nylon conductor insulation material, black with white numbers and green/yellow ground, PVC jacket, gray, cut to length. | Stock | 3.19
PMTC-12U-3BK-1 | Southwire flexible power/control cable, unshielded, 3 conductors (includes ground), 12 AWG, bare copper, PVC/Nylon conductor insulation material, black with white numbers and green/yellow ground, TPE jacket, black, cut to length. | Stock | 2.13
VNTC-12-3-BK-1 | Southwire control cable, unshielded, 3 conductors, 12 AWG, bare copper, PVC/Nylon conductor insulation material, method 1 table 2 color code, PVC jacket, black, cut to length. | Stock | 1.72
A3081204-1 | LUTZE Silflex flexible control cable, unshielded, 4 conductors (includes ground), 12 AWG, bare copper, PVC/Nylon conductor insulation material, black with white numbers and green/yellow ground, PVC jacket, gray, cut to length. | Stock | 3.82
A3091204-1 | LUTZE Silflex flexible control cable, shielded, 4 conductors (includes ground), 12 AWG, bare copper, PVC/Nylon conductor insulation material, black with white numbers and green/yellow ground, PVC jacket, gray, cut to length. | Stock | 5.89
MCTC-12-4S-1 | Southwire flexible control cable, shielded, 4 conductors (includes ground), 12 AWG, bare copper, PVC/Nylon conductor insulation material, black with white numbers and green/yellow ground, TPE jacket, gray, cut to length. | Stock | 3.29
PMTC-12U-4BK-1 | Southwire flexible power/control cable, unshielded, 4 conductors (includes ground), 12 AWG, bare copper, PVC/Nylon conductor insulation material, black with white numbers and green/yellow ground, TPE jacket, black, cut to length. | Stock | 2.52
V70107-1 | Southwire flexible control cable, unshielded, 4 conductors (includes ground), 12 AWG, bare copper, PVC/Nylon conductor insulation material, black with white numbers and green/yellow ground, TPE jacket, gray, cut to length. | Stock | 2.27
VNTC-12-4-BK-1 | Southwire control cable, unshielded, 4 conductors, 12 AWG, bare copper, PVC/Nylon conductor insulation material, method 1 table 2 color code, PVC jacket, black, cut to length. | Stock | 2.33
A3081205-1 | LUTZE Silflex flexible control cable, unshielded, 5 conductors (includes ground), 12 AWG, bare copper, PVC/Nylon conductor insulation material, black with white numbers and green/yellow ground, PVC jacket, gray, cut to length. | Stock | 4.92
PMTC-12U-5BK-1 | Southwire flexible power/control cable, unshielded, 5 conductors (includes ground), 12 AWG, bare copper, PVC/Nylon conductor insulation material, black with white numbers and green/yellow ground, TPE jacket, black, cut to length. | Stock | 3.04
VNTC-12-5-BK-1 | Southwire control cable, unshielded, 5 conductors, 12 AWG, bare copper, PVC/Nylon conductor insulation material, method 1 table 2 color code, PVC jacket, black, cut to length. | Stock | 3.55
PMTC-12U-7BK-1 | Southwire flexible power/control cable, unshielded, 7 conductors (includes ground), 12 AWG, bare copper, PVC/Nylon conductor insulation material, black with white numbers and green/yellow ground, TPE jacket, black, cut to length. | Stock | 4.19
VNTC-10-3-BK-1 | Southwire control cable, unshielded, 3 conductors, 10 AWG, bare copper, PVC/Nylon conductor insulation material, method 1 table 2 color code, PVC jacket, black, cut to length. | Stock | 2.23
A3081004-1 | LUTZE Silflex flexible control cable, unshielded, 4 conductors (includes ground), 10 AWG, bare copper, PVC/Nylon conductor insulation material, black with white numbers and green/yellow ground, PVC jacket, gray, cut to length. | Stock | 6
MCTC-10-4S-1 | Southwire flexible control cable, shielded, 4 conductors (includes ground), 10 AWG, bare copper, PVC/Nylon conductor insulation material, black with white numbers and green/yellow ground, TPE jacket, gray, cut to length. | Stock | 5.17
PMTC-10U-4BK-1 | Southwire flexible power/control cable, unshielded, 4 conductors (includes ground), 10 AWG, bare copper, PVC/Nylon conductor insulation material, black with white numbers and green/yellow ground, TPE jacket, black, cut to length. | Stock | 3.77
V80059-1 | Southwire flexible control cable, unshielded, 4 conductors (includes ground), 10 AWG, bare copper, PVC/Nylon conductor insulation material, black with white numbers and green/yellow ground, TPE jacket, gray, cut to length. | Stock | 3.37
VNTC-10-4-BK-1 | Southwire control cable, unshielded, 4 conductors, 10 AWG, bare copper, PVC/Nylon conductor insulation material, method 1 table 2 color code, PVC jacket, black, cut to length. | Stock | 2.75
PMTC-10U-5BK-1 | Southwire flexible power/control cable, unshielded, 5 conductors (includes ground), 10 AWG, bare copper, PVC/Nylon conductor insulation material, black with white numbers and green/yellow ground, TPE jacket, black, cut to length. | Stock | 4.77
VNTC-10-5-BK-1 | Southwire control cable, unshielded, 5 conductors, 10 AWG, bare copper, PVC/Nylon conductor insulation material, method 1 table 2 color code, PVC jacket, black, cut to length. | Stock | 3.58
PMTC-8U-4BK-1 | Southwire flexible power/control cable, unshielded, 4 conductors (includes ground), 8 AWG, bare copper, PVC/Nylon conductor insulation material, black with white numbers and green/yellow ground, TPE jacket, black, cut to length. | Stock | 6.1
600V Rated 24VDC (NFPA 79) Control Cable
A3251803-1 | LUTZE Silflex flexible control cable, unshielded, 3 conductors (includes ground), 18 AWG, bare copper, PVC/Nylon conductor insulation material, blue with white numbers and green/yellow ground, PVC jacket, gray, cut to length. | Stock | 1.26
A3251805-1 | LUTZE Silflex flexible control cable, unshielded, 5 conductors (includes ground), 18 AWG, bare copper, PVC/Nylon conductor insulation material, blue with white numbers and green/yellow ground, #2 conductor is white/blue, PVC jacket, gray, cut to length. | Stock | 1.74
A3251807-1 | LUTZE Silflex flexible control cable, unshielded, 7 conductors (includes ground), 18 AWG, bare copper, PVC/Nylon conductor insulation material, blue with white numbers and green/yellow ground, #2 conductor is white/blue, PVC jacket, gray, cut to length. | Stock | 2.52
A3251812-1 | LUTZE Silflex flexible control cable, unshielded, 12 conductors (includes ground), 18 AWG, bare copper, PVC/Nylon conductor insulation material, blue with white numbers and green/yellow ground, #2 conductor is white/blue, PVC jacket, gray, cut to length. | Stock | 3.62
A3251819-1 | LUTZE Silflex flexible control cable, unshielded, 19 conductors (includes ground), 18 AWG, bare copper, PVC/Nylon conductor insulation material, blue with white numbers and green/yellow ground, #2 conductor is white/blue, PVC jacket, gray, cut to length. | Stock | 5.56
A3251603-1 | LUTZE Silflex flexible control cable, unshielded, 3 conductors (includes ground), 16 AWG, bare copper, PVC/Nylon conductor insulation material, blue with white numbers and green/yellow ground, PVC jacket, gray, cut to length. | Stock | 1.43
A3251605-1 | LUTZE Silflex flexible control cable, unshielded, 5 conductors (includes ground), 16 AWG, bare copper, PVC/Nylon conductor insulation material, blue with white numbers and green/yellow ground, #2 conductor is white/blue, PVC jacket, gray, cut to length. | Stock | 2.3
A3251607-1 | LUTZE Silflex flexible control cable, unshielded, 7 conductors (includes ground), 16 AWG, bare copper, PVC/Nylon conductor insulation material, blue with white numbers and green/yellow ground, #2 conductor is white/blue, PVC jacket, gray, cut to length. | Stock | 3.24
A3251612-1 | LUTZE Silflex flexible control cable, unshielded, 12 conductors (includes ground), 16 AWG, bare copper, PVC/Nylon conductor insulation material, blue with white numbers and green/yellow ground, #2 conductor is white/blue, PVC jacket, gray, cut to length. | Stock | 4.88
A3251619-1 | LUTZE Silflex flexible control cable, unshielded, 19 conductors (includes ground), 16 AWG, bare copper, PVC/Nylon conductor insulation material, blue with white numbers and green/yellow ground, #2 conductor is white/blue, PVC jacket, gray, cut to length. | Stock | 7.34
600V Rated Food and Beverage Control Cable
A6012003-1 | LUTZE Silflex FBP flexible control cable, unshielded, 3 conductors (includes ground), 20 AWG, bare copper, polypropylene conductor insulation material, black with white numbers and green/yellow ground, TPE jacket, black, cut to length. | Stock | 1.04
A6012004-1 | LUTZE Silflex FBP flexible control cable, unshielded, 4 conductors (includes ground), 20 AWG, bare copper, polypropylene conductor insulation material, black with white numbers and green/yellow ground, TPE jacket, black, cut to length. | Stock | 1.23
A6012005-1 | LUTZE Silflex FBP flexible control cable, unshielded, 5 conductors (includes ground), 20 AWG, bare copper, polypropylene conductor insulation material, black with white numbers and green/yellow ground, TPE jacket, black, cut to length. | Stock | 1.48
A6012007-1 | LUTZE Silflex FBP flexible control cable, unshielded, 7 conductors (includes ground), 20 AWG, bare copper, polypropylene conductor insulation material, black with white numbers and green/yellow ground, TPE jacket, black, cut to length. | Stock | 1.85
A6012012-1 | LUTZE Silflex FBP flexible control cable, unshielded, 12 conductors (includes ground), 20 AWG, bare copper, polypropylene conductor insulation material, black with white numbers and green/yellow ground, TPE jacket, black, cut to length. | Stock | 2.87
A6012018-1 | LUTZE Silflex FBP flexible control cable, unshielded, 18 conductors (includes ground), 20 AWG, bare copper, polypropylene conductor insulation material, black with white numbers and green/yellow ground, TPE jacket, black, cut to length. | Stock | 4.16
A6012025-1 | LUTZE Silflex FBP flexible control cable, unshielded, 25 conductors (includes ground), 20 AWG, bare copper, polypropylene conductor insulation material, black with white numbers and green/yellow ground, TPE jacket, black, cut to length. | Stock | 5.54
A6011803-1 | LUTZE Silflex FBP flexible control cable, unshielded, 3 conductors (includes ground), 18 AWG, bare copper, polypropylene conductor insulation material, black with white numbers and green/yellow ground, TPE jacket, black, cut to length. | Stock | 1.43
A6011804-1 | LUTZE Silflex FBP flexible control cable, unshielded, 4 conductors (includes ground), 18 AWG, bare copper, polypropylene conductor insulation material, black with white numbers and green/yellow ground, TPE jacket, black, cut to length. | Stock | 1.72
A6011805-1 | LUTZE Silflex FBP flexible control cable, unshielded, 5 conductors (includes ground), 18 AWG, bare copper, polypropylene conductor insulation material, black with white numbers and green/yellow ground, TPE jacket, black, cut to length. | Stock | 2.09
A6011807-1 | LUTZE Silflex FBP flexible control cable, unshielded, 7 conductors (includes ground), 18 AWG, bare copper, polypropylene conductor insulation material, black with white numbers and green/yellow ground, TPE jacket, black, cut to length. | Stock | 2.63
A6011809-1 | LUTZE Silflex FBP flexible control cable, unshielded, 9 conductors (includes ground), 18 AWG, bare copper, polypropylene conductor insulation material, black with white numbers and green/yellow ground, TPE jacket, black, cut to length. | Stock | 3.34
A6011812-1 | LUTZE Silflex FBP flexible control cable, unshielded, 12 conductors (includes ground), 18 AWG, bare copper, polypropylene conductor insulation material, black with white numbers and green/yellow ground, TPE jacket, black, cut to length. | Stock | 4.29
A6011818-1 | LUTZE Silflex FBP flexible control cable, unshielded, 18 conductors (includes ground), 18 AWG, bare copper, polypropylene conductor insulation material, black with white numbers and green/yellow ground, TPE jacket, black, cut to length. | Stock | 6.25
A6011825-1 | LUTZE Silflex FBP flexible control cable, unshielded, 25 conductors (includes ground), 18 AWG, bare copper, polypropylene conductor insulation material, black with white numbers and green/yellow ground, TPE jacket, black, cut to length. | Stock | 8.4
A6011603-1 | LUTZE Silflex FBP flexible control cable, unshielded, 3 conductors (includes ground), 16 AWG, bare copper, polypropylene conductor insulation material, black with white numbers and green/yellow ground, TPE jacket, black, cut to length. | Stock | 1.72
A6011604-1 | LUTZE Silflex FBP flexible control cable, unshielded, 4 conductors (includes ground), 16 AWG, bare copper, polypropylene conductor insulation material, black with white numbers and green/yellow ground, TPE jacket, black, cut to length. | Stock | 2.13
A6011605-1 | LUTZE Silflex FBP flexible control cable, unshielded, 5 conductors (includes ground), 16 AWG, bare copper, polypropylene conductor insulation material, black with white numbers and green/yellow ground, TPE jacket, black, cut to length. | Stock | 2.51
A6011607-1 | LUTZE Silflex FBP flexible control cable, unshielded, 7 conductors (includes ground), 16 AWG, bare copper, polypropylene conductor insulation material, black with white numbers and green/yellow ground, TPE jacket, black, cut to length. | Stock | 3.36
A6011612-1 | LUTZE Silflex FBP flexible control cable, unshielded, 12 conductors (includes ground), 16 AWG, bare copper, polypropylene conductor insulation material, black with white numbers and green/yellow ground, TPE jacket, black, cut to length. | Stock | 5.48
A6011618-1 | LUTZE Silflex FBP flexible control cable, unshielded, 18 conductors (includes ground), 16 AWG, bare copper, polypropylene conductor insulation material, black with white numbers and green/yellow ground, TPE jacket, black, cut to length. | Stock | 7.81
A6011625-1 | LUTZE Silflex FBP flexible control cable, unshielded, 25 conductors (includes ground), 16 AWG, bare copper, polypropylene conductor insulation material, black with white numbers and green/yellow ground, TPE jacket, black, cut to length. | Stock | 10.73
A6011403-1 | LUTZE Silflex FBP flexible control cable, unshielded, 3 conductors (includes ground), 14 AWG, bare copper, polypropylene conductor insulation material, black with white numbers and green/yellow ground, TPE jacket, black, cut to length. | Stock | 2.48
A6011404-1 | LUTZE Silflex FBP flexible control cable, unshielded, 4 conductors (includes ground), 14 AWG, bare copper, polypropylene conductor insulation material, black with white numbers and green/yellow ground, TPE jacket, black, cut to length. | Stock | 3.11
A6011405-1 | LUTZE Silflex FBP flexible control cable, unshielded, 5 conductors (includes ground), 14 AWG, bare copper, polypropylene conductor insulation material, black with white numbers and green/yellow ground, TPE jacket, black, cut to length. | Stock | 3.84
A6011407-1 | LUTZE Silflex FBP flexible control cable, unshielded, 7 conductors (includes ground), 14 AWG, bare copper, polypropylene conductor insulation material, black with white numbers and green/yellow ground, TPE jacket, black, cut to length. | Stock | 5.06
A6011412-1 | LUTZE Silflex FBP flexible control cable, unshielded, 12 conductors (includes ground), 14 AWG, bare copper, polypropylene conductor insulation material, black with white numbers and green/yellow ground, TPE jacket, black, cut to length. | Stock | 8.2
A6011204-1 | LUTZE Silflex FBP flexible control cable, unshielded, 4 conductors (includes ground), 12 AWG, bare copper, polypropylene conductor insulation material, black with white numbers and green/yellow ground, TPE jacket, black, cut to length. | Stock | 4.37
A6011205-1 | LUTZE Silflex FBP flexible control cable, unshielded, 5 conductors (includes ground), 12 AWG, bare copper, polypropylene conductor insulation material, black with white numbers and green/yellow ground, TPE jacket, black, cut to length. | Stock | 5.82
A6022003-1 | LUTZE Silflex FBP flexible control cable, shielded, 3 conductors (includes ground), 20 AWG, bare copper, polypropylene conductor insulation material, black with white numbers and green/yellow ground, TPE jacket, black, cut to length. | Stock | 1.9
A6022004-1 | LUTZE Silflex FBP flexible control cable, shielded, 4 conductors (includes ground), 20 AWG, bare copper, polypropylene conductor insulation material, black with white numbers and green/yellow ground, TPE jacket, black, cut to length. | Stock | 2.05
A6022005-1 | LUTZE Silflex FBP flexible control cable, shielded, 5 conductors (includes ground), 20 AWG, bare copper, polypropylene conductor insulation material, black with white numbers and green/yellow ground, TPE jacket, black, cut to length. | Stock | 2.33
A6022007-1 | LUTZE Silflex FBP flexible control cable, shielded, 7 conductors (includes ground), 20 AWG, bare copper, polypropylene conductor insulation material, black with white numbers and green/yellow ground, TPE jacket, black, cut to length. | Stock | 2.67
A6022012-1 | LUTZE Silflex FBP flexible control cable, shielded, 12 conductors (includes ground), 20 AWG, bare copper, polypropylene conductor insulation material, black with white numbers and green/yellow ground, TPE jacket, black, cut to length. | Stock | 4.01
A6022018-1 | LUTZE Silflex FBP flexible control cable, shielded, 18 conductors (includes ground), 20 AWG, bare copper, polypropylene conductor insulation material, black with white numbers and green/yellow ground, TPE jacket, black, cut to length. | Stock | 5.23
A6021804-1 | LUTZE Silflex FBP flexible control cable, shielded, 4 conductors (includes ground), 18 AWG, bare copper, polypropylene conductor insulation material, black with white numbers and green/yellow ground, TPE jacket, black, cut to length. | Stock | 2.65
A6021805-1 | LUTZE Silflex FBP flexible control cable, shielded, 5 conductors (includes ground), 18 AWG, bare copper, polypropylene conductor insulation material, black with white numbers and green/yellow ground, TPE jacket, black, cut to length. | Stock | 3
A6021807-1 | LUTZE Silflex FBP flexible control cable, shielded, 7 conductors (includes ground), 18 AWG, bare copper, polypropylene conductor insulation material, black with white numbers and green/yellow ground, TPE jacket, black, cut to length. | Stock | 3.67
A6021812-1 | LUTZE Silflex FBP flexible control cable, shielded, 12 conductors (includes ground), 18 AWG, bare copper, polypropylene conductor insulation material, black with white numbers and green/yellow ground, TPE jacket, black, cut to length. | Stock | 5.65
A6021818-1 | LUTZE Silflex FBP flexible control cable, shielded, 18 conductors (includes ground), 18 AWG, bare copper, polypropylene conductor insulation material, black with white numbers and green/yellow ground, TPE jacket, black, cut to length. | Stock | 7.56
A6021603-1 | LUTZE Silflex FBP flexible control cable, shielded, 3 conductors (includes ground), 16 AWG, bare copper, polypropylene conductor insulation material, black with white numbers and green/yellow ground, TPE jacket, black, cut to length. | Stock | 2.8
A6021604-1 | LUTZE Silflex FBP flexible control cable, shielded, 4 conductors (includes ground), 16 AWG, bare copper, polypropylene conductor insulation material, black with white numbers and green/yellow ground, TPE jacket, black, cut to length. | Stock | 3.26
A6021605-1 | LUTZE Silflex FBP flexible control cable, shielded, 5 conductors (includes ground), 16 AWG, bare copper, polypropylene conductor insulation material, black with white numbers and green/yellow ground, TPE jacket, black, cut to length. | Stock | 3.73
A6021607-1 | LUTZE Silflex FBP flexible control cable, shielded, 7 conductors (includes ground), 16 AWG, bare copper, polypropylene conductor insulation material, black with white numbers and green/yellow ground, TPE jacket, black, cut to length. | Stock | 4.65
A6021618-1 | LUTZE Silflex FBP flexible control cable, shielded, 18 conductors (includes ground), 16 AWG, bare copper, polypropylene conductor insulation material, black with white numbers and green/yellow ground, TPE jacket, black, cut to length. | Stock | 9.47
A6021403-1 | LUTZE Silflex FBP flexible control cable, shielded, 3 conductors (includes ground), 14 AWG, bare copper, polypropylene conductor insulation material, black with white numbers and green/yellow ground, TPE jacket, black, cut to length. | Stock | 3.87
A6021404-1 | LUTZE Silflex FBP flexible control cable, shielded, 4 conductors (includes ground), 14 AWG, bare copper, polypropylene conductor insulation material, black with white numbers and green/yellow ground, TPE jacket, black, cut to length. | Stock | 4.68
A6021407-1 | LUTZE Silflex FBP flexible control cable, shielded, 7 conductors (includes ground), 14 AWG, bare copper, polypropylene conductor insulation material, black with white numbers and green/yellow ground, TPE jacket, black, cut to length. | Stock | 6.76
A6021412-1 | LUTZE Silflex FBP flexible control cable, shielded, 12 conductors (includes ground), 14 AWG, bare copper, polypropylene conductor insulation material, black with white numbers and green/yellow ground, TPE jacket, black, cut to length. | Stock | 9.93
A6021204-1 | LUTZE Silflex FBP flexible control cable, shielded, 4 conductors (includes ground), 12 AWG, bare copper, polypropylene conductor insulation material, black with white numbers and green/yellow ground, TPE jacket, black, cut to length. | Stock | 6.58
A6021205-1 | LUTZE Silflex FBP flexible control cable, shielded, 5 conductors (includes ground), 12 AWG, bare copper, polypropylene conductor insulation material, black with white numbers and green/yellow ground, TPE jacket, black, cut to length. | Stock | 7.68
A6021004-1 | LUTZE Silflex FBP flexible control cable, shielded, 4 conductors (includes ground), 10 AWG, bare copper, polypropylene conductor insulation material, black with white numbers and green/yellow ground, TPE jacket, black, cut to length. | Stock | 9.3
600V Rated Automation Control Cable
A1482003-1 | LUTZE SUPERFLEX continuous flexing control cable, unshielded, 3 conductors (includes ground), 21 AWG (0.50mm2), bare copper, TPE conductor insulation material, black with white numbers and green/yellow ground, PVC jacket, gray, cut to length. | Stock | 0.93
A1492003-1 | LUTZE SUPERFLEX continuous flexing control cable, shielded, 3 conductors (includes ground), 21 AWG (0.50mm2), bare copper, TPE conductor insulation material, black with white numbers and green/yellow ground, PVC jacket, gray, cut to length. | Stock | 1.86
CF5-05-03-1 | igus continuous flexing control cable, unshielded, 3 conductors (includes ground), 20 AWG (0.50mm2), bare copper, TPE conductor insulation material, black with white numbers and green/yellow ground, PVC jacket, green, cut to length. | Stock | 1.28
CF9-UL-05-03-1 | igus continuous flexing control cable, unshielded, 3 conductors (includes ground), 20 AWG (0.50mm2), bare copper, TPE conductor insulation material, black with white numbers and green/yellow ground, TPE jacket, gray, cut to length. | Stock | 3.38
A1482004-1 | LUTZE SUPERFLEX continuous flexing control cable, unshielded, 4 conductors (includes ground), 21 AWG (0.50mm2), bare copper, TPE conductor insulation material, black with white numbers and green/yellow ground, PVC jacket, gray, cut to length. | Stock | 1.29
A1492004-1 | LUTZE SUPERFLEX continuous flexing control cable, shielded, 4 conductors (includes ground), 21 AWG (0.50mm2), bare copper, TPE conductor insulation material, black with white numbers and green/yellow ground, PVC jacket, gray, cut to length. | Stock | 2.36
CF9-UL-05-04-1 | igus continuous flexing control cable, unshielded, 4 conductors (includes ground), 20 AWG (0.50mm2), bare copper, TPE conductor insulation material, black with white numbers and green/yellow ground, TPE jacket, gray, cut to length. | Stock | 3.98
CF10-UL-05-04-1 | igus continuous flexing control cable, shielded, 4 conductors (includes ground), 20 AWG (0.50mm2), bare copper, TPE conductor insulation material, black with white numbers and green/yellow ground, TPE jacket, gray, cut to length. | Stock | 6.58
A1482005-1 | LUTZE SUPERFLEX continuous flexing control cable, unshielded, 5 conductors (includes ground), 21 AWG (0.50mm2), bare copper, TPE conductor insulation material, black with white numbers and green/yellow ground, PVC jacket, gray, cut to length. | Stock | 1.5
A1492005-1 | LUTZE SUPERFLEX continuous flexing control cable, shielded, 5 conductors (includes ground), 21 AWG (0.50mm2), bare copper, TPE conductor insulation material, black with white numbers and green/yellow ground, PVC jacket, gray, cut to length. | Stock | 2.47
CF5-05-05-1 | igus continuous flexing control cable, unshielded, 5 conductors (includes ground), 20 AWG (0.50mm2), bare copper, TPE conductor insulation material, black with white numbers and green/yellow ground, PVC jacket, green, cut to length. | Stock | 2.06
CF6-05-05-1 | igus continuous flexing control cable, shielded, 5 conductors (includes ground), 20 AWG (0.50mm2), bare copper, TPE conductor insulation material, black with white numbers and green/yellow ground, PVC jacket, green, cut to length. | Stock | 4.06
CF9-UL-05-05-1 | igus continuous flexing control cable, unshielded, 5 conductors (includes ground), 20 AWG (0.50mm2), bare copper, TPE conductor insulation material, black with white numbers and green/yellow ground, TPE jacket, gray, cut to length. | Stock | 4.27
CF10-UL-05-05-1 | igus continuous flexing control cable, shielded, 5 conductors (includes ground), 20 AWG (0.50mm2), bare copper, TPE conductor insulation material, black with white numbers and green/yellow ground, TPE jacket, gray, cut to length. | Stock | 6.99
A1482007-1 | LUTZE SUPERFLEX continuous flexing control cable, unshielded, 7 conductors (includes ground), 21 AWG (0.50mm2), bare copper, TPE conductor insulation material, black with white numbers and green/yellow ground, PVC jacket, gray, cut to length. | Stock | 1.94
A1492007-1 | LUTZE SUPERFLEX continuous flexing control cable, shielded, 7 conductors (includes ground), 21 AWG (0.50mm2), bare copper, TPE conductor insulation material, black with white numbers and green/yellow ground, PVC jacket, gray, cut to length. | Stock | 3.14
CF5-05-07-1 | igus continuous flexing control cable, unshielded, 7 conductors (includes ground), 20 AWG (0.50mm2), bare copper, TPE conductor insulation material, black with white numbers and green/yellow ground, PVC jacket, green, cut to length. | Stock | 2.75
CF6-05-07-1 | igus continuous flexing control cable, shielded, 7 conductors (includes ground), 20 AWG (0.50mm2), bare copper, TPE conductor insulation material, black with white numbers and green/yellow ground, PVC jacket, green, cut to length. | Stock | 4.99
A1482012-1 | LUTZE SUPERFLEX continuous flexing control cable, unshielded, 12 conductors (includes ground), 21 AWG (0.50mm2), bare copper, TPE conductor insulation material, black with white numbers and green/yellow ground, PVC jacket, gray, cut to length. | Stock | 3.16
A1492012-1 | LUTZE SUPERFLEX continuous flexing control cable, shielded, 12 conductors (includes ground), 21 AWG (0.50mm2), bare copper, TPE conductor insulation material, black with white numbers and green/yellow ground, PVC jacket, gray, cut to length. | Stock | 4.72
CF5-05-12-1 | igus continuous flexing control cable, unshielded, 12 conductors (includes ground), 20 AWG (0.50mm2), bare copper, TPE conductor insulation material, black with white numbers and green/yellow ground, PVC jacket, green, cut to length. | Stock | 4.38
CF6-05-12-1 | igus continuous flexing control cable, shielded, 12 conductors (includes ground), 20 AWG (0.50mm2), bare copper, TPE conductor insulation material, black with white numbers and green/yellow ground, PVC jacket, green, cut to length. | Stock | 8.27
A1482018-1 | LUTZE SUPERFLEX continuous flexing control cable, unshielded, 18 conductors (includes ground), 21 AWG (0.50mm2), bare copper, TPE conductor insulation material, black with white numbers and green/yellow ground, PVC jacket, gray, cut to length. | Stock | 4.48
A1492018-1 | LUTZE SUPERFLEX continuous flexing control cable, shielded, 18 conductors (includes ground), 21 AWG (0.50mm2), bare copper, TPE conductor insulation material, black with white numbers and green/yellow ground, PVC jacket, gray, cut to length. | Stock | 6.53
CF5-05-18-1 | igus continuous flexing control cable, unshielded, 18 conductors (includes ground), 20 AWG (0.50mm2), bare copper, TPE conductor insulation material, black with white numbers and green/yellow ground, PVC jacket, green, cut to length. | Stock | 6.29
A1482025-1 | LUTZE SUPERFLEX continuous flexing control cable, unshielded, 25 conductors (includes ground), 21 AWG (0.50mm2), bare copper, TPE conductor insulation material, black with white numbers and green/yellow ground, PVC jacket, gray, cut to length. | Stock | 6.36
CF5-05-25-1 | igus continuous flexing control cable, unshielded, 25 conductors (includes ground), 20 AWG (0.50mm2), bare copper, TPE conductor insulation material, black with white numbers and green/yellow ground, PVC jacket, green, cut to length. | Stock | 8.18
A1481803-1 | LUTZE SUPERFLEX continuous flexing control cable, unshielded, 3 conductors (includes ground), 18 AWG (1.0mm2), bare copper, TPE conductor insulation material, black with white numbers and green/yellow ground, PVC jacket, gray, cut to length. | Stock | 1.55
A1491803-1 | LUTZE SUPERFLEX continuous flexing control cable, shielded, 3 conductors (includes ground), 18 AWG (1.0mm2), bare copper, TPE conductor insulation material, black with white numbers and green/yellow ground, PVC jacket, gray, cut to length. | Stock | 2.48
CF5-07-03-1 | igus continuous flexing control cable, unshielded, 3 conductors (includes ground), 18 AWG (0.75mm2), bare copper, PVC conductor insulation material, black with white numbers and green/yellow ground, PVC jacket, green, cut to length. | Stock | 1.42
A1481804-1 | LUTZE SUPERFLEX continuous flexing control cable, unshielded, 4 conductors (includes ground), 18 AWG (1.0mm2), bare copper, TPE conductor insulation material, black with white numbers and green/yellow ground, PVC jacket, gray, cut to length. | Stock | 2.04
A1491804-1 | LUTZE SUPERFLEX continuous flexing control cable, shielded, 4 conductors (includes ground), 18 AWG (1.0mm2), bare copper, TPE conductor insulation material, black with white numbers and green/yellow ground, PVC jacket, gray, cut to length. | Stock | 3.27
CF5-07-04-1 | igus continuous flexing control cable, unshielded, 4 conductors (includes ground), 18 AWG (0.75mm2), bare copper, PVC conductor insulation material, black with white numbers and green/yellow ground, PVC jacket, green, cut to length. | Stock | 2
CF6-07-04-1 | igus continuous flexing control cable, shielded, 4 conductors (includes ground), 18 AWG (0.75mm2), bare copper, PVC conductor insulation material, black with white numbers and green/yellow ground, PVC jacket, green, cut to length. | Stock | 4.26
CF130US-07-04-1 | igus continuous flexing control cable, unshielded, 4 conductors (includes ground), 18 AWG (0.75mm2), bare copper, PVC/Nylon conductor insulation material, black with white numbers and green/yellow ground, PVC jacket, gray, cut to length. | Stock | 3.52
CF140US-07-04-1 | igus continuous flexing control cable, shielded, 4 conductors (includes ground), 18 AWG (0.75mm2), bare copper, PVC/Nylon conductor insulation material, black with white numbers and green/yellow ground, PVC jacket, gray, cut to length. | Stock | 4.66
CF10-UL-07-04-1 | igus continuous flexing control cable, shielded, 4 conductors (includes ground), 18 AWG (0.75mm2), bare copper, TPE conductor insulation material, black with white numbers and green/yellow ground, TPE jacket, gray, cut to length. | Stock | 7.19
A1481805-1 | LUTZE SUPERFLEX continuous flexing control cable, unshielded, 5 conductors (includes ground), 18 AWG (1.0mm2), bare copper, TPE conductor insulation material, black with white numbers and green/yellow ground, PVC jacket, gray, cut to length. | Stock | 2.3
A1491805-1 | LUTZE SUPERFLEX continuous flexing control cable, shielded, 5 conductors (includes ground), 18 AWG (1.0mm2), bare copper, TPE conductor insulation material, black with white numbers and green/yellow ground, PVC jacket, gray, cut to length. | Stock | 3.51
CF5-07-05-1 | igus continuous flexing control cable, unshielded, 5 conductors (includes ground), 18 AWG (0.75mm2), bare copper, PVC conductor insulation material, black with white numbers and green/yellow ground, PVC jacket, green, cut to length. | Stock | 2.26
CF140US-07-05-1 | igus continuous flexing control cable, shielded, 5 conductors (includes ground), 18 AWG (0.75mm2), bare copper, PVC/Nylon conductor insulation material, black with white numbers and green/yellow ground, PVC jacket, gray, cut to length. | Stock | 5.45
CF9-UL-07-05-1 | igus continuous flexing control cable, unshielded, 5 conductors (includes ground), 18 AWG (0.75mm2), bare copper, TPE conductor insulation material, black with white numbers and green/yellow ground, TPE jacket, gray, cut to length. | Stock | 5.25
CF10-UL-07-05-1 | igus continuous flexing control cable, shielded, 5 conductors (includes ground), 18 AWG (0.75mm2), bare copper, TPE conductor insulation material, black with white numbers and green/yellow ground, TPE jacket, gray, cut to length. | Stock | 8.12
A1481807-1 | LUTZE SUPERFLEX continuous flexing control cable, unshielded, 7 conductors (includes ground), 18 AWG (1.0mm2), bare copper, TPE conductor insulation material, black with white numbers and green/yellow ground, PVC jacket, gray, cut to length. | Stock | 3.17
A1491807-1 | LUTZE SUPERFLEX continuous flexing control cable, shielded, 7 conductors (includes ground), 18 AWG (1.0mm2), bare copper, TPE conductor insulation material, black with white numbers and green/yellow ground, PVC jacket, gray, cut to length. | Stock | 4.62
CF5-07-07-1 | igus continuous flexing control cable, unshielded, 7 conductors (includes ground), 18 AWG (0.75mm2), bare copper, PVC conductor insulation material, black with white numbers and green/yellow ground, PVC jacket, green, cut to length. | Stock | 3.2
CF6-07-07-1 | igus continuous flexing control cable, shielded, 7 conductors (includes ground), 18 AWG (0.75mm2), bare copper, PVC conductor insulation material, black with white numbers and green/yellow ground, PVC jacket, green, cut to length. | Stock | 5.82
CF9-UL-07-07-1 | igus continuous flexing control cable, unshielded, 7 conductors (includes ground), 18 AWG (0.75mm2), bare copper, TPE conductor insulation material, black with white numbers and green/yellow ground, TPE jacket, gray, cut to length. | Stock | 6.75
A1481812-1 | LUTZE SUPERFLEX continuous flexing control cable, unshielded, 12 conductors (includes ground), 18 AWG (1.0mm2), bare copper, TPE conductor insulation material, black with white numbers and green/yellow ground, PVC jacket, gray, cut to length. | Stock | 5.4
A1491812-1 | LUTZE SUPERFLEX continuous flexing control cable, shielded, 12 conductors (includes ground), 18 AWG (1.0mm2), bare copper, TPE conductor insulation material, black with white numbers and green/yellow ground, PVC jacket, gray, cut to length. | Stock | 6.86
CF5-07-12-1 | igus continuous flexing control cable, unshielded, 12 conductors (includes ground), 18 AWG (0.75mm2), bare copper, PVC conductor insulation material, black with white numbers and green/yellow ground, PVC jacket, green, cut to length. | Stock | 5.2
CF6-07-12-1 | igus continuous flexing control cable, shielded, 12 conductors (includes ground), 18 AWG (0.75mm2), bare copper, PVC conductor insulation material, black with white numbers and green/yellow ground, PVC jacket, green, cut to length. | Stock | 9.01
CF130US-07-12-1 | igus continuous flexing control cable, unshielded, 12 conductors (includes ground), 18 AWG (0.75mm2), bare copper, PVC/Nylon conductor insulation material, black with white numbers and green/yellow ground, PVC jacket, gray, cut to length. | Stock | 7.21
CF140US-07-12-1 | igus continuous flexing control cable, shielded, 12 conductors (includes ground), 18 AWG (0.75mm2), bare copper, PVC/Nylon conductor insulation material, black with white numbers and green/yellow ground, PVC jacket, gray, cut to length. | Stock | 9.64
A1481818-1 | LUTZE SUPERFLEX continuous flexing control cable, unshielded, 18 conductors (includes ground), 18 AWG (1.0mm2), bare copper, TPE conductor insulation material, black with white numbers and green/yellow ground, PVC jacket, gray, cut to length. | Stock | 7.6
A1491818-1 | LUTZE SUPERFLEX continuous flexing control cable, shielded, 18 conductors (includes ground), 18 AWG (1.0mm2), bare copper, TPE conductor insulation material, black with white numbers and green/yellow ground, PVC jacket, gray, cut to length. | Stock | 9.57
CF5-07-18-1 | igus continuous flexing control cable, unshielded, 18 conductors (includes ground), 18 AWG (0.75mm2), bare copper, PVC conductor insulation material, black with white numbers and green/yellow ground, PVC jacket, green, cut to length. | Stock | 6.77
CF130US-07-18-1 | igus continuous flexing control cable, unshielded, 18 conductors (includes ground), 18 AWG (0.75mm2), bare copper, PVC/Nylon conductor insulation material, black with white numbers and green/yellow ground, PVC jacket, gray, cut to length. | Stock | 9.34
CF140US-07-18-1 | igus continuous flexing control cable, shielded, 18 conductors (includes ground), 18 AWG (0.75mm2), bare copper, PVC/Nylon conductor insulation material, black with white numbers and green/yellow ground, PVC jacket, gray, cut to length. | Stock | 11.56
A1481825-1 | LUTZE SUPERFLEX continuous flexing control cable, unshielded, 25 conductors (includes ground), 18 AWG (1.0mm2), bare copper, TPE conductor insulation material, black with white numbers and green/yellow ground, PVC jacket, gray, cut to length. | Stock | 10.46
CF5-07-25-1 | igus continuous flexing control cable, unshielded, 25 conductors (includes ground), 18 AWG (0.75mm2), bare copper, PVC conductor insulation material, black with white numbers and green/yellow ground, PVC jacket, green, cut to length. | Stock | 9.44
CF130US-07-25-1 | igus continuous flexing control cable, unshielded, 25 conductors (includes ground), 18 AWG (0.75mm2), bare copper, PVC/Nylon conductor insulation material, black with white numbers and green/yellow ground, PVC jacket, gray, cut to length. | Stock | 11.34
A1481834-1 | LUTZE SUPERFLEX continuous flexing control cable, unshielded, 34 conductors (includes ground), 18 AWG (1.0mm2), bare copper, TPE conductor insulation material, black with white numbers and green/yellow ground, PVC jacket, gray, cut to length. | Stock | 13.93
A1481603-1 | LUTZE SUPERFLEX continuous flexing control cable, unshielded, 3 conductors (includes ground), 16 AWG (1.50mm2), bare copper, TPE conductor insulation material, black with white numbers and green/yellow ground, PVC jacket, gray, cut to length. | Stock | 2.05
A1491603-1 | LUTZE SUPERFLEX continuous flexing control cable, shielded, 3 conductors (includes ground), 16 AWG (1.50mm2), bare copper, TPE conductor insulation material, black with white numbers and green/yellow ground, PVC jacket, gray, cut to length. | Stock | 3.21
CF5-15-03-1 | igus continuous flexing control cable, unshielded, 3 conductors (includes ground), 16 AWG (1.50mm2), bare copper, PVC conductor insulation material, black with white numbers and green/yellow ground, PVC jacket, green, cut to length. | Stock | 2.11
CF140US-15-03-1 | igus continuous flexing control cable, shielded, 3 conductors (includes ground), 16 AWG (1.50mm2), bare copper, PVC/Nylon conductor insulation material, black with white numbers and green/yellow ground, PVC jacket, gray, cut to length. | Stock | 5.25
A1481604-1 | LUTZE SUPERFLEX continuous flexing control cable, unshielded, 4 conductors (includes ground), 16 AWG (1.50mm2), bare copper, TPE conductor insulation material, black with white numbers and green/yellow ground, PVC jacket, gray, cut to length. | Stock | 2.85
A1491604-1 | LUTZE SUPERFLEX continuous flexing control cable, shielded, 4 conductors (includes ground), 16 AWG (1.50mm2), bare copper, TPE conductor insulation material, black with white numbers and green/yellow ground, PVC jacket, gray, cut to length. | Stock | 4.14
CF5-15-04-1 | igus continuous flexing control cable, unshielded, 4 conductors (includes ground), 16 AWG (1.50mm2), bare copper, PVC conductor insulation material, black with white numbers and green/yellow ground, PVC jacket, green, cut to length. | Stock | 2.67
CF6-15-04-1 | igus continuous flexing control cable, shielded, 4 conductors (includes ground), 16 AWG (1.50mm2), bare copper, PVC conductor insulation material, black with white numbers and green/yellow ground, PVC jacket, green, cut to length. | Stock | 5.95
CF140US-15-04-1 | igus continuous flexing control cable, shielded, 4 conductors (includes ground), 16 AWG (1.50mm2), bare copper, PVC/Nylon conductor insulation material, black with white numbers and green/yellow ground, PVC jacket, gray, cut to length. | Stock | 5.89
CF9-UL-15-04-1 | igus continuous flexing control cable, unshielded, 4 conductors (includes ground), 16 AWG (1.50mm2), bare copper, TPE conductor insulation material, black with white numbers and green/yellow ground, TPE jacket, gray, cut to length. | Stock | 6.61
CF10-UL-15-04-1 | igus continuous flexing control cable, shielded, 4 conductors (includes ground), 16 AWG (1.50mm2), bare copper, TPE conductor insulation material, black with white numbers and green/yellow ground, TPE jacket, gray, cut to length. | Stock | 9.77
A1481605-1 | LUTZE SUPERFLEX continuous flexing control cable, unshielded, 5 conductors (includes ground), 16 AWG (1.50mm2), bare copper, TPE conductor insulation material, black with white numbers and green/yellow ground, PVC jacket, gray, cut to length. | Stock | 3.15
A1491605-1 | LUTZE SUPERFLEX continuous flexing control cable, shielded, 5 conductors (includes ground), 16 AWG (1.50mm2), bare copper, TPE conductor insulation material, black with white numbers and green/yellow ground, PVC jacket, gray, cut to length. | Stock | 4.65
CF5-15-05-1 | igus continuous flexing control cable, unshielded, 5 conductors (includes ground), 16 AWG (1.50mm2), bare copper, PVC conductor insulation material, black with white numbers and green/yellow ground, PVC jacket, green, cut to length. | Stock | 3.2
CF130US-15-05-1 | igus continuous flexing control cable, unshielded, 5 conductors (includes ground), 16 AWG (1.50mm2), bare copper, PVC/Nylon conductor insulation material, black with white numbers and green/yellow ground, PVC jacket, gray, cut to length. | Stock | 3.94
CF9-UL-15-05-1 | igus continuous flexing control cable, unshielded, 5 conductors (includes ground), 16 AWG (1.50mm2), bare copper, TPE conductor insulation material, black with white numbers and green/yellow ground, TPE jacket, gray, cut to length. | Stock | 7.66
CF10-UL-15-05-1 | igus continuous flexing control cable, shielded, 5 conductors (includes ground), 16 AWG (1.50mm2), bare copper, TPE conductor insulation material, black with white numbers and green/yellow ground, TPE jacket, gray, cut to length. | Stock | 8.81
A1481607-1 | LUTZE SUPERFLEX continuous flexing control cable, unshielded, 7 conductors (includes ground), 16 AWG (1.50mm2), bare copper, TPE conductor insulation material, black with white numbers and green/yellow ground, PVC jacket, gray, cut to length. | Stock | 4.56
A1491607-1 | LUTZE SUPERFLEX continuous flexing control cable, shielded, 7 conductors (includes ground), 16 AWG (1.50mm2), bare copper, TPE conductor insulation material, black with white numbers and green/yellow ground, PVC jacket, gray, cut to length. | Stock | 6.19
CF5-15-07-1 | igus continuous flexing control cable, unshielded, 7 conductors (includes ground), 16 AWG (1.50mm2), bare copper, PVC conductor insulation material, black with white numbers and green/yellow ground, PVC jacket, green, cut to length. | Stock | 5.38
CF6-15-07-1 | igus continuous flexing control cable, shielded, 7 conductors (includes ground), 16 AWG (1.50mm2), bare copper, PVC conductor insulation material, black with white numbers and green/yellow ground, PVC jacket, green, cut to length. | Stock | 8.27
A1481612-1 | LUTZE SUPERFLEX continuous flexing control cable, unshielded, 12 conductors (includes ground), 16 AWG (1.50mm2), bare copper, TPE conductor insulation material, black with white numbers and green/yellow ground, PVC jacket, gray, cut to length. | Stock | 7.24
A1491612-1 | LUTZE SUPERFLEX continuous flexing control cable, shielded, 12 conductors (includes ground), 16 AWG (1.50mm2), bare copper, TPE conductor insulation material, black with white numbers and green/yellow ground, PVC jacket, gray, cut to length. | Stock | 9.21
CF5-15-12-1 | igus continuous flexing control cable, unshielded, 12 conductors (includes ground), 16 AWG (1.50mm2), bare copper, PVC conductor insulation material, black with white numbers and green/yellow ground, PVC jacket, green, cut to length. | Stock | 7.6
CF6-15-12-1 | igus continuous flexing control cable, shielded, 12 conductors (includes ground), 16 AWG (1.50mm2), bare copper, PVC conductor insulation material, black with white numbers and green/yellow ground, PVC jacket, green, cut to length. | Stock | 12.78
CF130US-15-12-1 | igus continuous flexing control cable, unshielded, 12 conductors (includes ground), 16 AWG (1.50mm2), bare copper, PVC/Nylon conductor insulation material, black with white numbers and green/yellow ground, PVC jacket, gray, cut to length. | Stock | 10.68
A1481618-1 | LUTZE SUPERFLEX continuous flexing control cable, unshielded, 18 conductors (includes ground), 16 AWG (1.50mm2), bare copper, TPE conductor insulation material, black with white numbers and green/yellow ground, PVC jacket, gray, cut to length. | Stock | 10.15
CF130US-15-18-1 | igus continuous flexing control cable, unshielded, 18 conductors (includes ground), 16 AWG (1.50mm2), bare copper, PVC/Nylon conductor insulation material, black with white numbers and green/yellow ground, PVC jacket, gray, cut to length. | Stock | 11.34
A1481625-1 | LUTZE SUPERFLEX continuous flexing control cable, unshielded, 25 conductors (includes ground), 16 AWG (1.50mm2), bare copper, TPE conductor insulation material, black with white numbers and green/yellow ground, PVC jacket, gray, cut to length. | Stock | 14.45
A1481404-1 | LUTZE SUPERFLEX continuous flexing control cable, unshielded, 4 conductors (includes ground), 14 AWG (2.50mm2), bare copper, TPE conductor insulation material, black with white numbers and green/yellow ground, PVC jacket, gray, cut to length. | Stock | 3.9
A1491404-1 | LUTZE SUPERFLEX continuous flexing control cable, shielded, 4 conductors (includes ground), 14 AWG (2.50mm2), bare copper, TPE conductor insulation material, black with white numbers and green/yellow ground, PVC jacket, gray, cut to length. | Stock | 5.09
CF130US-25-04-1 | igus continuous flexing control cable, unshielded, 4 conductors (includes ground), 14 AWG (2.50mm2), bare copper, PVC/Nylon conductor insulation material, black with white numbers and green/yellow ground, PVC jacket, gray, cut to length. | Stock | 5.04
CF140US-25-04-1 | igus continuous flexing control cable, shielded, 4 conductors (includes ground), 14 AWG (2.50mm2), bare copper, PVC/Nylon conductor insulation material, black with white numbers and green/yellow ground, PVC jacket, gray, cut to length. | Stock | 7.93
CF5-25-04-1 | igus continuous flexing control cable, unshielded, 4 conductors (includes ground), 14 AWG (2.50mm2), bare copper, PVC conductor insulation material, black with white numbers and green/yellow ground, PVC jacket, green, cut to length. | Stock | 5.12
CF6-25-04-1 | igus continuous flexing control cable, shielded, 4 conductors (includes ground), 14 AWG (2.50mm2), bare copper, PVC conductor insulation material, black with white numbers and green/yellow ground, PVC jacket, green, cut to length. | Stock | 7.07
CF9-UL-25-04-1 | igus continuous flexing control cable, unshielded, 4 conductors (includes ground), 14 AWG (2.50mm2), bare copper, TPE conductor insulation material, black with white numbers and green/yellow ground, TPE jacket, gray, cut to length. | Stock | 8.77
A1481405-1 | LUTZE SUPERFLEX continuous flexing control cable, unshielded, 5 conductors (includes ground), 14 AWG (2.50mm2), bare copper, TPE conductor insulation material, black with white numbers and green/yellow ground, PVC jacket, gray, cut to length. | Stock | 4.66
A1491405-1 | LUTZE SUPERFLEX continuous flexing control cable, shielded, 5 conductors (includes ground), 14 AWG (2.50mm2), bare copper, TPE conductor insulation material, black with white numbers and green/yellow ground, PVC jacket, gray, cut to length. | Stock | 6.41
CF9-UL-25-05-1 | igus continuous flexing control cable, unshielded, 5 conductors (includes ground), 14 AWG (2.50mm2), bare copper, TPE conductor insulation material, black with white numbers and green/yellow ground, TPE jacket, gray, cut to length. | Stock | 9.86
A1481407-1 | LUTZE SUPERFLEX continuous flexing control cable, unshielded, 7 conductors (includes ground), 14 AWG (2.50mm2), bare copper, TPE conductor insulation material, black with white numbers and green/yellow ground, PVC jacket, gray, cut to length. | Stock | 6.87
A1491407-1 | LUTZE SUPERFLEX continuous flexing control cable, shielded, 7 conductors (includes ground), 14 AWG (2.50mm2), bare copper, TPE conductor insulation material, black with white numbers and green/yellow ground, PVC jacket, gray, cut to length. | Stock | 8.48
CF130US-25-07-1 | igus continuous flexing control cable, unshielded, 7 conductors (includes ground), 14 AWG (2.50mm2), bare copper, PVC/Nylon conductor insulation material, black with white numbers and green/yellow ground, PVC jacket, gray, cut to length. | Stock | 10.87
CF5-25-07-1 | igus continuous flexing control cable, unshielded, 7 conductors (includes ground), 14 AWG (2.50mm2), bare copper, PVC conductor insulation material, black with white numbers and green/yellow ground, PVC jacket, green, cut to length. | Stock | 8.11
A1481204-1 | LUTZE SUPERFLEX continuous flexing control cable, unshielded, 4 conductors (includes ground), 12 AWG (4mm2), bare copper, TPE conductor insulation material, black with white numbers and green/yellow ground, PVC jacket, gray, cut to length. | Stock | 6.17
A1491204-1 | LUTZE SUPERFLEX continuous flexing control cable, shielded, 4 conductors (includes ground), 12 AWG (4mm2), bare copper, TPE conductor insulation material, black with white numbers and green/yellow ground, PVC jacket, gray, cut to length. | Stock | 8.09
CF130US-40-04-1 | igus continuous flexing control cable, unshielded, 4 conductors (includes ground), 12 AWG (4mm2), bare copper, PVC/Nylon conductor insulation material, black with white numbers and green/yellow ground, PVC jacket, gray, cut to length. | Stock | 7.4
CF140US-40-04-1 | igus continuous flexing control cable, shielded, 4 conductors (includes ground), 12 AWG (4mm2), bare copper, PVC/Nylon conductor insulation material, black with white numbers and green/yellow ground, PVC jacket, gray, cut to length. | Stock | 10.16
A1481207-1 | LUTZE SUPERFLEX continuous flexing control cable, unshielded, 7 conductors (includes ground), 12 AWG (4mm2), bare copper, TPE conductor insulation material, black with white numbers and green/yellow ground, PVC jacket, gray, cut to length. | Stock | 10.64
Motor Supply Cable
A1061804-1 | LUTZE DRIVEFLEX VFD cable, 4 conductors (includes ground), 18 AWG, 19-stranded, tinned copper, XLPE conductor insulation material, XHHW-2 jacket, black, cut to length. | Stock | 2.99
A4061804-1 | LUTZE MOTIONFLEX continuous flexing VFD cable, shielded, 4 conductors (includes ground), 18 AWG, 41-stranded, tinned copper, XLPE conductor insulation material, XHHW-2 jacket, black, cut to length. | Stock | 4.58
A6061804-1 | LUTZE Silflex FBP VFD cable, overall foil and braid shielded, 4 conductors (includes ground), 18 AWG, tinned copper, XLPE conductor insulation material, black with white numbers and green/yellow ground, TPE jacket, black, cut to length. | Stock | 3.93
H63140-1 | Helukabel TOPFLEX 600 VFD cable, shielded, 4 conductors (includes ground), 16 AWG, tinned copper, XLPE conductor insulation material, black with white numbers and green/yellow ground, PVC jacket, black, cut to length. | Stock | 3.55
A1061604-1 | LUTZE DRIVEFLEX VFD cable, 4 conductors (includes ground), 16 AWG, 26-stranded, tinned copper, XLPE conductor insulation material, XHHW-2 jacket, black, cut to length. | Stock | 3.23
A3161604-1 | LUTZE Silflex flexible servo cable, shielded, 4 conductors (includes ground), 16 AWG, bare copper, PVC/Nylon conductor insulation material, brown, black, blue and green/yellow ground, TPE jacket, orange, cut to length. | Stock | 4.1
A3171604-1 | LUTZE Silflex flexible servo cable, shielded, 4 conductors (includes ground), 16 AWG, bare copper, (1) shielded 18 AWG twisted pair, PVC/Nylon conductor insulation material, brown, black, blue and green/yellow ground, TPE jacket, orange, cut to length. | Stock | 5.79
A4061604-1 | LUTZE MOTIONFLEX continuous flexing VFD cable, shielded, 4 conductors (includes ground), 16 AWG, 65-stranded, tinned copper, XLPE conductor insulation material, XHHW-2 jacket, black, cut to length. | Stock | 5.39
A6061604-1 | LUTZE Silflex FBP VFD cable, overall foil and braid shielded, 4 conductors (includes ground), 16 AWG, tinned copper, XLPE conductor insulation material, black with white numbers and green/yellow ground, TPE jacket, black, cut to length. | Stock | 4.51
VFDC-16-4B-1 | Southwire VFD cable, shielded, 4 conductors (includes ground), 16 AWG, tinned copper, XLPE conductor insulation material, black with white numbers and green/yellow ground, TPE jacket, black, cut to length. | Stock | 3.56
VFD-SC-16-4B-1P-1 | Southwire flexible VFD/Servo cable, shielded, 4 conductors (includes ground), 16 AWG, 26-stranded, tinned copper, (1) shielded 16 AWG twisted pair, XLPE conductor insulation material, TPE jacket, black, cut to length. | Stock | 5.58
H63137-1 | Helukabel TOPFLEX 600 VFD cable, shielded, 4 conductors (includes ground), 14 AWG, tinned copper, XLPE conductor insulation material, black with white numbers and green/yellow ground, PVC jacket, black, cut to length. | Stock | 4.74
A1061404-1 | LUTZE DRIVEFLEX VFD cable, 4 conductors (includes ground), 14 AWG, 41-stranded, tinned copper, XLPE conductor insulation material, XHHW-2 jacket, black, cut to length. | Stock | 4.27
A3161404-1 | LUTZE Silflex flexible servo cable, shielded, 4 conductors (includes ground), 14 AWG, bare copper, PVC/Nylon conductor insulation material, brown, black, blue and green/yellow ground, TPE jacket, orange, cut to length. | Stock | 5.44
A3171404-1 | LUTZE Silflex flexible servo cable, shielded, 4 conductors (includes ground), 14 AWG, bare copper, (1) shielded 18 AWG twisted pair, PVC/Nylon conductor insulation material, brown, black, blue and green/yellow ground, TPE jacket, orange, cut to length. | Stock | 7.02
A4061404-1 | LUTZE MOTIONFLEX continuous flexing VFD cable, shielded, 4 conductors (includes ground), 14 AWG, 104-stranded, tinned copper, XLPE conductor insulation material, XHHW-2 jacket, black, cut to length. | Stock | 6.3
A6061404-1 | LUTZE Silflex FBP VFD cable, overall foil and braid shielded, 4 conductors (includes ground), 14 AWG, tinned copper, XLPE conductor insulation material, black with white numbers and green/yellow ground, TPE jacket, black, cut to length. | Stock | 5.69
VFDC-14-4B-1 | Southwire VFD cable, shielded, 4 conductors (includes ground), 14 AWG, tinned copper, XLPE conductor insulation material, black with white numbers and green/yellow ground, TPE jacket, black, cut to length. | Stock | 4.4
VFD-SC-14-4B-1P-1 | Southwire flexible VFD/Servo cable, shielded, 4 conductors (includes ground), 14 AWG, 41-stranded, tinned copper, (1) shielded 16 AWG twisted pair, XLPE conductor insulation material, TPE jacket, black, cut to length. | Stock | 6.26
H63141-1 | Helukabel TOPFLEX 600 VFD cable, shielded, 4 conductors (includes ground), 12 AWG, tinned copper, XLPE conductor insulation material, black with white numbers and green/yellow ground, PVC jacket, black, cut to length. | Stock | 6.09
A1061204-1 | LUTZE DRIVEFLEX VFD cable, 4 conductors (includes ground), 12 AWG, 65-stranded, tinned copper, XLPE conductor insulation material, XHHW-2 jacket, black, cut to length. | Stock | 5.73
A3161204-1 | LUTZE Silflex flexible servo cable, shielded, 4 conductors (includes ground), 12 AWG, bare copper, PVC/Nylon conductor insulation material, brown, black, blue and green/yellow ground, TPE jacket, orange, cut to length. | Stock | 7.69
A3171204-1 | LUTZE Silflex flexible servo cable, shielded, 4 conductors (includes ground), 12 AWG, bare copper, (1) shielded 18 AWG twisted pair, PVC/Nylon conductor insulation material, brown, black, blue and green/yellow ground, TPE jacket, orange, cut to length. | Stock | 9.14
A4061204-1 | LUTZE MOTIONFLEX continuous flexing VFD cable, shielded, 4 conductors (includes ground), 12 AWG, 168-stranded, tinned copper, XLPE conductor insulation material, XHHW-2 jacket, black, cut to length. | Stock | 7.6
A6061204-1 | LUTZE Silflex FBP VFD cable, overall foil and braid shielded, 4 conductors (includes ground), 12 AWG, tinned copper, XLPE conductor insulation material, black with white numbers and green/yellow ground, TPE jacket, black, cut to length. | Stock | 7.69
VFDC-12-4B-1 | Southwire VFD cable, shielded, 4 conductors (includes ground), 12 AWG, tinned copper, XLPE conductor insulation material, black with white numbers and green/yellow ground, TPE jacket, black, cut to length. | Stock | 5.42
VFD-SC-12-4B-1P-1 | Southwire flexible VFD/Servo cable, shielded, 4 conductors (includes ground), 12 AWG, 65-stranded, tinned copper, (1) shielded 16 AWG twisted pair, XLPE conductor insulation material, TPE jacket, black, cut to length. | Stock | 6.7
H63142-1 | Helukabel TOPFLEX 600 VFD cable, shielded, 4 conductors (includes ground), 10 AWG, tinned copper, XLPE conductor insulation material, black with white numbers and green/yellow ground, PVC jacket, black, cut to length. | Stock | 8.58
A1061004-1 | LUTZE DRIVEFLEX VFD cable, 4 conductors (includes ground), 10 AWG, 105-stranded, tinned copper, XLPE conductor insulation material, XHHW-2 jacket, black, cut to length. | Stock | 8.77
A3161004-1 | LUTZE Silflex flexible servo cable, shielded, 4 conductors (includes ground), 10 AWG, bare copper, PVC/Nylon conductor insulation material, brown, black, blue and green/yellow ground, TPE jacket, orange, cut to length. | Stock | 10.88
A3171004-1 | LUTZE Silflex flexible servo cable, shielded, 4 conductors (includes ground), 10 AWG, bare copper, (1) shielded 18 AWG twisted pair, PVC/Nylon conductor insulation material, brown, black, blue and green/yellow ground, TPE jacket, orange, cut to length. | Stock | 12.4
A4061004-1 | LUTZE MOTIONFLEX continuous flexing VFD cable, shielded, 4 conductors (includes ground), 10 AWG, 259-stranded, tinned copper, XLPE conductor insulation material, XHHW-2 jacket, black, cut to length. | Stock | 10.3
A6061004-1 | LUTZE Silflex FBP VFD cable, overall foil and braid shielded, 4 conductors (includes ground), 10 AWG, tinned copper, XLPE conductor insulation material, black with white numbers and green/yellow ground, TPE jacket, black, cut to length. | Stock | 11.36
VFDC-10-4B-1 | Southwire VFD cable, shielded, 4 conductors (includes ground), 10 AWG, tinned copper, XLPE conductor insulation material, black with white numbers and green/yellow ground, TPE jacket, black, cut to length. | Stock | 7.08
VFD-SC-10-4B-1P-1 | Southwire flexible VFD/Servo cable, shielded, 4 conductors (includes ground), 10 AWG, 105-stranded, tinned copper, (1) shielded 16 AWG twisted pair, XLPE conductor insulation material, TPE jacket, black, cut to length. | Stock | 8.55
H63143-1 | Helukabel TOPFLEX 600 VFD cable, shielded, 4 conductors (includes ground), 8 AWG, tinned copper, XLPE conductor insulation material, black with white numbers and green/yellow ground, PVC jacket, black, cut to length. | Stock | 15
A1060804-1 | LUTZE DRIVEFLEX VFD cable, 4 conductors (includes ground), 8 AWG, 168-stranded, tinned copper, XLPE conductor insulation material, XHHW-2 jacket, black, cut to length. | Stock | 14.27
A3160804-1 | LUTZE Silflex flexible servo cable, shielded, 4 conductors (includes ground), 8 AWG, bare copper, PVC/Nylon conductor insulation material, brown, black, blue and green/yellow ground, TPE jacket, orange, cut to length. | Stock | 17.38
A3170804-1 | LUTZE Silflex flexible servo cable, shielded, 4 conductors (includes ground), 8 AWG, bare copper, (1) shielded 18 AWG twisted pair, PVC/Nylon conductor insulation material, brown, black, blue and green/yellow ground, TPE jacket, orange, cut to length. | Stock | 19.77
A4060804-1 | LUTZE MOTIONFLEX continuous flexing VFD cable, shielded, 4 conductors (includes ground), 8 AWG, 336-stranded, tinned copper, XLPE conductor insulation material, XHHW-2 jacket, black, cut to length. | Stock | 15.32
VFDC-8-4B-1 | Southwire VFD cable, shielded, 4 conductors (includes ground), 8 AWG, tinned copper, XLPE conductor insulation material, black with white numbers and green/yellow ground, TPE jacket, black, cut to length. | Stock | 12.64
H63144-1 | Helukabel TOPFLEX 600 VFD cable, shielded, 4 conductors (includes ground), 6 AWG, tinned copper, XLPE conductor insulation material, black with white numbers and green/yellow ground, PVC jacket, black, cut to length. | Stock | 21.34
A3170604-1 | LUTZE Silflex flexible servo cable, shielded, 4 conductors (includes ground), 6 AWG, bare copper, (1) shielded 18 AWG twisted pair, PVC/Nylon conductor insulation material, brown, black, blue and green/yellow ground, TPE jacket, orange, cut to length. | Stock | 26.86
VFDC-6-4B-1 | Southwire VFD cable, shielded, 4 conductors (includes ground), 6 AWG, tinned copper, XLPE conductor insulation material, black with white numbers and green/yellow ground, TPE jacket, black, cut to length. | Stock | 14.65
H63145-1 | Helukabel TOPFLEX 600 VFD cable, shielded, 4 conductors (includes ground), 4 AWG, tinned copper, XLPE conductor insulation material, black with white numbers and green/yellow ground, PVC jacket, black, cut to length. | Stock | 29.53
A3170404-1 | LUTZE Silflex flexible servo cable, shielded, 4 conductors (includes ground), 4 AWG, bare copper, (1) shielded 16 AWG twisted pair, PVC/Nylon conductor insulation material, brown, black, blue and green/yellow ground, TPE jacket, orange, cut to length. | Stock | 35.54
VFDC-4-4B-1 | Southwire VFD cable, shielded, 4 conductors (includes ground), 4 AWG, tinned copper, XLPE conductor insulation material, black with white numbers and green/yellow ground, TPE jacket, black, cut to length. | Stock | 20.44
H63146-1 | Helukabel TOPFLEX 600 VFD cable, shielded, 4 conductors (includes ground), 2 AWG, tinned copper, XLPE conductor insulation material, black with white numbers and green/yellow ground, PVC jacket, black, cut to length. | Stock | 45.55
A3170204-1 | LUTZE Silflex flexible servo cable, shielded, 4 conductors (includes ground), 2 AWG, bare copper, (1) shielded 16 AWG twisted pair, PVC/Nylon conductor insulation material, brown, black, blue and green/yellow ground, TPE jacket, orange, cut to length. | Stock | 52.72
VFDC-2-4B-1 | Southwire VFD cable, shielded, 4 conductors (includes ground), 2 AWG, tinned copper, XLPE conductor insulation material, black with white numbers and green/yellow ground, TPE jacket, black, cut to length. | Stock | 29.36
CF31-15-04-1 | igus continuous flexing motor supply cable, shielded, 4 conductors (includes ground), 16 AWG (1.50mm2), bare copper, TPE conductor insulation material, black with white print and green/yellow ground, PVC jacket, black, cut to length. | Stock | 6.1
CF30-15-04-1 | igus continuous flexing motor supply cable, unshielded, 4 conductors (includes ground), 16 AWG (1.50mm2), bare copper, TPE conductor insulation material, black with white print and green/yellow ground, PVC jacket, black, cut to length. | Stock | 3.36
CF31-25-04-1 | igus continuous flexing motor supply cable, shielded, 4 conductors (includes ground), 14 AWG (2.50mm2), bare copper, TPE conductor insulation material, black with white print and green/yellow ground, PVC jacket, black, cut to length. | Stock | 7.25
CF30-25-04-1 | igus continuous flexing motor supply cable, unshielded, 4 conductors (includes ground), 14 AWG (2.50mm2), bare copper, TPE conductor insulation material, black with white print and green/yellow ground, PVC jacket, black, cut to length. | Stock | 4.51
CF31-40-04-1 | igus continuous flexing motor supply cable, shielded, 4 conductors (includes ground), 12 AWG (4mm2), bare copper, TPE conductor insulation material, black with white print and green/yellow ground, PVC jacket, black, cut to length. | Stock | 10.16
CF30-40-04-1 | igus continuous flexing motor supply cable, unshielded, 4 conductors (includes ground), 12 AWG (4mm2), bare copper, TPE conductor insulation material, black with white print and green/yellow ground, PVC jacket, black, cut to length. | Stock | 6.44
CF31-60-04-1 | igus continuous flexing motor supply cable, shielded, 4 conductors (includes ground), 10 AWG (6mm2), bare copper, TPE conductor insulation material, black with white print and green/yellow ground, PVC jacket, black, cut to length. | Stock | 13.9
CF30-60-04-1 | igus continuous flexing motor supply cable, unshielded, 4 conductors (includes ground), 10 AWG (6mm2), bare copper, TPE conductor insulation material, black with white print and green/yellow ground, PVC jacket, black, cut to length. | Stock | 9.15
CF31-100-04-1 | igus continuous flexing motor supply cable, shielded, 4 conductors (includes ground), 8 AWG (10mm2), bare copper, TPE conductor insulation material, black with white print and green/yellow ground, PVC jacket, black, cut to length. | Stock | 20.43
CF30-100-04-1 | igus continuous flexing motor supply cable, unshielded, 4 conductors (includes ground), 8 AWG (10mm2), bare copper, TPE conductor insulation material, black with white print and green/yellow ground, PVC jacket, black, cut to length. | Stock | 15.72
CF31-160-04-1 | igus continuous flexing motor supply cable, shielded, 4 conductors (includes ground), 6 AWG (16mm2), bare copper, TPE conductor insulation material, black with white print and green/yellow ground, PVC jacket, black, cut to length. | Stock | 28.6
CF30-160-04-1 | igus continuous flexing motor supply cable, unshielded, 4 conductors (includes ground), 6 AWG (16mm2), bare copper, TPE conductor insulation material, black with white print and green/yellow ground, PVC jacket, black, cut to length. | Stock | 21.74
CF31-250-04-1 | igus continuous flexing motor supply cable, shielded, 4 conductors (includes ground), 4 AWG (25mm2), bare copper, TPE conductor insulation material, black with white print and green/yellow ground, PVC jacket, black, cut to length. | Stock | 40.87
CF30-250-04-1 | igus continuous flexing motor supply cable, unshielded, 4 conductors (includes ground), 4 AWG (25mm2), bare copper, TPE conductor insulation material, black with white print and green/yellow ground, PVC jacket, black, cut to length. | Stock | 31.15
CF31-350-04-1 | igus continuous flexing motor supply cable, shielded, 4 conductors (includes ground), 2 AWG (35mm2), bare copper, TPE conductor insulation material, black with white print and green/yellow ground, PVC jacket, black, cut to length. | Stock | 56.42
CF30-350-04-1 | igus continuous flexing motor supply cable, unshielded, 4 conductors (includes ground), 2 AWG (35mm2), bare copper, TPE conductor insulation material, black with white print and green/yellow ground, PVC jacket, black, cut to length. | Stock | 44.04
Data and Communication Cable
Q5082-1 | Quabbin Datamax continuous flexing Cat5e industrial Ethernet cable, shielded, 2 twisted pairs, 26 AWG, 7-stranded, tinned copper, HDPE conductor insulation material, Zero Halogen Flame Retardant (ZHFR) jacket, teal, cut to length. | Stock | 1.63
Q5772-1 | Quabbin continuous flexing Cat5e industrial Ethernet cable, unshielded, 2 twisted pairs, 24 AWG, 7/32-stranded, tinned copper, HDPE conductor insulation material, FR-TPE jacket, teal, cut to length. | Stock | 0.82
Q5025-1 | Quabbin continuous flexing Cat5e industrial Ethernet cable, shielded, 2 twisted pairs, 24 AWG, 7/32-stranded, tinned copper, HDPE conductor insulation material, FR-TPE jacket, teal, cut to length. | Stock | 1.57
A104307-1 | LUTZE flexible PROFINET Type B cable, shielded, 1 star quad, 22 AWG, 7-stranded, tinned copper, special polyolefin conductor insulation material, PVC jacket, green, cut to length. | Stock | 1.73
A104301-1 | LUTZE flexible PROFINET Type A cable, shielded, 1 star quad, 22 AWG, solid, bare copper, special polyolefin conductor insulation material, PVC jacket, green, cut to length. | Stock | 1.57
Q5506-1 | Quabbin Datamax Cat5e Ethernet cable, unshielded, 4 twisted pairs, 26 AWG, 7-stranded, tinned copper, polyethylene conductor insulation material, PVC jacket, blue, cut to length. | Stock | 0.5
Q2906-1 | Quabbin Datamax Cat5e Ethernet cable, shielded, 4 twisted pairs, 26 AWG, 7-stranded, tinned copper, polyethylene conductor insulation material, PVC jacket, blue, cut to length. | Stock | 0.63
Q5088-1 | Quabbin Datamax continuous flexing Cat5e industrial Ethernet cable, shielded, 4 twisted pairs, 26 AWG, 7-stranded, tinned copper, HDPE conductor insulation material, TPE jacket, teal, cut to length. | Stock | 1.49
Q5077-1 | Quabbin Datamax continuous flexing Cat5e industrial Ethernet cable, shielded, 4 twisted pairs, 26 AWG, 7-stranded, tinned copper, HDPE conductor insulation material, Zero Halogen Flame Retardant (ZHFR) jacket, teal, cut to length. | Stock | 1.53
Q5730-1 | Quabbin Datamax Cat5e industrial Ethernet cable, shielded, 4 twisted pairs, 26 AWG, 7-stranded, tinned copper, polyolefin conductor insulation material, polyurethane jacket, black, cut to length. | Stock | 1.69
Q5943-1 | Quabbin Datamax Cat5e Ethernet cable, unshielded, 4 twisted pairs, 24 AWG, solid, bare copper, polyethylene conductor insulation material, PVC jacket, black, cut to length. | Stock | 0.75
Q5752-1 | Quabbin continuous flexing Cat5e industrial Ethernet cable, unshielded, 4 twisted pairs, 24 AWG, 7/32-stranded, tinned copper, HDPE conductor insulation material, FR-TPE jacket, teal, cut to length. | Stock | 0.95
Q5944-1 | Quabbin Datamax flexible Cat5e industrial Ethernet cable, unshielded, 4 twisted pairs, 24 AWG, 7-stranded, tinned copper, HDPE conductor insulation material, PVC jacket, black, cut to length. | Stock | 0.79
Q5090-1 | Quabbin continuous flexing Cat5e industrial Ethernet cable, shielded, 4 twisted pairs, 24 AWG, 7/32-stranded, tinned copper, HDPE conductor insulation material, FR-TPE jacket, teal, cut to length. | Stock | 1.72
A1040020-1 | LUTZE MOTIONFLEX continuous flexing Cat5e industrial Ethernet cable, shielded, 4 twisted pairs, 24 AWG, 7-stranded, tinned copper, HDPE conductor insulation material, TPE jacket, teal, cut to length. | Stock | 2.57
Q5941-1 | Quabbin Cat5e industrial Ethernet cable, unshielded, 4 twisted pairs, 22 AWG, solid, bare copper, polyethylene conductor insulation material, PVC jacket, black, cut to length. | Stock | 0.93
Q5942-1 | Quabbin Cat5e industrial Ethernet cable, unshielded, 4 twisted pairs, 22 AWG, solid, bare copper, polyethylene conductor insulation material, PVC jacket, teal, cut to length. | Stock | 0.93
A104349-1 | LUTZE flexible Cat5e industrial Ethernet cable, shielded, 4 twisted pairs, 22 AWG, 7-stranded, tinned copper, special polyolefin conductor insulation material, PVC jacket, teal, cut to length. | Stock | 3.14
Q2260-1 | Quabbin Datamax Cat6 Ethernet cable, unshielded, 4 twisted pairs, 28 AWG, 7-stranded, tinned copper, HDPE conductor insulation material, low smoke zero halogen (LSZH) jacket, black, cut to length. | Stock | 0.74
Q2045-1 | Quabbin Datamax Cat6 Ethernet cable, shielded, 4 twisted pairs, 28 AWG, 7-stranded, tinned copper, foamed FEP conductor insulation material, PVC jacket, black, cut to length. | Stock | 1.29
Q2067-1 | Quabbin Datamax Cat6 Ethernet cable, shielded, 4 twisted pairs, 26 AWG, 7-stranded, tinned copper, foamed FEP conductor insulation material, PVC jacket, black, cut to length. | Stock | 1.17
Q2936-1 | Quabbin Datamax Cat6 Ethernet cable, shielded, 4 twisted pairs, 26 AWG, 7-stranded, tinned copper, polyethylene conductor insulation material, PVC jacket, blue, cut to length. | Stock | 0.85
Q2025-1 | Quabbin Datamax Cat6 Ethernet cable, shielded, 4 twisted pairs, 26 AWG, 7-stranded, tinned copper, HDPE conductor insulation material, low smoke zero halogen (LSZH) jacket, black, cut to length. | Stock | 1
A1040006-1 | LUTZE Cat6 industrial Ethernet cable, shielded, 4 twisted pairs, 22 AWG, solid, bare copper, HDPE conductor insulation material, PVC jacket, teal, cut to length. | Stock | 2.62
Q5026-1 | Quabbin continuous flexing Cat6/6a industrial Ethernet cable, shielded, 4 twisted pairs, 26 AWG, 7-stranded, tinned copper, polyethylene conductor insulation material, TPE jacket, teal, cut to length. | Stock | 1.96
Q5919-1 | Quabbin Datamax continuous flexing Cat6/6a industrial Ethernet cable, shielded, 4 twisted pairs, 26 AWG, 7-stranded, tinned copper, HDPE conductor insulation material, polyurethane jacket, black, cut to length. | Stock | 2.02
Q5922-1 | Quabbin continuous flexing Cat6/6a industrial Ethernet cable, shielded, 4 twisted pairs, 24 AWG, 7-stranded, tinned copper, polyethylene conductor insulation material, TPE jacket, teal, cut to length. | Stock | 2.09
Q5936-1 | Quabbin Datamax continuous flexing Cat6/6a industrial Ethernet cable, shielded, 4 twisted pairs, 24 AWG, 7-stranded, tinned copper, HDPE conductor insulation material, polyurethane jacket, black, cut to length. | Stock | 2.26
Q2034-1 | Quabbin Datamax Cat6a Ethernet cable, shielded, 4 twisted pairs, 28 AWG, 7-stranded, tinned copper, foamed FEP conductor insulation material, PVC jacket, black, cut to length. | Stock | 1.37
Q2270-1 | Quabbin Datamax Cat6a Ethernet cable, shielded, 4 twisted pairs, 28 AWG, 7-stranded, tinned copper, HDPE conductor insulation material, low smoke zero halogen (LSZH) jacket, black, cut to length. | Stock | 0.87
Q2056-1 | Quabbin Datamax Cat6a Ethernet cable, shielded, 4 twisted pairs, 26 AWG, 7-stranded, tinned copper, foamed FEP conductor insulation material, PVC jacket, black, cut to length. | Stock | 1.39
Q2948-1 | Quabbin Datamax Cat6a Ethernet cable, shielded, 4 twisted pairs, 26 AWG, 7-stranded, tinned copper, polyethylene conductor insulation material, PVC jacket, blue, cut to length. | Stock | 0.9
A104338-1 | LUTZE flexible Cat6a industrial Ethernet cable, shielded, 4 twisted pairs, 26 AWG, 7-stranded, bare copper, special polyolefin conductor insulation material, PVC jacket, green, cut to length. | Stock | 2.23
Q5123-1 | Quabbin Datamax continuous flexing Cat6a industrial Ethernet cable, shielded, 4 twisted pairs, 26 AWG, 7-stranded, tinned copper, HDPE conductor insulation material, Zero Halogen Flame Retardant (ZHFR) jacket, black, cut to length. | Stock | 2.01
Q2279-1 | Quabbin Datamax Cat6a Ethernet cable, shielded, 4 twisted pairs, 26 AWG, 7-stranded, tinned copper, HDPE conductor insulation material, low smoke zero halogen (LSZH) jacket, black, cut to length. | Stock | 0.98
A1040030-1 | LUTZE MOTIONFLEX continuous flexing Cat6a industrial Ethernet cable, shielded, 4 twisted pairs, 24 AWG, 7-stranded, tinned copper, HDPE conductor insulation material, TPE jacket, teal, cut to length. | Stock | 2.93
Q2206-1 | Quabbin Datamax Cat6e Ethernet cable, unshielded, 4 twisted pairs, 24 AWG, 7-stranded, tinned copper, polyethylene conductor insulation material, PVC jacket, blue, cut to length. | Stock | 0.58
Q5094-1 | Quabbin continuous flexing PROFINET cable, shielded, PLTC and CL3, 4 conductors, 22 AWG, tinned copper, polyethylene conductor insulation material, white, blue, yellow and orange, TPE jacket, green, cut to length. | Stock | 1.57
Q5099-1 | Quabbin continuous flexing PROFINET cable, shielded, PLTC-ER and CM, 4 conductors, 22 AWG, tinned copper, polyethylene conductor insulation material, white, blue, yellow and orange, TPE jacket, green, cut to length. | Stock | 1.69
Q5924-1 | Quabbin Datamax continuous flexing PROFINET cable, shielded, PLTC, ITC and AWM, 2 twisted pairs, 22 AWG, tinned copper, HDPE conductor insulation material, white, blue, yellow and orange, TPE jacket, green, cut to length. | Stock | 1.69
A104397-1 | LUTZE flexible Cat6a industrial Ethernet PROFINET cable, shielded, 4 twisted pairs, 22 AWG, solid, bare copper, special polyolefin conductor insulation material, PVC jacket, green, cut to length. | Stock | 3.42
A104265-1 | LUTZE continuous flexing PROFIBUS cable, shielded, 1 twisted pair, 24 AWG, 19-stranded, bare copper, special polyolefin conductor insulation material, PUR jacket, purple, cut to length. | Stock | 2.27
A104293-1 | LUTZE PROFIBUS cable, shielded, 1 twisted pair, 22 AWG, solid, bare copper, special polyolefin conductor insulation material, PVC jacket, purple, cut to length. | Stock | 1.78
CFBUS-PVC-001-1 | igus continuous flexing PROFIBUS cable, shielded, AWM, 1 twisted pair, 24 AWG (0.25mm2), bare copper, TPE conductor insulation material, red and green, PVC jacket, purple, cut to length. | Stock | 2.88
A1022203-1 | LUTZE IO-Link flexible control cable, unshielded, 3 conductors, 22 AWG, bare copper, PVC/Nylon conductor insulation material, black, brown and blue, PVC jacket, yellow, cut to length. | Stock | 1.2
A1022204-1 | LUTZE IO-Link flexible control cable, unshielded, 4 conductors, 22 AWG, bare copper, PVC/Nylon conductor insulation material, black, brown, blue and white, PVC jacket, yellow, cut to length. | Stock | 1.37
A1022205-1 | LUTZE IO-Link flexible control cable, unshielded, 5 conductors, 22 AWG, bare copper, PVC/Nylon conductor insulation material, black, brown, blue, white and gray, PVC jacket, yellow, cut to length. | Stock | 1.64
A1022003-1 | LUTZE IO-Link flexible control cable, unshielded, 3 conductors, 20 AWG, bare copper, PVC/Nylon conductor insulation material, black, brown and blue, PVC jacket, yellow, cut to length. | Stock | 1.18
A1022004-1 | LUTZE IO-Link flexible control cable, unshielded, 4 conductors, 20 AWG, bare copper, PVC/Nylon conductor insulation material, black, brown, blue and white, PVC jacket, yellow, cut to length. | Stock | 1.44
A1022005-1 | LUTZE IO-Link flexible control cable, unshielded, 5 conductors, 20 AWG, bare copper, PVC/Nylon conductor insulation material, black, brown, blue, white and gray, PVC jacket, yellow, cut to length. | Stock | 1.58
A1021803-1 | LUTZE IO-Link flexible control cable, unshielded, 3 conductors, 18 AWG, bare copper, PVC/Nylon conductor insulation material, black, brown and blue, PVC jacket, yellow, cut to length. | Stock | 1.48
A1021804-1 | LUTZE IO-Link flexible control cable, unshielded, 4 conductors, 18 AWG, bare copper, PVC/Nylon conductor insulation material, black, brown, blue and white, PVC jacket, yellow, cut to length. | Stock | 1.77
A1021805-1 | LUTZE IO-Link flexible control cable, unshielded, 5 conductors, 18 AWG, bare copper, PVC/Nylon conductor insulation material, black, brown, blue, white and gray, PVC jacket, yellow, cut to length. | Stock | 2.18
A1021603-1 | LUTZE IO-Link flexible control cable, unshielded, 3 conductors, 16 AWG, bare copper, PVC/Nylon conductor insulation material, black, brown and blue, PVC jacket, yellow, cut to length. | Stock | 1.88
A1021604-1 | LUTZE IO-Link flexible control cable, unshielded, 4 conductors, 16 AWG, bare copper, PVC/Nylon conductor insulation material, black, brown, blue and white, PVC jacket, yellow, cut to length. | Stock | 2.31
A1021605-1 | LUTZE IO-Link flexible control cable, unshielded, 5 conductors, 16 AWG, bare copper, PVC/Nylon conductor insulation material, black, brown, blue, white and gray, PVC jacket, yellow, cut to length. | Stock | 2.82
Q8105-1 | Quabbin RS-232 low capacitance data serial cable, shielded, 1 twisted pair, 24 AWG, 7-stranded, tinned copper, PVC conductor insulation material, PVC jacket, gray, cut to length. | Stock | 0.36
Q8602-1 | Quabbin RS-422 low capacitance data serial cable, shielded, 1 twisted pair, 24 AWG, 7-stranded, tinned copper, foam polypropylene conductor insulation material, PVC jacket, gray, cut to length. | Stock | 0.4
Q8302-1 | Quabbin RS-422/RS-485 low capacitance data serial cable, shielded, 1 twisted pair, 24 AWG, 7-stranded, tinned copper, polyethylene conductor insulation material, PVC jacket, gray, cut to length. | Stock | 0.77
Q0356-1 | Quabbin RS-422/RS-485 low capacitance data serial cable, shielded, 1.5 twisted pair (includes ground), 24 AWG, 7-stranded, tinned copper, polyethylene conductor insulation material, PVC jacket, gray, cut to length. | Stock | 0.89
Q8504-1 | Quabbin RS-232 low capacitance data serial cable, shielded, 2 twisted pairs, 24 AWG, 7-stranded, tinned copper, PVC conductor insulation material, PVC jacket, gray, cut to length. | Stock | 0.6
Q8604-1 | Quabbin RS-422 low capacitance data serial cable, shielded, 2 twisted pairs, 24 AWG, 7-stranded, tinned copper, foam polypropylene conductor insulation material, PVC jacket, gray, cut to length. | Stock | 0.89
Q8804-1 | Quabbin RS-422 low capacitance data serial cable, shielded, 2 twisted pairs, 24 AWG, 7-stranded, tinned copper, polyethylene conductor insulation material, PVC jacket, gray, cut to length. | Stock | 0.86
Q8304-1 | Quabbin RS-422/RS-485 low capacitance data serial cable, shielded, 2 twisted pairs, 24 AWG, 7-stranded, tinned copper, polyethylene conductor insulation material, PVC jacket, gray, cut to length. | Stock | 0.94
Q8506-1 | Quabbin RS-232 low capacitance data serial cable, shielded, 3 twisted pairs, 24 AWG, 7-stranded, tinned copper, PVC conductor insulation material, PVC jacket, gray, cut to length. | Stock | 0.7
Q8606-1 | Quabbin RS-422 low capacitance data serial cable, shielded, 3 twisted pairs, 24 AWG, 7-stranded, tinned copper, foam polypropylene conductor insulation material, PVC jacket, gray, cut to length. | Stock | 1.04
Q8806-1 | Quabbin RS-422 low capacitance data serial cable, shielded, 3 twisted pairs, 24 AWG, 7-stranded, tinned copper, polyethylene conductor insulation material, PVC jacket, gray, cut to length. | Stock | 0.96
Q8306-1 | Quabbin RS-485 low capacitance data serial cable, shielded, 3 twisted pairs, 24 AWG, 7-stranded, tinned copper, polyethylene conductor insulation material, PVC jacket, gray, cut to length. | Stock | 1.05
Q8308-1 | Quabbin RS-485 low capacitance data serial cable, shielded, 4 twisted pairs, 24 AWG, 7-stranded, tinned copper, polyethylene conductor insulation material, PVC jacket, gray, cut to length. | Stock | 1.24
Q0357-1 | Quabbin RS-422/RS-485 low capacitance data serial cable, shielded, 1.5 twisted pair (includes ground), 22 AWG, 7-stranded, tinned copper, polyethylene conductor insulation material, PVC jacket, gray, cut to length. | Stock | 1.06
Q7380-1 | Quabbin serial cable, individual shielded, 3 twisted pairs, 22 AWG, solid, tinned copper, PVC conductor insulation material, PVC jacket, gray, cut to length. | Stock | 0.94
Q0358-1 | Quabbin RS-422/RS-485 low capacitance data serial cable, shielded, 1.5 twisted pair (includes ground), 20 AWG, 7-stranded, tinned copper, polyethylene conductor insulation material, PVC jacket, gray, cut to length. | Stock | 1.35
Q6155-1 | Quabbin serial cable, individual shielded, 3 twisted pairs, 20 AWG, 7-stranded, tinned copper, PVC conductor insulation material, PVC jacket, gray, cut to length. | Stock | 1.27
Q6135-1 | Quabbin serial cable, unshielded, 3 twisted pairs, 20 AWG, 7-stranded, tinned copper, PVC conductor insulation material, PVC jacket, gray, cut to length. | Stock | 1.05
H82839-1 | Helukabel HELUKAT continuous flexing Cat5e industrial Ethernet cable, overall shielded, 4 twisted pairs, 26 AWG, 19-stranded, bare copper, polyolefin conductor insulation material, PUR jacket, green, cut to length. | Stock | 2.23
H800068-1 | Helukabel HELUKAT flexible Cat5e industrial Ethernet cable, overall shielded, 4 twisted pairs, 26 AWG, 7-stranded, bare copper, polyolefin conductor insulation material, PUR jacket, gray, cut to length. | Stock | 1.49
H800067-1 | Helukabel HELUKAT continuous flexing Cat5 industrial Ethernet cable, individual and overall shielded, 4 twisted pairs, 26 AWG, 19-stranded, bare copper, polypropylene conductor insulation material, PUR jacket, green, cut to length. | Stock | 3.64
H805702-1 | Helukabel HELUKAT flexible Cat5e industrial Ethernet cable, overall shielded, 2 twisted pairs, 26 AWG, 7-stranded, bare copper, foam polyethylene conductor insulation material, PUR jacket, blue, cut to length. | Stock | 1.32
H82838-1 | Helukabel HELUKAT continuous flexing Cat5e industrial Ethernet cable, overall shielded, 1 star quad, 26 AWG, 19-stranded, bare copper, polyolefin conductor insulation material, PUR jacket, green, cut to length. | Stock | 1.4
H803693-1 | Helukabel HELUKAT flexible Cat6a industrial Ethernet cable, individual and overall shielded, 4 twisted pairs, 22 AWG, solid, bare copper, foam polyethylene conductor insulation material, PVC jacket, green, cut to length. | Stock | 2.45
H805704-1 | Helukabel HELUKAT flexible Cat6a industrial Ethernet cable, individual and overall shielded, 4 twisted pairs, 24 AWG, 7-stranded, tinned copper, foam polyethylene conductor insulation material, PVC jacket, green, cut to length. | Stock | 4.66
H803387-1 | Helukabel HELUKAT continuous flexing Cat6 industrial Ethernet cable, overall shielded, 4 twisted pairs, 26 AWG, 19-stranded, tinned copper, polypropylene conductor insulation material, PUR jacket, green, cut to length. | Stock | 2.89
H805655-1 | Helukabel HELUKAT Cat6 industrial Ethernet cable, overall shielded, 4 twisted pairs, 24 AWG, solid, bare copper, polyethylene conductor insulation material, PVC jacket, green, cut to length. | Stock | 3.26
H805703-1 | Helukabel HELUKAT flexible Cat6a industrial Ethernet cable, individual and overall shielded, 4 twisted pairs, 24 AWG, 7-stranded, tinned copper, foam polyethylene conductor insulation material, PUR jacket, green, cut to length. | Stock | 6.06
H805548-1 | Helukabel HELUKAT flexible Cat6a industrial Ethernet cable, overall shielded, 4 twisted pairs, 26 AWG, 7-stranded, tinned copper, foam polyethylene conductor insulation material, PUR jacket, green, cut to length. | Stock | 4.15
H802184-1 | Helukabel HELUKAT flexible Cat7 industrial Ethernet cable, individual and overall shielded, 4 twisted pairs, 26 AWG, 7-stranded, bare copper, foam polyethylene conductor insulation material, PUR jacket, green, cut to length. | Stock | 2.02
H805680-1 | Helukabel HELUKAT Cat7a industrial Ethernet cable, individual and overall shielded, 4 twisted pairs, 23 AWG, solid, bare copper, foam polyethylene conductor insulation material, polyurethane (PUR) jacket, green, cut to length. | Stock | 2.38
H805614-1 | Helukabel HELUKAT flexible Cat7 industrial Ethernet cable, individual and overall shielded, 4 twisted pairs, 24 AWG, 7-stranded, tinned copper, foam polyethylene conductor insulation material, PUR jacket, green, cut to length. | Stock | 6.89
H801197-1 | Helukabel HELUKAT Cat7e industrial Ethernet cable, individual and overall shielded, 4 twisted pairs, 23 AWG, solid, bare copper, foam polyethylene conductor insulation material, polyurethane (PUR) jacket, green, cut to length. | Stock | 2.23
H801651-1 | Helukabel HELUKAT flexible PROFINET Type B cable, individual and overall shielded, (2) shielded twisted pairs, (4) unshielded conductors, 22 AWG and 16 AWG, 7-stranded, bare copper, polyethylene conductor insulation material, FRNC jacket, green, cut to length. | Stock | 5.26
H802914-1 | Helukabel HELUKAT flexible PROFINET Type C cable, overall shielded, 1 star quad, 22 AWG, 7-stranded, tinned copper, polyethylene conductor insulation material, PVC jacket, green, cut to length. | Stock | 2.23
H802186-1 | Helukabel HELUKAT continuous flexing PROFINET Type C cable, overall shielded, 1 star quad, 22 AWG, 19-stranded, tinned copper, polyethylene conductor insulation material, PUR jacket, green, cut to length. | Stock | 2.4
H802293-1 | Helukabel HELUKAT flexible PROFINET cable, overall shielded, 1 star quad, 22 AWG, 7-stranded, tinned copper, XLPE conductor insulation material, X-FRNC jacket, black, cut to length. | Stock | 4.7
H11007800-1 | Helukabel HELUKAT continuous flexing PROFINET Type R cable, overall shielded, 1 star quad, 22 AWG, 19-stranded, tinned copper, polyolefin conductor insulation material, PUR jacket, green, cut to length. | Stock | 2.81
H802185-1 | Helukabel HELUKAT flexible PROFINET Type B cable, overall shielded, 1 star quad, 22 AWG, 7-stranded, tinned copper, FRNC conductor insulation material, FRNC jacket, green, cut to length. | Stock | 6.45
Process and Instrumentation Cable
PLTC3-20-1S-1 | Quabbin instrumentation cable, overall shielded, PLTC, 300V, 1 twisted pair, 20 AWG, PVC conductor insulation material, black and white numbered pairs, PVC jacket, black, cut to length. | Stock | 0.34
PLTC3-20-1TS-1 | Quabbin instrumentation cable, overall shielded, PLTC and ITC, 300V, 1 twisted triad, 20 AWG, PVC conductor insulation material, black, white and red, PVC jacket, black, cut to length. | Stock | 0.42
PLTC3-20-2S-1 | Quabbin instrumentation cable, overall shielded, PLTC, 300V, 2 twisted pairs, 20 AWG, PVC conductor insulation material, black and white numbered pairs, PVC jacket, black, cut to length. | Stock | 0.56
PLTC3-20-2SS-1 | Quabbin instrumentation cable, individual and overall shielded, PLTC, 300V, 2 twisted pairs, 20 AWG, PVC conductor insulation material, black and white numbered pairs, PVC jacket, black, cut to length. | Stock | 0.71
PLTC3-20-2TS-1 | Quabbin instrumentation cable, overall shielded, PLTC and ITC, 300V, 2 twisted triads, 20 AWG, PVC conductor insulation material, black, white and red, PVC jacket, black, cut to length. | Stock | 0.85
PLTC3-20-2TSS-1 | Quabbin instrumentation cable, individual and overall shielded, PLTC and ITC, 300V, 2 twisted triads, 20 AWG, PVC conductor insulation material, black, white and red, PVC jacket, black, cut to length. | Stock | 1.01
PLTC3-20-4S-1 | Quabbin instrumentation cable, overall shielded, PLTC, 300V, 4 twisted pairs, 20 AWG, PVC conductor insulation material, black and white numbered pairs, PVC jacket, black, cut to length. | Stock | 0.9
PLTC3-20-4SS-1 | Quabbin instrumentation cable, individual and overall shielded, PLTC, 300V, 4 twisted pairs, 20 AWG, PVC conductor insulation material, black and white numbered pairs, PVC jacket, black, cut to length. | Stock | 1.21
PLTC3-20-4TS-1 | Quabbin instrumentation cable, overall shielded, PLTC and ITC, 300V, 4 twisted triads, 20 AWG, PVC conductor insulation material, black, white and red, PVC jacket, black, cut to length. | Stock | 1.38
PLTC3-20-4TSS-1 | Quabbin instrumentation cable, individual and overall shielded, PLTC and ITC, 300V, 4 twisted triads, 20 AWG, PVC conductor insulation material, black, white and red, PVC jacket, black, cut to length. | Stock | 1.63
PLTC3-20-8S-1 | Quabbin instrumentation cable, overall shielded, PLTC, 300V, 8 twisted pairs, 20 AWG, PVC conductor insulation material, black and white numbered pairs, PVC jacket, black, cut to length. | Stock | 1.65
PLTC3-20-8SS-1 | Quabbin instrumentation cable, individual and overall shielded, PLTC, 300V, 8 twisted pairs, 20 AWG, PVC conductor insulation material, black and white numbered pairs, PVC jacket, black, cut to length. | Stock | 2.08
PLTC3-20-8TS-1 | Quabbin instrumentation cable, overall shielded, PLTC and ITC, 300V, 8 twisted triads, 20 AWG, PVC conductor insulation material, black, white and red, PVC jacket, black, cut to length. | Stock | 2.36
PLTC3-20-8TSS-1 | Quabbin instrumentation cable, individual and overall shielded, PLTC and ITC, 300V, 8 twisted triads, 20 AWG, PVC conductor insulation material, black, white and red, PVC jacket, black, cut to length. | Stock | 2.92
PLTC-18-1S-1 | Quabbin instrumentation cable, overall shielded, PLTC and ITC, 300V, 1 twisted pair, 18 AWG, PVC conductor insulation material, black and white numbered pairs, PVC jacket, black, cut to length. | Stock | 0.39
PLTC3-18-1TS-1 | Quabbin instrumentation cable, overall shielded, PLTC and ITC, 300V, 1 twisted triad, 18 AWG, PVC conductor insulation material, black, white and red, PVC jacket, black, cut to length. | Stock | 0.48
PLTC-18-2S-1 | Quabbin instrumentation cable, overall shielded, PLTC and ITC, 300V, 2 twisted pairs, 18 AWG, PVC conductor insulation material, black and white numbered pairs, PVC jacket, black, cut to length. | Stock | 0.72
PLTC-18-2SS-1 | Quabbin instrumentation cable, individual and overall shielded, PLTC and ITC, 300V, 2 twisted pairs, 18 AWG, PVC conductor insulation material, black and white numbered pairs, PVC jacket, black, cut to length. | Stock | 0.91
PLTC3-18-2SS-1 | Southwire instrumentation cable, individual and overall shielded, PLTC and ITC, 300V, 2 twisted pairs, 18 AWG, PVC conductor insulation material, black and white numbered pairs, PVC jacket, black, cut to length. | Stock | 0.84
PLTC3-18-2TS-1 | Quabbin instrumentation cable, overall shielded, PLTC and ITC, 300V, 2 twisted triads, 18 AWG, PVC conductor insulation material, black, white and red, PVC jacket, black, cut to length. | Stock | 0.94
PLTC3-18-2TSS-1 | Quabbin instrumentation cable, individual and overall shielded, PLTC and ITC, 300V, 2 twisted triads, 18 AWG, PVC conductor insulation material, black, white and red, PVC jacket, black, cut to length. | Stock | 1.24
PLTC-18-4S-1 | Quabbin instrumentation cable, overall shielded, PLTC and ITC, 300V, 4 twisted pairs, 18 AWG, PVC conductor insulation material, black and white numbered pairs, PVC jacket, black, cut to length. | Stock | 1.26
PLTC-18-4SS-1 | Quabbin instrumentation cable, individual and overall shielded, PLTC and ITC, 300V, 4 twisted pairs, 18 AWG, PVC conductor insulation material, black and white numbered pairs, PVC jacket, black, cut to length. | Stock | 1.62
PLTC3-18-4TS-1 | Quabbin instrumentation cable, overall shielded, PLTC and ITC, 300V, 4 twisted triads, 18 AWG, PVC conductor insulation material, black, white and red, PVC jacket, black, cut to length. | Stock | 1.67
PLTC3-18-4TSS-1 | Quabbin instrumentation cable, individual and overall shielded, PLTC and ITC, 300V, 4 twisted triads, 18 AWG, PVC conductor insulation material, black, white and red, PVC jacket, black, cut to length. | Stock | 1.98
PLTC-18-8S-1 | Quabbin instrumentation cable, overall shielded, PLTC and ITC, 300V, 8 twisted pairs, 18 AWG, PVC conductor insulation material, black and white numbered pairs, PVC jacket, black, cut to length. | Stock | 2.19
PLTC-18-8SS-1 | Quabbin instrumentation cable, individual and overall shielded, PLTC and ITC, 300V, 8 twisted pairs, 18 AWG, PVC conductor insulation material, black and white numbered pairs, PVC jacket, black, cut to length. | Stock | 2.95
PLTC3-18-8SS-1 | Southwire instrumentation cable, individual and overall shielded, PLTC and ITC, 300V, 8 twisted pairs, 18 AWG, PVC conductor insulation material, black and white numbered pairs, PVC jacket, black, cut to length. | Stock | 2.8
PLTC3-18-8TS-1 | Quabbin instrumentation cable, overall shielded, PLTC and ITC, 300V, 8 twisted triads, 18 AWG, PVC conductor insulation material, black, white and red, PVC jacket, black, cut to length. | Stock | 2.92
PLTC3-18-8TSS-1 | Quabbin instrumentation cable, individual and overall shielded, PLTC and ITC, 300V, 8 twisted triads, 18 AWG, PVC conductor insulation material, black, white and red, PVC jacket, black, cut to length. | Stock | 3.56
PLTC-16-1S-1 | Quabbin instrumentation cable, overall shielded, PLTC and ITC, 300V, 1 twisted pair, 16 AWG, PVC conductor insulation material, black and white numbered pairs, PVC jacket, black, cut to length. | Stock | 0.83
PLTC-16-2S-1 | Quabbin instrumentation cable, overall shielded, PLTC and ITC, 300V, 2 twisted pairs, 16 AWG, PVC conductor insulation material, black and white numbered pairs, PVC jacket, black, cut to length. | Stock | 1.05
PLTC3-16-2S-1 | Southwire instrumentation cable, overall shielded, PLTC and ITC, 300V, 2 twisted pairs, 16 AWG, PVC conductor insulation material, black and white numbered pairs, PVC jacket, black, cut to length. | Stock | 0.89
PLTC-16-2SS-1 | Quabbin instrumentation cable, individual and overall shielded, PLTC and ITC, 300V, 2 twisted pairs, 16 AWG, PVC conductor insulation material, black and white numbered pairs, PVC jacket, black, cut to length. | Stock | 1.28
PLTC3-16-8S-1 | Southwire instrumentation cable, overall shielded, PLTC and ITC, 300V, 8 twisted pairs, 16 AWG, PVC conductor insulation material, black and white numbered pairs, PVC jacket, black, cut to length. | Stock | 2.95
RTDW-24-1S-F-1 | TE Wire & Cable RTD extension wire, shielded, 3 conductors, 24 AWG, tinned copper, FEP Teflon conductor insulation material, (1) white and (2) red, FEP Teflon jacket, white, cut to length. | Stock | 1.24
RTDW-22-1U-P-1 | TE Wire & Cable RTD extension wire, unshielded, 3 conductors, 22 AWG, tinned copper, PVC conductor insulation material, (1) white and (2) red, PVC jacket, white, cut to length. | Stock | 0.42
THMWJ-20-1U-F-1 | TE Wire & Cable Type J thermocouple extension wire, unshielded, 2 conductors, 20 AWG, iron and copper-nickel, FEP Teflon conductor insulation material, white and red, FEP Teflon jacket, brown, cut to length. | Stock | 0.95
THMWJ-20-1U-G-1 | TE Wire & Cable Type J thermocouple extension wire, unshielded, 2 conductors, 20 AWG, iron and copper-nickel, fiberglass conductor insulation material, white and red, fiberglass jacket, brown with black stripe, cut to length. | Stock | 0.49
THMWJ-20-1S-P-1 | TE Wire & Cable Type J thermocouple extension wire, shielded, 2 conductors, 20 AWG, iron and copper-nickel, PVC conductor insulation material, white and red, PVC jacket, black, cut to length. | Stock | 0.62
THMWJ-20-1U-P-1 | TE Wire & Cable Type J thermocouple extension wire, unshielded, 2 conductors, 20 AWG, iron and copper-nickel, PVC conductor insulation material, white and red, PVC jacket, black, cut to length. | Stock | 0.37
THMWK-20-1U-S-1 | TE Wire & Cable Type K thermocouple extension wire, unshielded, 2 conductors, 20 AWG, nickel-chromium and nickel-aluminum, braided vitreous silica conductor insulation material, white and white/red, braided vitreous silica jacket, white, cut to length. | Stock | 2.63
THMWK-20-1U-F-1 | TE Wire & Cable Type K thermocouple extension wire, unshielded, 2 conductors, 20 AWG, nickel-chromium and nickel-aluminum, FEP Teflon conductor insulation material, yellow and red, FEP Teflon jacket, brown, cut to length. | Stock | 1.26
THMWK-20-1U-G-1 | TE Wire & Cable Type K thermocouple extension wire, unshielded, 2 conductors, 20 AWG, nickel-chromium and nickel-aluminum, fiberglass conductor insulation material, yellow and red, fiberglass jacket, brown with yellow stripe, cut to length. | Stock | 0.7
THMWK-20-1U-HG-1 | TE Wire & Cable Type K thermocouple extension wire, unshielded, 2 conductors, 20 AWG, nickel-chromium and nickel-aluminum, high temperature fiberglass conductor insulation material, yellow and red, high temperature fiberglass jacket, brown, cut to length. | Stock | 1.05
THMWK-20-1S-P-1 | TE Wire & Cable Type K thermocouple extension wire, shielded, 2 conductors, 20 AWG, nickel-chromium and nickel-aluminum, PVC conductor insulation material, yellow and red, PVC jacket, yellow, cut to length. | Stock | 0.82
THMWK-20-1U-P-1 | TE Wire & Cable Type K thermocouple extension wire, unshielded, 2 conductors, 20 AWG, nickel-chromium and nickel-aluminum, PVC conductor insulation material, yellow and red, PVC jacket, yellow, cut to length. | Stock | 0.61
THMWT-20-1U-G-1 | TE Wire & Cable Type T thermocouple extension wire, unshielded, 2 conductors, 20 AWG, copper and copper-nickel, fiberglass conductor insulation material, blue and red, fiberglass jacket, brown with (2) blue stripes, cut to length. | Stock | 0.49
THMWT-20-1S-P-1 | TE Wire & Cable Type T thermocouple extension wire, shielded, 2 conductors, 20 AWG, copper and copper-nickel, PVC conductor insulation material, blue and red, PVC jacket, blue, cut to length. | Stock | 0.67
THMWT-20-1U-P-1 | TE Wire & Cable Type T thermocouple extension wire, unshielded, 2 conductors, 20 AWG, copper and copper-nickel, PVC conductor insulation material, blue and red, PVC jacket, blue, cut to length. | Stock | 0.43
THMWJ-UL-20-1S-F-1 | TE Wire & Cable Type J thermocouple PLTC extension wire, shielded, 2 conductors, 20 AWG, iron and copper-nickel, FEP Teflon conductor insulation material, white and red, FEP Teflon jacket, black, cut to length. | Stock | 1.21
THMWJ-UL-20-1U-P-1 | TE Wire & Cable Type J thermocouple PLTC extension wire, unshielded, 2 conductors, 20 AWG, iron and copper-nickel, PVC conductor insulation material, white and red, PVC jacket, black, cut to length. | Stock | 0.49
THMWK-UL-20-1S-F-1 | TE Wire & Cable Type K thermocouple PLTC extension wire, shielded, 2 conductors, 20 AWG, nickel-chromium and nickel-aluminum, FEP Teflon conductor insulation material, yellow and red, FEP Teflon jacket, yellow, cut to length. | Stock | 1.56
THMWK-UL-20-1U-P-1 | TE Wire & Cable Type K thermocouple PLTC extension wire, unshielded, 2 conductors, 20 AWG, nickel-chromium and nickel-aluminum, PVC conductor insulation material, yellow and red, PVC jacket, yellow, cut to length. | Stock | 0.93
THMWJ-20-2SS-P-1 | TE Wire & Cable Type J thermocouple PLTC and ITC extension cable, individual and overall shielded, 2 twisted pairs, 20 AWG, iron and copper-nickel, PVC conductor insulation material, white and red, PVC jacket, black, cut to length. | Stock | 1.67
THMWJ-20-2S-P-1 | TE Wire & Cable Type J thermocouple PLTC and ITC extension cable, shielded, 2 twisted pairs, 20 AWG, iron and copper-nickel, PVC conductor insulation material, white and red, PVC jacket, black, cut to length. | Stock | 1.44
THMWK-20-2SS-P-1 | TE Wire & Cable Type K thermocouple PLTC and ITC extension cable, individual and overall shielded, 2 twisted pairs, 20 AWG, nickel-chromium and nickel-aluminum, PVC conductor insulation material, yellow and red, PVC jacket, yellow, cut to length. | Stock | 2.09
THMWK-20-2S-P-1 | TE Wire & Cable Type K thermocouple PLTC and ITC extension cable, shielded, 2 twisted pairs, 20 AWG, nickel-chromium and nickel-aluminum, PVC conductor insulation material, yellow and red, PVC jacket, yellow, cut to length. | Stock | 1.96
THMWJ-20-4SS-P-1 | TE Wire & Cable Type J thermocouple PLTC and ITC extension cable, individual and overall shielded, 4 twisted pairs, 20 AWG, iron and copper-nickel, PVC conductor insulation material, white and red, PVC jacket, black, cut to length. | Stock | 2.99
THMWJ-20-4S-P-1 | TE Wire & Cable Type J thermocouple PLTC and ITC extension cable, shielded, 4 twisted pairs, 20 AWG, iron and copper-nickel, PVC conductor insulation material, white and red, PVC jacket, black, cut to length. | Stock | 2.18
THMWK-20-4SS-P-1 | TE Wire & Cable Type K thermocouple PLTC and ITC extension cable, individual and overall shielded, 4 twisted pairs, 20 AWG, nickel-chromium and nickel-aluminum, PVC conductor insulation material, yellow and red, PVC jacket, yellow, cut to length. | Stock | 3.68
THMWK-20-4S-P-1 | TE Wire & Cable Type K thermocouple PLTC and ITC extension cable, shielded, 4 twisted pairs, 20 AWG, nickel-chromium and nickel-aluminum, PVC conductor insulation material, yellow and red, PVC jacket, yellow, cut to length. | Stock | 3.1
THMWJ-20-8SS-P-1 | TE Wire & Cable Type J thermocouple PLTC and ITC extension cable, individual and overall shielded, 8 twisted pairs, 20 AWG, iron and copper-nickel, PVC conductor insulation material, white and red, PVC jacket, black, cut to length. | Stock | 4.83
THMWJ-20-8S-P-1 | TE Wire & Cable Type J thermocouple PLTC and ITC extension cable, shielded, 8 twisted pairs, 20 AWG, iron and copper-nickel, PVC conductor insulation material, white and red, PVC jacket, black, cut to length. | Stock | 4.41
THMWK-20-8SS-P-1 | TE Wire & Cable Type K thermocouple PLTC and ITC extension cable, individual and overall shielded, 8 twisted pairs, 20 AWG, nickel-chromium and nickel-aluminum, PVC conductor insulation material, yellow and red, PVC jacket, yellow, cut to length. | Stock | 5.78
THMWK-20-8S-P-1 | TE Wire & Cable Type K thermocouple PLTC and ITC extension cable, shielded, 8 twisted pairs, 20 AWG, nickel-chromium and nickel-aluminum, PVC conductor insulation material, yellow and red, PVC jacket, yellow, cut to length. | Stock | 5.25
THMWJ-16-1U-P-1 | TE Wire & Cable Type J thermocouple extension wire, unshielded, 2 conductors, 16 AWG, iron and copper-nickel, PVC conductor insulation material, white and red, PVC jacket, black, cut to length. | Stock | 0.86
THMWK-16-1U-P-1 | TE Wire & Cable Type K thermocouple extension wire, unshielded, 2 conductors, 16 AWG, nickel-chromium and nickel-aluminum, PVC conductor insulation material, yellow and red, PVC jacket, yellow, cut to length. | Stock | 1.56
THMWJ-UL-16-1S-F-1 | TE Wire & Cable Type J thermocouple PLTC extension wire, shielded, 2 conductors, 16 AWG, iron and copper-nickel, FEP Teflon conductor insulation material, white and red, FEP Teflon jacket, black, cut to length. | Stock | 2
THMWJ-UL-16-1S-P-1 | TE Wire & Cable Type J thermocouple PLTC extension wire, shielded, 2 conductors, 16 AWG, iron and copper-nickel, PVC conductor insulation material, white and red, PVC jacket, black, cut to length. | Stock | 1.1
THMWK-UL-16-1S-F-1 | TE Wire & Cable Type K thermocouple PLTC extension wire, shielded, 2 conductors, 16 AWG, nickel-chromium and nickel-aluminum, FEP Teflon conductor insulation material, yellow and red, FEP Teflon jacket, yellow, cut to length. | Stock | 2.57
THMWK-UL-16-1S-P-1 | TE Wire & Cable Type K thermocouple PLTC extension wire, shielded, 2 conductors, 16 AWG, nickel-chromium and nickel-aluminum, PVC conductor insulation material, yellow and red, PVC jacket, yellow, cut to length. | Stock | 1.79
SAC-20-3U-1YL-1 | AutomationDirect flexible sensor/actuator cable, unshielded, 3 conductors, 20 AWG, bare copper, PVC conductor insulation material, black, brown and blue, PVC jacket, yellow, cut to length. | Stock | 0.88
SAC-20-4U-1YL-1 | AutomationDirect flexible sensor/actuator cable, unshielded, 4 conductors, 20 AWG, bare copper, PVC conductor insulation material, black, brown, blue and white, PVC jacket, yellow, cut to length. | Stock | 1.03
SAC-20-5U-1YL-1 | AutomationDirect flexible sensor/actuator cable, unshielded, 5 conductors, 20 AWG, bare copper, PVC conductor insulation material, black, brown, blue, white and green/yellow, PVC jacket, yellow, cut to length. | Stock | 1.15
SAC-18-3U-1YL-1 | AutomationDirect flexible sensor/actuator cable, unshielded, 3 conductors, 18 AWG, bare copper, PVC conductor insulation material, black, brown and blue, PVC jacket, yellow, cut to length. | Stock | 1.12
SAC-18-3U-2YL-1 | AutomationDirect flexible sensor/actuator cable, unshielded, 3 conductors, 18 AWG, bare copper, PVC conductor insulation material, black, white and green/yellow, PVC jacket, yellow, cut to length. | Stock | 1.12
SAC-18-4U-1YL-1 | AutomationDirect flexible sensor/actuator cable, unshielded, 4 conductors, 18 AWG, bare copper, PVC conductor insulation material, black, brown, blue and white, PVC jacket, yellow, cut to length. | Stock | 1.2
SAC-18-4U-2YL-1 | AutomationDirect flexible sensor/actuator cable, unshielded, 4 conductors, 18 AWG, bare copper, PVC conductor insulation material, black, white, red and green/yellow, PVC jacket, yellow, cut to length. | Stock | 1.36
SAC-18-5U-1YL-1 | AutomationDirect flexible sensor/actuator cable, unshielded, 5 conductors, 18 AWG, bare copper, PVC conductor insulation material, black, brown, blue, white and green/yellow, PVC jacket, yellow, cut to length. | Stock | 1.58
SAC-18-5U-2YL-1 | AutomationDirect flexible sensor/actuator cable, unshielded, 5 conductors, 18 AWG, bare copper, PVC conductor insulation material, black, white, red, orange and green/yellow, PVC jacket, yellow, cut to length. | Stock | 1.58
SAC-16-3U-1YL-1 | AutomationDirect flexible sensor/actuator cable, unshielded, 3 conductors, 16 AWG, bare copper, PVC conductor insulation material, black, brown and blue, PVC jacket, yellow, cut to length. | Stock | 1.41
SAC-16-3U-2YL-1 | AutomationDirect flexible sensor/actuator cable, unshielded, 3 conductors, 16 AWG, bare copper, PVC conductor insulation material, black, white and green/yellow, PVC jacket, yellow, cut to length. | Stock | 1.4
SAC-16-4U-1YL-1 | AutomationDirect flexible sensor/actuator cable, unshielded, 4 conductors, 16 AWG, bare copper, PVC conductor insulation material, black, brown, blue and white, PVC jacket, yellow, cut to length. | Stock | 1.7
SAC-16-4U-2YL-1 | AutomationDirect flexible sensor/actuator cable, unshielded, 4 conductors, 16 AWG, bare copper, PVC conductor insulation material, black, white, red and green/yellow, PVC jacket, yellow, cut to length. | Stock | 1.69
SAC-16-5U-1YL-1 | AutomationDirect flexible sensor/actuator cable, unshielded, 5 conductors, 16 AWG, bare copper, PVC conductor insulation material, black, brown, blue, white and green/yellow, PVC jacket, yellow, cut to length. | Stock | 2.1
SAC-16-5U-2YL-1 | AutomationDirect flexible sensor/actuator cable, unshielded, 5 conductors, 16 AWG, bare copper, PVC conductor insulation material, black, white, red, orange and green/yellow, PVC jacket, yellow, cut to length. | Stock | 2.1
Rotary Encoders
AM58S-1314-EPP9-M12 | Lika Electronic AM58 series multi-turn absolute rotary encoder, 5-30 VDC, EtherNet/IP output, medium duty, up to 13-bit (8192 ppr)/up to 14-bit turns, 3/8in solid shaft, 58mm diameter body, IP65, axial exit, M12 male. | Stock | 362
AM59H-1314-EP15-M12 | Lika Electronic AM59 series multi-turn absolute rotary encoder, 5-30 VDC, EtherNet/IP output, medium duty, up to 13-bit (8192 ppr)/up to 14-bit turns, multiple hollow shafts (6mm - 15mm), 58mm diameter body, IP65, axial exit, M12 male. | Stock | 362
AM58S-1314-MTP9-M12 | Lika Electronic AM58 series multi-turn absolute rotary encoder, 5-30 VDC, Modbus TCP output, medium duty, up to 13-bit (8192 ppr)/up to 14-bit turns, 3/8in solid shaft, 58mm diameter body, IP65, axial exit, M12 male. | Stock | 362
AM59H-1314-MT15-M12 | Lika Electronic AM59 series multi-turn absolute rotary encoder, 5-30 VDC, Modbus TCP output, medium duty, up to 13-bit (8192 ppr)/up to 14-bit turns, multiple hollow shafts (6mm - 15mm), 58mm diameter body, IP65, axial exit, M12 male. | Stock | 362
AM58S-1314-ECP9-M12 | Lika Electronic AM58 series multi-turn absolute rotary encoder, 5-30 VDC, EtherCAT output, medium duty, up to 13-bit (8192 ppr)/up to 14-bit turns, 3/8in solid shaft, 58mm diameter body, IP65, axial exit, M12 male. | Stock | 362
AM59H-1314-EC15-M12 | Lika Electronic AM59 series multi-turn absolute rotary encoder, 5-30 VDC, EtherCAT output, medium duty, up to 13-bit (8192 ppr)/up to 14-bit turns, multiple hollow shafts (6mm - 15mm), 58mm diameter body, IP65, axial exit, M12 male. | Stock | 362
AM58S-1314-MBP9-M12 | Lika Electronic AM58 series multi-turn absolute rotary encoder, 10-30 VDC, Modbus RTU output, medium duty, up to 13-bit (8192 ppr)/up to 14-bit turns, 3/8in solid shaft, 58mm diameter body, IP65, radial exit, M12 male. | Stock | 266
AM59H-1314-MB15-M12 | Lika Electronic AM59 series multi-turn absolute rotary encoder, 10-30 VDC, Modbus RTU output, medium duty, up to 13-bit (8192 ppr)/up to 14-bit turns, multiple hollow shafts (6mm - 15mm), 58mm diameter body, IP65, radial exit, M12 male. | Stock | 266
A41S-0100-HZCP6-AL2 | Lika Electronic A41 series incremental (quadrature) rotary encoder, 5-30 VDC, universal (line driver or NPN/PNP open collector) output, light duty, 100 ppr, 1/4in solid shaft, 41mm diameter body, IP64, 6.5ft/2m cable length, axial exit, pigtail. | Stock | 110
A41S-0200-HZCP6-AL2 | Lika Electronic A41 series incremental (quadrature) rotary encoder, 5-30 VDC, universal (line driver or NPN/PNP open collector) output, light duty, 200 ppr, 1/4in solid shaft, 41mm diameter body, IP64, 6.5ft/2m cable length, axial exit, pigtail. | Stock | 103
A41S-0360-HZCP6-AL2 | Lika Electronic A41 series incremental (quadrature) rotary encoder, 5-30 VDC, universal (line driver or NPN/PNP open collector) output, light duty, 360 ppr, 1/4in solid shaft, 41mm diameter body, IP64, 6.5ft/2m cable length, axial exit, pigtail. | Stock | 103
A41S-0500-HZCP6-AL2 | Lika Electronic A41 series incremental (quadrature) rotary encoder, 5-30 VDC, universal (line driver or NPN/PNP open collector) output, light duty, 500 ppr, 1/4in solid shaft, 41mm diameter body, IP64, 6.5ft/2m cable length, axial exit, pigtail. | Stock | 103
A41S-1000-HZCP6-AL2 | Lika Electronic A41 series incremental (quadrature) rotary encoder, 5-30 VDC, universal (line driver or NPN/PNP open collector) output, light duty, 1000 ppr, 1/4in solid shaft, 41mm diameter body, IP64, 6.5ft/2m cable length, axial exit, pigtail. | Stock | 111
A41S-1024-HZCP6-AL2 | Lika Electronic A41 series incremental (quadrature) rotary encoder, 5-30 VDC, universal (line driver or NPN/PNP open collector) output, light duty, 1024 ppr, 1/4in solid shaft, 41mm diameter body, IP64, 6.5ft/2m cable length, axial exit, pigtail. | Stock | 111
A41S-2000-HZCP6-AL2 | Lika Electronic A41 series incremental (quadrature) rotary encoder, 5-30 VDC, universal (line driver or NPN/PNP open collector) output, light duty, 2000 ppr, 1/4in solid shaft, 41mm diameter body, IP64, 6.5ft/2m cable length, axial exit, pigtail. | Stock | 111
A41S-2048-HZCP6-AL2 | Lika Electronic A41 series incremental (quadrature) rotary encoder, 5-30 VDC, universal (line driver or NPN/PNP open collector) output, light duty, 2048 ppr, 1/4in solid shaft, 41mm diameter body, IP64, 6.5ft/2m cable length, axial exit, pigtail. | Stock | 111
A41S-3600-HZCP6-AL2 | Lika Electronic A41 series incremental (quadrature) rotary encoder, 5-30 VDC, universal (line driver or NPN/PNP open collector) output, light duty, 3600 ppr, 1/4in solid shaft, 41mm diameter body, IP64, 6.5ft/2m cable length, axial exit, pigtail. | Stock | 111
A41S-4096-HZCP6-AL2 | Lika Electronic A41 series incremental (quadrature) rotary encoder, 5-30 VDC, universal (line driver or NPN/PNP open collector) output, light duty, 4096 ppr, 1/4in solid shaft, 41mm diameter body, IP64, 6.5ft/2m cable length, axial exit, pigtail. | Stock | 111
A41H-0100-HZCP6-AL2 | Lika Electronic A41 series incremental (quadrature) rotary encoder, 5-30 VDC, universal (line driver or NPN/PNP open collector) output, light duty, 100 ppr, 1/4in hollow shaft, 41mm diameter body, IP64, 6.5ft/2m cable length, axial exit, pigtail. | Stock | 115
A41H-0200-HZCP6-AL2 | Lika Electronic A41 series incremental (quadrature) rotary encoder, 5-30 VDC, universal (line driver or NPN/PNP open collector) output, light duty, 200 ppr, 1/4in hollow shaft, 41mm diameter body, IP64, 6.5ft/2m cable length, axial exit, pigtail. | Stock | 109
A41H-0360-HZCP6-AL2 | Lika Electronic A41 series incremental (quadrature) rotary encoder, 5-30 VDC, universal (line driver or NPN/PNP open collector) output, light duty, 360 ppr, 1/4in hollow shaft, 41mm diameter body, IP64, 6.5ft/2m cable length, axial exit, pigtail. | Stock | 109
A41H-0500-HZCP6-AL2 | Lika Electronic A41 series incremental (quadrature) rotary encoder, 5-30 VDC, universal (line driver or NPN/PNP open collector) output, light duty, 500 ppr, 1/4in hollow shaft, 41mm diameter body, IP64, 6.5ft/2m cable length, axial exit, pigtail. | Stock | 109
A41H-1000-HZCP6-AL2 | Lika Electronic A41 series incremental (quadrature) rotary encoder, 5-30 VDC, universal (line driver or NPN/PNP open collector) output, light duty, 1000 ppr, 1/4in hollow shaft, 41mm diameter body, IP64, 6.5ft/2m cable length, axial exit, pigtail. | Stock | 115
A41H-1024-HZCP6-AL2 | Lika Electronic A41 series incremental (quadrature) rotary encoder, 5-30 VDC, universal (line driver or NPN/PNP open collector) output, light duty, 1024 ppr, 1/4in hollow shaft, 41mm diameter body, IP64, 6.5ft/2m cable length, axial exit, pigtail. | Stock | 115
A41H-2000-HZCP6-AL2 | Lika Electronic A41 series incremental (quadrature) rotary encoder, 5-30 VDC, universal (line driver or NPN/PNP open collector) output, light duty, 2000 ppr, 1/4in hollow shaft, 41mm diameter body, IP64, 6.5ft/2m cable length, axial exit, pigtail. | Stock | 115
A41H-2048-HZCP6-AL2 | Lika Electronic A41 series incremental (quadrature) rotary encoder, 5-30 VDC, universal (line driver or NPN/PNP open collector) output, light duty, 2048 ppr, 1/4in hollow shaft, 41mm diameter body, IP64, 6.5ft/2m cable length, axial exit, pigtail. | Stock | 115
A41H-3600-HZCP6-AL2 | Lika Electronic A41 series incremental (quadrature) rotary encoder, 5-30 VDC, universal (line driver or NPN/PNP open collector) output, light duty, 3600 ppr, 1/4in hollow shaft, 41mm diameter body, IP64, 6.5ft/2m cable length, axial exit, pigtail. | Stock | 115
A41H-4096-HZCP6-AL2 | Lika Electronic A41 series incremental (quadrature) rotary encoder, 5-30 VDC, universal (line driver or NPN/PNP open collector) output, light duty, 4096 ppr, 1/4in hollow shaft, 41mm diameter body, IP64, 6.5ft/2m cable length, axial exit, pigtail. | Stock | 115
AQ58S-PRG-HZCP9-M12 | Lika Electronic AQ58 series incremental (quadrature) rotary encoder, 5-30 VDC, universal (line driver or NPN/PNP open collector) output, medium duty, up to 14-bit (16384 ppr), 3/8in solid shaft, 58mm diameter body, IP65, radial exit, M12 male. | Stock | 163
AQ59H-PRG-HZC15-M12 | Lika Electronic AQ59 series incremental (quadrature) rotary encoder, 5-30 VDC, universal (line driver or NPN/PNP open collector) output, medium duty, up to 14-bit (16384 ppr), multiple hollow shafts (6mm - 15mm), 59mm diameter body, IP65, radial exit, M12 male. | Stock | 163
A50H-0360-HZCP6-RL2 | Lika Electronic A50 series incremental (quadrature) rotary encoder, 5-30 VDC, universal (line driver or NPN/PNP open collector) output, medium duty, 360 ppr, 1/4in hollow shaft, 50mm diameter body, IP65, 6.5ft/2m cable length, radial exit, pigtail. | Stock | 118
A50H-1000-HZCP6-RL2 | Lika Electronic A50 series incremental (quadrature) rotary encoder, 5-30 VDC, universal (line driver or NPN/PNP open collector) output, medium duty, 1000 ppr, 1/4in hollow shaft, 50mm diameter body, IP65, 6.5ft/2m cable length, radial exit, pigtail. | Stock | 118
A50H-1024-HZCP6-RL2 | Lika Electronic A50 series incremental (quadrature) rotary encoder, 5-30 VDC, universal (line driver or NPN/PNP open collector) output, medium duty, 1024 ppr, 1/4in hollow shaft, 50mm diameter body, IP65, 6.5ft/2m cable length, radial exit, pigtail. | Stock | 118
A50H-2048-HZCP6-RL2 | Lika Electronic A50 series incremental (quadrature) rotary encoder, 5-30 VDC, universal (line driver or NPN/PNP open collector) output, medium duty, 2048 ppr, 1/4in hollow shaft, 50mm diameter body, IP65, 6.5ft/2m cable length, radial exit, pigtail. | Stock | 118
A50H-0360-HZCP9-RL2 | Lika Electronic A50 series incremental (quadrature) rotary encoder, 5-30 VDC, universal (line driver or NPN/PNP open collector) output, medium duty, 360 ppr, 3/8in hollow shaft, 50mm diameter body, IP65, 6.5ft/2m cable length, radial exit, pigtail. | Stock | 118
A50H-1000-HZCP9-RL2 | Lika Electronic A50 series incremental (quadrature) rotary encoder, 5-30 VDC, universal (line driver or NPN/PNP open collector) output, medium duty, 1000 ppr, 3/8in hollow shaft, 50mm diameter body, IP65, 6.5ft/2m cable length, radial exit, pigtail. | Stock | 118
A50H-1024-HZCP9-RL2 | Lika Electronic A50 series incremental (quadrature) rotary encoder, 5-30 VDC, universal (line driver or NPN/PNP open collector) output, medium duty, 1024 ppr, 3/8in hollow shaft, 50mm diameter body, IP65, 6.5ft/2m cable length, radial exit, pigtail. | Stock | 118
A50H-2048-HZCP9-RL2 | Lika Electronic A50 series incremental (quadrature) rotary encoder, 5-30 VDC, universal (line driver or NPN/PNP open collector) output, medium duty, 2048 ppr, 3/8in hollow shaft, 50mm diameter body, IP65, 6.5ft/2m cable length, radial exit, pigtail. | Stock | 118
A80H-1024-HZC30-M23 | Lika Electronic A80 series incremental (quadrature) rotary encoder, 5-30 VDC, universal (line driver or NPN/PNP open collector) output, medium duty, 1024 ppr, multiple hollow shafts (5/8in - 30mm), 80mm diameter body, IP64, radial exit, M23 male. | Stock | 167
A80H-1024-HZC30-RL2 | Lika Electronic A80 series incremental (quadrature) rotary encoder, 5-30 VDC, universal (line driver or NPN/PNP open collector) output, medium duty, 1024 ppr, multiple hollow shafts (5/8in - 30mm), 80mm diameter body, IP64, 6.5ft/2m cable length, radial exit, pigtail. | Stock | 167
AR01-0250-HM12-A | Lika Electronic AR01 series incremental (quadrature) rotary measuring wheel encoder assembly, 5-30 VDC, universal (line driver or NPN/PNP open collector) output, 250 ppr. (1) encoder, (2) measuring wheels, (1) spring-loaded arm and (1) mounting bracket included. | Stock | 335
AR01-1250-HM12-A | Lika Electronic AR01 series incremental (quadrature) rotary measuring wheel encoder assembly, 5-30 VDC, universal (line driver or NPN/PNP open collector) output, 1250 ppr. (1) encoder, (2) measuring wheels, (1) spring-loaded arm and (1) mounting bracket included. | Stock | 335
AR01X-0250-HM12 | Lika Electronic AR01 series incremental (quadrature) rotary encoder, replacement, 5-30 VDC, universal (line driver or NPN/PNP open collector) output, medium duty, 250 ppr, 15mm dual shaft, 58mm diameter body, IP65, radial exit, M12 male. | Stock | 235
AR01X-1250-HM12 | Lika Electronic AR01 series incremental (quadrature) rotary encoder, replacement, 5-30 VDC, universal (line driver or NPN/PNP open collector) output, medium duty, 1250 ppr, 15mm dual shaft, 58mm diameter body, IP65, radial exit, M12 male. | Stock | 235
TRD-SR100AD | JTEKT TRD-SR series incremental (quadrature) rotary encoder, 5-26 VDC, NPN open collector output, light duty, 100 ppr, 6mm solid shaft, 38mm diameter body, IP50, 6.5ft/2m cable length, radial exit, pigtail. | Stock | 103
TRD-SR100VD | JTEKT TRD-SR series incremental (quadrature) rotary encoder, 5 VDC, line driver (differential) output, light duty, 100 ppr, 6mm solid shaft, 38mm diameter body, IP50, 6.5ft/2m cable length, radial exit, pigtail. | Stock | 103
TRD-SR200AD | JTEKT TRD-SR series incremental (quadrature) rotary encoder, 5-26 VDC, NPN open collector output, light duty, 200 ppr, 6mm solid shaft, 38mm diameter body, IP50, 6.5ft/2m cable length, radial exit, pigtail. | Stock | 103
TRD-SR200VD | JTEKT TRD-SR series incremental (quadrature) rotary encoder, 5 VDC, line driver (differential) output, light duty, 200 ppr, 6mm solid shaft, 38mm diameter body, IP50, 6.5ft/2m cable length, radial exit, pigtail. | Stock | 103
TRD-SR360AD | JTEKT TRD-SR series incremental (quadrature) rotary encoder, 5-26 VDC, NPN open collector output, light duty, 360 ppr, 6mm solid shaft, 38mm diameter body, IP50, 6.5ft/2m cable length, radial exit, pigtail. | Stock | 103
TRD-SR360VD | JTEKT TRD-SR series incremental (quadrature) rotary encoder, 5 VDC, line driver (differential) output, light duty, 360 ppr, 6mm solid shaft, 38mm diameter body, IP50, 6.5ft/2m cable length, radial exit, pigtail. | Stock | 103
TRD-SR500AD | JTEKT TRD-SR series incremental (quadrature) rotary encoder, 5-26 VDC, NPN open collector output, light duty, 500 ppr, 6mm solid shaft, 38mm diameter body, IP50, 6.5ft/2m cable length, radial exit, pigtail. | Stock | 103
TRD-SR500VD | JTEKT TRD-SR series incremental (quadrature) rotary encoder, 5 VDC, line driver (differential) output, light duty, 500 ppr, 6mm solid shaft, 38mm diameter body, IP50, 6.5ft/2m cable length, radial exit, pigtail. | Stock | 103
TRD-SR600AD | JTEKT TRD-SR series incremental (quadrature) rotary encoder, 5-26 VDC, NPN open collector output, light duty, 600 ppr, 6mm solid shaft, 38mm diameter body, IP50, 6.5ft/2m cable length, radial exit, pigtail. | Stock | 103
TRD-SR600VD | JTEKT TRD-SR series incremental (quadrature) rotary encoder, 5 VDC, line driver (differential) output, light duty, 600 ppr, 6mm solid shaft, 38mm diameter body, IP50, 6.5ft/2m cable length, radial exit, pigtail. | Stock | 103
TRD-SR1000AD | JTEKT TRD-SR series incremental (quadrature) rotary encoder, 5-26 VDC, NPN open collector output, light duty, 1000 ppr, 6mm solid shaft, 38mm diameter body, IP50, 6.5ft/2m cable length, radial exit, pigtail. | Stock | 103
TRD-SR1000VD | JTEKT TRD-SR series incremental (quadrature) rotary encoder, 5 VDC, line driver (differential) output, light duty, 1000 ppr, 6mm solid shaft, 38mm diameter body, IP50, 6.5ft/2m cable length, radial exit, pigtail. | Stock | 103
TRD-SR1024AD | JTEKT TRD-SR series incremental (quadrature) rotary encoder, 5-26 VDC, NPN open collector output, light duty, 1024 ppr, 6mm solid shaft, 38mm diameter body, IP50, 6.5ft/2m cable length, radial exit, pigtail. | Stock | 114
TRD-SR1024VD | JTEKT TRD-SR series incremental (quadrature) rotary encoder, 5 VDC, line driver (differential) output, light duty, 1024 ppr, 6mm solid shaft, 38mm diameter body, IP50, 6.5ft/2m cable length, radial exit, pigtail. | Stock | 109
TRD-SR2000AD | JTEKT TRD-SR series incremental (quadrature) rotary encoder, 5-26 VDC, NPN open collector output, light duty, 2000 ppr, 6mm solid shaft, 38mm diameter body, IP50, 6.5ft/2m cable length, radial exit, pigtail. | Stock | 114
TRD-SR2000VD | JTEKT TRD-SR series incremental (quadrature) rotary encoder, 5 VDC, line driver (differential) output, light duty, 2000 ppr, 6mm solid shaft, 38mm diameter body, IP50, 6.5ft/2m cable length, radial exit, pigtail. | Stock | 109
TRD-SR2500AD | JTEKT TRD-SR series incremental (quadrature) rotary encoder, 5-26 VDC, NPN open collector output, light duty, 2500 ppr, 6mm solid shaft, 38mm diameter body, IP50, 6.5ft/2m cable length, radial exit, pigtail. | Stock | 114
TRD-SR2500VD | JTEKT TRD-SR series incremental (quadrature) rotary encoder, 5 VDC, line driver (differential) output, light duty, 2500 ppr, 6mm solid shaft, 38mm diameter body, IP50, 6.5ft/2m cable length, radial exit, pigtail. | Stock | 109
TRD-SHR100A5D | JTEKT TRD-SR series incremental (quadrature) rotary encoder, 5-26 VDC, NPN open collector output, light duty, 100 ppr, 8mm hollow shaft, 38mm diameter body, IP50, 6.5ft/2m cable length, radial exit, pigtail. | Stock | 110
TRD-SHR100V5D | JTEKT TRD-SR series incremental (quadrature) rotary encoder, 5 VDC, line driver (differential) output, light duty, 100 ppr, 8mm hollow shaft, 38mm diameter body, IP50, 6.5ft/2m cable length, radial exit, pigtail. | Stock | 110
TRD-SHR200A5D | JTEKT TRD-SR series incremental (quadrature) rotary encoder, 5-26 VDC, NPN open collector output, light duty, 200 ppr, 8mm hollow shaft, 38mm diameter body, IP50, 6.5ft/2m cable length, radial exit, pigtail. | Stock | 110
TRD-SHR200V5D | JTEKT TRD-SR series incremental (quadrature) rotary encoder, 5 VDC, line driver (differential) output, light duty, 200 ppr, 8mm hollow shaft, 38mm diameter body, IP50, 6.5ft/2m cable length, radial exit, pigtail. | Stock | 110
TRD-SHR360A5D | JTEKT TRD-SR series incremental (quadrature) rotary encoder, 5-26 VDC, NPN open collector output, light duty, 360 ppr, 8mm hollow shaft, 38mm diameter body, IP50, 6.5ft/2m cable length, radial exit, pigtail. | Stock | 110
TRD-SHR360V5D | JTEKT TRD-SR series incremental (quadrature) rotary encoder, 5 VDC, line driver (differential) output, light duty, 360 ppr, 8mm hollow shaft, 38mm diameter body, IP50, 6.5ft/2m cable length, radial exit, pigtail. | Stock | 110
TRD-SHR500A5D | JTEKT TRD-SR series incremental (quadrature) rotary encoder, 5-26 VDC, NPN open collector output, light duty, 500 ppr, 8mm hollow shaft, 38mm diameter body, IP50, 6.5ft/2m cable length, radial exit, pigtail. | Stock | 110
TRD-SHR500V5D | JTEKT TRD-SR series incremental (quadrature) rotary encoder, 5 VDC, line driver (differential) output, light duty, 500 ppr, 8mm hollow shaft, 38mm diameter body, IP50, 6.5ft/2m cable length, radial exit, pigtail. | Stock | 110
TRD-SHR600A5D | JTEKT TRD-SR series incremental (quadrature) rotary encoder, 5-26 VDC, NPN open collector output, light duty, 600 ppr, 8mm hollow shaft, 38mm diameter body, IP50, 6.5ft/2m cable length, radial exit, pigtail. | Stock | 110
TRD-SHR600V5D | JTEKT TRD-SR series incremental (quadrature) rotary encoder, 5 VDC, line driver (differential) output, light duty, 600 ppr, 8mm hollow shaft, 38mm diameter body, IP50, 6.5ft/2m cable length, radial exit, pigtail. | Stock | 110
TRD-SHR1000A5D | JTEKT TRD-SR series incremental (quadrature) rotary encoder, 5-26 VDC, NPN open collector output, light duty, 1000 ppr, 8mm hollow shaft, 38mm diameter body, IP50, 6.5ft/2m cable length, radial exit, pigtail. | Stock | 110
TRD-SHR1000V5D | JTEKT TRD-SR series incremental (quadrature) rotary encoder, 5 VDC, line driver (differential) output, light duty, 1000 ppr, 8mm hollow shaft, 38mm diameter body, IP50, 6.5ft/2m cable length, radial exit, pigtail. | Stock | 110
TRD-SHR1024A5D | JTEKT TRD-SR series incremental (quadrature) rotary encoder, 5-26 VDC, NPN open collector output, light duty, 1024 ppr, 8mm hollow shaft, 38mm diameter body, IP50, 6.5ft/2m cable length, radial exit, pigtail. | Stock | 114
TRD-SHR1024V5D | JTEKT TRD-SR series incremental (quadrature) rotary encoder, 5 VDC, line driver (differential) output, light duty, 1024 ppr, 8mm hollow shaft, 38mm diameter body, IP50, 6.5ft/2m cable length, radial exit, pigtail. | Stock | 114
TRD-SHR2000A5D | JTEKT TRD-SR series incremental (quadrature) rotary encoder, 5-26 VDC, NPN open collector output, light duty, 2000 ppr, 8mm hollow shaft, 38mm diameter body, IP50, 6.5ft/2m cable length, radial exit, pigtail. | Stock | 119
TRD-SHR2000V5D | JTEKT TRD-SR series incremental (quadrature) rotary encoder, 5 VDC, line driver (differential) output, light duty, 2000 ppr, 8mm hollow shaft, 38mm diameter body, IP50, 6.5ft/2m cable length, radial exit, pigtail. | Stock | 114
TRD-SHR2500A5D | JTEKT TRD-SR series incremental (quadrature) rotary encoder, 5-26 VDC, NPN open collector output, light duty, 2500 ppr, 8mm hollow shaft, 38mm diameter body, IP50, 6.5ft/2m cable length, radial exit, pigtail. | Stock | 119
TRD-SHR2500V5D | JTEKT TRD-SR series incremental (quadrature) rotary encoder, 5 VDC, line driver (differential) output, light duty, 2500 ppr, 8mm hollow shaft, 38mm diameter body, IP50, 6.5ft/2m cable length, radial exit, pigtail. | Stock | 114
TRD-SR100AWD | JTEKT TRD-SR series incremental (quadrature) rotary encoder, 5-26 VDC, NPN open collector output, light duty, 100 ppr, 6mm solid shaft, 40mm diameter body, IP65, 6.5ft/2m cable length, radial exit, pigtail. | Stock | 144
TRD-SR100VWD | JTEKT TRD-SR series incremental (quadrature) rotary encoder, 5 VDC, line driver (differential) output, light duty, 100 ppr, 6mm solid shaft, 40mm diameter body, IP65, 6.5ft/2m cable length, radial exit, pigtail. | Stock | 144
TRD-SR200AWD | JTEKT TRD-SR series incremental (quadrature) rotary encoder, 5-26 VDC, NPN open collector output, light duty, 200 ppr, 6mm solid shaft, 40mm diameter body, IP65, 6.5ft/2m cable length, radial exit, pigtail. | Stock | 144
TRD-SR200VWD | JTEKT TRD-SR series incremental (quadrature) rotary encoder, 5 VDC, line driver (differential) output, light duty, 200 ppr, 6mm solid shaft, 40mm diameter body, IP65, 6.5ft/2m cable length, radial exit, pigtail. | Stock | 144
TRD-SR360AWD | JTEKT TRD-SR series incremental (quadrature) rotary encoder, 5-26 VDC, NPN open collector output, light duty, 360 ppr, 6mm solid shaft, 40mm diameter body, IP65, 6.5ft/2m cable length, radial exit, pigtail. | Stock | 144
TRD-SR360VWD | JTEKT TRD-SR series incremental (quadrature) rotary encoder, 5 VDC, line driver (differential) output, light duty, 360 ppr, 6mm solid shaft, 40mm diameter body, IP65, 6.5ft/2m cable length, radial exit, pigtail. | Stock | 144
TRD-SR500AWD | JTEKT TRD-SR series incremental (quadrature) rotary encoder, 5-26 VDC, NPN open collector output, light duty, 500 ppr, 6mm solid shaft, 40mm diameter body, IP65, 6.5ft/2m cable length, radial exit, pigtail. | Stock | 144
TRD-SR500VWD | JTEKT TRD-SR series incremental (quadrature) rotary encoder, 5 VDC, line driver (differential) output, light duty, 500 ppr, 6mm solid shaft, 40mm diameter body, IP65, 6.5ft/2m cable length, radial exit, pigtail. | Stock | 144
TRD-SR600AWD | JTEKT TRD-SR series incremental (quadrature) rotary encoder, 5-26 VDC, NPN open collector output, light duty, 600 ppr, 6mm solid shaft, 40mm diameter body, IP65, 6.5ft/2m cable length, radial exit, pigtail. | Stock | 144
TRD-SR600VWD | JTEKT TRD-SR series incremental (quadrature) rotary encoder, 5 VDC, line driver (differential) output, light duty, 600 ppr, 6mm solid shaft, 40mm diameter body, IP65, 6.5ft/2m cable length, radial exit, pigtail. | Stock | 144
TRD-SR1000AWD | JTEKT TRD-SR series incremental (quadrature) rotary encoder, 5-26 VDC, NPN open collector output, light duty, 1000 ppr, 6mm solid shaft, 40mm diameter body, IP65, 6.5ft/2m cable length, radial exit, pigtail. | Stock | 144
TRD-SR1000VWD | JTEKT TRD-SR series incremental (quadrature) rotary encoder, 5 VDC, line driver (differential) output, light duty, 1000 ppr, 6mm solid shaft, 40mm diameter body, IP65, 6.5ft/2m cable length, radial exit, pigtail. | Stock | 144
TRD-SR1024AWD | JTEKT TRD-SR series incremental (quadrature) rotary encoder, 5-26 VDC, NPN open collector output, light duty, 1024 ppr, 6mm solid shaft, 40mm diameter body, IP65, 6.5ft/2m cable length, radial exit, pigtail. | Stock | 150
TRD-SR1024VWD | JTEKT TRD-SR series incremental (quadrature) rotary encoder, 5 VDC, line driver (differential) output, light duty, 1024 ppr, 6mm solid shaft, 40mm diameter body, IP65, 6.5ft/2m cable length, radial exit, pigtail. | Stock | 150
TRD-SR2000AWD | JTEKT TRD-SR series incremental (quadrature) rotary encoder, 5-26 VDC, NPN open collector output, light duty, 2000 ppr, 6mm solid shaft, 40mm diameter body, IP65, 6.5ft/2m cable length, radial exit, pigtail. | Stock | 150
TRD-SR2000VWD | JTEKT TRD-SR series incremental (quadrature) rotary encoder, 5 VDC, line driver (differential) output, light duty, 2000 ppr, 6mm solid shaft, 40mm diameter body, IP65, 6.5ft/2m cable length, radial exit, pigtail. | Stock | 150
TRD-SR2500AWD | JTEKT TRD-SR series incremental (quadrature) rotary encoder, 5-26 VDC, NPN open collector output, light duty, 2500 ppr, 6mm solid shaft, 40mm diameter body, IP65, 6.5ft/2m cable length, radial exit, pigtail. | Stock | 149
TRD-SR2500VWD | JTEKT TRD-SR series incremental (quadrature) rotary encoder, 5 VDC, line driver (differential) output, light duty, 2500 ppr, 6mm solid shaft, 40mm diameter body, IP65, 6.5ft/2m cable length, radial exit, pigtail. | Stock | 150
TRD-SHR100AW0D | JTEKT TRD-SR series incremental (quadrature) rotary encoder, 5-26 VDC, NPN open collector output, light duty, 100 ppr, 8mm hollow shaft, 40mm diameter body, IP65, 6.5ft/2m cable length, radial exit, pigtail. | Stock | 152
TRD-SHR100VW0D | JTEKT TRD-SR series incremental (quadrature) rotary encoder, 5 VDC, line driver (differential) output, light duty, 100 ppr, 8mm hollow shaft, 40mm diameter body, IP65, 6.5ft/2m cable length, radial exit, pigtail. | Stock | 152
TRD-SHR200AW0D | JTEKT TRD-SR series incremental (quadrature) rotary encoder, 5-26 VDC, NPN open collector output, light duty, 200 ppr, 8mm hollow shaft, 40mm diameter body, IP65, 6.5ft/2m cable length, radial exit, pigtail. | Stock | 145
TRD-SHR200VW0D | JTEKT TRD-SR series incremental (quadrature) rotary encoder, 5 VDC, line driver (differential) output, light duty, 200 ppr, 8mm hollow shaft, 40mm diameter body, IP65, 6.5ft/2m cable length, radial exit, pigtail. | Stock | 152
TRD-SHR360AW0D | JTEKT TRD-SR series incremental (quadrature) rotary encoder, 5-26 VDC, NPN open collector output, light duty, 360 ppr, 8mm hollow shaft, 40mm diameter body, IP65, 6.5ft/2m cable length, radial exit, pigtail. | Stock | 152
TRD-SHR360VW0D | JTEKT TRD-SR series incremental (quadrature) rotary encoder, 5 VDC, line driver (differential) output, light duty, 360 ppr, 8mm hollow shaft, 40mm diameter body, IP65, 6.5ft/2m cable length, radial exit, pigtail. | Stock | 152
TRD-SHR500AW0D | JTEKT TRD-SR series incremental (quadrature) rotary encoder, 5-26 VDC, NPN open collector output, light duty, 500 ppr, 8mm hollow shaft, 40mm diameter body, IP65, 6.5ft/2m cable length, radial exit, pigtail. | Stock | 145
TRD-SHR500VW0D | JTEKT TRD-SR series incremental (quadrature) rotary encoder, 5 VDC, line driver (differential) output, light duty, 500 ppr, 8mm hollow shaft, 40mm diameter body, IP65, 6.5ft/2m cable length, radial exit, pigtail. | Stock | 152
TRD-SHR600AW0D | JTEKT TRD-SR series incremental (quadrature) rotary encoder, 5-26 VDC, NPN open collector output, light duty, 600 ppr, 8mm hollow shaft, 40mm diameter body, IP65, 6.5ft/2m cable length, radial exit, pigtail. | Stock | 145
TRD-SHR600VW0D | JTEKT TRD-SR series incremental (quadrature) rotary encoder, 5 VDC, line driver (differential) output, light duty, 600 ppr, 8mm hollow shaft, 40mm diameter body, IP65, 6.5ft/2m cable length, radial exit, pigtail. | Stock | 152
TRD-SHR1000AW0D | JTEKT TRD-SR series incremental (quadrature) rotary encoder, 5-26 VDC, NPN open collector output, light duty, 1000 ppr, 8mm hollow shaft, 40mm diameter body, IP65, 6.5ft/2m cable length, radial exit, pigtail. | Stock | 152
TRD-SHR1000VW0D | JTEKT TRD-SR series incremental (quadrature) rotary encoder, 5 VDC, line driver (differential) output, light duty, 1000 ppr, 8mm hollow shaft, 40mm diameter body, IP65, 6.5ft/2m cable length, radial exit, pigtail. | Stock | 152
TRD-SHR1024AW0D | JTEKT TRD-SR series incremental (quadrature) rotary encoder, 5-26 VDC, NPN open collector output, light duty, 1024 ppr, 8mm hollow shaft, 40mm diameter body, IP65, 6.5ft/2m cable length, radial exit, pigtail. | Stock | 156
TRD-SHR1024VW0D | JTEKT TRD-SR series incremental (quadrature) rotary encoder, 5 VDC, line driver (differential) output, light duty, 1024 ppr, 8mm hollow shaft, 40mm diameter body, IP65, 6.5ft/2m cable length, radial exit, pigtail. | Stock | 156
TRD-SHR2000AW0D | JTEKT TRD-SR series incremental (quadrature) rotary encoder, 5-26 VDC, NPN open collector output, light duty, 2000 ppr, 8mm hollow shaft, 40mm diameter body, IP65, 6.5ft/2m cable length, radial exit, pigtail. | Stock | 156
TRD-SHR2000VW0D | JTEKT TRD-SR series incremental (quadrature) rotary encoder, 5 VDC, line driver (differential) output, light duty, 2000 ppr, 8mm hollow shaft, 40mm diameter body, IP65, 6.5ft/2m cable length, radial exit, pigtail. | Stock | 156
TRD-SHR2500AW0D | JTEKT TRD-SR series incremental (quadrature) rotary encoder, 5-26 VDC, NPN open collector output, light duty, 2500 ppr, 8mm hollow shaft, 40mm diameter body, IP65, 6.5ft/2m cable length, radial exit, pigtail. | Stock | 156
TRD-SHR2500VW0D | JTEKT TRD-SR series incremental (quadrature) rotary encoder, 5 VDC, line driver (differential) output, light duty, 2500 ppr, 8mm hollow shaft, 40mm diameter body, IP65, 6.5ft/2m cable length, radial exit, pigtail. | Stock | 156
TRD-N3-RZWD | JTEKT TRD-N series incremental (quadrature) rotary encoder, 5-30 VDC, push-pull (totem) output, medium duty, 3 ppr, 8mm solid shaft, 50mm diameter body, IP65, 6.5ft/2m cable length, radial exit, pigtail. | Stock | 176
TRD-N4-RZWD | JTEKT TRD-N series incremental (quadrature) rotary encoder, 5-30 VDC, push-pull (totem) output, medium duty, 4 ppr, 8mm solid shaft, 50mm diameter body, IP65, 6.5ft/2m cable length, radial exit, pigtail. | Stock | 176
TRD-N5-RZWD | JTEKT TRD-N series incremental (quadrature) rotary encoder, 5-30 VDC, push-pull (totem) output, medium duty, 5 ppr, 8mm solid shaft, 50mm diameter body, IP65, 6.5ft/2m cable length, radial exit, pigtail. | Stock | 176
TRD-N10-RZWD | JTEKT TRD-N series incremental (quadrature) rotary encoder, 5-30 VDC, push-pull (totem) output, medium duty, 10 ppr, 8mm solid shaft, 50mm diameter body, IP65, 6.5ft/2m cable length, radial exit, pigtail. | Stock | 173
TRD-N30-RZWD | JTEKT TRD-N series incremental (quadrature) rotary encoder, 5-30 VDC, push-pull (totem) output, medium duty, 30 ppr, 8mm solid shaft, 50mm diameter body, IP65, 6.5ft/2m cable length, radial exit, pigtail. | Stock | 176
TRD-N40-RZWD | JTEKT TRD-N series incremental (quadrature) rotary encoder, 5-30 VDC, push-pull (totem) output, medium duty, 40 ppr, 8mm solid shaft, 50mm diameter body, IP65, 6.5ft/2m cable length, radial exit, pigtail. | Stock | 176
TRD-N50-RZWD | JTEKT TRD-N series incremental (quadrature) rotary encoder, 5-30 VDC, push-pull (totem) output, medium duty, 50 ppr, 8mm solid shaft, 50mm diameter body, IP65, 6.5ft/2m cable length, radial exit, pigtail. | Stock | 175
TRD-N60-RZWD | JTEKT TRD-N series incremental (quadrature) rotary encoder, 5-30 VDC, push-pull (totem) output, medium duty, 60 ppr, 8mm solid shaft, 50mm diameter body, IP65, 6.5ft/2m cable length, radial exit, pigtail. | Stock | 173
TRD-N100-RZWD | JTEKT TRD-N series incremental (quadrature) rotary encoder, 5-30 VDC, push-pull (totem) output, medium duty, 100 ppr, 8mm solid shaft, 50mm diameter body, IP65, 6.5ft/2m cable length, radial exit, pigtail. | Stock | 174
TRD-N120-RZWD | JTEKT TRD-N series incremental (quadrature) rotary encoder, 5-30 VDC, push-pull (totem) output, medium duty, 120 ppr, 8mm solid shaft, 50mm diameter body, IP65, 6.5ft/2m cable length, radial exit, pigtail. | Stock | 195
TRD-N200-RZWD | JTEKT TRD-N series incremental (quadrature) rotary encoder, 5-30 VDC, push-pull (totem) output, medium duty, 200 ppr, 8mm solid shaft, 50mm diameter body, IP65, 6.5ft/2m cable length, radial exit, pigtail. | Stock | 195
TRD-N240-RZWD | JTEKT TRD-N series incremental (quadrature) rotary encoder, 5-30 VDC, push-pull (totem) output, medium duty, 240 ppr, 8mm solid shaft, 50mm diameter body, IP65, 6.5ft/2m cable length, radial exit, pigtail. | Stock | 196
TRD-N250-RZWD | JTEKT TRD-N series incremental (quadrature) rotary encoder, 5-30 VDC, push-pull (totem) output, medium duty, 250 ppr, 8mm solid shaft, 50mm diameter body, IP65, 6.5ft/2m cable length, radial exit, pigtail. | Stock | 196
TRD-N300-RZWD | JTEKT TRD-N series incremental (quadrature) rotary encoder, 5-30 VDC, push-pull (totem) output, medium duty, 300 ppr, 8mm solid shaft, 50mm diameter body, IP65, 6.5ft/2m cable length, radial exit, pigtail. | Stock | 195
TRD-N360-RZWD | JTEKT TRD-N series incremental (quadrature) rotary encoder, 5-30 VDC, push-pull (totem) output, medium duty, 360 ppr, 8mm solid shaft, 50mm diameter body, IP65, 6.5ft/2m cable length, radial exit, pigtail. | Stock | 194
TRD-N400-RZWD | JTEKT TRD-N series incremental (quadrature) rotary encoder, 5-30 VDC, push-pull (totem) output, medium duty, 400 ppr, 8mm solid shaft, 50mm diameter body, IP65, 6.5ft/2m cable length, radial exit, pigtail. | Stock | 196
TRD-N480-RZWD | JTEKT TRD-N series incremental (quadrature) rotary encoder, 5-30 VDC, push-pull (totem) output, medium duty, 480 ppr, 8mm solid shaft, 50mm diameter body, IP65, 6.5ft/2m cable length, radial exit, pigtail. | Stock | 197
TRD-N500-RZWD | JTEKT TRD-N series incremental (quadrature) rotary encoder, 5-30 VDC, push-pull (totem) output, medium duty, 500 ppr, 8mm solid shaft, 50mm diameter body, IP65, 6.5ft/2m cable length, radial exit, pigtail. | Stock | 194
TRD-N600-RZWD | JTEKT TRD-N series incremental (quadrature) rotary encoder, 5-30 VDC, push-pull (totem) output, medium duty, 600 ppr, 8mm solid shaft, 50mm diameter body, IP65, 6.5ft/2m cable length, radial exit, pigtail. | Stock | 196
TRD-N750-RZWD | JTEKT TRD-N series incremental (quadrature) rotary encoder, 5-30 VDC, push-pull (totem) output, medium duty, 750 ppr, 8mm solid shaft, 50mm diameter body, IP65, 6.5ft/2m cable length, radial exit, pigtail. | Stock | 198
TRD-N1000-RZWD | JTEKT TRD-N series incremental (quadrature) rotary encoder, 5-30 VDC, push-pull (totem) output, medium duty, 1000 ppr, 8mm solid shaft, 50mm diameter body, IP65, 6.5ft/2m cable length, radial exit, pigtail. | Stock | 195
TRD-N1024-RZWD | JTEKT TRD-N series incremental (quadrature) rotary encoder, 5-30 VDC, push-pull (totem) output, medium duty, 1024 ppr, 8mm solid shaft, 50mm diameter body, IP65, 6.5ft/2m cable length, radial exit, pigtail. | Stock | 196
TRD-N1200-RZWD | JTEKT TRD-N series incremental (quadrature) rotary encoder, 5-30 VDC, push-pull (totem) output, medium duty, 1200 ppr, 8mm solid shaft, 50mm diameter body, IP65, 6.5ft/2m cable length, radial exit, pigtail. | Stock | 255
TRD-N2000-RZWD | JTEKT TRD-N series incremental (quadrature) rotary encoder, 5-30 VDC, push-pull (totem) output, medium duty, 2000 ppr, 8mm solid shaft, 50mm diameter body, IP65, 6.5ft/2m cable length, radial exit, pigtail. | Stock | 254
TRD-N2500-RZWD | JTEKT TRD-N series incremental (quadrature) rotary encoder, 5-30 VDC, push-pull (totem) output, medium duty, 2500 ppr, 8mm solid shaft, 50mm diameter body, IP65, 6.5ft/2m cable length, radial exit, pigtail. | Stock | 255
TRD-N3000-RZWD | JTEKT TRD-N series incremental (quadrature) rotary encoder, 5-30 VDC, push-pull (totem) output, medium duty, 3000 ppr, 8mm solid shaft, 50mm diameter body, IP65, 6.5ft/2m cable length, radial exit, pigtail. | Stock | 256
TRD-N3600-RZWD | JTEKT TRD-N series incremental (quadrature) rotary encoder, 5-30 VDC, push-pull (totem) output, medium duty, 3600 ppr, 8mm solid shaft, 50mm diameter body, IP65, 6.5ft/2m cable length, radial exit, pigtail. | Stock | 256
TRD-N5000-RZWD | JTEKT TRD-N series incremental (quadrature) rotary encoder, 5-30 VDC, push-pull (totem) output, medium duty, 5000 ppr, 8mm solid shaft, 50mm diameter body, IP65, 6.5ft/2m cable length, radial exit, pigtail. | Stock | 256
TRD-N3-RZVWD | JTEKT TRD-N series incremental (quadrature) rotary encoder, 5 VDC, line driver (differential) output, medium duty, 3 ppr, 8mm solid shaft, 50mm diameter body, IP65, 6.5ft/2m cable length, radial exit, pigtail. | Stock | 175
TRD-N4-RZVWD | JTEKT TRD-N series incremental (quadrature) rotary encoder, 5 VDC, line driver (differential) output, medium duty, 4 ppr, 8mm solid shaft, 50mm diameter body, IP65, 6.5ft/2m cable length, radial exit, pigtail. | Stock | 183
TRD-N5-RZVWD | JTEKT TRD-N series incremental (quadrature) rotary encoder, 5 VDC, line driver (differential) output, medium duty, 5 ppr, 8mm solid shaft, 50mm diameter body, IP65, 6.5ft/2m cable length, radial exit, pigtail. | Stock | 175
TRD-N10-RZVWD | JTEKT TRD-N series incremental (quadrature) rotary encoder, 5 VDC, line driver (differential) output, medium duty, 10 ppr, 8mm solid shaft, 50mm diameter body, IP65, 6.5ft/2m cable length, radial exit, pigtail. | Stock | 180
TRD-N30-RZVWD | JTEKT TRD-N series incremental (quadrature) rotary encoder, 5 VDC, line driver (differential) output, medium duty, 30 ppr, 8mm solid shaft, 50mm diameter body, IP65, 6.5ft/2m cable length, radial exit, pigtail. | Stock | 183
TRD-N40-RZVWD | JTEKT TRD-N series incremental (quadrature) rotary encoder, 5 VDC, line driver (differential) output, medium duty, 40 ppr, 8mm solid shaft, 50mm diameter body, IP65, 6.5ft/2m cable length, radial exit, pigtail. | Stock | 183
TRD-N50-RZVWD | JTEKT TRD-N series incremental (quadrature) rotary encoder, 5 VDC, line driver (differential) output, medium duty, 50 ppr, 8mm solid shaft, 50mm diameter body, IP65, 6.5ft/2m cable length, radial exit, pigtail. | Stock | 183
TRD-N60-RZVWD | JTEKT TRD-N series incremental (quadrature) rotary encoder, 5 VDC, line driver (differential) output, medium duty, 60 ppr, 8mm solid shaft, 50mm diameter body, IP65, 6.5ft/2m cable length, radial exit, pigtail. | Stock | 183
TRD-N100-RZVWD | JTEKT TRD-N series incremental (quadrature) rotary encoder, 5 VDC, line driver (differential) output, medium duty, 100 ppr, 8mm solid shaft, 50mm diameter body, IP65, 6.5ft/2m cable length, radial exit, pigtail. | Stock | 180
TRD-N120-RZVWD | JTEKT TRD-N series incremental (quadrature) rotary encoder, 5 VDC, line driver (differential) output, medium duty, 120 ppr, 8mm solid shaft, 50mm diameter body, IP65, 6.5ft/2m cable length, radial exit, pigtail. | Stock | 216
TRD-N200-RZVWD | JTEKT TRD-N series incremental (quadrature) rotary encoder, 5 VDC, line driver (differential) output, medium duty, 200 ppr, 8mm solid shaft, 50mm diameter body, IP65, 6.5ft/2m cable length, radial exit, pigtail. | Stock | 215
TRD-N240-RZVWD | JTEKT TRD-N series incremental (quadrature) rotary encoder, 5 VDC, line driver (differential) output, medium duty, 240 ppr, 8mm solid shaft, 50mm diameter body, IP65, 6.5ft/2m cable length, radial exit, pigtail. | Stock | 216
TRD-N250-RZVWD | JTEKT TRD-N series incremental (quadrature) rotary encoder, 5 VDC, line driver (differential) output, medium duty, 250 ppr, 8mm solid shaft, 50mm diameter body, IP65, 6.5ft/2m cable length, radial exit, pigtail. | Stock | 217
TRD-N300-RZVWD | JTEKT TRD-N series incremental (quadrature) rotary encoder, 5 VDC, line driver (differential) output, medium duty, 300 ppr, 8mm solid shaft, 50mm diameter body, IP65, 6.5ft/2m cable length, radial exit, pigtail. | Stock | 215
TRD-N360-RZVWD | JTEKT TRD-N series incremental (quadrature) rotary encoder, 5 VDC, line driver (differential) output, medium duty, 360 ppr, 8mm solid shaft, 50mm diameter body, IP65, 6.5ft/2m cable length, radial exit, pigtail. | Stock | 216
TRD-N400-RZVWD | JTEKT TRD-N series incremental (quadrature) rotary encoder, 5 VDC, line driver (differential) output, medium duty, 400 ppr, 8mm solid shaft, 50mm diameter body, IP65, 6.5ft/2m cable length, radial exit, pigtail. | Stock | 216
TRD-N480-RZVWD | JTEKT TRD-N series incremental (quadrature) rotary encoder, 5 VDC, line driver (differential) output, medium duty, 480 ppr, 8mm solid shaft, 50mm diameter body, IP65, 6.5ft/2m cable length, radial exit, pigtail. | Stock | 217
TRD-N500-RZVWD | JTEKT TRD-N series incremental (quadrature) rotary encoder, 5 VDC, line driver (differential) output, medium duty, 500 ppr, 8mm solid shaft, 50mm diameter body, IP65, 6.5ft/2m cable length, radial exit, pigtail. | Stock | 216
TRD-N600-RZVWD | JTEKT TRD-N series incremental (quadrature) rotary encoder, 5 VDC, line driver (differential) output, medium duty, 600 ppr, 8mm solid shaft, 50mm diameter body, IP65, 6.5ft/2m cable length, radial exit, pigtail. | Stock | 216
TRD-N750-RZVWD | JTEKT TRD-N series incremental (quadrature) rotary encoder, 5 VDC, line driver (differential) output, medium duty, 750 ppr, 8mm solid shaft, 50mm diameter body, IP65, 6.5ft/2m cable length, radial exit, pigtail. | Stock | 208
TRD-N1000-RZVWD | JTEKT TRD-N series incremental (quadrature) rotary encoder, 5 VDC, line driver (differential) output, medium duty, 1000 ppr, 8mm solid shaft, 50mm diameter body, IP65, 6.5ft/2m cable length, radial exit, pigtail. | Stock | 219
TRD-N1024-RZVWD | JTEKT TRD-N series incremental (quadrature) rotary encoder, 5 VDC, line driver (differential) output, medium duty, 1024 ppr, 8mm solid shaft, 50mm diameter body, IP65, 6.5ft/2m cable length, radial exit, pigtail. | Stock | 219
TRD-N1200-RZVWD | JTEKT TRD-N series incremental (quadrature) rotary encoder, 5 VDC, line driver (differential) output, medium duty, 1200 ppr, 8mm solid shaft, 50mm diameter body, IP65, 6.5ft/2m cable length, radial exit, pigtail. | Stock | 255
TRD-N2000-RZVWD | JTEKT TRD-N series incremental (quadrature) rotary encoder, 5 VDC, line driver (differential) output, medium duty, 2000 ppr, 8mm solid shaft, 50mm diameter body, IP65, 6.5ft/2m cable length, radial exit, pigtail. | Stock | 255
TRD-N2500-RZVWD | JTEKT TRD-N series incremental (quadrature) rotary encoder, 5 VDC, line driver (differential) output, medium duty, 2500 ppr, 8mm solid shaft, 50mm diameter body, IP65, 6.5ft/2m cable length, radial exit, pigtail. | Stock | 254
TRD-N3000-RZVWD | JTEKT TRD-N series incremental (quadrature) rotary encoder, 5 VDC, line driver (differential) output, medium duty, 3000 ppr, 8mm solid shaft, 50mm diameter body, IP65, 6.5ft/2m cable length, radial exit, pigtail. | Stock | 257
TRD-N3600-RZVWD | JTEKT TRD-N series incremental (quadrature) rotary encoder, 5 VDC, line driver (differential) output, medium duty, 3600 ppr, 8mm solid shaft, 50mm diameter body, IP65, 6.5ft/2m cable length, radial exit, pigtail. | Stock | 257
TRD-N5000-RZVWD | JTEKT TRD-N series incremental (quadrature) rotary encoder, 5 VDC, line driver (differential) output, medium duty, 5000 ppr, 8mm solid shaft, 50mm diameter body, IP65, 6.5ft/2m cable length, radial exit, pigtail. | Stock | 257
TRD-NH3-RZWD | JTEKT TRD-N series incremental (quadrature) rotary encoder, 5-30 VDC, push-pull (totem) output, medium duty, 3 ppr, 8mm hollow shaft, 50mm diameter body, IP65, 6.5ft/2m cable length, radial exit, pigtail. | Stock | 189
TRD-NH4-RZWD | JTEKT TRD-N series incremental (quadrature) rotary encoder, 5-30 VDC, push-pull (totem) output, medium duty, 4 ppr, 8mm hollow shaft, 50mm diameter body, IP65, 6.5ft/2m cable length, radial exit, pigtail. | Stock | 189
TRD-NH5-RZWD | JTEKT TRD-N series incremental (quadrature) rotary encoder, 5-30 VDC, push-pull (totem) output, medium duty, 5 ppr, 8mm hollow shaft, 50mm diameter body, IP65, 6.5ft/2m cable length, radial exit, pigtail. | Stock | 189
TRD-NH10-RZWD | JTEKT TRD-N series incremental (quadrature) rotary encoder, 5-30 VDC, push-pull (totem) output, medium duty, 10 ppr, 8mm hollow shaft, 50mm diameter body, IP65, 6.5ft/2m cable length, radial exit, pigtail. | Stock | 189
TRD-NH30-RZWD | JTEKT TRD-N series incremental (quadrature) rotary encoder, 5-30 VDC, push-pull (totem) output, medium duty, 30 ppr, 8mm hollow shaft, 50mm diameter body, IP65, 6.5ft/2m cable length, radial exit, pigtail. | Stock | 189
TRD-NH40-RZWD | JTEKT TRD-N series incremental (quadrature) rotary encoder, 5-30 VDC, push-pull (totem) output, medium duty, 40 ppr, 8mm hollow shaft, 50mm diameter body, IP65, 6.5ft/2m cable length, radial exit, pigtail. | Stock | 189
TRD-NH50-RZWD | JTEKT TRD-N series incremental (quadrature) rotary encoder, 5-30 VDC, push-pull (totem) output, medium duty, 50 ppr, 8mm hollow shaft, 50mm diameter body, IP65, 6.5ft/2m cable length, radial exit, pigtail. | Stock | 189
TRD-NH60-RZWD | JTEKT TRD-N series incremental (quadrature) rotary encoder, 5-30 VDC, push-pull (totem) output, medium duty, 60 ppr, 8mm hollow shaft, 50mm diameter body, IP65, 6.5ft/2m cable length, radial exit, pigtail. | Stock | 189
TRD-NH100-RZWD | JTEKT TRD-N series incremental (quadrature) rotary encoder, 5-30 VDC, push-pull (totem) output, medium duty, 100 ppr, 8mm hollow shaft, 50mm diameter body, IP65, 6.5ft/2m cable length, radial exit, pigtail. | Stock | 196
TRD-NH120-RZWD | JTEKT TRD-N series incremental (quadrature) rotary encoder, 5-30 VDC, push-pull (totem) output, medium duty, 120 ppr, 8mm hollow shaft, 50mm diameter body, IP65, 6.5ft/2m cable length, radial exit, pigtail. | Stock | 219
TRD-NH200-RZWD | JTEKT TRD-N series incremental (quadrature) rotary encoder, 5-30 VDC, push-pull (totem) output, medium duty, 200 ppr, 8mm hollow shaft, 50mm diameter body, IP65, 6.5ft/2m cable length, radial exit, pigtail. | Stock | 218
TRD-NH240-RZWD | JTEKT TRD-N series incremental (quadrature) rotary encoder, 5-30 VDC, push-pull (totem) output, medium duty, 240 ppr, 8mm hollow shaft, 50mm diameter body, IP65, 6.5ft/2m cable length, radial exit, pigtail. | Stock | 219
TRD-NH250-RZWD | JTEKT TRD-N series incremental (quadrature) rotary encoder, 5-30 VDC, push-pull (totem) output, medium duty, 250 ppr, 8mm hollow shaft, 50mm diameter body, IP65, 6.5ft/2m cable length, radial exit, pigtail. | Stock | 219
TRD-NH300-RZWD | JTEKT TRD-N series incremental (quadrature) rotary encoder, 5-30 VDC, push-pull (totem) output, medium duty, 300 ppr, 8mm hollow shaft, 50mm diameter body, IP65, 6.5ft/2m cable length, radial exit, pigtail. | Stock | 218
TRD-NH360-RZWD | JTEKT TRD-N series incremental (quadrature) rotary encoder, 5-30 VDC, push-pull (totem) output, medium duty, 360 ppr, 8mm hollow shaft, 50mm diameter body, IP65, 6.5ft/2m cable length, radial exit, pigtail. | Stock | 216
TRD-NH400-RZWD | JTEKT TRD-N series incremental (quadrature) rotary encoder, 5-30 VDC, push-pull (totem) output, medium duty, 400 ppr, 8mm hollow shaft, 50mm diameter body, IP65, 6.5ft/2m cable length, radial exit, pigtail. | Stock | 219
TRD-NH480-RZWD | JTEKT TRD-N series incremental (quadrature) rotary encoder, 5-30 VDC, push-pull (totem) output, medium duty, 480 ppr, 8mm hollow shaft, 50mm diameter body, IP65, 6.5ft/2m cable length, radial exit, pigtail. | Stock | 220
TRD-NH500-RZWD | JTEKT TRD-N series incremental (quadrature) rotary encoder, 5-30 VDC, push-pull (totem) output, medium duty, 500 ppr, 8mm hollow shaft, 50mm diameter body, IP65, 6.5ft/2m cable length, radial exit, pigtail. | Stock | 217
TRD-NH600-RZWD | JTEKT TRD-N series incremental (quadrature) rotary encoder, 5-30 VDC, push-pull (totem) output, medium duty, 600 ppr, 8mm hollow shaft, 50mm diameter body, IP65, 6.5ft/2m cable length, radial exit, pigtail. | Stock | 224
TRD-NH750-RZWD | JTEKT TRD-N series incremental (quadrature) rotary encoder, 5-30 VDC, push-pull (totem) output, medium duty, 750 ppr, 8mm hollow shaft, 50mm diameter body, IP65, 6.5ft/2m cable length, radial exit, pigtail. | Stock | 215
TRD-NH1000-RZWD | JTEKT TRD-N series incremental (quadrature) rotary encoder, 5-30 VDC, push-pull (totem) output, medium duty, 1000 ppr, 8mm hollow shaft, 50mm diameter body, IP65, 6.5ft/2m cable length, radial exit, pigtail. | Stock | 224
TRD-NH1024-RZWD | JTEKT TRD-N series incremental (quadrature) rotary encoder, 5-30 VDC, push-pull (totem) output, medium duty, 1024 ppr, 8mm hollow shaft, 50mm diameter body, IP65, 6.5ft/2m cable length, radial exit, pigtail. | Stock | 221
TRD-NH1200-RZWD | JTEKT TRD-N series incremental (quadrature) rotary encoder, 5-30 VDC, push-pull (totem) output, medium duty, 1200 ppr, 8mm hollow shaft, 50mm diameter body, IP65, 6.5ft/2m cable length, radial exit, pigtail. | Stock | 274
TRD-NH2000-RZWD | JTEKT TRD-N series incremental (quadrature) rotary encoder, 5-30 VDC, push-pull (totem) output, medium duty, 2000 ppr, 8mm hollow shaft, 50mm diameter body, IP65, 6.5ft/2m cable length, radial exit, pigtail. | Stock | 272
TRD-NH2500-RZWD | JTEKT TRD-N series incremental (quadrature) rotary encoder, 5-30 VDC, push-pull (totem) output, medium duty, 2500 ppr, 8mm hollow shaft, 50mm diameter body, IP65, 6.5ft/2m cable length, radial exit, pigtail. | Stock | 272
TRD-NH3000-RZWD | JTEKT TRD-N series incremental (quadrature) rotary encoder, 5-30 VDC, push-pull (totem) output, medium duty, 3000 ppr, 8mm hollow shaft, 50mm diameter body, IP65, 6.5ft/2m cable length, radial exit, pigtail. | Stock | 268
TRD-NH3600-RZWD | JTEKT TRD-N series incremental (quadrature) rotary encoder, 5-30 VDC, push-pull (totem) output, medium duty, 3600 ppr, 8mm hollow shaft, 50mm diameter body, IP65, 6.5ft/2m cable length, radial exit, pigtail. | Stock | 264
TRD-NH5000-RZWD | JTEKT TRD-N series incremental (quadrature) rotary encoder, 5-30 VDC, push-pull (totem) output, medium duty, 5000 ppr, 8mm hollow shaft, 50mm diameter body, IP65, 6.5ft/2m cable length, radial exit, pigtail. | Stock | 268
TRD-NH3-RZVWD | JTEKT TRD-N series incremental (quadrature) rotary encoder, 5 VDC, line driver (differential) output, medium duty, 3 ppr, 8mm hollow shaft, 50mm diameter body, IP65, 6.5ft/2m cable length, radial exit, pigtail. | Stock | 189
TRD-NH4-RZVWD | JTEKT TRD-N series incremental (quadrature) rotary encoder, 5 VDC, line driver (differential) output, medium duty, 4 ppr, 8mm hollow shaft, 50mm diameter body, IP65, 6.5ft/2m cable length, radial exit, pigtail. | Stock | 189
TRD-NH5-RZVWD | JTEKT TRD-N series incremental (quadrature) rotary encoder, 5 VDC, line driver (differential) output, medium duty, 5 ppr, 8mm hollow shaft, 50mm diameter body, IP65, 6.5ft/2m cable length, radial exit, pigtail. | Stock | 189
TRD-NH10-RZVWD | JTEKT TRD-N series incremental (quadrature) rotary encoder, 5 VDC, line driver (differential) output, medium duty, 10 ppr, 8mm hollow shaft, 50mm diameter body, IP65, 6.5ft/2m cable length, radial exit, pigtail. | Stock | 189
TRD-NH30-RZVWD | JTEKT TRD-N series incremental (quadrature) rotary encoder, 5 VDC, line driver (differential) output, medium duty, 30 ppr, 8mm hollow shaft, 50mm diameter body, IP65, 6.5ft/2m cable length, radial exit, pigtail. | Stock | 189
TRD-NH40-RZVWD | JTEKT TRD-N series incremental (quadrature) rotary encoder, 5 VDC, line driver (differential) output, medium duty, 40 ppr, 8mm hollow shaft, 50mm diameter body, IP65, 6.5ft/2m cable length, radial exit, pigtail. | Stock | 189
TRD-NH50-RZVWD | JTEKT TRD-N series incremental (quadrature) rotary encoder, 5 VDC, line driver (differential) output, medium duty, 50 ppr, 8mm hollow shaft, 50mm diameter body, IP65, 6.5ft/2m cable length, radial exit, pigtail. | Stock | 189
TRD-NH60-RZVWD | JTEKT TRD-N series incremental (quadrature) rotary encoder, 5 VDC, line driver (differential) output, medium duty, 60 ppr, 8mm hollow shaft, 50mm diameter body, IP65, 6.5ft/2m cable length, radial exit, pigtail. | Stock | 189
TRD-NH100-RZVWD | JTEKT TRD-N series incremental (quadrature) rotary encoder, 5 VDC, line driver (differential) output, medium duty, 100 ppr, 8mm hollow shaft, 50mm diameter body, IP65, 6.5ft/2m cable length, radial exit, pigtail. | Stock | 189
TRD-NH120-RZVWD | JTEKT TRD-N series incremental (quadrature) rotary encoder, 5 VDC, line driver (differential) output, medium duty, 120 ppr, 8mm hollow shaft, 50mm diameter body, IP65, 6.5ft/2m cable length, radial exit, pigtail. | Stock | 217
TRD-NH200-RZVWD | JTEKT TRD-N series incremental (quadrature) rotary encoder, 5 VDC, line driver (differential) output, medium duty, 200 ppr, 8mm hollow shaft, 50mm diameter body, IP65, 6.5ft/2m cable length, radial exit, pigtail. | Stock | 217
TRD-NH240-RZVWD | JTEKT TRD-N series incremental (quadrature) rotary encoder, 5 VDC, line driver (differential) output, medium duty, 240 ppr, 8mm hollow shaft, 50mm diameter body, IP65, 6.5ft/2m cable length, radial exit, pigtail. | Stock | 218
TRD-NH250-RZVWD | JTEKT TRD-N series incremental (quadrature) rotary encoder, 5 VDC, line driver (differential) output, medium duty, 250 ppr, 8mm hollow shaft, 50mm diameter body, IP65, 6.5ft/2m cable length, radial exit, pigtail. | Stock | 218
TRD-NH300-RZVWD | JTEKT TRD-N series incremental (quadrature) rotary encoder, 5 VDC, line driver (differential) output, medium duty, 300 ppr, 8mm hollow shaft, 50mm diameter body, IP65, 6.5ft/2m cable length, radial exit, pigtail. | Stock | 217
TRD-NH360-RZVWD | JTEKT TRD-N series incremental (quadrature) rotary encoder, 5 VDC, line driver (differential) output, medium duty, 360 ppr, 8mm hollow shaft, 50mm diameter body, IP65, 6.5ft/2m cable length, radial exit, pigtail. | Stock | 217
TRD-NH400-RZVWD | JTEKT TRD-N series incremental (quadrature) rotary encoder, 5 VDC, line driver (differential) output, medium duty, 400 ppr, 8mm hollow shaft, 50mm diameter body, IP65, 6.5ft/2m cable length, radial exit, pigtail. | Stock | 217
TRD-NH480-RZVWD | JTEKT TRD-N series incremental (quadrature) rotary encoder, 5 VDC, line driver (differential) output, medium duty, 480 ppr, 8mm hollow shaft, 50mm diameter body, IP65, 6.5ft/2m cable length, radial exit, pigtail. | Stock | 218
TRD-NH500-RZVWD | JTEKT TRD-N series incremental (quadrature) rotary encoder, 5 VDC, line driver (differential) output, medium duty, 500 ppr, 8mm hollow shaft, 50mm diameter body, IP65, 6.5ft/2m cable length, radial exit, pigtail. | Stock | 217
TRD-NH600-RZVWD | JTEKT TRD-N series incremental (quadrature) rotary encoder, 5 VDC, line driver (differential) output, medium duty, 600 ppr, 8mm hollow shaft, 50mm diameter body, IP65, 6.5ft/2m cable length, radial exit, pigtail. | Stock | 237
TRD-NH750-RZVWD | JTEKT TRD-N series incremental (quadrature) rotary encoder, 5 VDC, line driver (differential) output, medium duty, 750 ppr, 8mm hollow shaft, 50mm diameter body, IP65, 6.5ft/2m cable length, radial exit, pigtail. | Stock | 228
TRD-NH1000-RZVWD | JTEKT TRD-N series incremental (quadrature) rotary encoder, 5 VDC, line driver (differential) output, medium duty, 1000 ppr, 8mm hollow shaft, 50mm diameter body, IP65, 6.5ft/2m cable length, radial exit, pigtail. | Stock | 239
TRD-NH1024-RZVWD | JTEKT TRD-N series incremental (quadrature) rotary encoder, 5 VDC, line driver (differential) output, medium duty, 1024 ppr, 8mm hollow shaft, 50mm diameter body, IP65, 6.5ft/2m cable length, radial exit, pigtail. | Stock | 239
TRD-NH1200-RZVWD | JTEKT TRD-N series incremental (quadrature) rotary encoder, 5 VDC, line driver (differential) output, medium duty, 1200 ppr, 8mm hollow shaft, 50mm diameter body, IP65, 6.5ft/2m cable length, radial exit, pigtail. | Stock | 274
TRD-NH2000-RZVWD | JTEKT TRD-N series incremental (quadrature) rotary encoder, 5 VDC, line driver (differential) output, medium duty, 2000 ppr, 8mm hollow shaft, 50mm diameter body, IP65, 6.5ft/2m cable length, radial exit, pigtail. | Stock | 273
TRD-NH2500-RZVWD | JTEKT TRD-N series incremental (quadrature) rotary encoder, 5 VDC, line driver (differential) output, medium duty, 2500 ppr, 8mm hollow shaft, 50mm diameter body, IP65, 6.5ft/2m cable length, radial exit, pigtail. | Stock | 272
TRD-NH3000-RZVWD | JTEKT TRD-N series incremental (quadrature) rotary encoder, 5 VDC, line driver (differential) output, medium duty, 3000 ppr, 8mm hollow shaft, 50mm diameter body, IP65, 6.5ft/2m cable length, radial exit, pigtail. | Stock | 264
TRD-NH3600-RZVWD | JTEKT TRD-N series incremental (quadrature) rotary encoder, 5 VDC, line driver (differential) output, medium duty, 3600 ppr, 8mm hollow shaft, 50mm diameter body, IP65, 6.5ft/2m cable length, radial exit, pigtail. | Stock | 264
TRD-NH5000-RZVWD | JTEKT TRD-N series incremental (quadrature) rotary encoder, 5 VDC, line driver (differential) output, medium duty, 5000 ppr, 8mm hollow shaft, 50mm diameter body, IP65, 6.5ft/2m cable length, radial exit, pigtail. | Stock | 264
TRDA-20R1N100RZD | JTEKT TRDA-20 series incremental (quadrature) rotary encoder, 5-30 VDC, push-pull (totem) output, medium duty, 100 ppr, 3/8in solid shaft, 2in diameter body, IP50, 6.5ft/2m cable length, radial exit, pigtail. | Stock | 169
TRDA-20R1N360RZD | JTEKT TRDA-20 series incremental (quadrature) rotary encoder, 5-30 VDC, push-pull (totem) output, medium duty, 360 ppr, 3/8in solid shaft, 2in diameter body, IP50, 6.5ft/2m cable length, radial exit, pigtail. | Stock | 169
TRDA-20R1N500RZD | JTEKT TRDA-20 series incremental (quadrature) rotary encoder, 5-30 VDC, push-pull (totem) output, medium duty, 500 ppr, 3/8in solid shaft, 2in diameter body, IP50, 6.5ft/2m cable length, radial exit, pigtail. | Stock | 169
TRDA-20R1N1000RZD | JTEKT TRDA-20 series incremental (quadrature) rotary encoder, 5-30 VDC, push-pull (totem) output, medium duty, 1000 ppr, 3/8in solid shaft, 2in diameter body, IP50, 6.5ft/2m cable length, radial exit, pigtail. | Stock | 162
TRDA-20R1N1024RZD | JTEKT TRDA-20 series incremental (quadrature) rotary encoder, 5-30 VDC, push-pull (totem) output, medium duty, 1024 ppr, 3/8in solid shaft, 2in diameter body, IP50, 6.5ft/2m cable length, radial exit, pigtail. | Stock | 181
TRDA-20R1N2500RZD | JTEKT TRDA-20 series incremental (quadrature) rotary encoder, 5-30 VDC, push-pull (totem) output, medium duty, 2500 ppr, 3/8in solid shaft, 2in diameter body, IP50, 6.5ft/2m cable length, radial exit, pigtail. | Stock | 183
TRDA-20R1N100VD | JTEKT TRDA-20 series incremental (quadrature) rotary encoder, 5 VDC, line driver (differential) output, medium duty, 100 ppr, 3/8in solid shaft, 2in diameter body, IP50, 6.5ft/2m cable length, radial exit, pigtail. | Stock | 170
TRDA-20R1N360VD | JTEKT TRDA-20 series incremental (quadrature) rotary encoder, 5 VDC, line driver (differential) output, medium duty, 360 ppr, 3/8in solid shaft, 2in diameter body, IP50, 6.5ft/2m cable length, radial exit, pigtail. | Stock | 170
TRDA-20R1N500VD | JTEKT TRDA-20 series incremental (quadrature) rotary encoder, 5 VDC, line driver (differential) output, medium duty, 500 ppr, 3/8in solid shaft, 2in diameter body, IP50, 6.5ft/2m cable length, radial exit, pigtail. | Stock | 170
TRDA-20R1N1000VD | JTEKT TRDA-20 series incremental (quadrature) rotary encoder, 5 VDC, line driver (differential) output, medium duty, 1000 ppr, 3/8in solid shaft, 2in diameter body, IP50, 6.5ft/2m cable length, radial exit, pigtail. | Stock | 162
TRDA-20R1N1024VD | JTEKT TRDA-20 series incremental (quadrature) rotary encoder, 5 VDC, line driver (differential) output, medium duty, 1024 ppr, 3/8in solid shaft, 2in diameter body, IP50, 6.5ft/2m cable length, radial exit, pigtail. | Stock | 182
TRDA-20R1N2500VD | JTEKT TRDA-20 series incremental (quadrature) rotary encoder, 5 VDC, line driver (differential) output, medium duty, 2500 ppr, 3/8in solid shaft, 2in diameter body, IP50, 6.5ft/2m cable length, radial exit, pigtail. | Stock | 183
TRDA25RN100RZWDMS | JTEKT TRDA-25 series incremental (quadrature) rotary encoder, 5-30 VDC, push-pull (totem) output, medium duty, 100 ppr, 3/8in solid shaft, flange mount, 2in diameter body, IP65, radial exit, 7-pin Military Style (MS) connector. | Stock | 267
TRDA25RN360RZWDMS | JTEKT TRDA-25 series incremental (quadrature) rotary encoder, 5-30 VDC, push-pull (totem) output, medium duty, 360 ppr, 3/8in solid shaft, flange mount, 2in diameter body, IP65, radial exit, 7-pin Military Style (MS) connector. | Stock | 267
TRDA25RN500RZWDMS | JTEKT TRDA-25 series incremental (quadrature) rotary encoder, 5-30 VDC, push-pull (totem) output, medium duty, 500 ppr, 3/8in solid shaft, flange mount, 2in diameter body, IP65, radial exit, 7-pin Military Style (MS) connector. | Stock | 267
TRDA25RN1000RZWDMS | JTEKT TRDA-25 series incremental (quadrature) rotary encoder, 5-30 VDC, push-pull (totem) output, medium duty, 1000 ppr, 3/8in solid shaft, flange mount, 2in diameter body, IP65, radial exit, 7-pin Military Style (MS) connector. | Stock | 268
TRDA25RN1024RZWDMS | JTEKT TRDA-25 series incremental (quadrature) rotary encoder, 5-30 VDC, push-pull (totem) output, medium duty, 1024 ppr, 3/8in solid shaft, flange mount, 2in diameter body, IP65, radial exit, 7-pin Military Style (MS) connector. | Stock | 269
TRDA25RN2500RZWDMS | JTEKT TRDA-25 series incremental (quadrature) rotary encoder, 5-30 VDC, push-pull (totem) output, medium duty, 2500 ppr, 3/8in solid shaft, flange mount, 2in diameter body, IP65, radial exit, 7-pin Military Style (MS) connector. | Stock | 289
TRDA25RN100VWDMS | JTEKT TRDA-25 series incremental (quadrature) rotary encoder, 5 VDC, line driver (differential) output, medium duty, 100 ppr, 3/8in solid shaft, flange mount, 2in diameter body, IP65, radial exit, 10-pin Military Style (MS) connector. | Stock | 268
TRDA25RN360VWDMS | JTEKT TRDA-25 series incremental (quadrature) rotary encoder, 5 VDC, line driver (differential) output, medium duty, 360 ppr, 3/8in solid shaft, flange mount, 2in diameter body, IP65, radial exit, 10-pin Military Style (MS) connector. | Stock | 268
TRDA25RN500VWDMS | JTEKT TRDA-25 series incremental (quadrature) rotary encoder, 5 VDC, line driver (differential) output, medium duty, 500 ppr, 3/8in solid shaft, flange mount, 2in diameter body, IP65, radial exit, 10-pin Military Style (MS) connector. | Stock | 268
TRDA25RN1000VWDMS | JTEKT TRDA-25 series incremental (quadrature) rotary encoder, 5 VDC, line driver (differential) output, medium duty, 1000 ppr, 3/8in solid shaft, flange mount, 2in diameter body, IP65, radial exit, 10-pin Military Style (MS) connector. | Stock | 269
TRDA25RN1024VWDMS | JTEKT TRDA-25 series incremental (quadrature) rotary encoder, 5 VDC, line driver (differential) output, medium duty, 1024 ppr, 3/8in solid shaft, flange mount, 2in diameter body, IP65, radial exit, 10-pin Military Style (MS) connector. | Stock | 269
TRDA25RN2500VWDMS | JTEKT TRDA-25 series incremental (quadrature) rotary encoder, 5 VDC, line driver (differential) output, medium duty, 2500 ppr, 3/8in solid shaft, flange mount, 2in diameter body, IP65, radial exit, 10-pin Military Style (MS) connector. | Stock | 290
TRD-GK30-RZD | JTEKT TRD-GK series incremental (quadrature) rotary encoder, 10-30 VDC, push-pull (totem) output, heavy duty, 30 ppr, 10mm solid shaft, 78mm diameter body, IP65, 6.5ft/2m cable length, axial exit, pigtail. | Stock | 348
TRD-GK100-RZD | JTEKT TRD-GK series incremental (quadrature) rotary encoder, 10-30 VDC, push-pull (totem) output, heavy duty, 100 ppr, 10mm solid shaft, 78mm diameter body, IP65, 6.5ft/2m cable length, axial exit, pigtail. | Stock | 350
TRD-GK120-RZD | JTEKT TRD-GK series incremental (quadrature) rotary encoder, 10-30 VDC, push-pull (totem) output, heavy duty, 120 ppr, 10mm solid shaft, 78mm diameter body, IP65, 6.5ft/2m cable length, axial exit, pigtail. | Stock | 348
TRD-GK200-RZD | JTEKT TRD-GK series incremental (quadrature) rotary encoder, 10-30 VDC, push-pull (totem) output, heavy duty, 200 ppr, 10mm solid shaft, 78mm diameter body, IP65, 6.5ft/2m cable length, axial exit, pigtail. | Stock | 350
TRD-GK240-RZD | JTEKT TRD-GK series incremental (quadrature) rotary encoder, 10-30 VDC, push-pull (totem) output, heavy duty, 240 ppr, 10mm solid shaft, 78mm diameter body, IP65, 6.5ft/2m cable length, axial exit, pigtail. | Stock | 349
TRD-GK250-RZD | JTEKT TRD-GK series incremental (quadrature) rotary encoder, 10-30 VDC, push-pull (totem) output, heavy duty, 250 ppr, 10mm solid shaft, 78mm diameter body, IP65, 6.5ft/2m cable length, axial exit, pigtail. | Stock | 349
TRD-GK300-RZD | JTEKT TRD-GK series incremental (quadrature) rotary encoder, 10-30 VDC, push-pull (totem) output, heavy duty, 300 ppr, 10mm solid shaft, 78mm diameter body, IP65, 6.5ft/2m cable length, axial exit, pigtail. | Stock | 348
TRD-GK360-RZD | JTEKT TRD-GK series incremental (quadrature) rotary encoder, 10-30 VDC, push-pull (totem) output, heavy duty, 360 ppr, 10mm solid shaft, 78mm diameter body, IP65, 6.5ft/2m cable length, axial exit, pigtail. | Stock | 350
TRD-GK400-RZD | JTEKT TRD-GK series incremental (quadrature) rotary encoder, 10-30 VDC, push-pull (totem) output, heavy duty, 400 ppr, 10mm solid shaft, 78mm diameter body, IP65, 6.5ft/2m cable length, axial exit, pigtail. | Stock | 349
TRD-GK500-RZD | JTEKT TRD-GK series incremental (quadrature) rotary encoder, 10-30 VDC, push-pull (totem) output, heavy duty, 500 ppr, 10mm solid shaft, 78mm diameter body, IP65, 6.5ft/2m cable length, axial exit, pigtail. | Stock | 394
TRD-GK600-RZD | JTEKT TRD-GK series incremental (quadrature) rotary encoder, 10-30 VDC, push-pull (totem) output, heavy duty, 600 ppr, 10mm solid shaft, 78mm diameter body, IP65, 6.5ft/2m cable length, axial exit, pigtail. | Stock | 394
TRD-GK1000-RZD | JTEKT TRD-GK series incremental (quadrature) rotary encoder, 10-30 VDC, push-pull (totem) output, heavy duty, 1000 ppr, 10mm solid shaft, 78mm diameter body, IP65, 6.5ft/2m cable length, axial exit, pigtail. | Stock | 396
TRD-GK1200-RZD | JTEKT TRD-GK series incremental (quadrature) rotary encoder, 10-30 VDC, push-pull (totem) output, heavy duty, 1200 ppr, 10mm solid shaft, 78mm diameter body, IP65, 6.5ft/2m cable length, axial exit, pigtail. | Stock | 397
TRD-GK2000-RZD | JTEKT TRD-GK series incremental (quadrature) rotary encoder, 10-30 VDC, push-pull (totem) output, heavy duty, 2000 ppr, 10mm solid shaft, 78mm diameter body, IP65, 6.5ft/2m cable length, axial exit, pigtail. | Stock | 471
TRD-GK2500-RZD | JTEKT TRD-GK series incremental (quadrature) rotary encoder, 10-30 VDC, push-pull (totem) output, heavy duty, 2500 ppr, 10mm solid shaft, 78mm diameter body, IP65, 6.5ft/2m cable length, axial exit, pigtail. | Stock | 560
TRD-GK3600-RZD | JTEKT TRD-GK series incremental (quadrature) rotary encoder, 10-30 VDC, push-pull (totem) output, heavy duty, 3600 ppr, 10mm solid shaft, 78mm diameter body, IP65, 6.5ft/2m cable length, axial exit, pigtail. | Stock | 624
TRD-GK5000-RZD | JTEKT TRD-GK series incremental (quadrature) rotary encoder, 10-30 VDC, push-pull (totem) output, heavy duty, 5000 ppr, 10mm solid shaft, 78mm diameter body, IP65, 6.5ft/2m cable length, axial exit, pigtail. | Stock | 624
TRD-NA32NWD | JTEKT TRD-NA series single-turn absolute (Gray code) rotary encoder, 10-26 VDC, NPN open collector output, medium duty, 32 ppr, 8mm solid shaft, 50mm diameter body, IP65, 6.5ft/2m cable length, radial exit, pigtail. | Stock | 394
TRD-NA64NWD | JTEKT TRD-NA series single-turn absolute (Gray code) rotary encoder, 10-26 VDC, NPN open collector output, medium duty, 64 ppr, 8mm solid shaft, 50mm diameter body, IP65, 6.5ft/2m cable length, radial exit, pigtail. | Stock | 394
TRD-NA128NWD | JTEKT TRD-NA series single-turn absolute (Gray code) rotary encoder, 10-26 VDC, NPN open collector output, medium duty, 128 ppr, 8mm solid shaft, 50mm diameter body, IP65, 6.5ft/2m cable length, radial exit, pigtail. | Stock | 394
TRD-NA180NWD | JTEKT TRD-NA series single-turn absolute (Gray code) rotary encoder, 10-26 VDC, NPN open collector output, medium duty, 180 ppr, 8mm solid shaft, 50mm diameter body, IP65, 6.5ft/2m cable length, radial exit, pigtail. | Stock | 394
TRD-NA256NWD | JTEKT TRD-NA series single-turn absolute (Gray code) rotary encoder, 10-26 VDC, NPN open collector output, medium duty, 256 ppr, 8mm solid shaft, 50mm diameter body, IP65, 6.5ft/2m cable length, radial exit, pigtail. | Stock | 394
TRD-NA360NWD | JTEKT TRD-NA series single-turn absolute (Gray code) rotary encoder, 10-26 VDC, NPN open collector output, medium duty, 360 ppr, 8mm solid shaft, 50mm diameter body, IP65, 6.5ft/2m cable length, radial exit, pigtail. | Stock | 394
TRD-NA512NWD | JTEKT TRD-NA series single-turn absolute (Gray code) rotary encoder, 10-26 VDC, NPN open collector output, medium duty, 512 ppr, 8mm solid shaft, 50mm diameter body, IP65, 6.5ft/2m cable length, radial exit, pigtail. | Stock | 394
TRD-NA720NWD | JTEKT TRD-NA series single-turn absolute (Gray code) rotary encoder, 10-26 VDC, NPN open collector output, medium duty, 720 ppr, 8mm solid shaft, 50mm diameter body, IP65, 6.5ft/2m cable length, radial exit, pigtail. | Stock | 394
TRD-NA1024NWD | JTEKT TRD-NA series single-turn absolute (Gray code) rotary encoder, 10-26 VDC, NPN open collector output, medium duty, 1024 ppr, 8mm solid shaft, 50mm diameter body, IP65, 6.5ft/2m cable length, radial exit, pigtail. | Stock | 394
TRD-NA2048NWD | JTEKT TRD-NA series single-turn absolute (Gray code) rotary encoder, 10-26 VDC, NPN open collector output, medium duty, 2048 ppr, 8mm solid shaft, 50mm diameter body, IP65, 6.5ft/2m cable length, radial exit, pigtail. | Stock | 400
Modular Kit Encoders for Stepper Motors
AMT102-V | Same Sky AMT10 series incremental (quadrature) rotary modular kit encoder, 5 VDC, radial exit, push-pull (totem) output, up to 2048 ppr, dipswitch configurable. For use with NEMA 14, 17 and 23 dual shaft motors. | Stock | 27.5
AMT103-V | Same Sky AMT10 series incremental (quadrature) rotary modular kit encoder, 5 VDC, axial exit, push-pull (totem) output, up to 2048 ppr, dipswitch configurable. For use with NEMA 14, 17 and 23 dual shaft motors (NEMA 23 requires CUI-KIT-2). | Stock | 27.5
AMT112S-V | Same Sky AMT11 series incremental (quadrature) rotary modular kit encoder, 5 VDC, radial exit, push-pull (totem) output, up to 4096 ppr, software configurable. For use with NEMA 14, 17 and 23 dual shaft motors. | Stock | 45.5
AMT112Q-V | Same Sky AMT11 series incremental (quadrature) rotary modular kit encoder, 5 VDC, radial exit, line driver (differential) output, up to 4096 ppr, software configurable. For use with NEMA 14, 17 and 23 dual shaft motors. | Stock | 51
AMT312D-V | Same Sky AMT31 series incremental (quadrature)/commutation rotary modular kit encoder, 5 VDC, radial exit, line driver (differential) encoder output, up to 4096 ppr, software configurable, line driver (differential) commutation output. | Stock | 59
AMT312S-V | Same Sky AMT31 series incremental (quadrature)/commutation rotary modular kit encoder, 5 VDC, radial exit, push-pull (totem) encoder output, up to 4096 ppr, software configurable, push-pull (totem) commutation output. | Stock | 48
AMT132S-V | Same Sky AMT13 series incremental (quadrature) rotary modular kit encoder, 5 VDC, radial exit, push-pull (totem) output, up to 4096 ppr, software configurable. For use with NEMA 34 dual shaft motors. | Stock | 48
AMT132Q-V | Same Sky AMT13 series incremental (quadrature) rotary modular kit encoder, 5 VDC, radial exit, line driver (differential) output, up to 4096 ppr, software configurable. For use with NEMA 34 dual shaft motors. | Stock | 51
AMT332S-V | Same Sky AMT33 series incremental (quadrature)/commutation rotary modular kit encoder, 5 VDC, radial exit, push-pull (totem) encoder output, up to 4096 ppr, software configurable, push-pull (totem) commutation output. For use with NEMA 34 dual shaft motors. | Stock | 53
AMT332D-V | Same Sky AMT33 series incremental (quadrature)/commutation rotary modular kit encoder, 5 VDC, radial exit, line driver (differential) encoder output, up to 4096 ppr, software configurable, line driver (differential) commutation output. | Stock | 56
STP-MTRA-ENC1 | SureStep incremental (quadrature) rotary modular kit encoder, replacement, 5 VDC, radial exit, line driver (differential) output, 1000 ppr. For use with SureStep stepper motors with 5mm rear shaft. | Stock | 91
STP-MTRA-ENC2 | SureStep incremental (quadrature) rotary modular kit encoder, 5 VDC, radial exit, push-pull (totem) output, 1000 ppr. For use with SureStep stepper motors with 5mm rear shaft. | Stock | 79
STP-MTRA-ENC3 | SureStep incremental (quadrature) rotary modular kit encoder, 5 VDC, radial exit, line driver (differential) output, 400 ppr. For use with SureStep stepper motors with 5mm rear shaft. | Stock | 89
STP-MTRA-ENC4 | SureStep incremental (quadrature) rotary modular kit encoder, 5 VDC, radial exit, push-pull (totem) output, 400 ppr. For use with SureStep stepper motors with 5mm rear shaft. | Stock | 76
STP-MTRA-ENC5 | SureStep incremental (quadrature) rotary modular kit encoder, 5 VDC, radial exit, line driver (differential) output, 1000 ppr. For use with SureStep stepper motors with 1/4in rear shaft. | Stock | 91
STP-MTRA-ENC6 | SureStep incremental (quadrature) rotary modular kit encoder, 5 VDC, radial exit, push-pull (totem) output, 1000 ppr. For use with SureStep stepper motors with 1/4in rear shaft. | Stock | 79
STP-MTRA-ENC7 | SureStep incremental (quadrature) rotary modular kit encoder, 5 VDC, radial exit, line driver (differential) output, 400 ppr. For use with SureStep stepper motors with 1/4in rear shaft. | Stock | 89
STP-MTRA-ENC8 | SureStep incremental (quadrature) rotary modular kit encoder, 5 VDC, radial exit, push-pull (totem) output, 400 ppr. For use with SureStep stepper motors with 1/4in rear shaft. | Stock | 76
STP-MTRA-ENC11 | SureStep incremental (quadrature) rotary modular kit encoder, 5 VDC, radial exit, line driver (differential) output, 1000 ppr. For use with SureStep stepper motors with 3/8in rear shaft. | Stock | 105
STP-MTRA-ENC12 | SureStep incremental (quadrature) rotary modular kit encoder, 5 VDC, radial exit, push-pull (totem) output, 1000 ppr. For use with SureStep stepper motors with 3/8in rear shaft. | Stock | 92
STP-MTRA-ENC13 | SureStep incremental (quadrature) rotary modular kit encoder, 5 VDC, radial exit, line driver (differential) output, 400 ppr. For use with SureStep stepper motors with 3/8in rear shaft. | Stock | 103
STP-MTRA-ENC14 | SureStep incremental (quadrature) rotary modular kit encoder, 5 VDC, radial exit, push-pull (totem) output, 400 ppr. For use with SureStep stepper motors with 3/8in rear shaft. | Stock | 90
Draw Wire Encoders
DWI-2M-H0500-RL2 | Lika Electronic DWI series incremental (quadrature) linear draw wire encoder, 5-30 VDC, universal (line driver or NPN/PNP open collector) output, light duty, 0.05mm/count, 6.5ft/2m draw wire, IP64, 6.5ft/2m cable length, radial exit, pigtail. | Stock | 266
DWI-5M-H2000-RL2 | Lika Electronic DWI series incremental (quadrature) linear draw wire encoder, 5-30 VDC, universal (line driver or NPN/PNP open collector) output, medium duty, 0.025mm/count, 16.4ft/5m draw wire, IP65, 6.5ft/2m cable length, radial exit, pigtail. | Stock | 433
DWI-10M-H2000-RL2 | Lika Electronic DWI series incremental (quadrature) linear draw wire encoder, 5-30 VDC, universal (line driver or NPN/PNP open collector) output, medium duty, 0.025mm/count, 32.8ft/10m draw wire, IP65, 6.5ft/2m cable length, radial exit, pigtail. | Stock | 503
DWP-2M-4A-RL2 | Lika Electronic DWP series analog linear draw wire encoder, 10-30 VDC, 4-20 mA output, medium duty, potentiometer, 6.5ft/2m draw wire, IP64, 6.5ft/2m cable length, radial exit, pigtail. | Stock | 320
DWP-2M-0V-RL2 | Lika Electronic DWP series analog linear draw wire encoder, 15-30 VDC, 0-10 VDC output, medium duty, potentiometer, 6.5ft/2m draw wire, IP64, 6.5ft/2m cable length, radial exit, pigtail. | Stock | 320
DWA-5M-4A-M12 | Lika Electronic DWA series programmable analog linear draw wire encoder, 13-30 VDC, 4-20 mA output, medium duty, 0.366 μA/step, 16.4ft/5m draw wire, IP65, radial exit, 5-pin M12 female A-coded. | Stock | 588
DWA-5M-0V-M12 | Lika Electronic DWA series programmable analog linear draw wire encoder, 13-30 VDC, 0-10 VDC output, medium duty, 0.153 mV/step, 16.4ft/5m draw wire, IP65, radial exit, 5-pin M12 female A-coded. | Stock | 588
DWA-10M-4A-M12 | Lika Electronic DWA series programmable analog linear draw wire encoder, 13-30 VDC, 4-20 mA output, medium duty, 0.366 μA/step, 32.8ft/10m draw wire, IP65, radial exit, 5-pin M12 female A-coded. | Stock | 668
DWA-10M-0V-M12 | Lika Electronic DWA series programmable analog linear draw wire encoder, 13-30 VDC, 0-10 VDC output, medium duty, 0.153 mV/step, 32.8ft/10m draw wire, IP65, radial exit, 5-pin M12 female A-coded. | Stock | 668
Accessories for Encoders
BR1-6 | Lika Electronic reducer bushing, 15mm to 6mm, metal. For use with Lika Electronic AM59 and AQ59 series encoders. | Stock | 8.5
BR1-6.35 | Lika Electronic reducer bushing, 15mm to 1/4in, metal. For use with Lika Electronic AM59 and AQ59 series encoders. | Stock | 8.5
BR1-8 | Lika Electronic reducer bushing, 15mm to 8mm, metal. For use with Lika Electronic AM59 and AQ59 series encoders. | Stock | 8.5
ML16P-4-635D | AutomationDirect encoder coupling, advanced disc, 4mm to 1/4in bore, aluminum alloy body, setscrew. For use with JTEKT TRD-MX series encoders and NEMA size 23 stepper motors. | Stock | 56
BR1-9.52 | Lika Electronic reducer bushing, 15mm to 3/8in, metal. For use with Lika Electronic AM59 and AQ59 series encoders. | Stock | 8.5
BR1-10 | Lika Electronic reducer bushing, 15mm to 10mm, metal. For use with Lika Electronic AM59 and AQ59 series encoders. | Stock | 8.5
BR1-11 | Lika Electronic reducer bushing, 15mm to 11mm, metal. For use with Lika Electronic AM59 and AQ59 series encoders. | Stock | 8.5
BR1-12 | Lika Electronic reducer bushing, 15mm to 12mm, metal. For use with Lika Electronic AM59 and AQ59 series encoders. | Stock | 8.5
BR1-12.7 | Lika Electronic reducer bushing, 15mm to 1/2in, metal. For use with Lika Electronic AM59 and AQ59 series encoders. | Stock | 8.5
BR2-15.875 | Lika Electronic reducer bushing, 30mm to 5/8in, metal. For use with Lika Electronic A80 series encoders. Mounting hardware included. | Stock | 11.5
BR2-19 | Lika Electronic reducer bushing, 30mm to 19mm, metal. For use with Lika Electronic A80 series encoders. Mounting hardware included. | Stock | 11.5
BR2-20 | Lika Electronic reducer bushing, 30mm to 20mm, metal. For use with Lika Electronic A80 series encoders. Mounting hardware included. | Stock | 11.5
BR2-7/8 | Lika Electronic reducer bushing, 30mm to 7/8in, metal. For use with Lika Electronic A80 series encoders. Mounting hardware included. | Stock | 11.5
BR2-25.4 | Lika Electronic reducer bushing, 30mm to 1in, metal. For use with Lika Electronic A80 series encoders. Mounting hardware included. | Stock | 11.5
BR2-1-1/8 | Lika Electronic reducer bushing, 30mm to 1 1/8in, metal. For use with Lika Electronic A80 series encoders. Mounting hardware included. | Stock | 11.5
PF4266 | Lika Electronic round mounting flange, 48mm bolt hole circle, metal. For use with Lika Electronic A41 series encoders. Mounting hardware included. | Stock | 13.5
PF4256 | Lika Electronic round mounting flange, 61mm bolt hole circle, metal. For use with Lika Electronic AM58 and AQ58 series encoders. Mounting hardware included. | Stock | 41
PF0408 | Lika Electronic spring-loaded encoder mount, metal. For use with Lika Electronic AM58 and AQ58 series encoders. Mounting hardware included. | Stock | 152
PF4257 | Lika Electronic right angle bracket, metal. For use with Lika Electronic AM58 and AQ58 series encoders. Mounting hardware included. | Stock | 22.5
PF4259 | Lika Electronic square mounting flange, 92mm bolt hole circle, metal. For use with Lika Electronic AM58 and AQ58 series encoders. Mounting hardware included. | Stock | 25.5
PF4274 | Lika Electronic round mounting flange, 70mm bolt hole circle, metal. For use with Lika Electronic AM58 and AQ58 series encoders. Mounting hardware included. | Stock | 116
PF4258 | Lika Electronic round mounting flange, 75mm and 100mm bolt hole circle, metal. For use with Lika Electronic AM58 and AQ58 series encoders. Mounting hardware included. | Stock | 22.5
PF5000-A | Lika Electronic square mounting flange, 70mm bolt hole circle, metal. For use with Lika Electronic AM58 and AQ58 series encoders. Mounting hardware included. | Stock | 19
LKM-386 | Lika Electronic servo mount clamp, metal. For use with Lika Electronic AQ58 and A41 series encoders. Mounting hardware included. | Stock | 10.5
STP-MTRA-42ENC | SureStep encoder mounting plate, metal body. For use with SureStep NEMA 42 stepper motors with dual shafts. Encoder mounting screws and mounting plate screws included. Mounting holes for Same Sky AMT132/AMT332 encoders and US Digital E6 encoders. | Stock | 12
KIT-XX59 | Lika Electronic servo mount clamp, metal. For use with Lika Electronic AM58, AQ58, AM59 and AQ59 series encoders. Mounting hardware included. | Stock | 10.5
KIT-MOL2433 | Lika Electronic encoder mounting tether, 50mm bolt hole circle radius, metal. For use with Lika Electronic A50 series encoders. | Stock | 9.75
KIT-MOL2546 | Lika Electronic encoder mounting plate, 53mm bolt hole circle, metal. For use with Lika Electronic A50 series encoders. | Stock | 9.75
KIT-C50 | Lika Electronic encoder mounting plate, replacement, metal. For use with Lika Electronic A50 series encoders. Mounting hardware included. | Stock | 10.5
E-PFL121 | Lika Electronic mating connector, 12-pin M23 connector, 24 AWG, accepts cable diameter size 5mm. For use with Lika Electronic A80 series encoders. | Stock | 18
KIT-C80 | Lika Electronic encoder mounting plate, replacement, metal. For use with Lika Electronic A80 series encoders. Mounting hardware included. | Stock | 10.5
LIKA-IP-IQ | Lika Electronic Windows configuration software, free download only. For use with Lika Electronic AQ58 and AQ59 series encoders. Requires Lika Electronic KIT-IP/IQ58-USB-M12 or KIT-IP/IQ58 programming cables. | Stock | 0
LIKA-MODBUS-RTU | Lika Electronic Windows configuration software, free download only. For use with Lika Electronic Modbus RTU encoders. Requires PC serial port or USB-485M serial adapter. | Stock | 0
GJ-4D | AutomationDirect encoder coupling, servo-beam, 4mm bore, glass fiber body, setscrew. For use with JTEKT TRD-MX series encoders. | Stock | 13
ML13P-4-476D | AutomationDirect encoder coupling, advanced disc, 4mm to 3/16in bore, aluminum alloy body, setscrew. For use with JTEKT TRD-MX series encoders. | Stock | 57
ARM-075-5-4D | AutomationDirect encoder coupling, servo-beam, 4mm to 5mm bore, aluminum alloy body, setscrew. For use with JTEKT TRD-MX series encoders and NEMA size 17 stepper motors. | Stock | 58
GJ-635D | AutomationDirect encoder coupling, servo-beam, 1/4in bore, glass fiber reinforced resin body, setscrew. For use with JTEKT TRDA-2E series encoders. | Stock | 24
GJK-953D | AutomationDirect encoder coupling, servo-beam, 3/8in bore, glass fiber reinforced resin body, setscrew. For use with JTEKT TRDA-20 and TRDA-25 series encoders. | Stock | 30
ARM-075-635-635D | AutomationDirect encoder coupling, servo-beam, 1/4in bore, aluminum alloy body, setscrew. For use with JTEKT TRDA-2E series encoders. | Stock | 59
ARM-100-9525-9525D | AutomationDirect encoder coupling, servo-beam, 3/8in bore, aluminum alloy body, setscrew. For use with JTEKT TRDA-20 and TRDA-25 series encoders. | Stock | 57
GJ-6D | AutomationDirect encoder coupling, servo-beam, 6mm bore, glass fiber reinforced resin body, setscrew. For use with JTEKT TRD-S series encoders. | Stock | 10
GJ-8D | AutomationDirect encoder coupling, servo-beam, 8mm bore, glass fiber reinforced resin body, setscrew. For use with JTEKT TRD-N/NA series encoders. | Stock | 12
GJ-10D | AutomationDirect encoder coupling, servo-beam, 10mm bore, glass fiber reinforced resin body, setscrew. For use with JTEKT TRD-GK series encoders. | Stock | 13
TRDA-25CON-RZWD | AutomationDirect mating connector, 7-pin Military Style (MS), 16 AWG, accepts cable diameter size 12mm. For use with JTEKT TRDA-25 series encoders with push-pull (totem pole) output. | Stock | 56
RU-075D | JTEKT encoder coupling, servo-beam, 6mm bore, aluminum alloy body, setscrew. For use with JTEKT TRD-S series encoders. | Stock | 66
RU-100D | JTEKT encoder coupling, servo-beam, 10mm bore, aluminum alloy body, setscrew. For use with JTEKT TRD-GK series encoders. | Stock | 68
JU-100D | AutomationDirect encoder coupling, servo-beam, 8mm bore, aluminum alloy body, setscrew. For use with JTEKT TRD-N/NA series encoders. | Stock | 58
MCGL16-6-635 | AutomationDirect encoder coupling, advanced disc, 6mm to 1/4in bore, aluminum alloy body, setscrew. For use with JTEKT TRD-S and TRDA-2E series encoders. | Stock | 36
MCGL20-8-635 | AutomationDirect encoder coupling, advanced disc, 8mm to 1/4in bore, aluminum alloy body, setscrew. For use with JTEKT TRD-N/NA and TRDA-2E series encoders. | Stock | 47.5
TRDA-25CON-VWD | AutomationDirect mating connector, 10-pin Military Style (MS), 16 AWG, accepts cable diameter size 15mm. For use with JTEKT TRDA-25 series encoders with line driver (differential) output. | Stock | 62
MCGL25-10-635 | AutomationDirect encoder coupling, advanced disc, 10mm to 1/4in bore, aluminum alloy body, setscrew. For use with JTEKT TRD-GK and TRDA-2E series encoders. | Stock | 60
MCGL20-8-952 | AutomationDirect encoder coupling, advanced disc, 8mm to 3/8in bore, aluminum alloy body, setscrew. For use with JTEKT TRD-N/NA and TRDA-20/25 series encoders. | Stock | 49.5
MCGL25-10-952 | AutomationDirect encoder coupling, advanced disc, 10mm to 3/8in bore, aluminum alloy body, setscrew. For use with JTEKT TRD-GK and TRDA-20/25 series encoders. | Stock | 61
STP-MTRA-SC-1412 | AutomationDirect encoder coupling, servo-beam, 1/4in to 1/2in bore, engineered polymer body, setscrew. For use with JTEKT TRDA-2E series encoders and NEMA size 34 stepper motors. | Stock | 32.5
STP-MTRA-SC-3812 | AutomationDirect encoder coupling, servo-beam, 3/8in to 1/2in bore, engineered polymer body, setscrew. For use with JTEKT TRDA-20 and TRDA-25 series encoders and NEMA size 34 stepper motors. | Stock | 32.5
STP-MTRA-RB-85 | AutomationDirect reducer bushing, 8mm to 5mm, aluminum alloy. For use with JTEKT TRD-NH and TRD-SH series hollow shaft encoders and NEMA size 17 stepper motors. | Stock | 9.25
SRT-035D | JTEKT right angle bracket, metal. For use with JTEKT TRD-SR series and encoders Lika Electronic A41 series encoders. | Stock | 24
MT-030D | JTEKT right angle bracket, metal. For use with JTEKT TRD-MX series encoders. Bracket and encoder mounting hardware included. | Stock | 43
JT-035D | JTEKT right angle bracket, metal. For use with JTEKT TRD-N/NH/NA series encoders. Mounting hardware included. | Stock | 20.5
RT-11D | JTEKT right angle bracket, metal. For use with JTEKT TRD-GK series encoders. Mounting hardware included. | Stock | 36
AMT-PGRM-17C | Same Sky programming cable, miniB-USB to 17-pin connector, 1ft cable length. For use with Same Sky AMT112 and AMT312 encoders. Requires USB A to miniB-USB cable. | Stock | 29.5
AMT-PGRM-18C | Same Sky programming cable, miniB-USB to 18-pin connector, 1ft cable length. For use with Same Sky AMT13 and AMT33 encoders. Requires USB A to miniB-USB cable. | Stock | 26.5
LM-001D | JTEKT right angle bracket, metal. For use with JTEKT TRDA-20 series encoders. Mounting hardware included. Requires TRDA-20SND or TRDA-25SND replacement mounting flange and (4) customer-supplied #6-32 UNC x 1/2in fasteners. | Stock | 132
2ET-035D | JTEKT right angle bracket, metal. For use with JTEKT TRDA-2E series encoders. Bracket and encoder mounting hardware included. | Stock | 68
CUI-3132-1FT | Same Sky encoder cable, 5-pin connector to pigtail, 1ft cable length. For use with Same Sky AMT102 encoders. | Stock | 5
KM-9D | JTEKT servo mount clamp, metal. For use with JTEKT TRD-GK series encoders. Mounting hardware included. | Stock | 9
NM-9D | JTEKT servo mount clamp, metal. For use with JTEKT TRD-N/NA encoder mounting. Mounting hardware included. | Stock | 9
CUI-3131-10FT | Same Sky encoder cable, 5-pin connector to pigtail, shielded, twisted pair, 10ft cable length. For use with Same Sky AMT102 encoders. | Stock | 30.5
CUI-3131-20FT | Same Sky encoder cable, 5-pin connector to pigtail, shielded, twisted pair, 20ft cable length. For use with Same Sky AMT102 encoders. | Stock | 50
NF-55D | JTEKT servo mount flange kit, metal. For use with JTEKT TRD-N/NA series encoder (includes NM-9D). Includes (1) aluminum flange, (1) NM-9D clamp and bracket and encoder mounting hardware. | Stock | 22
CUI-435-1FT | Same Sky encoder cable, 5-pin connector to pigtail, 1ft cable length. For use with Same Sky AMT103 encoders. | Stock | 5.5
SHRS-040D | JTEKT flexible mounting bracket, metal. For use with JTEKT TRD-SHR series IP50 hollow shaft encoders. | Stock | 9.5
SHRS-045D | JTEKT flexible mounting bracket, replacement, metal. For use with JTEKT TRD-SHR series IP50 hollow shaft encoders. | Stock | 9.5
SHRS-W40D | JTEKT flexible mounting bracket, replacement, metal. For use with JTEKT TRD-SHR series IP65 hollow shaft encoders. | Stock | 9.5
TRD-SH-BKT | JTEKT flexible mounting bracket, replacement, metal. For use with JTEKT TRD-SH series hollow shaft encoders. | Stock | 7
TRD-NH-BKT | JTEKT flexible mounting bracket, replacement, metal. For use with JTEKT TRD-NH series hollow shaft encoders. | Stock | 7.5
F-2D | JTEKT round mounting flange, 1.86in bolt hole circle, (1.05in height), metal. For use with JTEKT TRDA-2E series encoders. Flange and encoder mounting hardware included. | Stock | 45.5
F-3D | JTEKT round mounting flange, 2.95in bolt hole circle (1.34in height), metal. For use with JTEKT TRDA-2E series encoders. Flange and encoder mounting hardware included. | Stock | 83
F-6D | JTEKT round mounting flange, 1.86in bolt hole circle, (1.34in height), metal. For use with JTEKT TRDA-2E series encoders. Flange and encoder mounting hardware included. | Stock | 63
F-7D | JTEKT round mounting flange, 1in bolt hole circle (0.20in height), metal. For use with JTEKT TRDA-2E series encoders. Flange and encoder mounting hardware included. | Stock | 45.5
AMT-18C-3-120 | Same Sky encoder cable, 18-pin connector to pigtail, shielded, twisted pair, 10ft cable length. For use with Same Sky AMT13 and AMT33 encoders. | Stock | 114
F-8D | JTEKT round mounting flange, 2.95in bolt hole circle, (1.71in height), metal. For use with JTEKT TRDA-2E series encoders. Flange and encoder mounting hardware included. | Stock | 64
CUI-KIT-1 | Same Sky encoder accessory kit, replacement. For use with Same Sky AMT102 encoders. Includes (1) AMT102 base, (1) AMT102 wide base, and (1) AMT10 sleeve kit (9 sleeves sized from 2-8mm). | Stock | 6.5
TRDA-20SND | JTEKT square mounting flange, metal. For use with JTEKT TRDA-20 series encoders. | Stock | 67
CUI-KIT-2 | Same Sky encoder accessory kit, replacement. For use with Same Sky AMT103 encoders. Includes (1) AMT standard base, (1) AMT standard wide base, and (1) AMT10 sleeve kit (9 sleeves sized from 2-8mm). | Stock | 6.5
TRDA-20R1D | JTEKT round mounting flange, 1-1/2in bolt hole circle, metal. For use with JTEKT TRDA-20 series encoders. | Stock | 29.5
TRDA-20R2D | JTEKT round mounting flange, 1-5/8in bolt hole circle, metal. For use with JTEKT TRDA-20 series encoders. | Stock | 44
CUI-KIT-3 | Same Sky encoder accessory kit, replacement. For use with Same Sky AMT11, AMT21 and AMT31 encoders. Includes (1) AMT standard base, (1) AMT standard wide base, and (1) AMT standard sleeve kit (9 sleeves sized from 2-8mm). | Stock | 6.5
TRDA-25SND | JTEKT square mounting flange, metal. For use with JTEKT TRDA-25 series encoders. | Stock | 43
CUI-KIT-4 | Same Sky encoder sleeve kit, replacement. For use with Same Sky AMT13 and AMT33 encoders. Includes (8) sleeves sized from 9-14mm. | Stock | 6.5
STP-MTRA-SCRWKT-1 | SureStep encoder mounting screw kit, for use with all stepper encoders, includes (2) M3 x 15mm, (2) M3 x 8mm, (2) M2.5 x 5mm, (2) M2.5 x 4mm, (3) M2 x 5mm, (2) #4-40 x 1/4in, and (2) #2-56 x 1/4in screws. | Stock | 5.5
TRDA-25RND | JTEKT round mounting flange, 1-7/8in bolt hole circle, metal. For use with JTEKT TRDA-25 series encoders. | Stock | 43
CUI-3131-6FT | Same Sky encoder cable, 5-pin connector to pigtail, shielded, twisted pair, 6ft cable length. For use with Same Sky AMT102 encoders. | Stock | 10.5
CUI-3934-6FT | Same Sky encoder cable, 5-pin connector to pigtail, shielded, twisted pair, 6ft cable length. For use with Same Sky AMT103 encoders. | Stock | 27
CUI-435-10FT | Same Sky encoder cable, 5-pin connector to pigtail, 10ft cable length. For use with Same Sky AMT103 encoders. | Stock | 22.5
CUI-435-20FT | Same Sky encoder cable, 5-pin connector to pigtail, 20ft cable length. For use with Same Sky AMT103 encoders. | Stock | 30.5
AMT-17C-1-036 | Same Sky encoder cable, 17-pin connector to pigtail, shielded, twisted pair, 3ft cable length. For use with Same Sky AMT112 and AMT312 encoders. | Stock | 44
AMT-17C-1-072 | Same Sky encoder cable, 17-pin connector to pigtail, shielded, twisted pair, 6ft cable length. For use with Same Sky AMT112 and AMT312 encoders. | Stock | 88
AMT-17C-1-120 | Same Sky encoder cable, 17-pin connector to pigtail, shielded, twisted pair, 10ft cable length. For use with Same Sky AMT112 and AMT312 encoders. | Stock | 131
AMT-18C-3-036 | Same Sky encoder cable, 18-pin connector to pigtail, shielded, twisted pair, 3ft cable length. For use with Same Sky AMT13 and AMT33 encoders. | Stock | 30
AMT-18C-3-072 | Same Sky encoder cable, 18-pin connector to pigtail, shielded, twisted pair, 6ft cable length. For use with Same Sky AMT13 and AMT33 encoders. | Stock | 72
3mm Tubular Inductive Proximity Sensors
DW-AD-621-03E-961 | Contrinex inductive proximity sensor, tubular, 3mm diameter x 12mm body, 304 stainless steel housing, NPN, N.O., 0.8mm sensing distance, flush, 8000 Hz switching frequency, IP68 IP69K, pigtail. | Stock | 195
DW-AD-623-03E-961 | Contrinex inductive proximity sensor, tubular, 3mm diameter x 12mm body, 304 stainless steel housing, PNP, N.O., 0.8mm sensing distance, flush, 8000 Hz switching frequency, IP68 IP69K, pigtail. | Stock | 195
PY3-AN-1A | AutomationDirect inductive proximity sensor, tubular, 3mm diameter x 22mm body, stainless steel housing, NPN, N.O. output, 0.6mm sensing distance, flush, 5 kHz switching frequency, IP67, pigtail. | Stock | 114
PY3-AP-1A | AutomationDirect inductive proximity sensor, tubular, 3mm diameter x 22mm body, stainless steel housing, PNP, N.O. output, 0.6mm sensing distance, flush, 5 kHz switching frequency, IP67, pigtail. | Stock | 114
DW-AD-621-03-960 | Contrinex inductive proximity sensor, tubular, 3mm diameter x 12mm body, stainless steel housing, NPN, N.O. output, 1mm sensing distance, flush, 8 kHz switching frequency, IP67, pigtail. | Stock | 101
DW-AD-623-03-960 | Contrinex inductive proximity sensor, tubular, 3mm diameter x 12mm body, stainless steel housing, PNP, N.O. output, 1mm sensing distance, flush, 8 kHz switching frequency, IP67, pigtail. | Stock | 101
DW-AD-622-03 | Contrinex inductive proximity sensor, tubular, 3mm diameter x 22mm body, stainless steel housing, NPN, N.C. output, 1mm sensing distance, flush, 3 kHz switching frequency, IP67, pigtail. | Stock | 101
DW-AD-624-03 | Contrinex inductive proximity sensor, tubular, 3mm diameter x 22mm body, stainless steel housing, PNP, N.C. output, 1mm sensing distance, flush, 3 kHz switching frequency, IP67, pigtail. | Stock | 101
PY3-AN-3A | AutomationDirect inductive proximity sensor, tubular, 3mm diameter x 22mm body, stainless steel housing, NPN, N.O. output, 1mm sensing distance, flush, 3 kHz switching frequency, IP67, pigtail. | Stock | 125
PY3-AP-3A | AutomationDirect inductive proximity sensor, tubular, 3mm diameter x 22mm body, stainless steel housing, PNP, N.O. output, 1mm sensing distance, flush, 3 kHz switching frequency, IP67, pigtail. | Stock | 125
4mm Tubular Inductive Proximity Sensors
PY4-AN-1A | AutomationDirect inductive proximity sensor, tubular, 4mm diameter x 22mm body, stainless steel housing, NPN, N.O. output, 0.6mm sensing distance, flush, 5 kHz switching frequency, IP67, pigtail. | Stock | 114
PY4-AP-1A | AutomationDirect inductive proximity sensor, tubular, 4mm diameter x 22mm body, stainless steel housing, PNP, N.O. output, 0.6mm sensing distance, flush, 5 kHz switching frequency, IP67, pigtail. | Stock | 114
AC1-AN-1A | Micro Detectors inductive proximity sensor, tubular, 4mm diameter x 30.2mm body, stainless steel housing, NPN, N.O. output, 0.8mm sensing distance, flush, 7 kHz switching frequency, IP67, pigtail. | Stock | 31
AC1-AP-1A | Micro Detectors inductive proximity sensor, tubular, 4mm diameter x 30.2mm body, stainless steel housing, PNP, N.O. output, 0.8mm sensing distance, flush, 7 kHz switching frequency, IP67, pigtail. | Stock | 31
AC1-AN-1F | Micro Detectors inductive proximity sensor, tubular, 4mm diameter x 38.5mm body, stainless steel housing, NPN, N.O. output, 0.8mm sensing distance, flush, 7 kHz switching frequency, IP67, 3-pin M8 quick-disconnect. | Stock | 32.5
AC1-AP-1F | Micro Detectors inductive proximity sensor, tubular, 4mm diameter x 38.5mm body, stainless steel housing, PNP, N.O. output, 0.8mm sensing distance, flush, 7 kHz switching frequency, IP67, 3-pin M8 quick-disconnect. | Stock | 32.5
AC1-CN-1A | Micro Detectors inductive proximity sensor, tubular, 4mm diameter x 30.2mm body, stainless steel housing, NPN, N.C. output, 0.8mm sensing distance, flush, 7 kHz switching frequency, IP67, pigtail. | Stock | 31
AC1-CP-1A | Micro Detectors inductive proximity sensor, tubular, 4mm diameter x 30.2mm body, stainless steel housing, PNP, N.C. output, 0.8mm sensing distance, flush, 7 kHz switching frequency, IP67, pigtail. | Stock | 31
AC1-CN-1F | Micro Detectors inductive proximity sensor, tubular, 4mm diameter x 38.5mm body, stainless steel housing, NPN, N.C. output, 0.8mm sensing distance, flush, 7 kHz switching frequency, IP67, 3-pin M8 quick-disconnect. | Stock | 32.5
AC1-CP-1F | Micro Detectors inductive proximity sensor, tubular, 4mm diameter x 38.5mm body, stainless steel housing, PNP, N.C. output, 0.8mm sensing distance, flush, 7 kHz switching frequency, IP67, 3-pin M8 quick-disconnect. | Stock | 32.5
DW-AD-621-M4-960 | Contrinex inductive proximity sensor, tubular, 4mm diameter x 12mm body, stainless steel housing, NPN, N.O. output, 1mm sensing distance, flush, 8 kHz switching frequency, IP67, pigtail. | Stock | 101
DW-AD-623-M4-960 | Contrinex inductive proximity sensor, tubular, 4mm diameter x 12mm body, stainless steel housing, PNP, N.O. output, 1mm sensing distance, flush, 8 kHz switching frequency, IP67, pigtail. | Stock | 101
DW-AD-622-M4 | Contrinex inductive proximity sensor, tubular, 4mm diameter x 22mm body, stainless steel housing, NPN, N.C. output, 1mm sensing distance, flush, 3 kHz switching frequency, IP67, pigtail. | Stock | 101
DW-AD-624-M4 | Contrinex inductive proximity sensor, tubular, 4mm diameter x 22mm body, stainless steel housing, PNP, N.C. output, 1mm sensing distance, flush, 3 kHz switching frequency, IP67, pigtail. | Stock | 101
PY4-AN-3A | AutomationDirect inductive proximity sensor, tubular, 4mm diameter x 22mm body, stainless steel housing, NPN, N.O. output, 1mm sensing distance, flush, 3 kHz switching frequency, IP67, pigtail. | Stock | 125
PY4-AP-3A | AutomationDirect inductive proximity sensor, tubular, 4mm diameter x 22mm body, stainless steel housing, PNP, N.O. output, 1mm sensing distance, flush, 3 kHz switching frequency, IP67, pigtail. | Stock | 125
AC1-AN-3A | Micro Detectors inductive proximity sensor, tubular, 4mm diameter x 30.2mm body, stainless steel housing, NPN, N.O. output, 1.5mm sensing distance, flush, 7 kHz switching frequency, IP67, pigtail. | Stock | 35.5
AC1-AP-3A | Micro Detectors inductive proximity sensor, tubular, 4mm diameter x 30.2mm body, stainless steel housing, PNP, N.O. output, 1.5mm sensing distance, flush, 7 kHz switching frequency, IP67, pigtail. | Stock | 35.5
AC1-AN-3F | Micro Detectors inductive proximity sensor, tubular, 4mm diameter x 38.5mm body, stainless steel housing, NPN, N.O. output, 1.5mm sensing distance, flush, 7 kHz switching frequency, IP67, 3-pin M8 quick-disconnect. | Stock | 36.5
AC1-AP-3F | Micro Detectors inductive proximity sensor, tubular, 4mm diameter x 38.5mm body, stainless steel housing, PNP, N.O. output, 1.5mm sensing distance, flush, 7 kHz switching frequency, IP67, 3-pin M8 quick-disconnect. | Stock | 36.5
AC1-CN-3A | Micro Detectors inductive proximity sensor, tubular, 4mm diameter x 30.2mm body, stainless steel housing, NPN, N.C. output, 1.5mm sensing distance, flush, 7 kHz switching frequency, IP67, pigtail. | Stock | 35.5
AC1-CP-3A | Micro Detectors inductive proximity sensor, tubular, 4mm diameter x 30.2mm body, stainless steel housing, PNP, N.C. output, 1.5mm sensing distance, flush, 7 kHz switching frequency, IP67, pigtail. | Stock | 35.5
AC1-CN-3F | Micro Detectors inductive proximity sensor, tubular, 4mm diameter x 38.5mm body, stainless steel housing, NPN, N.C. output, 1.5mm sensing distance, flush, 7 kHz switching frequency, IP67, 3-pin M8 quick-disconnect. | Stock | 36.5
AC1-CP-3F | Micro Detectors inductive proximity sensor, tubular, 4mm diameter x 38.5mm body, stainless steel housing, PNP, N.C. output, 1.5mm sensing distance, flush, 7 kHz switching frequency, IP67, 3-pin M8 quick-disconnect. | Stock | 36.5
DW-AD-501-04 | Contrinex inductive proximity sensor, tubular, 4mm diameter x 25mm body, nickel silver housing, NPN, N.O. output, 2.5mm sensing distance, semi-flush, 800 Hz switching frequency, IP67, pigtail. | Stock | 128
DW-AD-503-04 | Contrinex inductive proximity sensor, tubular, 4mm diameter x 25mm body, nickel silver housing, PNP, N.O. output, 2.5mm sensing distance, semi-flush, 800 Hz switching frequency, IP67, pigtail. | Stock | 128
DW-AS-501-04 | Contrinex inductive proximity sensor, tubular, 4mm diameter x 38mm body, nickel silver housing, NPN, N.O. output, 2.5mm sensing distance, semi-flush, 800 Hz switching frequency, IP67, 3-pin M8 quick-disconnect. | Stock | 128
DW-AS-503-04 | Contrinex inductive proximity sensor, tubular, 4mm diameter x 38mm body, nickel silver housing, PNP, N.O. output, 2.5mm sensing distance, semi-flush, 800 Hz switching frequency, IP67, 3-pin M8 quick-disconnect. | Stock | 128
DW-AD-504-04 | Contrinex inductive proximity sensor, tubular, 4mm diameter x 25mm body, nickel silver housing, PNP, N.C. output, 2.5mm sensing distance, semi-flush, 800 Hz switching frequency, IP67, pigtail. | Stock | 128
DW-AD-711-04 | Contrinex inductive proximity sensor, tubular, 4mm diameter x 30mm body, stainless steel housing, NPN, N.O. output, 3mm sensing distance, non-flush, 1.2 kHz switching frequency, IP67, pigtail. | Stock | 142
DW-AD-713-04 | Contrinex inductive proximity sensor, tubular, 4mm diameter x 30mm body, stainless steel housing, PNP, N.O. output, 3mm sensing distance, non-flush, 1.2 kHz switching frequency, IP67, pigtail. | Stock | 142
DW-AV-711-04-276 | Contrinex inductive proximity sensor, tubular, 4mm diameter x 30mm body, stainless steel housing, NPN, N.O. output, 3mm sensing distance, non-flush, 1.2 kHz switching frequency, IP67, 3-pin M8 quick-disconnect. | Stock | 142
DW-AV-713-04-276 | Contrinex inductive proximity sensor, tubular, 4mm diameter x 30mm body, stainless steel housing, PNP, N.O. output, 3mm sensing distance, non-flush, 1.2 kHz switching frequency, IP67, 3-pin M8 quick-disconnect. | Stock | 142
5mm Tubular Inductive Proximity Sensors
PD1-AN-1A | AutomationDirect inductive proximity sensor, tubular, 5mm diameter x 25mm body, stainless steel housing, NPN, N.O. output, 0.8mm sensing distance, flush, 5 kHz switching frequency, IP67, pigtail. | Stock | 64
PD1-AN-1F | AutomationDirect inductive proximity sensor, tubular, 5mm diameter x 38mm body, stainless steel housing, NPN, N.O. output, 0.8mm sensing distance, flush, 5 kHz switching frequency, IP67, 3-pin M8 quick-disconnect. | Stock | 64
PD1-AP-1A | AutomationDirect inductive proximity sensor, tubular, 5mm diameter x 25mm body, stainless steel housing, PNP, N.O. output, 0.8mm sensing distance, flush, 5 kHz switching frequency, IP67, pigtail. | Stock | 64
PD1-AP-1F | AutomationDirect inductive proximity sensor, tubular, 5mm diameter x 38mm body, stainless steel housing, PNP, N.O. output, 0.8mm sensing distance, flush, 5 kHz switching frequency, IP67, 3-pin M8 quick-disconnect. | Stock | 64
PD1-AN-3A | AutomationDirect inductive proximity sensor, tubular, 5mm diameter x 25mm body, stainless steel housing, NPN, N.O. output, 1.5mm sensing distance, flush, 3 kHz switching frequency, IP67, pigtail. | Stock | 76
PD1-AN-3F | AutomationDirect inductive proximity sensor, tubular, 5mm diameter x 38mm body, stainless steel housing, NPN, N.O. output, 1.5mm sensing distance, flush, 3 kHz switching frequency, IP67, 3-pin M8 quick-disconnect. | Stock | 76
PD1-AP-3A | AutomationDirect inductive proximity sensor, tubular, 5mm diameter x 25mm body, stainless steel housing, PNP, N.O. output, 1.5mm sensing distance, flush, 3 kHz switching frequency, IP67, pigtail. | Stock | 76
PD1-AP-3F | AutomationDirect inductive proximity sensor, tubular, 5mm diameter x 38mm body, stainless steel housing, PNP, N.O. output, 1.5mm sensing distance, flush, 3 kHz switching frequency, IP67, 3-pin M8 quick-disconnect. | Stock | 76
DW-AD-501-M5 | Contrinex inductive proximity sensor, tubular, 5mm diameter x 25mm body, nickel silver housing, NPN, N.O. output, 2.5mm sensing distance, semi-flush, 800 Hz switching frequency, IP67, pigtail. | Stock | 118
DW-AD-503-M5 | Contrinex inductive proximity sensor, tubular, 5mm diameter x 25mm body, nickel silver housing, PNP, N.O. output, 2.5mm sensing distance, semi-flush, 800 Hz switching frequency, IP67, pigtail. | Stock | 118
DW-AS-501-M5 | Contrinex inductive proximity sensor, tubular, 5mm diameter x 38mm body, nickel silver housing, NPN, N.O. output, 2.5mm sensing distance, semi-flush, 800 Hz switching frequency, IP67, 3-pin M8 quick-disconnect. | Stock | 118
DW-AS-503-M5 | Contrinex inductive proximity sensor, tubular, 5mm diameter x 38mm body, nickel silver housing, PNP, N.O. output, 2.5mm sensing distance, semi-flush, 800 Hz switching frequency, IP67, 3-pin M8 quick-disconnect. | Stock | 118
DW-AD-502-M5 | Contrinex inductive proximity sensor, tubular, 5mm diameter x 25mm body, nickel silver housing, NPN, N.C. output, 2.5mm sensing distance, semi-flush, 800 Hz switching frequency, IP67, pigtail. | Stock | 118
DW-AD-504-M5 | Contrinex inductive proximity sensor, tubular, 5mm diameter x 25mm body, nickel silver housing, PNP, N.C. output, 2.5mm sensing distance, semi-flush, 800 Hz switching frequency, IP67, pigtail. | Stock | 118
DW-AS-502-M5 | Contrinex inductive proximity sensor, tubular, 5mm diameter x 38mm body, nickel silver housing, NPN, N.C. output, 2.5mm sensing distance, semi-flush, 800 Hz switching frequency, IP67, 3-pin M8 quick-disconnect. | Stock | 118
DW-AS-504-M5 | Contrinex inductive proximity sensor, tubular, 5mm diameter x 38mm body, nickel silver housing, PNP, N.C. output, 2.5mm sensing distance, semi-flush, 800 Hz switching frequency, IP67, 3-pin M8 quick-disconnect. | Stock | 118
DW-AD-711-M5 | Contrinex inductive proximity sensor, tubular, 5mm diameter x 30mm body, stainless steel housing, NPN, N.O. output, 3mm sensing distance, non-flush, 1.2 kHz switching frequency, IP67, pigtail. | Stock | 142
DW-AD-713-M5 | Contrinex inductive proximity sensor, tubular, 5mm diameter x 30mm body, stainless steel housing, PNP, N.O. output, 3mm sensing distance, non-flush, 1.2 kHz switching frequency, IP67, pigtail. | Stock | 142
DW-AV-711-M5-276 | Contrinex inductive proximity sensor, tubular, 5mm diameter x 30mm body, stainless steel housing, NPN, N.O. output, 3mm sensing distance, non-flush, 1.2 kHz switching frequency, IP67, 3-pin M8 quick-disconnect. | Stock | 142
DW-AV-713-M5-276 | Contrinex inductive proximity sensor, tubular, 5mm diameter x 30mm body, stainless steel housing, PNP, N.O. output, 3mm sensing distance, non-flush, 1.2 kHz switching frequency, IP67, 3-pin M8 quick-disconnect. | Stock | 142
6.5mm Tubular Inductive Proximity Sensors
AHS-CP-3A | Micro Detectors inductive proximity sensor, tubular, 6.5mm diameter x 20.3mm body, stainless steel housing, PNP, N.C. output, 2mm sensing distance, flush, 7 kHz switching frequency, IP67, pigtail. | Stock | 34
AHS-CP-3F | Micro Detectors inductive proximity sensor, tubular, 6.5mm diameter x 29.4mm body, stainless steel housing, PNP, N.C. output, 2mm sensing distance, flush, 7 kHz switching frequency, IP67, 3-pin M8 quick-disconnect. | Stock | 35.5
AHS-AN-1A | Micro Detectors inductive proximity sensor, tubular, 6.5mm diameter x 20.3mm body, stainless steel housing, NPN, N.O. output, 1.5mm sensing distance, flush, 7 kHz switching frequency, IP67, pigtail. | Stock | 29.5
AHS-AP-1A | Micro Detectors inductive proximity sensor, tubular, 6.5mm diameter x 20.3mm body, stainless steel housing, PNP, N.O. output, 1.5mm sensing distance, flush, 7 kHz switching frequency, IP67, pigtail. | Stock | 29.5
AHS-AN-1F | Micro Detectors inductive proximity sensor, tubular, 6.5mm diameter x 29.4mm body, stainless steel housing, NPN, N.O. output, 1.5mm sensing distance, flush, 7 kHz switching frequency, IP67, 3-pin M8 quick-disconnect. | Stock | 31
AHS-AP-1F | Micro Detectors inductive proximity sensor, tubular, 6.5mm diameter x 29.4mm body, stainless steel housing, PNP, N.O. output, 1.5mm sensing distance, flush, 7 kHz switching frequency, IP67, 3-pin M8 quick-disconnect. | Stock | 31
AHS-AN-3A | Micro Detectors inductive proximity sensor, tubular, 6.5mm diameter x 20.3mm body, stainless steel housing, NPN, N.O. output, 2mm sensing distance, flush, 7 kHz switching frequency, IP67, pigtail. | Stock | 34
AHS-AP-3A | Micro Detectors inductive proximity sensor, tubular, 6.5mm diameter x 20.3mm body, stainless steel housing, PNP, N.O. output, 2mm sensing distance, flush, 7 kHz switching frequency, IP67, pigtail. | Stock | 34
AHS-AN-3F | Micro Detectors inductive proximity sensor, tubular, 6.5mm diameter x 29.4mm body, stainless steel housing, NPN, N.O. output, 2mm sensing distance, flush, 7 kHz switching frequency, IP67, 3-pin M8 quick-disconnect. | Stock | 35.5
AHS-AP-3F | Micro Detectors inductive proximity sensor, tubular, 6.5mm diameter x 29.4mm body, stainless steel housing, PNP, N.O. output, 2mm sensing distance, flush, 7 kHz switching frequency, IP67, 3-pin M8 quick-disconnect. | Stock | 35.5
AHS-CP-1A | Micro Detectors inductive proximity sensor, tubular, 6.5mm diameter x 20.3mm body, stainless steel housing, PNP, N.C. output, 1.5mm sensing distance, flush, 7 kHz switching frequency, IP67, pigtail. | Stock | 29.5
AHS-CP-1F | Micro Detectors inductive proximity sensor, tubular, 6.5mm diameter x 29.4mm body, stainless steel housing, PNP, N.C. output, 1.5mm sensing distance, flush, 7 kHz switching frequency, IP67, 3-pin M8 quick-disconnect. | Stock | 31
8mm Tubular Inductive Proximity Sensors
IDWE-M8MP-NMS-A0 | Contrinex inductive proximity sensor, tubular, 8mm diameter x 66mm body, chrome-plated nickel silver housing, PNP, N.O. output, 4mm sensing distance, flush, 125 Hz switching frequency, IP67, 4-pin M12 quick-disconnect. | Stock | 149
PAE-AP-1A | AchieVe inductive proximity sensor, tubular, 8mm diameter x 22mm body, 304 stainless steel housing, PNP, N.O. output, 1.5mm sensing distance, flush, 5 kHz switching frequency, IP67, pigtail. | Stock | 15.5
PAE-AP-1F | AchieVe inductive proximity sensor, tubular, 8mm diameter x 45mm body, 304 stainless steel housing, PNP, N.O. output, 1.5mm sensing distance, flush, 5 kHz switching frequency, IP67, 3-pin M8 quick-disconnect. | Stock | 15.5
PAE-AN-1F | AchieVe inductive proximity sensor, tubular, 8mm diameter x 45mm body, 304 stainless steel housing, NPN, N.O. output, 1.5mm sensing distance, flush, 5 kHz switching frequency, IP67, 3-pin M8 quick-disconnect. | Stock | 15.5
PAE-AP-2A | AchieVe inductive proximity sensor, tubular, 8mm diameter x 22mm body, 304 stainless steel housing, PNP, N.O. output, 2.5mm sensing distance, non-flush, 4.5 kHz switching frequency, IP67, pigtail. | Stock | 15.5
PAE-AP-2F | AchieVe inductive proximity sensor, tubular, 8mm diameter x 45mm body, 304 stainless steel housing, PNP, N.O. output, 2.5mm sensing distance, non-flush, 4.5 kHz switching frequency, IP67, 3-pin M8 quick-disconnect. | Stock | 15.5
PAE-AN-2F | AchieVe inductive proximity sensor, tubular, 8mm diameter x 45mm body, 304 stainless steel housing, NPN, N.O. output, 2.5mm sensing distance, non-flush, 4.5 kHz switching frequency, IP67, 3-pin M8 quick-disconnect. | Stock | 15.5
PBE6-AN-1A | ProSense inductive proximity sensor, tubular, 8mm diameter x 40.4mm body, nickel-plated brass housing, NPN, N.O. output, 1.5mm sensing distance, flush, 1000 Hz switching frequency, IP67, pigtail. | Stock | 15
PBE6-AN-1F | ProSense inductive proximity sensor, tubular, 8mm diameter x 49.9mm body, nickel-plated brass housing, NPN, N.O. output, 1.5mm sensing distance, flush, 1000 Hz switching frequency, IP67, 3-pin M8 quick-disconnect. | Stock | 16.5
PBE6-AP-1A | ProSense inductive proximity sensor, tubular, 8mm diameter x 40.4mm body, nickel-plated brass housing, PNP, N.O. output, 1.5mm sensing distance, flush, 1000 Hz switching frequency, IP67, pigtail. | Stock | 15
PBE6-AP-1F | ProSense inductive proximity sensor, tubular, 8mm diameter x 49.9mm body, nickel-plated brass housing, PNP, N.O. output, 1.5mm sensing distance, flush, 1000 Hz switching frequency, IP67, 3-pin M8 quick-disconnect. | Stock | 16.5
PBE6-CP-1A | ProSense inductive proximity sensor, tubular, 8mm diameter x 40.4mm body, nickel-plated brass housing, PNP, N.C. output, 1.5mm sensing distance, flush, 1000 Hz switching frequency, IP67, pigtail. | Stock | 15
PBE6-CP-1F | ProSense inductive proximity sensor, tubular, 8mm diameter x 49.9mm body, nickel-plated brass housing, PNP, N.C. output, 1.5mm sensing distance, flush, 1000 Hz switching frequency, IP67, 3-pin M8 quick-disconnect. | Stock | 16.5
PBE6-AN-2A | ProSense inductive proximity sensor, tubular, 8mm diameter x 44.4mm body, nickel-plated brass housing, NPN, N.O. output, 2mm sensing distance, non-flush, 1000 Hz switching frequency, IP67, pigtail. | Stock | 15
PBE6-AN-2F | ProSense inductive proximity sensor, tubular, 8mm diameter x 53.9mm body, nickel-plated brass housing, NPN, N.O. output, 2mm sensing distance, non-flush, 1000 Hz switching frequency, IP67, 3-pin M8 quick-disconnect. | Stock | 16.5
PBE6-AP-2A | ProSense inductive proximity sensor, tubular, 8mm diameter x 44.4mm body, nickel-plated brass housing, PNP, N.O. output, 2mm sensing distance, non-flush, 1000 Hz switching frequency, IP67, pigtail. | Stock | 15
PBE6-AP-2F | ProSense inductive proximity sensor, tubular, 8mm diameter x 53.9mm body, nickel-plated brass housing, PNP, N.O. output, 2mm sensing distance, non-flush, 1000 Hz switching frequency, IP67, 3-pin M8 quick-disconnect. | Stock | 16.5
PBE6-CP-2A | ProSense inductive proximity sensor, tubular, 8mm diameter x 44.4mm body, nickel-plated brass housing, PNP, N.C. output, 2mm sensing distance, non-flush, 1000 Hz switching frequency, IP67, pigtail. | Stock | 15
PBE6-CP-2F | ProSense inductive proximity sensor, tubular, 8mm diameter x 53.9mm body, nickel-plated brass housing, PNP, N.C. output, 2mm sensing distance, non-flush, 1000 Hz switching frequency, IP67, 3-pin M8 quick-disconnect. | Stock | 16.5
DW-AD-601-M8-121 | Contrinex inductive proximity sensor, tubular, 8mm diameter x 22mm body, 304 stainless steel housing, NPN, N.O. output, 1.5mm sensing distance, flush, 5 kHz switching frequency, IP67, pigtail. | Stock | 20
DW-AS-601-M8-001 | Contrinex inductive proximity sensor, tubular, 8mm diameter x 45mm body, 304 stainless steel housing, NPN, N.O. output, 1.5mm sensing distance, flush, 5 kHz switching frequency, IP67, 3-pin M8 quick-disconnect. | Stock | 19.5
DW-AD-603-M8-121 | Contrinex inductive proximity sensor, tubular, 8mm diameter x 22mm body, 304 stainless steel housing, PNP, N.O. output, 1.5mm sensing distance, flush, 5 kHz switching frequency, IP67, pigtail. | Stock | 20
DW-AS-603-M8-001 | Contrinex inductive proximity sensor, tubular, 8mm diameter x 45mm body, 304 stainless steel housing, PNP, N.O. output, 1.5mm sensing distance, flush, 5 kHz switching frequency, IP67, 3-pin M8 quick-disconnect. | Stock | 19.5
DW-AS-604-M8-001 | Contrinex inductive proximity sensor, tubular, 8mm diameter x 45mm body, 304 stainless steel housing, PNP, N.C. output, 1.5mm sensing distance, flush, 5 kHz switching frequency, IP67, 3-pin M8 quick-disconnect. | Stock | 19.5
DW-AD-611-M8-121 | Contrinex inductive proximity sensor, tubular, 8mm diameter x 22mm body, 304 stainless steel housing, NPN, N.O. output, 2.5mm sensing distance, non-flush, 4.5 kHz switching frequency, IP67, pigtail. | Stock | 20
DW-AS-611-M8-001 | Contrinex inductive proximity sensor, tubular, 8mm diameter x 45mm body, 304 stainless steel housing, NPN, N.O. output, 2.5mm sensing distance, non-flush, 4.5 kHz switching frequency, IP67, 3-pin M8 quick-disconnect. | Stock | 19.5
DW-AD-613-M8-121 | Contrinex inductive proximity sensor, tubular, 8mm diameter x 22mm body, 304 stainless steel housing, PNP, N.O. output, 2.5mm sensing distance, non-flush, 4.5 kHz switching frequency, IP67, pigtail. | Stock | 20
DW-AS-613-M8-001 | Contrinex inductive proximity sensor, tubular, 8mm diameter x 45mm body, 304 stainless steel housing, PNP, N.O. output, 2.5mm sensing distance, non-flush, 4.5 kHz switching frequency, IP67, 3-pin M8 quick-disconnect. | Stock | 19.5
DW-AS-614-M8-001 | Contrinex inductive proximity sensor, tubular, 8mm diameter x 45mm body, 304 stainless steel housing, PNP, N.C. output, 2.5mm sensing distance, non-flush, 4.5 kHz switching frequency, IP67, 3-pin M8 quick-disconnect. | Stock | 19.5
AES-AN-1A | Micro Detectors inductive proximity sensor, tubular, 8mm diameter x 20.3mm body, stainless steel housing, NPN, N.O. output, 1.5mm sensing distance, flush, 7 kHz switching frequency, IP67, pigtail. | Stock | 22.5
AES-AN-1F | Micro Detectors inductive proximity sensor, tubular, 8mm diameter x 29.4mm body, stainless steel housing, NPN, N.O. output, 1.5mm sensing distance, flush, 7 kHz switching frequency, IP67, 3-pin M8 quick-disconnect. | Stock | 25
AES-CN-1A | Micro Detectors inductive proximity sensor, tubular, 8mm diameter x 20.3mm body, stainless steel housing, NPN, N.C. output, 1.5mm sensing distance, flush, 7 kHz switching frequency, IP67, pigtail. | Stock | 22.5
AES-CN-1F | Micro Detectors inductive proximity sensor, tubular, 8mm diameter x 29.4mm body, stainless steel housing, NPN, N.C. output, 1.5mm sensing distance, flush, 7 kHz switching frequency, IP67, 3-pin M8 quick-disconnect. | Stock | 25
AES-AP-1A | Micro Detectors inductive proximity sensor, tubular, 8mm diameter x 20.3mm body, stainless steel housing, PNP, N.O. output, 1.5mm sensing distance, flush, 7 kHz switching frequency, IP67, pigtail. | Stock | 22.5
AES-AP-1F | Micro Detectors inductive proximity sensor, tubular, 8mm diameter x 29.4mm body, stainless steel housing, PNP, N.O. output, 1.5mm sensing distance, flush, 7 kHz switching frequency, IP67, 3-pin M8 quick-disconnect. | Stock | 25
AES-CP-1A | Micro Detectors inductive proximity sensor, tubular, 8mm diameter x 20.3mm body, stainless steel housing, PNP, N.C. output, 1.5mm sensing distance, flush, 7 kHz switching frequency, IP67, pigtail. | Stock | 22.5
AES-CP-1F | Micro Detectors inductive proximity sensor, tubular, 8mm diameter x 29.4mm body, stainless steel housing, PNP, N.C. output, 1.5mm sensing distance, flush, 7 kHz switching frequency, IP67, 3-pin M8 quick-disconnect. | Stock | 25
AE1-AN-1A | Micro Detectors inductive proximity sensor, tubular, 8mm diameter x 45mm body, nickel-plated brass housing, NPN, N.O. output, 1.5mm sensing distance, flush, 3 kHz switching frequency, IP67, pigtail. | Stock | 22
AE1-AN-1F | Micro Detectors inductive proximity sensor, tubular, 8mm diameter x 50mm body, nickel-plated brass housing, NPN, N.O. output, 1.5mm sensing distance, flush, 3 kHz switching frequency, IP67, 3-pin M8 quick-disconnect. | Stock | 22
AE1-AN-1H | Micro Detectors inductive proximity sensor, tubular, 8mm diameter x 60mm body, nickel-plated brass housing, NPN, N.O. output, 1.5mm sensing distance, flush, 3 kHz switching frequency, IP67, 4-pin M12 quick-disconnect. | Stock | 22
AE1-AP-1A | Micro Detectors inductive proximity sensor, tubular, 8mm diameter x 45mm body, nickel-plated brass housing, PNP, N.O. output, 1.5mm sensing distance, flush, 3 kHz switching frequency, IP67, pigtail. | Stock | 22
AE1-AP-1F | Micro Detectors inductive proximity sensor, tubular, 8mm diameter x 50mm body, nickel-plated brass housing, PNP, N.O. output, 1.5mm sensing distance, flush, 3 kHz switching frequency, IP67, 3-pin M8 quick-disconnect. | Stock | 22
AE1-AP-1H | Micro Detectors inductive proximity sensor, tubular, 8mm diameter x 60mm body, nickel-plated brass housing, PNP, N.O. output, 1.5mm sensing distance, flush, 3 kHz switching frequency, IP67, 4-pin M12 quick-disconnect. | Stock | 22
AE1-AN-2A | Micro Detectors inductive proximity sensor, tubular, 8mm diameter x 45mm body, nickel-plated brass housing, NPN, N.O. output, 2.5mm sensing distance, non-flush, 2.5 kHz switching frequency, IP67, pigtail. | Stock | 22
AE1-AN-2F | Micro Detectors inductive proximity sensor, tubular, 8mm diameter x 50mm body, nickel-plated brass housing, NPN, N.O. output, 2.5mm sensing distance, non-flush, 2.5 kHz switching frequency, IP67, 3-pin M8 quick-disconnect. | Stock | 22
AE1-AN-2H | Micro Detectors inductive proximity sensor, tubular, 8mm diameter x 60mm body, nickel-plated brass housing, NPN, N.O. output, 2.5mm sensing distance, non-flush, 2.5 kHz switching frequency, IP67, 4-pin M12 quick-disconnect. | Stock | 22
AE1-AP-2A | Micro Detectors inductive proximity sensor, tubular, 8mm diameter x 45mm body, nickel-plated brass housing, PNP, N.O. output, 2.5mm sensing distance, non-flush, 2.5 kHz switching frequency, IP67, pigtail. | Stock | 29.5
AE1-AP-2F | Micro Detectors inductive proximity sensor, tubular, 8mm diameter x 50mm body, nickel-plated brass housing, PNP, N.O. output, 2.5mm sensing distance, non-flush, 2.5 kHz switching frequency, IP67, 3-pin M8 quick-disconnect. | Stock | 22
AE1-AP-2H | Micro Detectors inductive proximity sensor, tubular, 8mm diameter x 60mm body, nickel-plated brass housing, PNP, N.O. output, 2.5mm sensing distance, non-flush, 2.5 kHz switching frequency, IP67, 4-pin M12 quick-disconnect. | Stock | 29.5
DW-AD-621-M8 | Contrinex inductive proximity sensor, tubular, 8mm diameter x 35mm body, 304 stainless steel housing, NPN, N.O. output, 2mm sensing distance, flush, 5 kHz switching frequency, IP67, pigtail. | Stock | 24.5
DW-AS-621-M8-001 | Contrinex inductive proximity sensor, tubular, 8mm diameter x 45mm body, 304 stainless steel housing, NPN, N.O. output, 2mm sensing distance, flush, 5 kHz switching frequency, IP67, 3-pin M8 quick-disconnect. | Stock | 23.5
DW-AD-623-M8 | Contrinex inductive proximity sensor, tubular, 8mm diameter x 35mm body, 304 stainless steel housing, PNP, N.O. output, 2mm sensing distance, flush, 5 kHz switching frequency, IP67, pigtail. | Stock | 24.5
DW-AS-623-M8-001 | Contrinex inductive proximity sensor, tubular, 8mm diameter x 45mm body, 304 stainless steel housing, PNP, N.O. output, 2mm sensing distance, flush, 5 kHz switching frequency, IP67, 3-pin M8 quick-disconnect. | Stock | 23.5
DW-AS-624-M8-001 | Contrinex inductive proximity sensor, tubular, 8mm diameter x 45mm body, 304 stainless steel housing, PNP, N.C. output, 2mm sensing distance, flush, 5 kHz switching frequency, IP67, 3-pin M8 quick-disconnect. | Stock | 23.5
DW-AD-631-M8 | Contrinex inductive proximity sensor, tubular, 8mm diameter x 35mm body, 304 stainless steel housing, NPN, N.O. output, 4mm sensing distance, non-flush, 3.5 kHz switching frequency, IP67, pigtail. | Stock | 24.5
DW-AS-631-M8-001 | Contrinex inductive proximity sensor, tubular, 8mm diameter x 45mm body, 304 stainless steel housing, NPN, N.O. output, 4mm sensing distance, non-flush, 3.5 kHz switching frequency, IP67, 3-pin M8 quick-disconnect. | Stock | 23.5
DW-AD-633-M8 | Contrinex inductive proximity sensor, tubular, 8mm diameter x 35mm body, 304 stainless steel housing, PNP, N.O. output, 4mm sensing distance, non-flush, 3.5 kHz switching frequency, IP67, pigtail. | Stock | 24.5
DW-AS-633-M8-001 | Contrinex inductive proximity sensor, tubular, 8mm diameter x 45mm body, 304 stainless steel housing, PNP, N.O. output, 4mm sensing distance, non-flush, 3.5 kHz switching frequency, IP67, 3-pin M8 quick-disconnect. | Stock | 23.5
DW-AS-634-M8-001 | Contrinex inductive proximity sensor, tubular, 8mm diameter x 45mm body, 304 stainless steel housing, PNP, N.C. output, 4mm sensing distance, non-flush, 3.5 kHz switching frequency, IP67, 3-pin M8 quick-disconnect. | Stock | 23.5
AES-AN-3A | Micro Detectors inductive proximity sensor, tubular, 8mm diameter x 20.3mm body, stainless steel housing, NPN, N.O. output, 2mm sensing distance, flush, 7 kHz switching frequency, IP67, pigtail. | Stock | 28.5
AES-AN-3F | Micro Detectors inductive proximity sensor, tubular, 8mm diameter x 29.4mm body, stainless steel housing, NPN, N.O. output, 2mm sensing distance, flush, 7 kHz switching frequency, IP67, 3-pin M8 quick-disconnect. | Stock | 29.5
AES-CN-3A | Micro Detectors inductive proximity sensor, tubular, 8mm diameter x 20.3mm body, stainless steel housing, NPN, N.C. output, 2mm sensing distance, flush, 7 kHz switching frequency, IP67, pigtail. | Stock | 28.5
AES-CN-3F | Micro Detectors inductive proximity sensor, tubular, 8mm diameter x 29.4mm body, stainless steel housing, NPN, N.C. output, 2mm sensing distance, flush, 7 kHz switching frequency, IP67, 3-pin M8 quick-disconnect. | Stock | 29.5
AES-AP-3A | Micro Detectors inductive proximity sensor, tubular, 8mm diameter x 20.3mm body, stainless steel housing, PNP, N.O. output, 2mm sensing distance, flush, 7 kHz switching frequency, IP67, pigtail. | Stock | 28.5
AES-AP-3F | Micro Detectors inductive proximity sensor, tubular, 8mm diameter x 29.4mm body, stainless steel housing, PNP, N.O. output, 2mm sensing distance, flush, 7 kHz switching frequency, IP67, 3-pin M8 quick-disconnect. | Stock | 29.5
AES-CP-3A | Micro Detectors inductive proximity sensor, tubular, 8mm diameter x 20.3mm body, stainless steel housing, PNP, N.C. output, 2mm sensing distance, flush, 7 kHz switching frequency, IP67, pigtail. | Stock | 28.5
AES-CP-3F | Micro Detectors inductive proximity sensor, tubular, 8mm diameter x 29.4mm body, stainless steel housing, PNP, N.C. output, 2mm sensing distance, flush, 7 kHz switching frequency, IP67, 3-pin M8 quick-disconnect. | Stock | 29.5
AE1-AN-3A | Micro Detectors inductive proximity sensor, tubular, 8mm diameter x 45mm body, nickel-plated brass housing, NPN, N.O. output, 2mm sensing distance, flush, 3 kHz switching frequency, IP67, pigtail. | Stock | 28.5
AE1-AN-3F | Micro Detectors inductive proximity sensor, tubular, 8mm diameter x 50mm body, nickel-plated brass housing, NPN, N.O. output, 2mm sensing distance, flush, 3 kHz switching frequency, IP67, 3-pin M8 quick-disconnect. | Stock | 36
AE1-AP-3A | Micro Detectors inductive proximity sensor, tubular, 8mm diameter x 45mm body, nickel-plated brass housing, PNP, N.O. output, 2mm sensing distance, flush, 3 kHz switching frequency, IP67, pigtail. | Stock | 28.5
AE1-AP-3F | Micro Detectors inductive proximity sensor, tubular, 8mm diameter x 50mm body, nickel-plated brass housing, PNP, N.O. output, 2mm sensing distance, flush, 3 kHz switching frequency, IP67, 3-pin M8 quick-disconnect. | Stock | 28.5
AE1-AN-4A | Micro Detectors inductive proximity sensor, tubular, 8mm diameter x 45mm body, nickel-plated brass housing, NPN, N.O. output, 4mm sensing distance, non-flush, 3 kHz switching frequency, IP67, pigtail. | Stock | 28.5
AE1-AN-4F | Micro Detectors inductive proximity sensor, tubular, 8mm diameter x 50mm body, nickel-plated brass housing, NPN, N.O. output, 4mm sensing distance, non-flush, 3 kHz switching frequency, IP67, 3-pin M8 quick-disconnect. | Stock | 28.5
AE1-AP-4A | Micro Detectors inductive proximity sensor, tubular, 8mm diameter x 45mm body, nickel-plated brass housing, PNP, N.O. output, 4mm sensing distance, non-flush, 3 kHz switching frequency, IP67, pigtail. | Stock | 36
AE1-AP-4F | Micro Detectors inductive proximity sensor, tubular, 8mm diameter x 50mm body, nickel-plated brass housing, PNP, N.O. output, 4mm sensing distance, non-flush, 3 kHz switching frequency, IP67, 3-pin M8 quick-disconnect. | Stock | 28.5
AE6-AN-3A | Micro Detectors inductive proximity sensor, tubular, 8mm diameter x 35.5mm body, nickel-plated brass housing, NPN, N.O. output, 2mm sensing distance, flush, 3 kHz switching frequency, IP67, pigtail. | Stock | 33
AE6-AN-3F | Micro Detectors inductive proximity sensor, tubular, 8mm diameter x 40mm body, nickel-plated brass housing, NPN, N.O. output, 2mm sensing distance, flush, 3 kHz switching frequency, IP67, 3-pin M8 quick-disconnect. | Stock | 44.5
AE6-AP-3A | Micro Detectors inductive proximity sensor, tubular, 8mm diameter x 35.5mm body, nickel-plated brass housing, PNP, N.O. output, 2mm sensing distance, flush, 3 kHz switching frequency, IP67, pigtail. | Stock | 33
AE6-AP-3F | Micro Detectors inductive proximity sensor, tubular, 8mm diameter x 40mm body, nickel-plated brass housing, PNP, N.O. output, 2mm sensing distance, flush, 3 kHz switching frequency, IP67, 3-pin M8 quick-disconnect. | Stock | 33
AE6-AN-4A | Micro Detectors inductive proximity sensor, tubular, 8mm diameter x 35.5mm body, nickel-plated brass housing, NPN, N.O. output, 4mm sensing distance, non-flush, 3 kHz switching frequency, IP67, pigtail. | Stock | 33
AE6-AN-4F | Micro Detectors inductive proximity sensor, tubular, 8mm diameter x 40mm body, nickel-plated brass housing, NPN, N.O. output, 4mm sensing distance, non-flush, 3 kHz switching frequency, IP67, 3-pin M8 quick-disconnect. | Stock | 44.5
AE6-AP-4A | Micro Detectors inductive proximity sensor, tubular, 8mm diameter x 35.5mm body, nickel-plated brass housing, PNP, N.O. output, 4mm sensing distance, non-flush, 3 kHz switching frequency, IP67, pigtail. | Stock | 33
AE6-AP-4F | Micro Detectors inductive proximity sensor, tubular, 8mm diameter x 40mm body, nickel-plated brass housing, PNP, N.O. output, 4mm sensing distance, non-flush, 3 kHz switching frequency, IP67, 3-pin M8 quick-disconnect. | Stock | 33
PNE6-AN-5F | ProSense inductive proximity sensor, tubular, 8mm diameter x 30mm body, stainless steel housing, NPN, N.O. output, 3mm sensing distance, flush, 1.5 kHz switching frequency, IP65 IP66 IP67 IP68 IP69K, 3-pin M8 quick-disconnect. | Stock | 33
PNE6-AP-5F | ProSense inductive proximity sensor, tubular, 8mm diameter x 30mm body, stainless steel housing, PNP, N.O. output, 3mm sensing distance, flush, 1.5 kHz switching frequency, IP65 IP66 IP67 IP68 IP69K, 3-pin M8 quick-disconnect. | Stock | 33
PNE6-CP-5F | ProSense inductive proximity sensor, tubular, 8mm diameter x 30mm body, stainless steel housing, PNP, N.C. output, 3mm sensing distance, flush, 1.5 kHz switching frequency, IP65 IP66 IP67 IP68 IP69K, 3-pin M8 quick-disconnect. | Stock | 33
PNE6-AN-6F | ProSense inductive proximity sensor, tubular, 8mm diameter x 30mm body, stainless steel housing, NPN, N.O. output, 6mm sensing distance, non-flush, 800 Hz switching frequency, IP65 IP66 IP67 IP68 IP69K, 3-pin M8 quick-disconnect. | Stock | 33
PNE6-AP-6F | ProSense inductive proximity sensor, tubular, 8mm diameter x 30mm body, stainless steel housing, PNP, N.O. output, 6mm sensing distance, non-flush, 800 Hz switching frequency, IP65 IP66 IP67 IP68 IP69K, 3-pin M8 quick-disconnect. | Stock | 33
PNE6-CP-6F | ProSense inductive proximity sensor, tubular, 8mm diameter x 30mm body, stainless steel housing, PNP, N.C. output, 6mm sensing distance, non-flush, 800 Hz switching frequency, IP65 IP66 IP67 IP68 IP69K, 3-pin M8 quick-disconnect. | Stock | 33
DW-AD-501-M8 | Contrinex inductive proximity sensor, tubular, 8mm diameter x 45mm body, chrome-plated nickel silver housing, NPN, N.O. output, 3mm sensing distance, semi-flush, 1 kHz switching frequency, IP67, pigtail. | Stock | 76
DW-AS-501-M8-001 | Contrinex inductive proximity sensor, tubular, 8mm diameter x 60mm body, chrome-plated nickel silver housing, NPN, N.O. output, 3mm sensing distance, semi-flush, 1 kHz switching frequency, IP67, 3-pin M8 quick-disconnect. | Stock | 76
DW-AD-503-M8 | Contrinex inductive proximity sensor, tubular, 8mm diameter x 45mm body, chrome-plated nickel silver housing, PNP, N.O. output, 3mm sensing distance, semi-flush, 1 kHz switching frequency, IP67, pigtail. | Stock | 76
DW-AS-503-M8-001 | Contrinex inductive proximity sensor, tubular, 8mm diameter x 60mm body, chrome-plated nickel silver housing, PNP, N.O. output, 3mm sensing distance, semi-flush, 1 kHz switching frequency, IP67, 3-pin M8 quick-disconnect. | Stock | 76
DW-AS-501-M8 | Contrinex inductive proximity sensor, tubular, 8mm diameter x 66mm body, chrome-plated nickel silver housing, NPN, N.O. output, 3mm sensing distance, semi-flush, 1 kHz switching frequency, IP67, 4-pin M12 quick-disconnect. | Stock | 76
DW-AD-502-M8 | Contrinex inductive proximity sensor, tubular, 8mm diameter x 45mm body, chrome-plated nickel silver housing, NPN, N.C. output, 3mm sensing distance, semi-flush, 1 kHz switching frequency, IP67, pigtail. | Stock | 76
DW-AS-502-M8-001 | Contrinex inductive proximity sensor, tubular, 8mm diameter x 60mm body, chrome-plated nickel silver housing, NPN, N.C. output, 3mm sensing distance, semi-flush, 1 kHz switching frequency, IP67, 3-pin M8 quick-disconnect. | Stock | 76
DW-AS-502-M8 | Contrinex inductive proximity sensor, tubular, 8mm diameter x 66mm body, chrome-plated nickel silver housing, NPN, N.C. output, 3mm sensing distance, semi-flush, 1 kHz switching frequency, IP67, 4-pin M12 quick-disconnect. | Stock | 76
DW-AS-503-M8 | Contrinex inductive proximity sensor, tubular, 8mm diameter x 66mm body, chrome-plated nickel silver housing, PNP, N.O. output, 3mm sensing distance, semi-flush, 1 kHz switching frequency, IP67, 4-pin M12 quick-disconnect. | Stock | 76
DW-AD-504-M8 | Contrinex inductive proximity sensor, tubular, 8mm diameter x 45mm body, chrome-plated nickel silver housing, PNP, N.C. output, 3mm sensing distance, semi-flush, 1 kHz switching frequency, IP67, pigtail. | Stock | 76
DW-AS-504-M8-001 | Contrinex inductive proximity sensor, tubular, 8mm diameter x 60mm body, chrome-plated nickel silver housing, PNP, N.C. output, 3mm sensing distance, semi-flush, 1 kHz switching frequency, IP67, 3-pin M8 quick-disconnect. | Stock | 76
DW-AS-504-M8 | Contrinex inductive proximity sensor, tubular, 8mm diameter x 66mm body, chrome-plated nickel silver housing, PNP, N.C. output, 3mm sensing distance, semi-flush, 1 kHz switching frequency, IP67, 4-pin M12 quick-disconnect. | Stock | 76
DW-AD-511-M8 | Contrinex inductive proximity sensor, tubular, 8mm diameter x 45mm body, chrome-plated brass housing, NPN, N.O. output, 6mm sensing distance, non-flush, 500 Hz switching frequency, IP67, pigtail. | Stock | 81
DW-AS-511-M8-001 | Contrinex inductive proximity sensor, tubular, 8mm diameter x 60mm body, chrome-plated brass housing, NPN, N.O. output, 6mm sensing distance, non-flush, 500 Hz switching frequency, IP67, 3-pin M8 quick-disconnect. | Stock | 81
DW-AS-511-M8 | Contrinex inductive proximity sensor, tubular, 8mm diameter x 66mm body, chrome-plated brass housing, NPN, N.O. output, 6mm sensing distance, non-flush, 500 Hz switching frequency, IP67, 4-pin M12 quick-disconnect. | Stock | 81
DW-AS-512-M8-001 | Contrinex inductive proximity sensor, tubular, 8mm diameter x 60mm body, chrome-plated brass housing, NPN, N.C. output, 6mm sensing distance, non-flush, 500 Hz switching frequency, IP67, 3-pin M8 quick-disconnect. | Stock | 81
DW-AS-512-M8 | Contrinex inductive proximity sensor, tubular, 8mm diameter x 66mm body, chrome-plated brass housing, NPN, N.C. output, 6mm sensing distance, non-flush, 500 Hz switching frequency, IP67, 4-pin M12 quick-disconnect. | Stock | 81
DW-AD-513-M8 | Contrinex inductive proximity sensor, tubular, 8mm diameter x 45mm body, chrome-plated brass housing, PNP, N.O. output, 6mm sensing distance, non-flush, 500 Hz switching frequency, IP67, pigtail. | Stock | 81
DW-AS-513-M8-001 | Contrinex inductive proximity sensor, tubular, 8mm diameter x 60mm body, chrome-plated brass housing, PNP, N.O. output, 6mm sensing distance, non-flush, 500 Hz switching frequency, IP67, 3-pin M8 quick-disconnect. | Stock | 81
DW-AS-513-M8 | Contrinex inductive proximity sensor, tubular, 8mm diameter x 66mm body, chrome-plated brass housing, PNP, N.O. output, 6mm sensing distance, non-flush, 500 Hz switching frequency, IP67, 4-pin M12 quick-disconnect. | Stock | 81
DW-AD-514-M8 | Contrinex inductive proximity sensor, tubular, 8mm diameter x 45mm body, chrome-plated brass housing, PNP, N.C. output, 6mm sensing distance, non-flush, 500 Hz switching frequency, IP67, pigtail. | Stock | 81
DW-AS-514-M8-001 | Contrinex inductive proximity sensor, tubular, 8mm diameter x 60mm body, chrome-plated brass housing, PNP, N.C. output, 6mm sensing distance, non-flush, 500 Hz switching frequency, IP67, 3-pin M8 quick-disconnect. | Stock | 81
DW-AS-514-M8 | Contrinex inductive proximity sensor, tubular, 8mm diameter x 66mm body, chrome-plated brass housing, PNP, N.C. output, 6mm sensing distance, non-flush, 500 Hz switching frequency, IP67, 4-pin M12 quick-disconnect. | Stock | 81
KSE-AP-3F | AutomationDirect inductive proximity sensor, tubular, 8mm diameter x 40mm body, 316 stainless steel housing, PNP, N.O. output, 3mm sensing distance, flush, 2 kHz switching frequency, IP65 IP66 IP67 IP68 IP69K, 3-pin M8 quick-disconnect. | Stock | 33.5
KSE-AP-4F | AutomationDirect inductive proximity sensor, tubular, 8mm diameter x 40mm body, 316 stainless steel housing, PNP, N.O. output, 6mm sensing distance, non-flush, 2 kHz switching frequency, IP65 IP66 IP67 IP68 IP69K, 3-pin M8 quick-disconnect. | Stock | 33.5
AE1-AN-5A | AutomationDirect inductive proximity sensor, tubular, 8mm diameter x 45mm body, chrome-plated brass housing, NPN, N.O. output, 3mm sensing distance, semi-flush, 1 kHz switching frequency, IP67, pigtail. | Stock | 90
AE1-AN-5F | AutomationDirect inductive proximity sensor, tubular, 8mm diameter x 60mm body, chrome-plated brass housing, NPN, N.O. output, 3mm sensing distance, semi-flush, 1 kHz switching frequency, IP67, 3-pin M8 quick-disconnect. | Stock | 90
AE1-AP-5A | AutomationDirect inductive proximity sensor, tubular, 8mm diameter x 45mm body, chrome-plated brass housing, PNP, N.O. output, 3mm sensing distance, semi-flush, 1 kHz switching frequency, IP67, pigtail. | Stock | 90
AE1-AP-5F | AutomationDirect inductive proximity sensor, tubular, 8mm diameter x 60mm body, chrome-plated brass housing, PNP, N.O. output, 3mm sensing distance, semi-flush, 1 kHz switching frequency, IP67, 3-pin M8 quick-disconnect. | Stock | 90
DW-AD-521-M8 | Contrinex inductive proximity sensor, tubular, 8mm diameter x 45mm body, chrome-plated nickel silver housing, NPN, N.O. output, 4mm sensing distance, semi-flush, 500 Hz switching frequency, IP67, pigtail. | Stock | 127
DW-AD-523-M8 | Contrinex inductive proximity sensor, tubular, 8mm diameter x 45mm body, chrome-plated nickel silver housing, PNP, N.O. output, 4mm sensing distance, semi-flush, 500 Hz switching frequency, IP67, pigtail. | Stock | 127
DW-AS-521-M8-001 | Contrinex inductive proximity sensor, tubular, 8mm diameter x 60mm body, chrome-plated nickel silver housing, NPN, N.O. output, 4mm sensing distance, semi-flush, 500 Hz switching frequency, IP67, 3-pin M8 quick-disconnect. | Stock | 127
DW-AS-523-M8-001 | Contrinex inductive proximity sensor, tubular, 8mm diameter x 60mm body, chrome-plated nickel silver housing, PNP, N.O. output, 4mm sensing distance, semi-flush, 500 Hz switching frequency, IP67, 3-pin M8 quick-disconnect. | Stock | 127
DW-AS-521-M8 | Contrinex inductive proximity sensor, tubular, 8mm diameter x 66mm body, chrome-plated nickel silver housing, NPN, N.O. output, 4mm sensing distance, semi-flush, 500 Hz switching frequency, IP67, 4-pin M12 quick-disconnect. | Stock | 127
DW-AS-523-M8 | Contrinex inductive proximity sensor, tubular, 8mm diameter x 66mm body, chrome-plated nickel silver housing, PNP, N.O. output, 4mm sensing distance, semi-flush, 500 Hz switching frequency, IP67, 4-pin M12 quick-disconnect. | Stock | 127
DW-AD-524-M8 | Contrinex inductive proximity sensor, tubular, 8mm diameter x 45mm body, chrome-plated nickel silver housing, PNP, N.C. output, 4mm sensing distance, semi-flush, 500 Hz switching frequency, IP67, pigtail. | Stock | 127
DW-AS-522-M8-001 | Contrinex inductive proximity sensor, tubular, 8mm diameter x 60mm body, chrome-plated nickel silver housing, NPN, N.C. output, 4mm sensing distance, semi-flush, 500 Hz switching frequency, IP67, 3-pin M8 quick-disconnect. | Stock | 127
DW-AS-524-M8-001 | Contrinex inductive proximity sensor, tubular, 8mm diameter x 60mm body, chrome-plated nickel silver housing, PNP, N.C. output, 4mm sensing distance, semi-flush, 500 Hz switching frequency, IP67, 3-pin M8 quick-disconnect. | Stock | 127
DW-AS-524-M8 | Contrinex inductive proximity sensor, tubular, 8mm diameter x 66mm body, chrome-plated nickel silver housing, PNP, N.C. output, 4mm sensing distance, semi-flush, 500 Hz switching frequency, IP67, 4-pin M12 quick-disconnect. | Stock | 127
DW-AD-509-M8 | Contrinex inductive proximity sensor, tubular, 8mm diameter x 45mm body, chrome-plated brass housing, 0-5 VDC analog output, 4mm sensing distance, semi-flush, IP67, pigtail. | Stock | 179
DW-AS-509-M8-001 | Contrinex inductive proximity sensor, tubular, 8mm diameter x 60mm body, chrome-plated brass housing, 0-5 VDC analog output, 4mm sensing distance, semi-flush, IP67, 3-pin M8 quick-disconnect. | Stock | 179
DW-AD-509-M8-390 | Contrinex inductive proximity sensor, tubular, 8mm diameter x 45mm body, chrome-plated brass housing, 0-10 VDC analog output, 4mm sensing distance, semi-flush, IP67, pigtail. | Stock | 179
DW-AS-509-M8-390 | Contrinex inductive proximity sensor, tubular, 8mm diameter x 60mm body, chrome-plated brass housing, 0-10 VDC analog output, 4mm sensing distance, semi-flush, IP67, 3-pin M8 quick-disconnect. | Stock | 179
V3E1-R0-3A8F | Micro Detectors inductive proximity sensor, tubular, 8mm diameter x 62mm body, nickel-plated brass housing, N.O. output, 2mm sensing distance, flush, 25 Hz (AC)/900 Hz (DC) switching frequency, IP67, pigtail. | Stock | 55
V3E1-R0-3Q | Micro Detectors inductive proximity sensor, tubular, 8mm diameter x 82mm body, nickel-plated brass housing, N.O. (VAC) or N.O./N.C. (VDC) output, 2mm sensing distance, flush, 25 Hz (AC)/900 Hz (DC) switching frequency, IP67, 1/2in - 20UNF thread. | Stock | 55
V3E1-R0-4A8F | Micro Detectors inductive proximity sensor, tubular, 8mm diameter x 62mm body, nickel-plated brass housing, N.O. output, 4mm sensing distance, non-flush, 25 Hz (AC)/750 Hz (DC) switching frequency, IP67, pigtail. | Stock | 55
V3E1-R0-4Q | Micro Detectors inductive proximity sensor, tubular, 8mm diameter x 82mm body, nickel-plated brass housing, N.O. (VAC) or N.O./N.C. (VDC) output, 4mm sensing distance, non-flush, 25 Hz (AC)/750 Hz (DC) switching frequency, IP67, 1/2in - 20UNF thread. | Stock | 55
V3E1-S0-3A8F | Micro Detectors inductive proximity sensor, tubular, 8mm diameter x 62mm body, nickel-plated brass housing, N.C. output, 2mm sensing distance, flush, 25 Hz (AC)/900 Hz (DC) switching frequency, IP67, pigtail. | Stock | 55
V3E1-S0-3Q | Micro Detectors inductive proximity sensor, tubular, 8mm diameter x 82mm body, nickel-plated brass housing, N.C. (VAC) or N.O./N.C. (VDC) output, 2mm sensing distance, flush, 25 Hz (AC)/900 Hz (DC) switching frequency, IP67, 1/2in - 20UNF thread. | Stock | 55
V3E1-S0-4A8F | Micro Detectors inductive proximity sensor, tubular, 8mm diameter x 62mm body, nickel-plated brass housing, N.C. output, 4mm sensing distance, non-flush, 25 Hz (AC)/750 Hz (DC) switching frequency, IP67, pigtail. | Stock | 55
V3E1-S0-4Q | Micro Detectors inductive proximity sensor, tubular, 8mm diameter x 82mm body, nickel-plated brass housing, N.C. (VAC) or N.O./N.C. (VDC) output, 4mm sensing distance, non-flush, 25 Hz (AC)/750 Hz (DC) switching frequency, IP67, 1/2in - 20UNF thread. | Stock | 55
PEW2-AN-3F | ProSense inductive proximity sensor, tubular, 8mm diameter x 45mm body, stainless steel housing, NPN, N.O. output, 3mm sensing distance, semi-flush, 250 Hz switching frequency, IP65 IP66 IP67 IP68 IP69K, 3-pin M8 quick-disconnect. | Stock | 37.5
PEW2-AP-3F | ProSense inductive proximity sensor, tubular, 8mm diameter x 45mm body, stainless steel housing, PNP, N.O. output, 3mm sensing distance, semi-flush, 250 Hz switching frequency, IP65 IP66 IP67 IP68 IP69K, 3-pin M8 quick-disconnect. | Stock | 39.5
PEW2-AN-4F | ProSense inductive proximity sensor, tubular, 8mm diameter x 45mm body, stainless steel housing, NPN, N.O. output, 5mm sensing distance, non-flush, 500 Hz switching frequency, IP65 IP66 IP67 IP68 IP69K, 3-pin M8 quick-disconnect. | Stock | 37.5
PEW2-AP-4F | ProSense inductive proximity sensor, tubular, 8mm diameter x 45mm body, stainless steel housing, PNP, N.O. output, 5mm sensing distance, non-flush, 500 Hz switching frequency, IP65 IP66 IP67 IP68 IP69K, 3-pin M8 quick-disconnect. | Stock | 39.5
DW-AD-711-M8 | Contrinex inductive proximity sensor, tubular, 8mm diameter x 45mm body, stainless steel housing, NPN, N.O. output, 6mm sensing distance, non-flush, 700 Hz switching frequency, IP67 IP68, pigtail. | Stock | 127
DW-AD-713-M8 | Contrinex inductive proximity sensor, tubular, 8mm diameter x 45mm body, stainless steel housing, PNP, N.O. output, 6mm sensing distance, non-flush, 700 Hz switching frequency, IP67 IP68, pigtail. | Stock | 127
DW-AS-711-M8-001 | Contrinex inductive proximity sensor, tubular, 8mm diameter x 60mm body, stainless steel housing, NPN, N.O. output, 6mm sensing distance, non-flush, 700 Hz switching frequency, IP67 IP68, 3-pin M8 quick-disconnect. | Stock | 127
DW-AS-713-M8-001 | Contrinex inductive proximity sensor, tubular, 8mm diameter x 60mm body, stainless steel housing, PNP, N.O. output, 6mm sensing distance, non-flush, 700 Hz switching frequency, IP67 IP68, 3-pin M8 quick-disconnect. | Stock | 127
DW-AS-711-M8 | Contrinex inductive proximity sensor, tubular, 8mm diameter x 66mm body, stainless steel housing, NPN, N.O. output, 6mm sensing distance, non-flush, 700 Hz switching frequency, IP67 IP68, 4-pin M12 quick-disconnect. | Stock | 127
DW-AS-713-M8 | Contrinex inductive proximity sensor, tubular, 8mm diameter x 66mm body, stainless steel housing, PNP, N.O. output, 6mm sensing distance, non-flush, 700 Hz switching frequency, IP67 IP68, 4-pin M12 quick-disconnect. | Stock | 127
DW-AD-712-M8 | Contrinex inductive proximity sensor, tubular, 8mm diameter x 45mm body, stainless steel housing, NPN, N.C. output, 6mm sensing distance, non-flush, 700 Hz switching frequency, IP67 IP68, pigtail. | Stock | 127
DW-AD-714-M8 | Contrinex inductive proximity sensor, tubular, 8mm diameter x 45mm body, stainless steel housing, PNP, N.C. output, 6mm sensing distance, non-flush, 700 Hz switching frequency, IP67 IP68, pigtail. | Stock | 127
DW-AS-714-M8-001 | Contrinex inductive proximity sensor, tubular, 8mm diameter x 60mm body, stainless steel housing, PNP, N.C. output, 6mm sensing distance, non-flush, 700 Hz switching frequency, IP67 IP68, 3-pin M8 quick-disconnect. | Stock | 127
DW-AS-714-M8 | Contrinex inductive proximity sensor, tubular, 8mm diameter x 66mm body, stainless steel housing, PNP, N.C. output, 6mm sensing distance, non-flush, 700 Hz switching frequency, IP67 IP68, 4-pin M12 quick-disconnect. | Stock | 127
WSE-AP-3H | AutomationDirect inductive proximity sensor, tubular, 8mm diameter x 60mm body, weld coated 316 stainless steel housing, PNP, N.O. output, 2mm sensing distance, flush, 100 Hz switching frequency, IP67 IP68, 4-pin M12 quick-disconnect. | Stock | 61
WSE-AN-3H | AutomationDirect inductive proximity sensor, tubular, 8mm diameter x 60mm body, weld coated 316 stainless steel housing, NPN, N.O. output, 2mm sensing distance, flush, 100 Hz switching frequency, IP67 IP68, 4-pin M12 quick-disconnect. | Stock | 67
WSE-A0-3E | AutomationDirect inductive proximity sensor, tubular, 8mm diameter x 45mm body, weld coated 316 stainless steel housing, NPN/PNP, N.O. output, 2mm sensing distance, flush, 150 Hz switching frequency, IP67, 4-pin M12 quick-disconnect. | Stock | 67
WSE-A0-3A | AutomationDirect inductive proximity sensor, tubular, 8mm diameter x 45mm body, weld coated 316 stainless steel housing, NPN/PNP, N.O. output, 2mm sensing distance, flush, 150 Hz switching frequency, IP67, pigtail. | Stock | 65
WKE-AP-3F | AutomationDirect inductive proximity sensor, tubular, 8mm diameter x 40mm body, weld coated 316 stainless steel housing, PNP, N.O. output, 3mm sensing distance, flush, 2 kHz switching frequency, IP65 IP66 IP67 IP68 IP69K, 3-pin M8 quick-disconnect. | Stock | 37.5
WKE-AP-4F | AutomationDirect inductive proximity sensor, tubular, 8mm diameter x 40mm body, weld coated 316 stainless steel housing, PNP, N.O. output, 6mm sensing distance, non-flush, 2 kHz switching frequency, IP65 IP66 IP67 IP68 IP69K, 3-pin M8 quick-disconnect. | Stock | 37.5
DW-AD-503-P8 | Contrinex inductive proximity sensor, tubular, 8mm diameter x 30mm body, 304 stainless steel housing, PNP, N.O., 1.5mm sensing distance, flush, 800 Hz switching frequency, IP68, pigtail. | Stock | 195
DW-HD-621-M8-100 | Contrinex inductive proximity sensor, tubular, 8mm diameter x 60mm body, 304 stainless steel housing, NPN, N.O., 2mm sensing distance, flush, 600 Hz switching frequency, IP67, pigtail. | Stock | 216
DW-HD-623-M8-100 | Contrinex inductive proximity sensor, tubular, 8mm diameter x 60mm body, 304 stainless steel housing, PNP, N.O., 2mm sensing distance, flush, 600 Hz switching frequency, IP67, pigtail. | Stock | 216
10mm Tubular Inductive Proximity Sensors
DW-AD-603-M10E-620 | Contrinex inductive proximity sensor, tubular, 10mm diameter x 35mm body, 304 stainless steel housing, PNP, N.O., 0.6mm sensing distance, flush, 2000 Hz switching frequency, IP68, pigtail. | Stock | 353
DW-AD-603-M10E-637 | Contrinex inductive proximity sensor, tubular, 10mm diameter x 35mm body, 304 stainless steel housing, PNP, N.O., 0.6mm sensing distance, flush, 2000 Hz switching frequency, IP68, pigtail. | Stock | 353
12mm Tubular Inductive Proximity Sensors
ISWE-M12MP-NSS-A0 | Contrinex inductive proximity sensor, tubular, 12mm diameter x 60mm body, chrome-plated brass housing, PNP, N.O. output, 4mm sensing distance, flush, 500 Hz switching frequency, IP67, 4-pin M12 quick-disconnect. | Stock | 80
IDWE-M12MP-NMS-A0 | Contrinex inductive proximity sensor, tubular, 12mm diameter x 60mm body, chrome-plated brass housing, PNP, N.O. output, 6mm sensing distance, semi-flush, 125 Hz switching frequency, IP67, 4-pin M12 quick-disconnect. | Stock | 119
IDWE-M12MM-NMS-A0 | Contrinex inductive proximity sensor, tubular, 12mm diameter x 60mm body, 304 stainless steel housing, PNP, N.O. output, 6mm sensing distance, flush, 140 Hz switching frequency, IP68 IP69K, 4-pin M12 quick-disconnect. | Stock | 139
PAM-AP-1A | AchieVe inductive proximity sensor, tubular, 12mm diameter x 35mm body, nickel-plated brass housing, PNP, N.O. output, 2mm sensing distance, flush, 3 kHz switching frequency, IP67, pigtail. | Stock | 12.5
PAM-AP-1H | AchieVe inductive proximity sensor, tubular, 12mm diameter x 45mm body, nickel-plated brass housing, PNP, N.O. output, 2mm sensing distance, flush, 3 kHz switching frequency, IP67, 4-pin M12 quick-disconnect. | Stock | 12.5
PAM-AN-1H | AchieVe inductive proximity sensor, tubular, 12mm diameter x 45mm body, nickel-plated brass housing, NPN, N.O. output, 2mm sensing distance, flush, 3 kHz switching frequency, IP67, 4-pin M12 quick-disconnect. | Stock | 12.5
PAM-AP-2A | AchieVe inductive proximity sensor, tubular, 12mm diameter x 35mm body, nickel-plated brass housing, PNP, N.O. output, 4mm sensing distance, non-flush, 2 kHz switching frequency, IP67, pigtail. | Stock | 12.5
PAM-AP-2H | AchieVe inductive proximity sensor, tubular, 12mm diameter x 45mm body, nickel-plated brass housing, PNP, N.O. output, 4mm sensing distance, non-flush, 2 kHz switching frequency, IP67, 4-pin M12 quick-disconnect. | Stock | 12.5
PAM-AN-2H | AchieVe inductive proximity sensor, tubular, 12mm diameter x 45mm body, nickel-plated brass housing, NPN, N.O. output, 4mm sensing distance, non-flush, 2 kHz switching frequency, IP67, 4-pin M12 quick-disconnect. | Stock | 12.5
PBM6-AN-1A | ProSense inductive proximity sensor, tubular, 12mm diameter x 42.5mm body, nickel-plated brass housing, NPN, N.O. output, 2mm sensing distance, flush, 1000 Hz switching frequency, IP67, pigtail. | Stock | 11
PBM6-AN-1H | ProSense inductive proximity sensor, tubular, 12mm diameter x 48.4mm body, nickel-plated brass housing, NPN, N.O. output, 2mm sensing distance, flush, 1000 Hz switching frequency, IP67, 4-pin M12 quick-disconnect. | Stock | 12
PBM6-AP-1A | ProSense inductive proximity sensor, tubular, 12mm diameter x 42.5mm body, nickel-plated brass housing, PNP, N.O. output, 2mm sensing distance, flush, 1000 Hz switching frequency, IP67, pigtail. | Stock | 11
PBM6-AP-1H | ProSense inductive proximity sensor, tubular, 12mm diameter x 48.4mm body, nickel-plated brass housing, PNP, N.O. output, 2mm sensing distance, flush, 1000 Hz switching frequency, IP67, 4-pin M12 quick-disconnect. | Stock | 12
PBM6-CP-1A | ProSense inductive proximity sensor, tubular, 12mm diameter x 42.5mm body, nickel-plated brass housing, PNP, N.C. output, 2mm sensing distance, flush, 1000 Hz switching frequency, IP67, pigtail. | Stock | 11
PBM6-CP-1H | ProSense inductive proximity sensor, tubular, 12mm diameter x 48.4mm body, nickel-plated brass housing, PNP, N.C. output, 2mm sensing distance, flush, 1000 Hz switching frequency, IP67, 4-pin M12 quick-disconnect. | Stock | 12
PBM6-AN-2A | ProSense inductive proximity sensor, tubular, 12mm diameter x 48mm body, nickel-plated brass housing, NPN, N.O. output, 4mm sensing distance, non-flush, 1000 Hz switching frequency, IP67, pigtail. | Stock | 11
PBM6-AN-2H | ProSense inductive proximity sensor, tubular, 12mm diameter x 53.9mm body, nickel-plated brass housing, NPN, N.O. output, 4mm sensing distance, non-flush, 1000 Hz switching frequency, IP67, 4-pin M12 quick-disconnect. | Stock | 12
PBM6-AP-2A | ProSense inductive proximity sensor, tubular, 12mm diameter x 48mm body, nickel-plated brass housing, PNP, N.O. output, 4mm sensing distance, non-flush, 1000 Hz switching frequency, IP67, pigtail. | Stock | 11
PBM6-AP-2H | ProSense inductive proximity sensor, tubular, 12mm diameter x 53.9mm body, nickel-plated brass housing, PNP, N.O. output, 4mm sensing distance, non-flush, 1000 Hz switching frequency, IP67, 4-pin M12 quick-disconnect. | Stock | 12
PBM6-CP-2A | ProSense inductive proximity sensor, tubular, 12mm diameter x 48mm body, nickel-plated brass housing, PNP, N.C. output, 4mm sensing distance, non-flush, 1000 Hz switching frequency, IP67, pigtail. | Stock | 11
PBM6-CP-2H | ProSense inductive proximity sensor, tubular, 12mm diameter x 53.9mm body, nickel-plated brass housing, PNP, N.C. output, 4mm sensing distance, non-flush, 1000 Hz switching frequency, IP67, 4-pin M12 quick-disconnect. | Stock | 12
DW-AD-601-M12-120 | Contrinex inductive proximity sensor, tubular, 12mm diameter x 35mm body, nickel-plated brass housing, NPN, N.O. output, 2mm sensing distance, flush, 3 kHz switching frequency, IP67, pigtail. | Stock | 19.5
DW-AS-601-M12 | Contrinex inductive proximity sensor, tubular, 12mm diameter x 60mm body, nickel-plated brass housing, NPN, N.O. output, 2mm sensing distance, flush, 3 kHz switching frequency, IP67, 4-pin M12 quick-disconnect. | Stock | 19
DW-AD-603-M12-120 | Contrinex inductive proximity sensor, tubular, 12mm diameter x 35mm body, nickel-plated brass housing, PNP, N.O. output, 2mm sensing distance, flush, 3 kHz switching frequency, IP67, pigtail. | Stock | 19.5
DW-AS-603-M12 | Contrinex inductive proximity sensor, tubular, 12mm diameter x 60mm body, nickel-plated brass housing, PNP, N.O. output, 2mm sensing distance, flush, 3 kHz switching frequency, IP67, 4-pin M12 quick-disconnect. | Stock | 19
DW-AS-604-M12 | Contrinex inductive proximity sensor, tubular, 12mm diameter x 60mm body, nickel-plated brass housing, PNP, N.C. output, 2mm sensing distance, flush, 3 kHz switching frequency, IP67, 4-pin M12 quick-disconnect. | Stock | 19
DW-AD-611-M12-120 | Contrinex inductive proximity sensor, tubular, 12mm diameter x 35mm body, nickel-plated brass housing, NPN, N.O. output, 4mm sensing distance, non-flush, 2 kHz switching frequency, IP67, pigtail. | Stock | 19.5
DW-AS-611-M12 | Contrinex inductive proximity sensor, tubular, 12mm diameter x 60mm body, nickel-plated brass housing, NPN, N.O. output, 4mm sensing distance, non-flush, 2 kHz switching frequency, IP67, 4-pin M12 quick-disconnect. | Stock | 19
DW-AD-613-M12-120 | Contrinex inductive proximity sensor, tubular, 12mm diameter x 35mm body, nickel-plated brass housing, PNP, N.O. output, 4mm sensing distance, non-flush, 2 kHz switching frequency, IP67, pigtail. | Stock | 19.5
DW-AS-613-M12 | Contrinex inductive proximity sensor, tubular, 12mm diameter x 60mm body, nickel-plated brass housing, PNP, N.O. output, 4mm sensing distance, non-flush, 2 kHz switching frequency, IP67, 4-pin M12 quick-disconnect. | Stock | 19
DW-AS-614-M12 | Contrinex inductive proximity sensor, tubular, 12mm diameter x 60mm body, nickel-plated brass housing, PNP, N.C. output, 4mm sensing distance, non-flush, 2 kHz switching frequency, IP67, 4-pin M12 quick-disconnect. | Stock | 19
AM1-AN-1A | Micro Detectors inductive proximity sensor, tubular, 12mm diameter x 49.8mm body, nickel-plated brass housing, NPN, N.O. output, 2mm sensing distance, flush, 2 kHz switching frequency, IP67, pigtail. | Stock | 21
AM1-AN-1H | Micro Detectors inductive proximity sensor, tubular, 12mm diameter x 64.8mm body, nickel-plated brass housing, NPN, N.O. output, 2mm sensing distance, flush, 2 kHz switching frequency, IP67, 4-pin M12 quick-disconnect. | Stock | 22
AM1-AP-1A | Micro Detectors inductive proximity sensor, tubular, 12mm diameter x 49.8mm body, nickel-plated brass housing, PNP, N.O. output, 2mm sensing distance, flush, 2 kHz switching frequency, IP67, pigtail. | Stock | 21
AM1-AP-1H | Micro Detectors inductive proximity sensor, tubular, 12mm diameter x 64.8mm body, nickel-plated brass housing, PNP, N.O. output, 2mm sensing distance, flush, 2 kHz switching frequency, IP67, 4-pin M12 quick-disconnect. | Stock | 22
AM1-AN-2A | Micro Detectors inductive proximity sensor, tubular, 12mm diameter x 49.8mm body, nickel-plated brass housing, NPN, N.O. output, 4mm sensing distance, non-flush, 2 kHz switching frequency, IP67, pigtail. | Stock | 21
AM1-AN-2H | Micro Detectors inductive proximity sensor, tubular, 12mm diameter x 64.8mm body, nickel-plated brass housing, NPN, N.O. output, 4mm sensing distance, non-flush, 2 kHz switching frequency, IP67, 4-pin M12 quick-disconnect. | Stock | 22
AM1-AP-2A | Micro Detectors inductive proximity sensor, tubular, 12mm diameter x 49.8mm body, nickel-plated brass housing, PNP, N.O. output, 4mm sensing distance, non-flush, 2 kHz switching frequency, IP67, pigtail. | Stock | 21
AM1-AP-2H | Micro Detectors inductive proximity sensor, tubular, 12mm diameter x 64.8mm body, nickel-plated brass housing, PNP, N.O. output, 4mm sensing distance, non-flush, 2 kHz switching frequency, IP67, 4-pin M12 quick-disconnect. | Stock | 22
AM1-A0-1A | Micro Detectors inductive proximity sensor, tubular, 12mm diameter x 59.8mm body, nickel-plated brass housing, NPN/PNP, N.O. output, 2mm sensing distance, flush, 1.5 kHz switching frequency, IP67, pigtail. | Stock | 30.5
AM1-A0-1H | Micro Detectors inductive proximity sensor, tubular, 12mm diameter x 74.8mm body, nickel-plated brass housing, NPN/PNP, N.O. output, 2mm sensing distance, flush, 1.5 kHz switching frequency, IP67, 4-pin M12 quick-disconnect. | Stock | 30.5
AM1-A0-2A | Micro Detectors inductive proximity sensor, tubular, 12mm diameter x 60mm body, nickel-plated brass housing, NPN/PNP, N.O. output, 4mm sensing distance, non-flush, 1.5 kHz switching frequency, IP67, pigtail. | Stock | 30.5
AM1-A0-2H | Micro Detectors inductive proximity sensor, tubular, 12mm diameter x 74.8mm body, nickel-plated brass housing, NPN/PNP, N.O. output, 4mm sensing distance, non-flush, 1.5 kHz switching frequency, IP67, 4-pin M12 quick-disconnect. | Stock | 30.5
DW-AD-621-M12-120 | Contrinex inductive proximity sensor, tubular, 12mm diameter x 35mm body, nickel-plated brass housing, NPN, N.O. output, 4mm sensing distance, flush, 2.5 kHz switching frequency, IP67, pigtail. | Stock | 24.5
DW-AS-621-M12 | Contrinex inductive proximity sensor, tubular, 12mm diameter x 60mm body, nickel-plated brass housing, NPN, N.O. output, 4mm sensing distance, flush, 2.5 kHz switching frequency, IP67, 4-pin M12 quick-disconnect. | Stock | 23.5
DW-AD-623-M12-120 | Contrinex inductive proximity sensor, tubular, 12mm diameter x 35mm body, nickel-plated brass housing, PNP, N.O. output, 4mm sensing distance, flush, 2.5 kHz switching frequency, IP67, pigtail. | Stock | 24.5
DW-AS-623-M12 | Contrinex inductive proximity sensor, tubular, 12mm diameter x 60mm body, nickel-plated brass housing, PNP, N.O. output, 4mm sensing distance, flush, 2.5 kHz switching frequency, IP67, 4-pin M12 quick-disconnect. | Stock | 23.5
DW-AS-624-M12 | Contrinex inductive proximity sensor, tubular, 12mm diameter x 60mm body, nickel-plated brass housing, PNP, N.C. output, 4mm sensing distance, flush, 2.5 kHz switching frequency, IP67, 4-pin M12 quick-disconnect. | Stock | 23.5
DW-AD-631-M12-120 | Contrinex inductive proximity sensor, tubular, 12mm diameter x 35mm body, nickel-plated brass housing, NPN, N.O. output, 8mm sensing distance, non-flush, 1.4 kHz switching frequency, IP67, pigtail. | Stock | 24.5
DW-AS-631-M12 | Contrinex inductive proximity sensor, tubular, 12mm diameter x 60mm body, nickel-plated brass housing, NPN, N.O. output, 8mm sensing distance, non-flush, 1.4 kHz switching frequency, IP67, 4-pin M12 quick-disconnect. | Stock | 23.5
DW-AD-633-M12-120 | Contrinex inductive proximity sensor, tubular, 12mm diameter x 35mm body, nickel-plated brass housing, PNP, N.O. output, 8mm sensing distance, non-flush, 1.4 kHz switching frequency, IP67, pigtail. | Stock | 24.5
DW-AS-633-M12 | Contrinex inductive proximity sensor, tubular, 12mm diameter x 60mm body, nickel-plated brass housing, PNP, N.O. output, 8mm sensing distance, non-flush, 1.4 kHz switching frequency, IP67, 4-pin M12 quick-disconnect. | Stock | 23.5
DW-AS-634-M12 | Contrinex inductive proximity sensor, tubular, 12mm diameter x 60mm body, nickel-plated brass housing, PNP, N.C. output, 8mm sensing distance, non-flush, 1.4 kHz switching frequency, IP67, 4-pin M12 quick-disconnect. | Stock | 23.5
KSM6-AP-3H | AutomationDirect inductive proximity sensor, tubular, 12mm diameter x 45mm body, 316 stainless steel housing, PNP, N.O. output, 4mm sensing distance, flush, 2 kHz switching frequency, IP65 IP66 IP67 IP68 IP69K, 4-pin M12 quick-disconnect. | Stock | 33.5
KSM-AP-3H | AutomationDirect inductive proximity sensor, tubular, 12mm diameter x 60mm body, 316 stainless steel housing, PNP, N.O. output, 4mm sensing distance, flush, 2 kHz switching frequency, IP65 IP66 IP67 IP68 IP69K, 4-pin M12 quick-disconnect. | Stock | 33.5
PNM6-AN-3A | AutomationDirect inductive proximity sensor, tubular, 12mm diameter x 45mm body, bronze-plated brass housing, NPN, N.O. output, 4mm sensing distance, flush, 700 Hz switching frequency, IP65 IP66 IP67 IP68 IP69K, pigtail. | Stock | 26.5
PNM6-AN-3H | AutomationDirect inductive proximity sensor, tubular, 12mm diameter x 45mm body, bronze-plated brass housing, NPN, N.O. output, 4mm sensing distance, flush, 700 Hz switching frequency, IP65 IP66 IP67 IP68 IP69K, 4-pin M12 quick-disconnect. | Stock | 26.5
PNM6-CN-3A | AutomationDirect inductive proximity sensor, tubular, 12mm diameter x 45mm body, bronze-plated brass housing, NPN, N.C. output, 4mm sensing distance, flush, 700 Hz switching frequency, IP65 IP66 IP67 IP68 IP69K, pigtail. | Stock | 26.5
PNM6-CN-3H | AutomationDirect inductive proximity sensor, tubular, 12mm diameter x 45mm body, bronze-plated brass housing, NPN, N.C. output, 4mm sensing distance, flush, 700 Hz switching frequency, IP65 IP66 IP67 IP68 IP69K, 4-pin M12 quick-disconnect. | Stock | 26.5
PNM6-AP-3A | AutomationDirect inductive proximity sensor, tubular, 12mm diameter x 45mm body, bronze-plated brass housing, PNP, N.O. output, 4mm sensing distance, flush, 700 Hz switching frequency, IP65 IP66 IP67 IP68 IP69K, pigtail. | Stock | 26.5
PNM6-AP-3H | AutomationDirect inductive proximity sensor, tubular, 12mm diameter x 45mm body, bronze-plated brass housing, PNP, N.O. output, 4mm sensing distance, flush, 700 Hz switching frequency, IP65 IP66 IP67 IP68 IP69K, 4-pin M12 quick-disconnect. | Stock | 27
PNM6-CP-3A | AutomationDirect inductive proximity sensor, tubular, 12mm diameter x 45mm body, bronze-plated brass housing, PNP, N.C. output, 4mm sensing distance, flush, 700 Hz switching frequency, IP65 IP66 IP67 IP68 IP69K, pigtail. | Stock | 26.5
PNM6-CP-3H | AutomationDirect inductive proximity sensor, tubular, 12mm diameter x 45mm body, bronze-plated brass housing, PNP, N.C. output, 4mm sensing distance, flush, 700 Hz switching frequency, IP65 IP66 IP67 IP68 IP69K, 4-pin M12 quick-disconnect. | Stock | 26.5
PNM6-AN-4A | AutomationDirect inductive proximity sensor, tubular, 12mm diameter x 45mm body, bronze-plated brass housing, NPN, N.O. output, 7mm sensing distance, non-flush, 700 Hz switching frequency, IP65 IP66 IP67 IP68 IP69K, pigtail. | Stock | 26.5
PNM6-AN-4H | AutomationDirect inductive proximity sensor, tubular, 12mm diameter x 45mm body, bronze-plated brass housing, NPN, N.O. output, 7mm sensing distance, non-flush, 700 Hz switching frequency, IP65 IP66 IP67 IP68 IP69K, 4-pin M12 quick-disconnect. | Stock | 26.5
PNM6-CN-4A | AutomationDirect inductive proximity sensor, tubular, 12mm diameter x 45mm body, bronze-plated brass housing, NPN, N.C. output, 7mm sensing distance, non-flush, 700 Hz switching frequency, IP65 IP66 IP67 IP68 IP69K, pigtail. | Stock | 26.5
PNM6-CN-4H | AutomationDirect inductive proximity sensor, tubular, 12mm diameter x 45mm body, bronze-plated brass housing, NPN, N.C. output, 7mm sensing distance, non-flush, 700 Hz switching frequency, IP65 IP66 IP67 IP68 IP69K, 4-pin M12 quick-disconnect. | Stock | 26.5
PNM6-AP-4A | AutomationDirect inductive proximity sensor, tubular, 12mm diameter x 45mm body, bronze-plated brass housing, PNP, N.O. output, 7mm sensing distance, non-flush, 700 Hz switching frequency, IP65 IP66 IP67 IP68 IP69K, pigtail. | Stock | 26.5
PNM6-AP-4H | AutomationDirect inductive proximity sensor, tubular, 12mm diameter x 45mm body, bronze-plated brass housing, PNP, N.O. output, 7mm sensing distance, non-flush, 700 Hz switching frequency, IP65 IP66 IP67 IP68 IP69K, 4-pin M12 quick-disconnect. | Stock | 26.5
PNM6-CP-4A | AutomationDirect inductive proximity sensor, tubular, 12mm diameter x 45mm body, bronze-plated brass housing, PNP, N.C. output, 7mm sensing distance, non-flush, 700 Hz switching frequency, IP65 IP66 IP67 IP68 IP69K, pigtail. | Stock | 26.5
PNM6-CP-4H | AutomationDirect inductive proximity sensor, tubular, 12mm diameter x 45mm body, bronze-plated brass housing, PNP, N.C. output, 7mm sensing distance, non-flush, 700 Hz switching frequency, IP65 IP66 IP67 IP68 IP69K, 4-pin M12 quick-disconnect. | Stock | 26.5
PNM-AN-3A | AutomationDirect inductive proximity sensor, tubular, 12mm diameter x 65mm body, bronze-plated brass housing, NPN, N.O. output, 4mm sensing distance, flush, 700 Hz switching frequency, IP65 IP66 IP67 IP68 IP69K, pigtail. | Stock | 28
PNM-AN-3H | AutomationDirect inductive proximity sensor, tubular, 12mm diameter x 60mm body, bronze-plated brass housing, NPN, N.O. output, 4mm sensing distance, flush, 700 Hz switching frequency, IP65 IP66 IP67 IP68 IP69K, 4-pin M12 quick-disconnect. | Stock | 28
PNM-CN-3A | AutomationDirect inductive proximity sensor, tubular, 12mm diameter x 65mm body, bronze-plated brass housing, NPN, N.C. output, 4mm sensing distance, flush, 700 Hz switching frequency, IP65 IP66 IP67 IP68 IP69K, pigtail. | Stock | 28
PNM-CN-3H | AutomationDirect inductive proximity sensor, tubular, 12mm diameter x 60mm body, bronze-plated brass housing, NPN, N.C. output, 4mm sensing distance, flush, 700 Hz switching frequency, IP65 IP66 IP67 IP68 IP69K, 4-pin M12 quick-disconnect. | Stock | 28
PNM-AN-4A | AutomationDirect inductive proximity sensor, tubular, 12mm diameter x 65mm body, bronze-plated brass housing, NPN, N.O. output, 7mm sensing distance, non-flush, 700 Hz switching frequency, IP65 IP66 IP67 IP68 IP69K, pigtail. | Stock | 28
PNM-AN-4H | AutomationDirect inductive proximity sensor, tubular, 12mm diameter x 60mm body, bronze-plated brass housing, NPN, N.O. output, 7mm sensing distance, non-flush, 700 Hz switching frequency, IP65 IP66 IP67 IP68 IP69K, 4-pin M12 quick-disconnect. | Stock | 28
PNM-CN-4A | AutomationDirect inductive proximity sensor, tubular, 12mm diameter x 65mm body, bronze-plated brass housing, NPN, N.C. output, 7mm sensing distance, non-flush, 700 Hz switching frequency, IP65 IP66 IP67 IP68 IP69K, pigtail. | Stock | 28
PNM-AP-3A | AutomationDirect inductive proximity sensor, tubular, 12mm diameter x 65mm body, bronze-plated brass housing, PNP, N.O. output, 4mm sensing distance, flush, 700 Hz switching frequency, IP65 IP66 IP67 IP68 IP69K, pigtail. | Stock | 28
PNM-AP-3H | AutomationDirect inductive proximity sensor, tubular, 12mm diameter x 60mm body, bronze-plated brass housing, PNP, N.O. output, 4mm sensing distance, flush, 700 Hz switching frequency, IP65 IP66 IP67 IP68 IP69K, 4-pin M12 quick-disconnect. | Stock | 28
PNM-CP-3H | AutomationDirect inductive proximity sensor, tubular, 12mm diameter x 60mm body, bronze-plated brass housing, PNP, N.C. output, 4mm sensing distance, flush, 700 Hz switching frequency, IP65 IP66 IP67 IP68 IP69K, 4-pin M12 quick-disconnect. | Stock | 28
PNM-AP-4A | AutomationDirect inductive proximity sensor, tubular, 12mm diameter x 65mm body, bronze-plated brass housing, PNP, N.O. output, 7mm sensing distance, non-flush, 700 Hz switching frequency, IP65 IP66 IP67 IP68 IP69K, pigtail. | Stock | 28
PNM-AP-4H | AutomationDirect inductive proximity sensor, tubular, 12mm diameter x 60mm body, bronze-plated brass housing, PNP, N.O. output, 7mm sensing distance, non-flush, 700 Hz switching frequency, IP65 IP66 IP67 IP68 IP69K, 4-pin M12 quick-disconnect. | Stock | 28
PNM-CP-4A | AutomationDirect inductive proximity sensor, tubular, 12mm diameter x 65mm body, bronze-plated brass housing, PNP, N.C. output, 7mm sensing distance, non-flush, 700 Hz switching frequency, IP65 IP66 IP67 IP68 IP69K, pigtail. | Stock | 28
PNM-CP-4H | AutomationDirect inductive proximity sensor, tubular, 12mm diameter x 60mm body, bronze-plated brass housing, PNP, N.C. output, 7mm sensing distance, non-flush, 700 Hz switching frequency, IP65 IP66 IP67 IP68 IP69K, 4-pin M12 quick-disconnect. | Stock | 28
AM1-AN-3A | Micro Detectors inductive proximity sensor, tubular, 12mm diameter x 49.8mm body, nickel-plated brass housing, NPN, N.O. output, 4mm sensing distance, flush, 2 kHz switching frequency, IP67, pigtail. | Stock | 29.5
AM1-AN-3H | Micro Detectors inductive proximity sensor, tubular, 12mm diameter x 64.8mm body, nickel-plated brass housing, NPN, N.O. output, 4mm sensing distance, flush, 2 kHz switching frequency, IP67, 4-pin M12 quick-disconnect. | Stock | 29.5
AM1-AP-3A | Micro Detectors inductive proximity sensor, tubular, 12mm diameter x 49.8mm body, nickel-plated brass housing, PNP, N.O. output, 4mm sensing distance, flush, 2 kHz switching frequency, IP67, pigtail. | Stock | 29.5
AM1-AP-3H | Micro Detectors inductive proximity sensor, tubular, 12mm diameter x 64.8mm body, nickel-plated brass housing, PNP, N.O. output, 4mm sensing distance, flush, 2 kHz switching frequency, IP67, 4-pin M12 quick-disconnect. | Stock | 29.5
AM1-AN-4A | Micro Detectors inductive proximity sensor, tubular, 12mm diameter x 49.8mm body, nickel-plated brass housing, NPN, N.O. output, 8mm sensing distance, non-flush, 2 kHz switching frequency, IP67, pigtail. | Stock | 29.5
AM1-AN-4H | Micro Detectors inductive proximity sensor, tubular, 12mm diameter x 64.8mm body, nickel-plated brass housing, NPN, N.O. output, 8mm sensing distance, non-flush, 2 kHz switching frequency, IP67, 4-pin M12 quick-disconnect. | Stock | 29.5
AM1-AP-4A | Micro Detectors inductive proximity sensor, tubular, 12mm diameter x 49.8mm body, nickel-plated brass housing, PNP, N.O. output, 8mm sensing distance, non-flush, 2 kHz switching frequency, IP67, pigtail. | Stock | 29.5
AM1-AP-4H | Micro Detectors inductive proximity sensor, tubular, 12mm diameter x 64.8mm body, nickel-plated brass housing, PNP, N.O. output, 8mm sensing distance, non-flush, 2 kHz switching frequency, IP67, 4-pin M12 quick-disconnect. | Stock | 29.5
AM1-A0-3A | Micro Detectors inductive proximity sensor, tubular, 12mm diameter x 59.8mm body, nickel-plated brass housing, NPN/PNP, N.O. output, 4mm sensing distance, flush, 750 Hz switching frequency, IP67, pigtail. | Stock | 37.5
AM1-A0-3H | Micro Detectors inductive proximity sensor, tubular, 12mm diameter x 74.8mm body, nickel-plated brass housing, NPN/PNP, N.O. output, 4mm sensing distance, flush, 750 Hz switching frequency, IP67, 4-pin M12 quick-disconnect. | Stock | 37.5
AM1-A0-4A | Micro Detectors inductive proximity sensor, tubular, 12mm diameter x 60mm body, nickel-plated brass housing, NPN/PNP, N.O. output, 8mm sensing distance, non-flush, 750 Hz switching frequency, IP67, pigtail. | Stock | 37.5
AM1-A0-4H | Micro Detectors inductive proximity sensor, tubular, 12mm diameter x 74.8mm body, nickel-plated brass housing, NPN/PNP, N.O. output, 8mm sensing distance, non-flush, 750 Hz switching frequency, IP67, 4-pin M12 quick-disconnect. | Stock | 37.5
AM6-AN-3A | Micro Detectors inductive proximity sensor, tubular, 12mm diameter x 39.8mm body, nickel-plated brass housing, NPN, N.O. output, 4mm sensing distance, flush, 2 kHz switching frequency, IP67, pigtail. | Stock | 33
AM6-AN-3H | Micro Detectors inductive proximity sensor, tubular, 12mm diameter x 52.3mm body, nickel-plated brass housing, NPN, N.O. output, 4mm sensing distance, flush, 2 kHz switching frequency, IP67, 4-pin M12 quick-disconnect. | Stock | 33
AM6-AP-3A | Micro Detectors inductive proximity sensor, tubular, 12mm diameter x 39.8mm body, nickel-plated brass housing, PNP, N.O. output, 4mm sensing distance, flush, 2 kHz switching frequency, IP67, pigtail. | Stock | 33
AM6-AP-3H | Micro Detectors inductive proximity sensor, tubular, 12mm diameter x 52.3mm body, nickel-plated brass housing, PNP, N.O. output, 4mm sensing distance, flush, 2 kHz switching frequency, IP67, 4-pin M12 quick-disconnect. | Stock | 33
AM6-AN-4A | Micro Detectors inductive proximity sensor, tubular, 12mm diameter x 39.8mm body, nickel-plated brass housing, NPN, N.O. output, 8mm sensing distance, non-flush, 2 kHz switching frequency, IP67, pigtail. | Stock | 33
AM6-AN-4H | Micro Detectors inductive proximity sensor, tubular, 12mm diameter x 47.3mm body, nickel-plated brass housing, NPN, N.O. output, 8mm sensing distance, non-flush, 2 kHz switching frequency, IP67, 4-pin M12 quick-disconnect. | Stock | 33
AM6-AP-4A | Micro Detectors inductive proximity sensor, tubular, 12mm diameter x 39.8mm body, nickel-plated brass housing, PNP, N.O. output, 8mm sensing distance, non-flush, 2 kHz switching frequency, IP67, pigtail. | Stock | 33
AM6-AP-4H | Micro Detectors inductive proximity sensor, tubular, 12mm diameter x 47.3mm body, nickel-plated brass housing, PNP, N.O. output, 8mm sensing distance, non-flush, 2 kHz switching frequency, IP67, 4-pin M12 quick-disconnect. | Stock | 33
DW-AD-501-M12 | Contrinex inductive proximity sensor, tubular, 12mm diameter x 50mm body, chrome-plated brass housing, NPN, N.O. output, 6mm sensing distance, semi-flush, 800 Hz switching frequency, IP67, pigtail. | Stock | 77
DW-AS-501-M12 | Contrinex inductive proximity sensor, tubular, 12mm diameter x 60mm body, chrome-plated brass housing, NPN, N.O. output, 6mm sensing distance, semi-flush, 800 Hz switching frequency, IP67, 4-pin M12 quick-disconnect. | Stock | 77
DW-AS-502-M12 | Contrinex inductive proximity sensor, tubular, 12mm diameter x 60mm body, chrome-plated brass housing, NPN, N.C. output, 6mm sensing distance, semi-flush, 800 Hz switching frequency, IP67, 4-pin M12 quick-disconnect. | Stock | 77
DW-AD-503-M12 | Contrinex inductive proximity sensor, tubular, 12mm diameter x 50mm body, chrome-plated brass housing, PNP, N.O. output, 6mm sensing distance, semi-flush, 800 Hz switching frequency, IP67, pigtail. | Stock | 77
DW-AS-503-M12 | Contrinex inductive proximity sensor, tubular, 12mm diameter x 60mm body, chrome-plated brass housing, PNP, N.O. output, 6mm sensing distance, semi-flush, 800 Hz switching frequency, IP67, 4-pin M12 quick-disconnect. | Stock | 77
DW-AS-504-M12 | Contrinex inductive proximity sensor, tubular, 12mm diameter x 60mm body, chrome-plated brass housing, PNP, N.C. output, 6mm sensing distance, semi-flush, 800 Hz switching frequency, IP67, 4-pin M12 quick-disconnect. | Stock | 77
DW-AD-511-M12 | Contrinex inductive proximity sensor, tubular, 12mm diameter x 50mm body, chrome-plated brass housing, NPN, N.O. output, 10mm sensing distance, non-flush, 400 Hz switching frequency, IP67, pigtail. | Stock | 82
DW-AS-511-M12 | Contrinex inductive proximity sensor, tubular, 12mm diameter x 60mm body, chrome-plated brass housing, NPN, N.O. output, 10mm sensing distance, non-flush, 400 Hz switching frequency, IP67, 4-pin M12 quick-disconnect. | Stock | 82
DW-AS-512-M12 | Contrinex inductive proximity sensor, tubular, 12mm diameter x 60mm body, chrome-plated brass housing, NPN, N.C. output, 10mm sensing distance, non-flush, 400 Hz switching frequency, IP67, 4-pin M12 quick-disconnect. | Stock | 82
DW-AD-513-M12 | Contrinex inductive proximity sensor, tubular, 12mm diameter x 50mm body, chrome-plated brass housing, PNP, N.O. output, 10mm sensing distance, non-flush, 400 Hz switching frequency, IP67, pigtail. | Stock | 82
DW-AS-513-M12 | Contrinex inductive proximity sensor, tubular, 12mm diameter x 60mm body, chrome-plated brass housing, PNP, N.O. output, 10mm sensing distance, non-flush, 400 Hz switching frequency, IP67, 4-pin M12 quick-disconnect. | Stock | 82
DW-AD-514-M12 | Contrinex inductive proximity sensor, tubular, 12mm diameter x 50mm body, chrome-plated brass housing, PNP, N.C. output, 10mm sensing distance, non-flush, 400 Hz switching frequency, IP67, pigtail. | Stock | 82
DW-AS-514-M12 | Contrinex inductive proximity sensor, tubular, 12mm diameter x 60mm body, chrome-plated brass housing, PNP, N.C. output, 10mm sensing distance, non-flush, 400 Hz switching frequency, IP67, 4-pin M12 quick-disconnect. | Stock | 82
AM1-AN-5H | AutomationDirect inductive proximity sensor, tubular, 12mm diameter x 45mm body, chrome-plated brass housing, NPN, N.O. output, 6mm sensing distance, semi-flush, 800 Hz switching frequency, IP67, 4-pin M12 quick-disconnect. | Stock | 102
AM1-AP-5H | AutomationDirect inductive proximity sensor, tubular, 12mm diameter x 45mm body, chrome-plated brass housing, PNP, N.O. output, 6mm sensing distance, semi-flush, 800 Hz switching frequency, IP67, 4-pin M12 quick-disconnect. | Stock | 102
KSM6-AP-4H | AutomationDirect inductive proximity sensor, tubular, 12mm diameter x 45mm body, 316 stainless steel housing, PNP, N.O. output, 10mm sensing distance, non-flush, 2 kHz switching frequency, IP65 IP66 IP67 IP68 IP69K, 4-pin M12 quick-disconnect. | Stock | 33.5
KSM-AP-4H | AutomationDirect inductive proximity sensor, tubular, 12mm diameter x 60mm body, 316 stainless steel housing, PNP, N.O. output, 10mm sensing distance, non-flush, 2 kHz switching frequency, IP65 IP66 IP67 IP68 IP69K, 4-pin M12 quick-disconnect. | Stock | 33.5
DW-AD-521-M12 | Contrinex inductive proximity sensor, tubular, 12mm diameter x 50mm body, chrome-plated brass housing, NPN, N.O. output, 8mm sensing distance, semi-flush, 400 Hz switching frequency, IP67, pigtail. | Stock | 108
DW-AD-523-M12 | Contrinex inductive proximity sensor, tubular, 12mm diameter x 50mm body, chrome-plated brass housing, PNP, N.O. output, 8mm sensing distance, semi-flush, 400 Hz switching frequency, IP67, pigtail. | Stock | 108
DW-AS-521-M12 | Contrinex inductive proximity sensor, tubular, 12mm diameter x 60mm body, chrome-plated brass housing, NPN, N.O. output, 8mm sensing distance, semi-flush, 400 Hz switching frequency, IP67, 4-pin M12 quick-disconnect. | Stock | 108
DW-AS-523-M12 | Contrinex inductive proximity sensor, tubular, 12mm diameter x 60mm body, chrome-plated brass housing, PNP, N.O. output, 8mm sensing distance, semi-flush, 400 Hz switching frequency, IP67, 4-pin M12 quick-disconnect. | Stock | 108
DW-AD-524-M12 | Contrinex inductive proximity sensor, tubular, 12mm diameter x 50mm body, chrome-plated brass housing, PNP, N.C. output, 8mm sensing distance, semi-flush, 400 Hz switching frequency, IP67, pigtail. | Stock | 108
DW-AS-522-M12 | Contrinex inductive proximity sensor, tubular, 12mm diameter x 60mm body, chrome-plated brass housing, NPN, N.C. output, 8mm sensing distance, semi-flush, 400 Hz switching frequency, IP67, 4-pin M12 quick-disconnect. | Stock | 108
DW-AS-524-M12 | Contrinex inductive proximity sensor, tubular, 12mm diameter x 60mm body, chrome-plated brass housing, PNP, N.C. output, 8mm sensing distance, semi-flush, 400 Hz switching frequency, IP67, 4-pin M12 quick-disconnect. | Stock | 108
DW-AD-509-M12 | Contrinex inductive proximity sensor, tubular, 12mm diameter x 50mm body, chrome-plated brass housing, 0-5 VDC or 1-5 mA analog output, 6mm sensing distance, semi-flush, IP67, pigtail. | Stock | 125
DW-AS-509-M12 | Contrinex inductive proximity sensor, tubular, 12mm diameter x 60mm body, chrome-plated brass housing, 0-5 VDC or 1-5 mA analog output, 6mm sensing distance, semi-flush, IP67, 4-pin M12 quick-disconnect. | Stock | 125
DW-AD-509-M12-390 | Contrinex inductive proximity sensor, tubular, 12mm diameter x 50mm body, chrome-plated brass housing, 0-10 VDC or 4-20 mA analog output, 6mm sensing distance, semi-flush, IP67, pigtail. | Stock | 125
DW-AS-509-M12-390 | Contrinex inductive proximity sensor, tubular, 12mm diameter x 60mm body, chrome-plated brass housing, 0-10 VDC or 4-20 mA analog output, 6mm sensing distance, semi-flush, IP67, 4-pin M12 quick-disconnect. | Stock | 125
VM1-A0-1B | Micro Detectors inductive proximity sensor, tubular, 12mm diameter x 72mm body, nickel-plated brass housing, N.O. output, 2mm sensing distance, flush, 25 Hz switching frequency, IP67, pigtail. | Stock | 50
VM1-A0-1H | Micro Detectors inductive proximity sensor, tubular, 12mm diameter x 65mm body, nickel-plated brass housing, N.O. output, 2mm sensing distance, flush, 25 Hz switching frequency, IP67, 4-pin M12 quick-disconnect. | Stock | 50
VM1-A0-2B | Micro Detectors inductive proximity sensor, tubular, 12mm diameter x 72mm body, nickel-plated brass housing, N.O. output, 4mm sensing distance, non-flush, 25 Hz switching frequency, IP67, pigtail. | Stock | 50
VM1-A0-2H | Micro Detectors inductive proximity sensor, tubular, 12mm diameter x 65mm body, nickel-plated brass housing, N.O. output, 4mm sensing distance, non-flush, 25 Hz switching frequency, IP67, 4-pin M12 quick-disconnect. | Stock | 50
V3M1-R0-3A8F | Micro Detectors inductive proximity sensor, tubular, 12mm diameter x 60mm body, nickel-plated brass housing, N.O. (VAC) or N.O./N.C. (VDC) output, 4mm sensing distance, flush, 25 Hz (AC)/750 Hz (DC) switching frequency, IP67, pigtail. | Stock | 52
V3M1-R0-3Q | Micro Detectors inductive proximity sensor, tubular, 12mm diameter x 65mm body, nickel-plated brass housing, N.O. (VAC) or N.O./N.C. (VDC) output, 4mm sensing distance, flush, 25 Hz (AC)/750 Hz (DC) switching frequency, IP67, 1/2in - 20UNF thread. | Stock | 52
V3M1-R0-4A8F | Micro Detectors inductive proximity sensor, tubular, 12mm diameter x 60mm body, nickel-plated brass housing, N.O. (VAC) or N.O./N.C. (VDC) output, 6mm sensing distance, non-flush, 25 Hz (AC)/500 Hz (DC) switching frequency, IP67, pigtail. | Stock | 52
V3M1-R0-4Q | Micro Detectors inductive proximity sensor, tubular, 12mm diameter x 65mm body, nickel-plated brass housing, N.O. (VAC) or N.O./N.C. (VDC) output, 6mm sensing distance, non-flush, 25 Hz (AC)/500 Hz (DC) switching frequency, IP67, 1/2in - 20UNF thread. | Stock | 52
V3M1-S0-3A8F | Micro Detectors inductive proximity sensor, tubular, 12mm diameter x 60mm body, nickel-plated brass housing, N.C. (VAC) or N.O./N.C. (VDC) output, 4mm sensing distance, flush, 25 Hz (AC)/750 Hz (DC) switching frequency, IP67, pigtail. | Stock | 52
V3M1-S0-3Q | Micro Detectors inductive proximity sensor, tubular, 12mm diameter x 65mm body, nickel-plated brass housing, N.C. (VAC) or N.O./N.C. (VDC) output, 4mm sensing distance, flush, 25 Hz (AC)/750 Hz (DC) switching frequency, IP67, 1/2in - 20UNF thread. | Stock | 52
V3M1-S0-4A8F | Micro Detectors inductive proximity sensor, tubular, 12mm diameter x 60mm body, nickel-plated brass housing, N.C. (VAC) or N.O./N.C. (VDC) output, 6mm sensing distance, non-flush, 25 Hz (AC)/500 Hz (DC) switching frequency, IP67, pigtail. | Stock | 52
V3M1-S0-4Q | Micro Detectors inductive proximity sensor, tubular, 12mm diameter x 65mm body, nickel-plated brass housing, N.C. (VAC) or N.O./N.C. (VDC) output, 6mm sensing distance, non-flush, 25 Hz (AC)/500 Hz (DC) switching frequency, IP67, 1/2in - 20UNF thread. | Stock | 52
PFM1-BN-1H | Micro Detectors inductive proximity sensor, tubular, 12mm diameter x 64.8mm body, 316L stainless steel housing, NPN, N.O./N.C. complementary outputs, 2mm sensing distance, flush, 2 kHz switching frequency, IP67 IP68 IP69K, 4-pin M12 quick-disconnect. | Stock | 53
PFM1-BP-1H | Micro Detectors inductive proximity sensor, tubular, 12mm diameter x 64.8mm body, 316L stainless steel housing, PNP, N.O./N.C. complementary outputs, 2mm sensing distance, flush, 2 kHz switching frequency, IP67 IP68 IP69K, 4-pin M12 quick-disconnect. | Stock | 53
PFM1-BN-2H | Micro Detectors inductive proximity sensor, tubular, 12mm diameter x 64.8mm body, 316L stainless steel housing, NPN, N.O./N.C. complementary outputs, 4mm sensing distance, non-flush, 2 kHz switching frequency, IP67 IP68 IP69K, 4-pin M12 quick-disconnect. | Stock | 53
PFM1-BP-2H | Micro Detectors inductive proximity sensor, tubular, 12mm diameter x 64.8mm body, 316L stainless steel housing, PNP, N.O./N.C. complementary outputs, 4mm sensing distance, non-flush, 2 kHz switching frequency, IP67 IP68 IP69K, 4-pin M12 quick-disconnect. | Stock | 53
PFM1-BN-3H | Micro Detectors inductive proximity sensor, tubular, 12mm diameter x 64.8mm body, 316L stainless steel housing, NPN, N.O./N.C. complementary outputs, 4mm sensing distance, flush, 2 kHz switching frequency, IP67 IP68 IP69K, 4-pin M12 quick-disconnect. | Stock | 53
PFM1-BP-3H | Micro Detectors inductive proximity sensor, tubular, 12mm diameter x 64.8mm body, 316L stainless steel housing, PNP, N.O./N.C. complementary outputs, 4mm sensing distance, flush, 2 kHz switching frequency, IP67 IP68 IP69K, 4-pin M12 quick-disconnect. | Stock | 53
PFM1-BN-4H | Micro Detectors inductive proximity sensor, tubular, 12mm diameter x 64.8mm body, 316L stainless steel housing, NPN, N.O./N.C. complementary outputs, 8mm sensing distance, non-flush, 2 kHz switching frequency, IP67 IP68 IP69K, 4-pin M12 quick-disconnect. | Stock | 53
PFM1-BP-4H | Micro Detectors inductive proximity sensor, tubular, 12mm diameter x 64.8mm body, 316L stainless steel housing, PNP, N.O./N.C. complementary outputs, 8mm sensing distance, non-flush, 2 kHz switching frequency, IP67 IP68 IP69K, 4-pin M12 quick-disconnect. | Stock | 53
PMW-0N-1H | Micro Detectors inductive proximity sensor, tubular, 12mm diameter x 64.8mm body, stainless steel housing, NPN, N.O./N.C. complementary outputs, 2mm sensing distance, flush, 2 kHz switching frequency, IP67 IP68, 4-pin M12 quick-disconnect. | Stock | 55
PMW-0N-2H | Micro Detectors inductive proximity sensor, tubular, 12mm diameter x 64.8mm body, stainless steel housing, NPN, N.O./N.C. complementary outputs, 4mm sensing distance, non-flush, 2 kHz switching frequency, IP67 IP68, 4-pin M12 quick-disconnect. | Stock | 55
PMW-0P-1H | Micro Detectors inductive proximity sensor, tubular, 12mm diameter x 64.8mm body, stainless steel housing, PNP, N.O./N.C. complementary outputs, 2mm sensing distance, flush, 2 kHz switching frequency, IP67 IP68, 4-pin M12 quick-disconnect. | Stock | 55
PMW-0P-2H | Micro Detectors inductive proximity sensor, tubular, 12mm diameter x 64.8mm body, stainless steel housing, PNP, N.O./N.C. complementary outputs, 4mm sensing distance, non-flush, 2 kHz switching frequency, IP67 IP68, 4-pin M12 quick-disconnect. | Stock | 55
PMW2-AP-3H | ProSense inductive proximity sensor, tubular, 12mm diameter x 45mm body, stainless steel housing, PNP, N.O. output, 4mm sensing distance, flush, 100 Hz switching frequency, IP65 IP66 IP67 IP68 IP69K, 4-pin M12 quick-disconnect. | Stock | 40
PMW2-AP-4H | ProSense inductive proximity sensor, tubular, 12mm diameter x 45mm body, stainless steel housing, PNP, N.O. output, 6mm sensing distance, non-flush, 250 Hz switching frequency, IP65 IP66 IP67 IP68 IP69K, 4-pin M12 quick-disconnect. | Stock | 40
PMW-AN-5A | AutomationDirect inductive proximity sensor, tubular, 12mm diameter x 50mm body, stainless steel housing, NPN, N.O. output, 6mm sensing distance, flush, 400 Hz switching frequency, IP68, pigtail. | Stock | 132
PMW-AN-5H | AutomationDirect inductive proximity sensor, tubular, 12mm diameter x 60mm body, stainless steel housing, NPN, N.O. output, 6mm sensing distance, flush, 400 Hz switching frequency, IP67, 4-pin M12 quick-disconnect. | Stock | 132
PMW-AP-5A | AutomationDirect inductive proximity sensor, tubular, 12mm diameter x 50mm body, stainless steel housing, PNP, N.O. output, 6mm sensing distance, flush, 400 Hz switching frequency, IP68, pigtail. | Stock | 132
PMW-AP-5H | AutomationDirect inductive proximity sensor, tubular, 12mm diameter x 60mm body, stainless steel housing, PNP, N.O. output, 6mm sensing distance, flush, 400 Hz switching frequency, IP67, 4-pin M12 quick-disconnect. | Stock | 132
DW-AD-711-M12 | Contrinex inductive proximity sensor, tubular, 12mm diameter x 50mm body, stainless steel housing, NPN, N.O. output, 10mm sensing distance, non-flush, 400 Hz switching frequency, IP68 IP69K, pigtail. | Stock | 127
DW-AD-713-M12 | Contrinex inductive proximity sensor, tubular, 12mm diameter x 50mm body, stainless steel housing, PNP, N.O. output, 10mm sensing distance, non-flush, 400 Hz switching frequency, IP68 IP69K, pigtail. | Stock | 127
DW-AS-711-M12 | Contrinex inductive proximity sensor, tubular, 12mm diameter x 60mm body, stainless steel housing, NPN, N.O. output, 10mm sensing distance, non-flush, 400 Hz switching frequency, IP68 IP69K, 4-pin M12 quick-disconnect. | Stock | 127
DW-AS-713-M12 | Contrinex inductive proximity sensor, tubular, 12mm diameter x 60mm body, stainless steel housing, PNP, N.O. output, 10mm sensing distance, non-flush, 400 Hz switching frequency, IP68 IP69K, 4-pin M12 quick-disconnect. | Stock | 127
DW-AD-712-M12 | Contrinex inductive proximity sensor, tubular, 12mm diameter x 50mm body, stainless steel housing, NPN, N.C. output, 10mm sensing distance, non-flush, 400 Hz switching frequency, IP68 IP69K, pigtail. | Stock | 127
DW-AD-714-M12 | Contrinex inductive proximity sensor, tubular, 12mm diameter x 50mm body, stainless steel housing, PNP, N.C. output, 10mm sensing distance, non-flush, 400 Hz switching frequency, IP68 IP69K, pigtail. | Stock | 127
DW-AS-712-M12 | Contrinex inductive proximity sensor, tubular, 12mm diameter x 60mm body, stainless steel housing, NPN, N.C. output, 10mm sensing distance, non-flush, 400 Hz switching frequency, IP68 IP69K, 4-pin M12 quick-disconnect. | Stock | 127
DW-AS-714-M12 | Contrinex inductive proximity sensor, tubular, 12mm diameter x 60mm body, stainless steel housing, PNP, N.C. output, 10mm sensing distance, non-flush, 400 Hz switching frequency, IP68 IP69K, 4-pin M12 quick-disconnect. | Stock | 127
WSM-AP-3H | AutomationDirect inductive proximity sensor, tubular, 12mm diameter x 45mm body, weld coated 316 stainless steel housing, PNP, N.O. output, 4mm sensing distance, flush, 2 Hz switching frequency, IP65 IP66 IP67 IP68 IP69K, 4-pin M12 quick-disconnect. | Stock | 50
WKM-AP-3H | AutomationDirect inductive proximity sensor, tubular, 12mm diameter x 65mm body, weld coated brass housing, PNP, N.O. output, 4mm sensing distance, flush, 2 kHz switching frequency, IP65 IP66 IP67 IP68 IP69K, 4-pin M12 quick-disconnect. | Stock | 37.5
WKM-AP-4H | AutomationDirect inductive proximity sensor, tubular, 12mm diameter x 65mm body, weld coated brass housing, PNP, N.O. output, 8mm sensing distance, non-flush, 2 kHz switching frequency, IP67, 4-pin M12 quick-disconnect. | Stock | 50
DW-AS-711-M12-967 | Contrinex inductive proximity sensor, tubular, 12mm diameter x 60mm, 304 stainless steel housing, NPN, N.O., 3mm sensing distance, non-flush, 400 Hz switching frequency, IP68 IP69K, 4-pin M12 quick-disconnect. | Stock | 125
DW-AS-713-M12-967 | Contrinex inductive proximity sensor, tubular, 12mm diameter x 60mm, 304 stainless steel housing, PNP, N.O., 3mm sensing distance, non-flush, 400 Hz switching frequency, IP68 IP69K, 4-pin M12 quick-disconnect. | Stock | 125
DW-AS-503-P12-630 | Contrinex inductive proximity sensor, tubular, 12mm diameter x 56mm body, 304 stainless steel housing, PNP, N.O., 1.5mm sensing distance, flush, 600 Hz switching frequency, IP68, 4-pin M12 quick-disconnect. | Stock | 210
DW-AS-503-P12-624 | Contrinex inductive proximity sensor, tubular, 12mm diameter x 56mm body, 304 stainless steel housing, PNP, N.O., 1.5mm sensing distance, flush, 600 Hz switching frequency, IP68, 4-pin M12 quick-disconnect. | Stock | 210
DW-LS-703-P12G | Contrinex inductive proximity sensor, tubular, 12mm diameter x 61mm body, 304 stainless steel housing, PNP, N.O., 1.5mm sensing distance, flush, 850 Hz switching frequency, IP68 IP69K, 4-pin M12 quick-disconnect. | Stock | 270
DW-HD-601-M12-200 | Contrinex inductive proximity sensor, tubular, 12mm diameter x 59mm body, 304 stainless steel housing, NPN, N.O., 3mm sensing distance, flush, 500 Hz switching frequency, IP67, pigtail. | Stock | 226
DW-HD-603-M12-200 | Contrinex inductive proximity sensor, tubular, 12mm diameter x 59mm body, 304 stainless steel housing, PNP, N.O., 3mm sensing distance, flush, 500 Hz switching frequency, IP67, pigtail. | Stock | 226
GF711S | ifm efector inductive proximity sensor, tubular, 12mm diameter x 70mm body, stainless steel housing, PNP, (1) pair OSSD, 0.5-4mm enable zone, non-flush, IP65 IP67, 4-pin M12 quick-disconnect. | Stock | 169
GF854S | ifm efector inductive proximity sensor, tubular, 12mm diameter x 60mm body, bronze-plated brass housing, PNP, (1) pair OSSD, >6mm enable zone, non-flush, IP65 IP67 IP68 IP69K, 4-pin M12 quick-disconnect. | Stock | 125
18mm Tubular Inductive Proximity Sensors
ISWE-M18MP-NSS-A0 | Contrinex inductive proximity sensor, tubular, 18mm diameter x 63.5mm body, chrome-plated brass housing, PNP, N.O. output, 8mm sensing distance, semi-flush, 500 Hz switching frequency, IP67, 4-pin M12 quick-disconnect. | Stock | 80
IDWE-M18MP-NMS-A0 | Contrinex inductive proximity sensor, tubular, 18mm diameter x 63.5mm body, chrome-plated brass housing, PNP, N.O. output, 10mm sensing distance, flush, 125 Hz switching frequency, IP67, 4-pin M12 quick-disconnect. | Stock | 149
IDWE-M18MM-NMS-A0 | Contrinex inductive proximity sensor, tubular, 18mm diameter x 63.5mm body, 304 stainless steel housing, PNP, N.O. output, 10mm sensing distance, flush, 140 Hz switching frequency, IP68 IP69K, 4-pin M12 quick-disconnect. | Stock | 179
PAK-AP-1A | AchieVe inductive proximity sensor, tubular, 18mm diameter x 50mm body, nickel-plated brass housing, PNP, N.O. output, 5mm sensing distance, flush, 2 kHz switching frequency, IP67, pigtail. | Stock | 15
PAK-AP-1H | AchieVe inductive proximity sensor, tubular, 18mm diameter x 63.5mm body, nickel-plated brass housing, PNP, N.O. output, 5mm sensing distance, flush, 2 kHz switching frequency, IP67, 4-pin M12 quick-disconnect. | Stock | 15
PAK-AN-1H | AchieVe inductive proximity sensor, tubular, 18mm diameter x 63.5mm body, nickel-plated brass housing, NPN, N.O. output, 5mm sensing distance, flush, 2 kHz switching frequency, IP67, 4-pin M12 quick-disconnect. | Stock | 15
PAK-AP-2A | AchieVe inductive proximity sensor, tubular, 18mm diameter x 50mm body, nickel-plated brass housing, PNP, N.O. output, 8mm sensing distance, non-flush, 2 kHz switching frequency, IP67, pigtail. | Stock | 15
PAK-AP-2H | AchieVe inductive proximity sensor, tubular, 18mm diameter x 63.5mm body, nickel-plated brass housing, PNP, N.O. output, 8mm sensing distance, non-flush, 2 kHz switching frequency, IP67, 4-pin M12 quick-disconnect. | Stock | 15
PAK-AN-2H | AchieVe inductive proximity sensor, tubular, 18mm diameter x 63.5mm body, nickel-plated brass housing, NPN, N.O. output, 8mm sensing distance, non-flush, 2 kHz switching frequency, IP67, 4-pin M12 quick-disconnect. | Stock | 15
PBK6-AN-1H | ProSense inductive proximity sensor, tubular, 18mm diameter x 56.4mm body, nickel-plated brass housing, NPN, N.O. output, 5mm sensing distance, flush, 1000 Hz switching frequency, IP67, 4-pin M12 quick-disconnect. | Stock | 15.5
PBK6-AP-1A | ProSense inductive proximity sensor, tubular, 18mm diameter x 46.9mm body, nickel-plated brass housing, PNP, N.O. output, 5mm sensing distance, flush, 1000 Hz switching frequency, IP67, pigtail. | Stock | 13.5
PBK6-AP-1H | ProSense inductive proximity sensor, tubular, 18mm diameter x 56.4mm body, nickel-plated brass housing, PNP, N.O. output, 5mm sensing distance, flush, 1000 Hz switching frequency, IP67, 4-pin M12 quick-disconnect. | Stock | 15.5
PBK6-CP-1H | ProSense inductive proximity sensor, tubular, 18mm diameter x 46.9mm body, nickel-plated brass housing, PNP, N.C. output, 5mm sensing distance, flush, 1000 Hz switching frequency, IP67, 4-pin M12 quick-disconnect. | Stock | 15.5
PBK6-AN-2H | ProSense inductive proximity sensor, tubular, 18mm diameter x 65.2mm body, nickel-plated brass housing, NPN, N.O. output, 8mm sensing distance, non-flush, 1000 Hz switching frequency, IP67, 4-pin M12 quick-disconnect. | Stock | 15.5
PBK6-AP-2A | ProSense inductive proximity sensor, tubular, 18mm diameter x 55.7mm body, nickel-plated brass housing, PNP, N.O. output, 8mm sensing distance, non-flush, 1000 Hz switching frequency, IP67, pigtail. | Stock | 13.5
PBK6-AP-2H | ProSense inductive proximity sensor, tubular, 18mm diameter x 65.2mm body, nickel-plated brass housing, PNP, N.O. output, 8mm sensing distance, non-flush, 1000 Hz switching frequency, IP67, 4-pin M12 quick-disconnect. | Stock | 15.5
PBK6-CP-2H | ProSense inductive proximity sensor, tubular, 18mm diameter x 55.7mm body, nickel-plated brass housing, PNP, N.C. output, 8mm sensing distance, non-flush, 1000 Hz switching frequency, IP67, 4-pin M12 quick-disconnect. | Stock | 15.5
DW-AS-601-M18-002 | Contrinex inductive proximity sensor, tubular, 18mm diameter x 63.5mm body, nickel-plated brass housing, NPN, N.O. output, 5mm sensing distance, flush, 2 kHz switching frequency, IP67, 4-pin M12 quick-disconnect. | Stock | 21
DW-AS-603-M18-002 | Contrinex inductive proximity sensor, tubular, 18mm diameter x 63.5mm body, nickel-plated brass housing, PNP, N.O. output, 5mm sensing distance, flush, 2 kHz switching frequency, IP67, 4-pin M12 quick-disconnect. | Stock | 21
DW-AS-604-M18-002 | Contrinex inductive proximity sensor, tubular, 18mm diameter x 63.5mm body, nickel-plated brass housing, PNP, N.C. output, 5mm sensing distance, flush, 2 kHz switching frequency, IP67, 4-pin M12 quick-disconnect. | Stock | 21
DW-AS-611-M18-002 | Contrinex inductive proximity sensor, tubular, 18mm diameter x 63.5mm body, nickel-plated brass housing, NPN, N.O. output, 8mm sensing distance, non-flush, 2 kHz switching frequency, IP67, 4-pin M12 quick-disconnect. | Stock | 21
DW-AS-613-M18-002 | Contrinex inductive proximity sensor, tubular, 18mm diameter x 63.5mm body, nickel-plated brass housing, PNP, N.O. output, 8mm sensing distance, non-flush, 2 kHz switching frequency, IP67, 4-pin M12 quick-disconnect. | Stock | 21
DW-AS-614-M18-002 | Contrinex inductive proximity sensor, tubular, 18mm diameter x 63.5mm body, nickel-plated brass housing, PNP, N.C. output, 8mm sensing distance, non-flush, 2 kHz switching frequency, IP67, 4-pin M12 quick-disconnect. | Stock | 21
AK1-AN-1A | Micro Detectors inductive proximity sensor, tubular, 18mm diameter x 50mm body, nickel-plated brass housing, NPN, N.O. output, 5mm sensing distance, flush, 600 Hz switching frequency, IP67, pigtail. | Stock | 22
AK1-AN-1H | Micro Detectors inductive proximity sensor, tubular, 18mm diameter x 64mm body, nickel-plated brass housing, NPN, N.O. output, 5mm sensing distance, flush, 600 Hz switching frequency, IP67, 4-pin M12 quick-disconnect. | Stock | 24.5
AK1-AP-1A | Micro Detectors inductive proximity sensor, tubular, 18mm diameter x 50mm body, nickel-plated brass housing, PNP, N.O. output, 5mm sensing distance, flush, 600 Hz switching frequency, IP67, pigtail. | Stock | 22
AK1-AP-1H | Micro Detectors inductive proximity sensor, tubular, 18mm diameter x 64mm body, nickel-plated brass housing, PNP, N.O. output, 5mm sensing distance, flush, 600 Hz switching frequency, IP67, 4-pin M12 quick-disconnect. | Stock | 24.5
AK1-AN-2A | Micro Detectors inductive proximity sensor, tubular, 18mm diameter x 50mm body, nickel-plated brass housing, NPN, N.O. output, 8mm sensing distance, non-flush, 300 Hz switching frequency, IP67, pigtail. | Stock | 22
AK1-AN-2H | Micro Detectors inductive proximity sensor, tubular, 18mm diameter x 64mm body, nickel-plated brass housing, NPN, N.O. output, 8mm sensing distance, non-flush, 300 Hz switching frequency, IP67, 4-pin M12 quick-disconnect. | Stock | 24.5
AK1-AP-2A | Micro Detectors inductive proximity sensor, tubular, 18mm diameter x 50mm body, nickel-plated brass housing, PNP, N.O. output, 8mm sensing distance, non-flush, 300 Hz switching frequency, IP67, pigtail. | Stock | 22
AK1-AP-2H | Micro Detectors inductive proximity sensor, tubular, 18mm diameter x 64mm body, nickel-plated brass housing, PNP, N.O. output, 8mm sensing distance, non-flush, 300 Hz switching frequency, IP67, 4-pin M12 quick-disconnect. | Stock | 24.5
AK1-A0-1A | Micro Detectors inductive proximity sensor, tubular, 18mm diameter x 50mm body, nickel-plated brass housing, NPN/PNP, N.O. output, 5mm sensing distance, flush, 600 Hz switching frequency, IP67, pigtail. | Stock | 31.5
AK1-A0-1H | Micro Detectors inductive proximity sensor, tubular, 18mm diameter x 64mm body, nickel-plated brass housing, NPN/PNP, N.O. output, 5mm sensing distance, flush, 600 Hz switching frequency, IP67, 4-pin M12 quick-disconnect. | Stock | 31.5
AK1-A0-2A | Micro Detectors inductive proximity sensor, tubular, 18mm diameter x 50mm body, nickel-plated brass housing, NPN/PNP, N.O. output, 8mm sensing distance, non-flush, 300 Hz switching frequency, IP67, pigtail. | Stock | 31.5
AK1-A0-2H | Micro Detectors inductive proximity sensor, tubular, 18mm diameter x 64mm body, nickel-plated brass housing, NPN/PNP, N.O. output, 8mm sensing distance, non-flush, 300 Hz switching frequency, IP67, 4-pin M12 quick-disconnect. | Stock | 31.5
DW-AS-621-M18-002 | Contrinex inductive proximity sensor, tubular, 18mm diameter x 63.5mm body, nickel-plated brass housing, NPN, N.O. output, 8mm sensing distance, flush, 1.5 kHz switching frequency, IP67, 4-pin M12 quick-disconnect. | Stock | 26.5
DW-AS-623-M18-002 | Contrinex inductive proximity sensor, tubular, 18mm diameter x 63.5mm body, nickel-plated brass housing, PNP, N.O. output, 8mm sensing distance, flush, 1.5 kHz switching frequency, IP67, 4-pin M12 quick-disconnect. | Stock | 26.5
DW-AS-624-M18-002 | Contrinex inductive proximity sensor, tubular, 18mm diameter x 63.5mm body, nickel-plated brass housing, PNP, N.C. output, 8mm sensing distance, flush, 1.5 kHz switching frequency, IP67, 4-pin M12 quick-disconnect. | Stock | 26.5
DW-AS-631-M18-002 | Contrinex inductive proximity sensor, tubular, 18mm diameter x 63.5mm body, nickel-plated brass housing, NPN, N.O. output, 12mm sensing distance, non-flush, 500 Hz switching frequency, IP67, 4-pin M12 quick-disconnect. | Stock | 26.5
DW-AS-633-M18-002 | Contrinex inductive proximity sensor, tubular, 18mm diameter x 63.5mm body, nickel-plated brass housing, PNP, N.O. output, 12mm sensing distance, non-flush, 500 Hz switching frequency, IP67, 4-pin M12 quick-disconnect. | Stock | 26.5
DW-AS-634-M18-002 | Contrinex inductive proximity sensor, tubular, 18mm diameter x 63.5mm body, nickel-plated brass housing, PNP, N.C. output, 12mm sensing distance, non-flush, 500 Hz switching frequency, IP67, 4-pin M12 quick-disconnect. | Stock | 26.5
KSK6-AP-3H | AutomationDirect inductive proximity sensor, tubular, 18mm diameter x 45mm body, 316 stainless steel housing, PNP, N.O. output, 8mm sensing distance, flush, 2 kHz switching frequency, IP65 IP66 IP67 IP68 IP69K, 4-pin M12 quick-disconnect. | Stock | 39.5
KSK-AP-3H | AutomationDirect inductive proximity sensor, tubular, 18mm diameter x 60mm body, 316 stainless steel housing, PNP, N.O. output, 8mm sensing distance, flush, 2 kHz switching frequency, IP65 IP66 IP67 IP68 IP69K, 4-pin M12 quick-disconnect. | Stock | 39.5
KSK6-AP-4H | AutomationDirect inductive proximity sensor, tubular, 18mm diameter x 45mm body, 316 stainless steel housing, PNP, N.O. output, 12mm sensing distance, non-flush, 2 kHz switching frequency, IP65 IP66 IP67 IP68 IP69K, 4-pin M12 quick-disconnect. | Stock | 39.5
KSK-AP-4H | AutomationDirect inductive proximity sensor, tubular, 18mm diameter x 60mm body, 316 stainless steel housing, PNP, N.O. output, 15mm sensing distance, non-flush, 2 kHz switching frequency, IP65 IP66 IP67 IP68 IP69K, 4-pin M12 quick-disconnect. | Stock | 39.5
PNK6-AN-3A | AutomationDirect inductive proximity sensor, tubular, 18mm diameter x 45mm body, bronze-plated brass housing, NPN, N.O. output, 8mm sensing distance, flush, 400 Hz switching frequency, IP65 IP66 IP67 IP68 IP69K, pigtail. | Stock | 28
PNK6-AN-3H | AutomationDirect inductive proximity sensor, tubular, 18mm diameter x 45mm body, bronze-plated brass housing, NPN, N.O. output, 8mm sensing distance, flush, 400 Hz switching frequency, IP65 IP66 IP67 IP68 IP69K, 4-pin M12 quick-disconnect. | Stock | 28
PNK6-CN-3A | AutomationDirect inductive proximity sensor, tubular, 18mm diameter x 45mm body, bronze-plated brass housing, NPN, N.C. output, 8mm sensing distance, flush, 400 Hz switching frequency, IP65 IP66 IP67 IP68 IP69K, pigtail. | Stock | 28
PNK6-CN-3H | AutomationDirect inductive proximity sensor, tubular, 18mm diameter x 45mm body, bronze-plated brass housing, NPN, N.C. output, 8mm sensing distance, flush, 400 Hz switching frequency, IP65 IP66 IP67 IP68 IP69K, 4-pin M12 quick-disconnect. | Stock | 28
PNK6-AP-3A | AutomationDirect inductive proximity sensor, tubular, 18mm diameter x 45mm body, bronze-plated brass housing, PNP, N.O. output, 8mm sensing distance, flush, 400 Hz switching frequency, IP65 IP66 IP67 IP68 IP69K, pigtail. | Stock | 28
PNK6-AP-3H | AutomationDirect inductive proximity sensor, tubular, 18mm diameter x 45mm body, bronze-plated brass housing, PNP, N.O. output, 8mm sensing distance, flush, 400 Hz switching frequency, IP65 IP66 IP67 IP68 IP69K, 4-pin M12 quick-disconnect. | Stock | 28
PNK6-CP-3A | AutomationDirect inductive proximity sensor, tubular, 18mm diameter x 45mm body, bronze-plated brass housing, PNP, N.C. output, 8mm sensing distance, flush, 400 Hz switching frequency, IP65 IP66 IP67 IP68 IP69K, pigtail. | Stock | 28
PNK6-CP-3H | AutomationDirect inductive proximity sensor, tubular, 18mm diameter x 45mm body, bronze-plated brass housing, PNP, N.C. output, 8mm sensing distance, flush, 400 Hz switching frequency, IP65 IP66 IP67 IP68 IP69K, 4-pin M12 quick-disconnect. | Stock | 28
PNK6-AN-4A | AutomationDirect inductive proximity sensor, tubular, 18mm diameter x 45mm body, bronze-plated brass housing, NPN, N.O. output, 12mm sensing distance, non-flush, 300 Hz switching frequency, IP65 IP66 IP67 IP68 IP69K, pigtail. | Stock | 28
PNK6-AN-4H | AutomationDirect inductive proximity sensor, tubular, 18mm diameter x 45mm body, bronze-plated brass housing, NPN, N.O. output, 12mm sensing distance, non-flush, 300 Hz switching frequency, IP65 IP66 IP67 IP68 IP69K, 4-pin M12 quick-disconnect. | Stock | 28
PNK6-CN-4A | AutomationDirect inductive proximity sensor, tubular, 18mm diameter x 45mm body, bronze-plated brass housing, NPN, N.C. output, 12mm sensing distance, non-flush, 300 Hz switching frequency, IP65 IP66 IP67 IP68 IP69K, pigtail. | Stock | 28
PNK6-CN-4H | AutomationDirect inductive proximity sensor, tubular, 18mm diameter x 45mm body, bronze-plated brass housing, NPN, N.C. output, 12mm sensing distance, non-flush, 300 Hz switching frequency, IP65 IP66 IP67 IP68 IP69K, 4-pin M12 quick-disconnect. | Stock | 28
PNK6-AP-4A | AutomationDirect inductive proximity sensor, tubular, 18mm diameter x 45mm body, bronze-plated brass housing, PNP, N.O. output, 12mm sensing distance, non-flush, 300 Hz switching frequency, IP65 IP66 IP67 IP68 IP69K, pigtail. | Stock | 28
PNK6-AP-4H | AutomationDirect inductive proximity sensor, tubular, 18mm diameter x 45mm body, bronze-plated brass housing, PNP, N.O. output, 12mm sensing distance, non-flush, 300 Hz switching frequency, IP65 IP66 IP67 IP68 IP69K, 4-pin M12 quick-disconnect. | Stock | 28
PNK6-CP-4A | AutomationDirect inductive proximity sensor, tubular, 18mm diameter x 45mm body, bronze-plated brass housing, PNP, N.C. output, 12mm sensing distance, non-flush, 300 Hz switching frequency, IP65 IP66 IP67 IP68 IP69K, pigtail. | Stock | 28
PNK6-CP-4H | AutomationDirect inductive proximity sensor, tubular, 18mm diameter x 45mm body, bronze-plated brass housing, PNP, N.C. output, 12mm sensing distance, non-flush, 300 Hz switching frequency, IP65 IP66 IP67 IP68 IP69K, 4-pin M12 quick-disconnect. | Stock | 28
PNK-AN-3A | AutomationDirect inductive proximity sensor, tubular, 18mm diameter x 65mm body, bronze-plated brass housing, NPN, N.O. output, 8mm sensing distance, flush, 400 Hz switching frequency, IP65 IP66 IP67 IP68 IP69K, pigtail. | Stock | 29.5
PNK-AN-3H | AutomationDirect inductive proximity sensor, tubular, 18mm diameter x 60mm body, bronze-plated brass housing, NPN, N.O. output, 8mm sensing distance, flush, 400 Hz switching frequency, IP65 IP66 IP67 IP68 IP69K, 4-pin M12 quick-disconnect. | Stock | 29.5
PNK-CN-3H | AutomationDirect inductive proximity sensor, tubular, 18mm diameter x 60mm body, bronze-plated brass housing, NPN, N.C. output, 8mm sensing distance, flush, 400 Hz switching frequency, IP65 IP66 IP67 IP68 IP69K, 4-pin M12 quick-disconnect. | Stock | 29.5
PNK-AP-3A | AutomationDirect inductive proximity sensor, tubular, 18mm diameter x 65mm body, bronze-plated brass housing, PNP, N.O. output, 8mm sensing distance, flush, 400 Hz switching frequency, IP65 IP66 IP67 IP68 IP69K, pigtail. | Stock | 29.5
PNK-AP-3H | AutomationDirect inductive proximity sensor, tubular, 18mm diameter x 60mm body, bronze-plated brass housing, PNP, N.O. output, 8mm sensing distance, flush, 400 Hz switching frequency, IP65 IP66 IP67 IP68 IP69K, 4-pin M12 quick-disconnect. | Stock | 29.5
PNK-CP-3A | AutomationDirect inductive proximity sensor, tubular, 18mm diameter x 65mm body, bronze-plated brass housing, PNP, N.C. output, 8mm sensing distance, flush, 400 Hz switching frequency, IP65 IP66 IP67 IP68 IP69K, pigtail. | Stock | 29.5
PNK-AN-4A | AutomationDirect inductive proximity sensor, tubular, 18mm diameter x 65mm body, bronze-plated brass housing, NPN, N.O. output, 12mm sensing distance, non-flush, 300 Hz switching frequency, IP65 IP66 IP67 IP68 IP69K, pigtail. | Stock | 29.5
PNK-AN-4H | AutomationDirect inductive proximity sensor, tubular, 18mm diameter x 60mm body, bronze-plated brass housing, NPN, N.O. output, 12mm sensing distance, non-flush, 300 Hz switching frequency, IP65 IP66 IP67 IP68 IP69K, 4-pin M12 quick-disconnect. | Stock | 29.5
PNK-CN-4A | AutomationDirect inductive proximity sensor, tubular, 18mm diameter x 65mm body, bronze-plated brass housing, NPN, N.C. output, 12mm sensing distance, non-flush, 300 Hz switching frequency, IP65 IP66 IP67 IP68 IP69K, pigtail. | Stock | 29.5
PNK-AP-4A | AutomationDirect inductive proximity sensor, tubular, 18mm diameter x 65mm body, bronze-plated brass housing, PNP, N.O. output, 12mm sensing distance, non-flush, 300 Hz switching frequency, IP65 IP66 IP67 IP68 IP69K, pigtail. | Stock | 29.5
PNK-AP-4H | AutomationDirect inductive proximity sensor, tubular, 18mm diameter x 60mm body, bronze-plated brass housing, PNP, N.O. output, 12mm sensing distance, non-flush, 300 Hz switching frequency, IP65 IP66 IP67 IP68 IP69K, 4-pin M12 quick-disconnect. | Stock | 29.5
PNK-CP-4A | AutomationDirect inductive proximity sensor, tubular, 18mm diameter x 65mm body, bronze-plated brass housing, PNP, N.C. output, 12mm sensing distance, non-flush, 300 Hz switching frequency, IP65 IP66 IP67 IP68 IP69K, pigtail. | Stock | 29.5
PNK-CP-4H | AutomationDirect inductive proximity sensor, tubular, 18mm diameter x 60mm body, bronze-plated brass housing, PNP, N.C. output, 12mm sensing distance, non-flush, 300 Hz switching frequency, IP65 IP66 IP67 IP68 IP69K, 4-pin M12 quick-disconnect. | Stock | 29.5
AK1-AN-3A | Micro Detectors inductive proximity sensor, tubular, 18mm diameter x 50mm body, nickel-plated brass housing, NPN, N.O. output, 8mm sensing distance, flush, 300 Hz switching frequency, IP67, pigtail. | Stock | 28.5
AK1-AN-3H | Micro Detectors inductive proximity sensor, tubular, 18mm diameter x 64mm body, nickel-plated brass housing, NPN, N.O. output, 8mm sensing distance, flush, 300 Hz switching frequency, IP67, 4-pin M12 quick-disconnect. | Stock | 28.5
AK1-AP-3A | Micro Detectors inductive proximity sensor, tubular, 18mm diameter x 50mm body, nickel-plated brass housing, PNP, N.O. output, 8mm sensing distance, flush, 300 Hz switching frequency, IP67, pigtail. | Stock | 28.5
AK1-AP-3H | Micro Detectors inductive proximity sensor, tubular, 18mm diameter x 64mm body, nickel-plated brass housing, PNP, N.O. output, 8mm sensing distance, flush, 300 Hz switching frequency, IP67, 4-pin M12 quick-disconnect. | Stock | 28.5
AK1-AN-4A | Micro Detectors inductive proximity sensor, tubular, 18mm diameter x 50mm body, nickel-plated brass housing, NPN, N.O. output, 12mm sensing distance, non-flush, 300 Hz switching frequency, IP67, pigtail. | Stock | 28.5
AK1-AN-4H | Micro Detectors inductive proximity sensor, tubular, 18mm diameter x 64mm body, nickel-plated brass housing, NPN, N.O. output, 12mm sensing distance, non-flush, 300 Hz switching frequency, IP67, 4-pin M12 quick-disconnect. | Stock | 28.5
AK1-AP-4A | Micro Detectors inductive proximity sensor, tubular, 18mm diameter x 50mm body, nickel-plated brass housing, PNP, N.O. output, 12mm sensing distance, non-flush, 300 Hz switching frequency, IP67, pigtail. | Stock | 28.5
AK1-AP-4H | Micro Detectors inductive proximity sensor, tubular, 18mm diameter x 64mm body, nickel-plated brass housing, PNP, N.O. output, 12mm sensing distance, non-flush, 300 Hz switching frequency, IP67, 4-pin M12 quick-disconnect. | Stock | 28.5
AK1-A0-3A | Micro Detectors inductive proximity sensor, tubular, 18mm diameter x 50mm body, nickel-plated brass housing, NPN/PNP, N.O. output, 8mm sensing distance, flush, 300 Hz switching frequency, IP67, pigtail. | Stock | 41
AK1-A0-3H | Micro Detectors inductive proximity sensor, tubular, 18mm diameter x 64mm body, nickel-plated brass housing, NPN/PNP, N.O. output, 8mm sensing distance, flush, 300 Hz switching frequency, IP67, 4-pin M12 quick-disconnect. | Stock | 41
AK1-A0-4A | Micro Detectors inductive proximity sensor, tubular, 18mm diameter x 50mm body, nickel-plated brass housing, NPN/PNP, N.O. output, 12mm sensing distance, non-flush, 300 Hz switching frequency, IP67, pigtail. | Stock | 41
AK1-A0-4H | Micro Detectors inductive proximity sensor, tubular, 18mm diameter x 64mm body, nickel-plated brass housing, NPN/PNP, N.O. output, 12mm sensing distance, non-flush, 300 Hz switching frequency, IP67, 4-pin M12 quick-disconnect. | Stock | 41
DW-AD-501-M18 | Contrinex inductive proximity sensor, tubular, 18mm diameter x 51mm body, chrome-plated brass housing, NPN, N.O. output, 12mm sensing distance, semi-flush, 600 Hz switching frequency, IP67, pigtail. | Stock | 79
DW-AD-503-M18 | Contrinex inductive proximity sensor, tubular, 18mm diameter x 51mm body, chrome-plated brass housing, PNP, N.O. output, 12mm sensing distance, semi-flush, 600 Hz switching frequency, IP67, pigtail. | Stock | 79
DW-AS-501-M18-002 | Contrinex inductive proximity sensor, tubular, 18mm diameter x 63.5mm body, chrome-plated brass housing, NPN, N.O. output, 12mm sensing distance, semi-flush, 600 Hz switching frequency, IP67, 4-pin M12 quick-disconnect. | Stock | 79
DW-AS-503-M18-002 | Contrinex inductive proximity sensor, tubular, 18mm diameter x 63.5mm body, chrome-plated brass housing, PNP, N.O. output, 12mm sensing distance, semi-flush, 600 Hz switching frequency, IP67, 4-pin M12 quick-disconnect. | Stock | 79
DW-AD-504-M18 | Contrinex inductive proximity sensor, tubular, 18mm diameter x 51mm body, chrome-plated brass housing, PNP, N.C. output, 12mm sensing distance, semi-flush, 600 Hz switching frequency, IP67, pigtail. | Stock | 79
DW-AS-502-M18-002 | Contrinex inductive proximity sensor, tubular, 18mm diameter x 63.5mm body, chrome-plated brass housing, NPN, N.C. output, 12mm sensing distance, semi-flush, 600 Hz switching frequency, IP67, 4-pin M12 quick-disconnect. | Stock | 79
DW-AS-504-M18-002 | Contrinex inductive proximity sensor, tubular, 18mm diameter x 63.5mm body, chrome-plated brass housing, PNP, N.C. output, 12mm sensing distance, semi-flush, 600 Hz switching frequency, IP67, 4-pin M12 quick-disconnect. | Stock | 79
DW-AD-511-M18 | Contrinex inductive proximity sensor, tubular, 18mm diameter x 51mm body, chrome-plated brass housing, NPN, N.O. output, 20mm sensing distance, non-flush, 500 Hz switching frequency, IP67, pigtail. | Stock | 84
DW-AD-513-M18 | Contrinex inductive proximity sensor, tubular, 18mm diameter x 51mm body, chrome-plated brass housing, PNP, N.O. output, 20mm sensing distance, non-flush, 500 Hz switching frequency, IP67, pigtail. | Stock | 84
DW-AS-511-M18-002 | Contrinex inductive proximity sensor, tubular, 18mm diameter x 63.5mm body, chrome-plated brass housing, NPN, N.O. output, 20mm sensing distance, non-flush, 500 Hz switching frequency, IP67, 4-pin M12 quick-disconnect. | Stock | 84
DW-AS-513-M18-002 | Contrinex inductive proximity sensor, tubular, 18mm diameter x 63.5mm body, chrome-plated brass housing, PNP, N.O. output, 20mm sensing distance, non-flush, 500 Hz switching frequency, IP67, 4-pin M12 quick-disconnect. | Stock | 84
DW-AD-514-M18 | Contrinex inductive proximity sensor, tubular, 18mm diameter x 51mm body, chrome-plated brass housing, PNP, N.C. output, 20mm sensing distance, non-flush, 500 Hz switching frequency, IP67, pigtail. | Stock | 84
DW-AS-512-M18-002 | Contrinex inductive proximity sensor, tubular, 18mm diameter x 63.5mm body, chrome-plated brass housing, NPN, N.C. output, 20mm sensing distance, non-flush, 500 Hz switching frequency, IP67, 4-pin M12 quick-disconnect. | Stock | 84
DW-AS-514-M18-002 | Contrinex inductive proximity sensor, tubular, 18mm diameter x 63.5mm body, chrome-plated brass housing, PNP, N.C. output, 20mm sensing distance, non-flush, 500 Hz switching frequency, IP67, 4-pin M12 quick-disconnect. | Stock | 84
DW-AD-509-M18-120 | Contrinex inductive proximity sensor, tubular, 18mm diameter x 36mm body, chrome-plated brass housing, 0-5 VDC or 1-5 mA analog output, 10mm sensing distance, semi-flush, IP67, pigtail. | Stock | 131
DW-AS-509-M18-120 | Contrinex inductive proximity sensor, tubular, 18mm diameter x 48.5mm body, chrome-plated brass housing, 0-5 VDC or 1-5 mA analog output, 10mm sensing distance, semi-flush, IP67, 4-pin M12 quick-disconnect. | Stock | 131
DW-AD-509-M18-320 | Contrinex inductive proximity sensor, tubular, 18mm diameter x 36mm body, chrome-plated brass housing, 0-10 VDC or 4-20 mA analog output, 10mm sensing distance, semi-flush, IP67, pigtail. | Stock | 131
DW-AS-509-M18-320 | Contrinex inductive proximity sensor, tubular, 18mm diameter x 48.5mm body, chrome-plated brass housing, 0-10 VDC or 4-20 mA analog output, 10mm sensing distance, semi-flush, IP67, 4-pin M12 quick-disconnect. | Stock | 131
VK1-A0-1B | Micro Detectors inductive proximity sensor, tubular, 18mm diameter x 60mm body, nickel-plated brass housing, N.O. output, 5mm sensing distance, flush, 25 Hz switching frequency, IP67, pigtail. | Stock | 44.5
VK1-A0-1H | Micro Detectors inductive proximity sensor, tubular, 18mm diameter x 74mm body, nickel-plated brass housing, N.O. output, 5mm sensing distance, flush, 25 Hz switching frequency, IP67, 4-pin M12 quick-disconnect. | Stock | 44.5
VK1-A0-2B | Micro Detectors inductive proximity sensor, tubular, 18mm diameter x 60mm body, nickel-plated brass housing, N.O. output, 8mm sensing distance, non-flush, 25 Hz switching frequency, IP67, pigtail. | Stock | 44.5
VK1-A0-2H | Micro Detectors inductive proximity sensor, tubular, 18mm diameter x 74mm body, nickel-plated brass housing, N.O. output, 8mm sensing distance, non-flush, 25 Hz switching frequency, IP67, 4-pin M12 quick-disconnect. | Stock | 44.5
V3K1-R0-3A8F | Micro Detectors inductive proximity sensor, tubular, 18mm diameter x 60mm body, nickel-plated brass housing, N.O. (VAC) or N.O./N.C. (VDC) output, 6mm sensing distance, flush, 25 Hz (AC)/600 Hz (DC) switching frequency, IP67, pigtail. | Stock | 52
V3K1-R0-3Q | Micro Detectors inductive proximity sensor, tubular, 18mm diameter x 64.5mm body, nickel-plated brass housing, N.O. (VAC) or N.O./N.C. (VDC) output, 6mm sensing distance, flush, 25 Hz (AC)/600 Hz (DC) switching frequency, IP67, 1/2in - 20UNF thread. | Stock | 52
V3K1-R0-4A8F | Micro Detectors inductive proximity sensor, tubular, 18mm diameter x 60mm body, nickel-plated brass housing, N.O. (VAC) or N.O./N.C. (VDC) output, 10mm sensing distance, non-flush, 25 Hz (AC)/550 Hz (DC) switching frequency, IP67, pigtail. | Stock | 52
V3K1-R0-4Q | Micro Detectors inductive proximity sensor, tubular, 18mm diameter x 64.5mm body, nickel-plated brass housing, N.O. (VAC) or N.O./N.C. (VDC) output, 10mm sensing distance, non-flush, 25 Hz (AC)/550 Hz (DC) switching frequency, IP67, 1/2in - 20UNF thread. | Stock | 52
V3K1-S0-3A8F | Micro Detectors inductive proximity sensor, tubular, 18mm diameter x 60mm body, nickel-plated brass housing, N.C. (VAC) or N.O./N.C. (VDC) output, 6mm sensing distance, flush, 25 Hz (AC)/600 Hz (DC) switching frequency, IP67, pigtail. | Stock | 52
V3K1-S0-3Q | Micro Detectors inductive proximity sensor, tubular, 18mm diameter x 64.5mm body, nickel-plated brass housing, N.C. (VAC) or N.O./N.C. (VDC) output, 6mm sensing distance, flush, 25 Hz (AC)/600 Hz (DC) switching frequency, IP67, 1/2in - 20UNF thread. | Stock | 52
V3K1-S0-4A8F | Micro Detectors inductive proximity sensor, tubular, 18mm diameter x 60mm body, nickel-plated brass housing, N.C. (VAC) or N.O./N.C. (VDC) output, 10mm sensing distance, non-flush, 25 Hz (AC)/550 Hz (DC) switching frequency, IP67, pigtail. | Stock | 52
V3K1-S0-4Q | Micro Detectors inductive proximity sensor, tubular, 18mm diameter x 64.5mm body, nickel-plated brass housing, N.C. (VAC) or N.O./N.C. (VDC) output, 10mm sensing distance, non-flush, 25 Hz (AC)/550 Hz (DC) switching frequency, IP67, 1/2in - 20UNF thread. | Stock | 52
PFK1-BN-1H | Micro Detectors inductive proximity sensor, tubular, 18mm diameter x 63mm body, 316L stainless steel housing, NPN, N.O./N.C. complementary outputs, 5mm sensing distance, flush, 1.5 kHz switching frequency, IP67 IP68 IP69K, 4-pin M12 quick-disconnect. | Stock | 59
PFK1-BP-1H | Micro Detectors inductive proximity sensor, tubular, 18mm diameter x 63mm body, 316L stainless steel housing, PNP, N.O./N.C. complementary outputs, 5mm sensing distance, flush, 1.5 kHz switching frequency, IP67 IP68 IP69K, 4-pin M12 quick-disconnect. | Stock | 59
PFK1-BN-2H | Micro Detectors inductive proximity sensor, tubular, 18mm diameter x 63mm body, 316L stainless steel housing, NPN, N.O./N.C. complementary outputs, 8mm sensing distance, non-flush, 1.5 kHz switching frequency, IP67 IP68 IP69K, 4-pin M12 quick-disconnect. | Stock | 59
PFK1-BP-2H | Micro Detectors inductive proximity sensor, tubular, 18mm diameter x 63mm body, 316L stainless steel housing, PNP, N.O./N.C. complementary outputs, 8mm sensing distance, non-flush, 1.5 kHz switching frequency, IP67 IP68 IP69K, 4-pin M12 quick-disconnect. | Stock | 59
PFK1-BN-3H | Micro Detectors inductive proximity sensor, tubular, 18mm diameter x 63mm body, 316L stainless steel housing, NPN, N.O./N.C. complementary outputs, 8mm sensing distance, flush, 1.5 kHz switching frequency, IP67 IP68 IP69K, 4-pin M12 quick-disconnect. | Stock | 59
PFK1-BP-3H | Micro Detectors inductive proximity sensor, tubular, 18mm diameter x 63mm body, 316L stainless steel housing, PNP, N.O./N.C. complementary outputs, 8mm sensing distance, flush, 1.5 kHz switching frequency, IP67 IP68 IP69K, 4-pin M12 quick-disconnect. | Stock | 59
PFK1-BN-4H | Micro Detectors inductive proximity sensor, tubular, 18mm diameter x 63mm body, 316L stainless steel housing, NPN, N.O./N.C. complementary outputs, 12mm sensing distance, non-flush, 1.5 kHz switching frequency, IP67 IP68 IP69K, 4-pin M12 quick-disconnect. | Stock | 59
PFK1-BP-4H | Micro Detectors inductive proximity sensor, tubular, 18mm diameter x 63mm body, 316L stainless steel housing, PNP, N.O./N.C. complementary outputs, 12mm sensing distance, non-flush, 1.5 kHz switching frequency, IP67 IP68 IP69K, 4-pin M12 quick-disconnect. | Stock | 59
VFK1-A0-1M | AutomationDirect inductive proximity sensor, tubular, 18mm diameter x 70mm body, 316L stainless steel housing, N.O. output, 5mm sensing distance, flush, 25 Hz (AC)/400 Hz (DC) switching frequency, IP68 IP69K, 1/2in - 20UNF thread. | Stock | 78
VFK1-A0-2M | AutomationDirect inductive proximity sensor, tubular, 18mm diameter x 70mm body, 316L stainless steel housing, N.O. output, 12mm sensing distance, non-flush, 25 Hz (AC)/300 Hz (DC) switching frequency, IP68 IP69K, 1/2in - 20UNF thread. | Stock | 78
PKW-0N-1H | Micro Detectors inductive proximity sensor, tubular, 18mm diameter x 63.5mm body, stainless steel housing, NPN, N.O./N.C. complementary outputs, 5mm sensing distance, flush, 1 kHz switching frequency, IP67 IP68, 4-pin M12 quick-disconnect. | Stock | 59
PKW-0N-2H | Micro Detectors inductive proximity sensor, tubular, 18mm diameter x 63.5mm body, stainless steel housing, NPN, N.O./N.C. complementary outputs, 8mm sensing distance, non-flush, 1 kHz switching frequency, IP67 IP68, 4-pin M12 quick-disconnect. | Stock | 59
PKW-0P-1H | Micro Detectors inductive proximity sensor, tubular, 18mm diameter x 63.5mm body, stainless steel housing, PNP, N.O./N.C. complementary outputs, 5mm sensing distance, flush, 1 kHz switching frequency, IP67 IP68, 4-pin M12 quick-disconnect. | Stock | 59
PKW-0P-2H | Micro Detectors inductive proximity sensor, tubular, 18mm diameter x 63.5mm body, stainless steel housing, PNP, N.O./N.C. complementary outputs, 8mm sensing distance, non-flush, 1 kHz switching frequency, IP67 IP68, 4-pin M12 quick-disconnect. | Stock | 59
PKW2-AP-3H | ProSense inductive proximity sensor, tubular, 18mm diameter x 45mm body, stainless steel housing, PNP, N.O. output, 8mm sensing distance, flush, 100 Hz switching frequency, IP65 IP66 IP67 IP68 IP69K, 4-pin M12 quick-disconnect. | Stock | 42
PKW2-AP-4H | ProSense inductive proximity sensor, tubular, 18mm diameter x 45mm body, stainless steel housing, PNP, N.O. output, 12mm sensing distance, non-flush, 250 Hz switching frequency, IP65 IP66 IP67 IP68 IP69K, 4-pin M12 quick-disconnect. | Stock | 42
PKW-AN-5A | AutomationDirect inductive proximity sensor, tubular, 18mm diameter x 63.5mm body, stainless steel housing, NPN, N.O. output, 10mm sensing distance, flush, 200 Hz switching frequency, IP68, pigtail. | Stock | 136
PKW-AN-5H | AutomationDirect inductive proximity sensor, tubular, 18mm diameter x 63.5mm body, stainless steel housing, NPN, N.O. output, 10mm sensing distance, flush, 200 Hz switching frequency, IP67, 4-pin M12 quick-disconnect. | Stock | 136
PKW-AP-5A | AutomationDirect inductive proximity sensor, tubular, 18mm diameter x 63.5mm body, stainless steel housing, PNP, N.O. output, 10mm sensing distance, flush, 200 Hz switching frequency, IP68, pigtail. | Stock | 136
PKW-AP-5H | AutomationDirect inductive proximity sensor, tubular, 18mm diameter x 63.5mm body, stainless steel housing, PNP, N.O. output, 10mm sensing distance, flush, 200 Hz switching frequency, IP67, 4-pin M12 quick-disconnect. | Stock | 136
DW-AD-711-M18 | Contrinex inductive proximity sensor, tubular, 18mm diameter x 50mm body, stainless steel housing, NPN, N.O. output, 20mm sensing distance, non-flush, 200 Hz switching frequency, IP68 IP69K, pigtail. | Stock | 130
DW-AD-713-M18 | Contrinex inductive proximity sensor, tubular, 18mm diameter x 50mm body, stainless steel housing, PNP, N.O. output, 20mm sensing distance, non-flush, 200 Hz switching frequency, IP68 IP69K, pigtail. | Stock | 130
DW-AS-711-M18-002 | Contrinex inductive proximity sensor, tubular, 18mm diameter x 63.5mm body, stainless steel housing, NPN, N.O. output, 20mm sensing distance, non-flush, 200 Hz switching frequency, IP68 IP69K, 4-pin M12 quick-disconnect. | Stock | 130
DW-AS-713-M18-002 | Contrinex inductive proximity sensor, tubular, 18mm diameter x 63.5mm body, stainless steel housing, PNP, N.O. output, 20mm sensing distance, non-flush, 200 Hz switching frequency, IP68 IP69K, 4-pin M12 quick-disconnect. | Stock | 130
DW-AD-712-M18 | Contrinex inductive proximity sensor, tubular, 18mm diameter x 50mm body, stainless steel housing, NPN, N.C. output, 20mm sensing distance, non-flush, 200 Hz switching frequency, IP68 IP69K, pigtail. | Stock | 130
DW-AD-714-M18 | Contrinex inductive proximity sensor, tubular, 18mm diameter x 50mm body, stainless steel housing, PNP, N.C. output, 20mm sensing distance, non-flush, 200 Hz switching frequency, IP68 IP69K, pigtail. | Stock | 130
DW-AS-714-M18-002 | Contrinex inductive proximity sensor, tubular, 18mm diameter x 63.5mm body, stainless steel housing, PNP, N.C. output, 20mm sensing distance, non-flush, 200 Hz switching frequency, IP68 IP69K, 4-pin M12 quick-disconnect. | Stock | 130
WSK-AP-3H | AutomationDirect inductive proximity sensor, tubular, 18mm diameter x 45mm body, weld coated 316 stainless steel housing, PNP, N.O. output, 8mm sensing distance, flush, 2 Hz switching frequency, IP65 IP66 IP67 IP68 IP69K, 4-pin M12 quick-disconnect. | Stock | 51
WKK-AP-3H | AutomationDirect inductive proximity sensor, tubular, 18mm diameter x 65mm body, weld coated brass housing, PNP, N.O. output, 8mm sensing distance, flush, 2 kHz switching frequency, IP65 IP66 IP67 IP68 IP69K, 4-pin M12 quick-disconnect. | Stock | 46
WKK-AP-4H | AutomationDirect inductive proximity sensor, tubular, 18mm diameter x 65mm body, weld coated brass housing, PNP, N.O. output, 12mm sensing distance, non-flush, 2 kHz switching frequency, IP67, 4-pin M12 quick-disconnect. | Stock | 60
DW-AS-711-M18-967 | Contrinex inductive proximity sensor, tubular, 18mm diameter x 63.5mm body, 304 stainless steel housing, NPN, N.O., 5mm sensing distance, non-flush, 200 Hz switching frequency, IP68 IP69K, 4-pin M12 quick-disconnect. | Stock | 143
DW-AS-713-M18-967 | Contrinex inductive proximity sensor, tubular, 18mm diameter x 63.5mm body, 304 stainless steel housing, PNP, N.O., 5mm sensing distance, non-flush, 200 Hz switching frequency, IP68 IP69K, 4-pin M12 quick-disconnect. | Stock | 143
DW-HD-601-M18-310 | Contrinex inductive proximity sensor, tubular, 18mm diameter x 76mm body, 304 stainless steel housing, NPN, N.O., 5mm sensing distance, flush, 400 Hz switching frequency, IP67, pigtail. | Stock | 298
DW-HD-603-M18-310 | Contrinex inductive proximity sensor, tubular, 18mm diameter x 76mm body, 304 stainless steel housing, PNP, N.O., 5mm sensing distance, flush, 400 Hz switching frequency, IP67, pigtail. | Stock | 298
DW-HD-601-M18-411 | Contrinex inductive proximity sensor, tubular, 18mm diameter x 76mm body, 304 stainless steel housing, NPN, N.O., 5mm sensing distance, flush, 300 Hz switching frequency, IP67, pigtail. | Stock | 359
DW-HD-603-M18-411 | Contrinex inductive proximity sensor, tubular, 18mm diameter x 76mm body, 304 stainless steel housing, PNP, N.O., 5mm sensing distance, flush, 300 Hz switching frequency, IP67, pigtail. | Stock | 359
GG711S | ifm efector inductive proximity sensor, tubular, 18mm diameter x 70.5mm body, stainless steel housing, PNP, (1) pair OSSD, 1-8mm enable zone, non-flush, IP65 IP67, 4-pin M12 quick-disconnect. | Stock | 174
GG712S | ifm efector inductive proximity sensor, tubular, 18mm diameter x 70.5mm body, bronze-plated brass housing, PNP, (1) pair OSSD, 1-5mm enable zone, flush, IP65 IP67, 4-pin M12 quick-disconnect. | Stock | 174
GG851S | ifm efector inductive proximity sensor, tubular, 18mm diameter x 86.5mm body, bronze-plated brass housing, PNP, (1) pair OSSD, >10mm enable zone, flush, IP65 IP67, 4-pin M12 quick-disconnect. | Stock | 174
GG854S | ifm efector inductive proximity sensor, tubular, 18mm diameter x 60mm body, bronze-plated brass housing, PNP, (1) pair OSSD, >11.5mm enable zone, non-flush, IP65 IP67 IP68 IP69K, 4-pin M12 quick-disconnect. | Stock | 135
GG855S | ifm efector inductive proximity sensor, tubular, 18mm diameter x 60mm body, bronze-plated brass housing, PNP, (1) pair OSSD, >7.5mm enable zone, flush, IP65 IP67 IP68 IP69K, 4-pin M12 quick-disconnect. | Stock | 135
30mm Tubular Inductive Proximity Sensors
PBT6-AN-1H | ProSense inductive proximity sensor, tubular, 30mm diameter x 67.7mm body, nickel-plated brass housing, NPN, N.O. output, 10mm sensing distance, flush, 300 Hz switching frequency, IP67, 4-pin M12 quick-disconnect. | Stock | 22
PBT6-AP-1A | ProSense inductive proximity sensor, tubular, 30mm diameter x 49.2mm body, nickel-plated brass housing, PNP, N.O. output, 10mm sensing distance, flush, 300 Hz switching frequency, IP67, pigtail. | Stock | 19
PBT6-AP-1H | ProSense inductive proximity sensor, tubular, 30mm diameter x 56.6mm body, nickel-plated brass housing, PNP, N.O. output, 10mm sensing distance, flush, 300 Hz switching frequency, IP67, 4-pin M12 quick-disconnect. | Stock | 22
PBT6-CP-1H | ProSense inductive proximity sensor, tubular, 30mm diameter x 60.3mm body, nickel-plated brass housing, PNP, N.C. output, 10mm sensing distance, flush, 300 Hz switching frequency, IP67, 4-pin M12 quick-disconnect. | Stock | 22
PBT6-AN-2H | ProSense inductive proximity sensor, tubular, 30mm diameter x 67.7mm body, nickel-plated brass housing, NPN, N.O. output, 15mm sensing distance, non-flush, 300 Hz switching frequency, IP67, 4-pin M12 quick-disconnect. | Stock | 22
PBT6-AP-2A | ProSense inductive proximity sensor, tubular, 30mm diameter x 49.2mm body, nickel-plated brass housing, PNP, N.O. output, 15mm sensing distance, non-flush, 300 Hz switching frequency, IP67, pigtail. | Stock | 19
PBT6-AP-2H | ProSense inductive proximity sensor, tubular, 30mm diameter x 56.6mm body, nickel-plated brass housing, PNP, N.O. output, 15mm sensing distance, non-flush, 300 Hz switching frequency, IP67, 4-pin M12 quick-disconnect. | Stock | 22
PBT6-CP-2H | ProSense inductive proximity sensor, tubular, 30mm diameter x 60.3mm body, nickel-plated brass housing, PNP, N.C. output, 15mm sensing distance, non-flush, 300 Hz switching frequency, IP67, 4-pin M12 quick-disconnect. | Stock | 22
DW-AS-601-M30-002 | Contrinex inductive proximity sensor, tubular, 30mm diameter x 63.5mm body, nickel-plated brass housing, NPN, N.O. output, 10mm sensing distance, flush, 1.2 kHz switching frequency, IP67, 4-pin M12 quick-disconnect. | Stock | 29.5
DW-AS-603-M30-002 | Contrinex inductive proximity sensor, tubular, 30mm diameter x 63.5mm body, nickel-plated brass housing, PNP, N.O. output, 10mm sensing distance, flush, 1.2 kHz switching frequency, IP67, 4-pin M12 quick-disconnect. | Stock | 29.5
DW-AS-604-M30-002 | Contrinex inductive proximity sensor, tubular, 30mm diameter x 63.5mm body, nickel-plated brass housing, PNP, N.C. output, 10mm sensing distance, flush, 1.2 kHz switching frequency, IP67, 4-pin M12 quick-disconnect. | Stock | 29.5
DW-AS-611-M30-002 | Contrinex inductive proximity sensor, tubular, 30mm diameter x 63.5mm body, nickel-plated brass housing, NPN, N.O. output, 15mm sensing distance, non-flush, 700 Hz switching frequency, IP67, 4-pin M12 quick-disconnect. | Stock | 29.5
DW-AS-613-M30-002 | Contrinex inductive proximity sensor, tubular, 30mm diameter x 63.5mm body, nickel-plated brass housing, PNP, N.O. output, 15mm sensing distance, non-flush, 700 Hz switching frequency, IP67, 4-pin M12 quick-disconnect. | Stock | 29.5
DW-AS-614-M30-002 | Contrinex inductive proximity sensor, tubular, 30mm diameter x 63.5mm body, nickel-plated brass housing, PNP, N.C. output, 15mm sensing distance, non-flush, 700 Hz switching frequency, IP67, 4-pin M12 quick-disconnect. | Stock | 29.5
AT1-AN-1A | Micro Detectors inductive proximity sensor, tubular, 30mm diameter x 60mm body, nickel-plated brass housing, NPN, N.O. output, 10mm sensing distance, flush, 300 Hz switching frequency, IP67, pigtail. | Stock | 28.5
AT1-AN-1H | Micro Detectors inductive proximity sensor, tubular, 30mm diameter x 60mm body, nickel-plated brass housing, NPN, N.O. output, 10mm sensing distance, flush, 300 Hz switching frequency, IP67, 4-pin M12 quick-disconnect. | Stock | 29.5
AT1-AP-1A | Micro Detectors inductive proximity sensor, tubular, 30mm diameter x 60mm body, nickel-plated brass housing, PNP, N.O. output, 10mm sensing distance, flush, 300 Hz switching frequency, IP67, pigtail. | Stock | 28.5
AT1-AP-1H | Micro Detectors inductive proximity sensor, tubular, 30mm diameter x 60mm body, nickel-plated brass housing, PNP, N.O. output, 10mm sensing distance, flush, 300 Hz switching frequency, IP67, 4-pin M12 quick-disconnect. | Stock | 29.5
AT1-AN-2A | Micro Detectors inductive proximity sensor, tubular, 30mm diameter x 60mm body, nickel-plated brass housing, NPN, N.O. output, 15mm sensing distance, non-flush, 300 Hz switching frequency, IP67, pigtail. | Stock | 28.5
AT1-AN-2H | Micro Detectors inductive proximity sensor, tubular, 30mm diameter x 60mm body, nickel-plated brass housing, NPN, N.O. output, 15mm sensing distance, non-flush, 300 Hz switching frequency, IP67, 4-pin M12 quick-disconnect. | Stock | 29.5
AT1-AP-2A | Micro Detectors inductive proximity sensor, tubular, 30mm diameter x 60mm body, nickel-plated brass housing, PNP, N.O. output, 15mm sensing distance, non-flush, 300 Hz switching frequency, IP67, pigtail. | Stock | 28.5
AT1-AP-2H | Micro Detectors inductive proximity sensor, tubular, 30mm diameter x 60mm body, nickel-plated brass housing, PNP, N.O. output, 15mm sensing distance, non-flush, 300 Hz switching frequency, IP67, 4-pin M12 quick-disconnect. | Stock | 29.5
AT1-A0-1A | Micro Detectors inductive proximity sensor, tubular, 30mm diameter x 60mm body, nickel-plated brass housing, NPN/PNP, N.O. output, 10mm sensing distance, flush, 150 Hz switching frequency, IP67, pigtail. | Stock | 46
AT1-A0-1H | Micro Detectors inductive proximity sensor, tubular, 30mm diameter x 60mm body, nickel-plated brass housing, NPN/PNP, N.O. output, 10mm sensing distance, flush, 150 Hz switching frequency, IP67, 4-pin M12 quick-disconnect. | Stock | 52
AT1-A0-2A | Micro Detectors inductive proximity sensor, tubular, 30mm diameter x 60mm body, nickel-plated brass housing, NPN/PNP, N.O. output, 15mm sensing distance, non-flush, 150 Hz switching frequency, IP67, pigtail. | Stock | 46
AT1-A0-2H | Micro Detectors inductive proximity sensor, tubular, 30mm diameter x 60mm body, nickel-plated brass housing, NPN/PNP, N.O. output, 15mm sensing distance, non-flush, 150 Hz switching frequency, IP67, 4-pin M12 quick-disconnect. | Stock | 52
DW-AS-631-M30-002 | Contrinex inductive proximity sensor, tubular, 30mm diameter x 63.5mm body, nickel-plated brass housing, NPN, N.O. output, 25mm sensing distance, non-flush, 200 Hz switching frequency, IP67, 4-pin M12 quick-disconnect. | Stock | 34
DW-AS-633-M30-002 | Contrinex inductive proximity sensor, tubular, 30mm diameter x 63.5mm body, nickel-plated brass housing, PNP, N.O. output, 25mm sensing distance, non-flush, 200 Hz switching frequency, IP67, 4-pin M12 quick-disconnect. | Stock | 34
KST6-AP-3H | AutomationDirect inductive proximity sensor, tubular, 30mm diameter x 45mm body, 316 stainless steel housing, PNP, N.O. output, 15mm sensing distance, flush, 2 kHz switching frequency, IP65 IP66 IP67 IP68 IP69K, 4-pin M12 quick-disconnect. | Stock | 49
KST-AP-3H | AutomationDirect inductive proximity sensor, tubular, 30mm diameter x 60mm body, 316 stainless steel housing, PNP, N.O. output, 15mm sensing distance, flush, 2 kHz switching frequency, IP65 IP66 IP67 IP68 IP69K, 4-pin M12 quick-disconnect. | Stock | 49
KST-AP-4H | AutomationDirect inductive proximity sensor, tubular, 30mm diameter x 60mm body, 316 stainless steel housing, PNP, N.O. output, 30mm sensing distance, non-flush, 2 kHz switching frequency, IP65 IP66 IP67 IP68 IP69K, 4-pin M12 quick-disconnect. | Stock | 49
PNT6-AP-3A | AutomationDirect inductive proximity sensor, tubular, 30mm diameter x 50mm body, bronze-plated brass housing, PNP, N.O. output, 15mm sensing distance, flush, 100 Hz switching frequency, IP65 IP66 IP67 IP68 IP69K, pigtail. | Stock | 35
PNT6-AP-3H | AutomationDirect inductive proximity sensor, tubular, 30mm diameter x 50mm body, bronze-plated brass housing, PNP, N.O. output, 15mm sensing distance, flush, 100 Hz switching frequency, IP65 IP66 IP67 IP68 IP69K, 4-pin M12 quick-disconnect. | Stock | 35
PNT6-CP-3A | AutomationDirect inductive proximity sensor, tubular, 30mm diameter x 50mm body, bronze-plated brass housing, PNP, N.C. output, 15mm sensing distance, flush, 100 Hz switching frequency, IP65 IP66 IP67 IP68 IP69K, pigtail. | Stock | 35
PNT6-CP-3H | AutomationDirect inductive proximity sensor, tubular, 30mm diameter x 50mm body, bronze-plated brass housing, PNP, N.C. output, 15mm sensing distance, flush, 100 Hz switching frequency, IP65 IP66 IP67 IP68 IP69K, 4-pin M12 quick-disconnect. | Stock | 35
PNT6-AN-4A | AutomationDirect inductive proximity sensor, tubular, 30mm diameter x 50mm body, bronze-plated brass housing, NPN, N.O. output, 22mm sensing distance, non-flush, 100 Hz switching frequency, IP65 IP66 IP67 IP68 IP69K, pigtail. | Stock | 35
PNT6-AN-4H | AutomationDirect inductive proximity sensor, tubular, 30mm diameter x 50mm body, bronze-plated brass housing, NPN, N.O. output, 22mm sensing distance, non-flush, 100 Hz switching frequency, IP65 IP66 IP67 IP68 IP69K, 4-pin M12 quick-disconnect. | Stock | 35
PNT6-AP-4A | AutomationDirect inductive proximity sensor, tubular, 30mm diameter x 50mm body, bronze-plated brass housing, PNP, N.O. output, 22mm sensing distance, non-flush, 100 Hz switching frequency, IP65 IP66 IP67 IP68 IP69K, pigtail. | Stock | 35
PNT6-AP-4H | AutomationDirect inductive proximity sensor, tubular, 30mm diameter x 50mm body, bronze-plated brass housing, PNP, N.O. output, 22mm sensing distance, non-flush, 100 Hz switching frequency, IP65 IP66 IP67 IP68 IP69K, 4-pin M12 quick-disconnect. | Stock | 35
PNT-AN-3A | AutomationDirect inductive proximity sensor, tubular, 30mm diameter x 65mm body, bronze-plated brass housing, NPN, N.O. output, 15mm sensing distance, flush, 100 Hz switching frequency, IP65 IP66 IP67 IP68 IP69K, pigtail. | Stock | 36
PNT-AN-3H | AutomationDirect inductive proximity sensor, tubular, 30mm diameter x 60mm body, bronze-plated brass housing, NPN, N.O. output, 15mm sensing distance, flush, 100 Hz switching frequency, IP65 IP66 IP67 IP68 IP69K, 4-pin M12 quick-disconnect. | Stock | 36
PNT-CN-3A | AutomationDirect inductive proximity sensor, tubular, 30mm diameter x 65mm body, bronze-plated brass housing, NPN, N.C. output, 15mm sensing distance, flush, 100 Hz switching frequency, IP65 IP66 IP67 IP68 IP69K, pigtail. | Stock | 36
PNT-CN-3H | AutomationDirect inductive proximity sensor, tubular, 30mm diameter x 60mm body, bronze-plated brass housing, NPN, N.C. output, 15mm sensing distance, flush, 100 Hz switching frequency, IP65 IP66 IP67 IP68 IP69K, 4-pin M12 quick-disconnect. | Stock | 36
PNT-AP-3A | AutomationDirect inductive proximity sensor, tubular, 30mm diameter x 65mm body, bronze-plated brass housing, PNP, N.O. output, 15mm sensing distance, flush, 100 Hz switching frequency, IP65 IP66 IP67 IP68 IP69K, pigtail. | Stock | 36
PNT-AP-3H | AutomationDirect inductive proximity sensor, tubular, 30mm diameter x 60mm body, bronze-plated brass housing, PNP, N.O. output, 15mm sensing distance, flush, 100 Hz switching frequency, IP65 IP66 IP67 IP68 IP69K, 4-pin M12 quick-disconnect. | Stock | 36
PNT-CP-3H | AutomationDirect inductive proximity sensor, tubular, 30mm diameter x 60mm body, bronze-plated brass housing, PNP, N.C. output, 15mm sensing distance, flush, 100 Hz switching frequency, IP65 IP66 IP67 IP68 IP69K, 4-pin M12 quick-disconnect. | Stock | 36
PNT-AN-4A | AutomationDirect inductive proximity sensor, tubular, 30mm diameter x 65mm body, bronze-plated brass housing, NPN, N.O. output, 22mm sensing distance, non-flush, 100 Hz switching frequency, IP65 IP66 IP67 IP68 IP69K, pigtail. | Stock | 36
PNT-AP-4A | AutomationDirect inductive proximity sensor, tubular, 30mm diameter x 65mm body, bronze-plated brass housing, PNP, N.O. output, 22mm sensing distance, non-flush, 100 Hz switching frequency, IP65 IP66 IP67 IP68 IP69K, pigtail. | Stock | 36
PNT-AP-4H | AutomationDirect inductive proximity sensor, tubular, 30mm diameter x 60mm body, bronze-plated brass housing, PNP, N.O. output, 22mm sensing distance, non-flush, 100 Hz switching frequency, IP65 IP66 IP67 IP68 IP69K, 4-pin M12 quick-disconnect. | Stock | 36
AT1-AN-3A | Micro Detectors inductive proximity sensor, tubular, 30mm diameter x 60mm body, nickel-plated brass housing, NPN, N.O. output, 15mm sensing distance, flush, 150 Hz switching frequency, IP67, pigtail. | Stock | 35
AT1-AN-3H | Micro Detectors inductive proximity sensor, tubular, 30mm diameter x 60mm body, nickel-plated brass housing, NPN, N.O. output, 15mm sensing distance, flush, 150 Hz switching frequency, IP67, 4-pin M12 quick-disconnect. | Stock | 35.5
AT1-AP-3A | Micro Detectors inductive proximity sensor, tubular, 30mm diameter x 60mm body, nickel-plated brass housing, PNP, N.O. output, 15mm sensing distance, flush, 150 Hz switching frequency, IP67, pigtail. | Stock | 35.5
AT1-AP-3H | Micro Detectors inductive proximity sensor, tubular, 30mm diameter x 60mm body, nickel-plated brass housing, PNP, N.O. output, 15mm sensing distance, flush, 150 Hz switching frequency, IP67, 4-pin M12 quick-disconnect. | Stock | 35.5
AT1-AN-4A | Micro Detectors inductive proximity sensor, tubular, 30mm diameter x 60mm body, nickel-plated brass housing, NPN, N.O. output, 20mm sensing distance, non-flush, 150 Hz switching frequency, IP67, pigtail. | Stock | 35.5
AT1-AN-4H | Micro Detectors inductive proximity sensor, tubular, 30mm diameter x 60mm body, nickel-plated brass housing, NPN, N.O. output, 20mm sensing distance, non-flush, 150 Hz switching frequency, IP67, 4-pin M12 quick-disconnect. | Stock | 35.5
AT1-AP-4A | Micro Detectors inductive proximity sensor, tubular, 30mm diameter x 60mm body, nickel-plated brass housing, PNP, N.O. output, 20mm sensing distance, non-flush, 150 Hz switching frequency, IP67, pigtail. | Stock | 35.5
AT1-AP-4H | Micro Detectors inductive proximity sensor, tubular, 30mm diameter x 60mm body, nickel-plated brass housing, PNP, N.O. output, 20mm sensing distance, non-flush, 150 Hz switching frequency, IP67, 4-pin M12 quick-disconnect. | Stock | 35.5
AT1-A0-3A | Micro Detectors inductive proximity sensor, tubular, 30mm diameter x 60mm body, nickel-plated brass housing, NPN/PNP, N.O. output, 15mm sensing distance, flush, 150 Hz switching frequency, IP67, pigtail. | Stock | 51
AT1-A0-3H | Micro Detectors inductive proximity sensor, tubular, 30mm diameter x 60mm body, nickel-plated brass housing, NPN/PNP, N.O. output, 15mm sensing distance, flush, 150 Hz switching frequency, IP67, 4-pin M12 quick-disconnect. | Stock | 51
AT1-A0-4A | Micro Detectors inductive proximity sensor, tubular, 30mm diameter x 60mm body, nickel-plated brass housing, NPN/PNP, N.O. output, 20mm sensing distance, non-flush, 150 Hz switching frequency, IP67, pigtail. | Stock | 51
AT1-A0-4H | Micro Detectors inductive proximity sensor, tubular, 30mm diameter x 60mm body, nickel-plated brass housing, NPN/PNP, N.O. output, 20mm sensing distance, non-flush, 150 Hz switching frequency, IP67, 4-pin M12 quick-disconnect. | Stock | 51
DW-AD-501-M30 | Contrinex inductive proximity sensor, tubular, 30mm diameter x 60mm body, chrome-plated brass housing, NPN, N.O. output, 22mm sensing distance, semi-flush, 200 Hz switching frequency, IP67, pigtail. | Stock | 84
DW-AD-503-M30 | Contrinex inductive proximity sensor, tubular, 30mm diameter x 60mm body, chrome-plated brass housing, PNP, N.O. output, 22mm sensing distance, semi-flush, 200 Hz switching frequency, IP67, pigtail. | Stock | 84
DW-AS-501-M30-002 | Contrinex inductive proximity sensor, tubular, 30mm diameter x 73.5mm body, chrome-plated brass housing, NPN, N.O. output, 22mm sensing distance, semi-flush, 200 Hz switching frequency, IP67, 4-pin M12 quick-disconnect. | Stock | 84
DW-AS-503-M30-002 | Contrinex inductive proximity sensor, tubular, 30mm diameter x 73.5mm body, chrome-plated brass housing, PNP, N.O. output, 22mm sensing distance, semi-flush, 200 Hz switching frequency, IP67, 4-pin M12 quick-disconnect. | Stock | 84
DW-AS-504-M30-002 | Contrinex inductive proximity sensor, tubular, 30mm diameter x 73.5mm body, chrome-plated brass housing, PNP, N.C. output, 22mm sensing distance, semi-flush, 200 Hz switching frequency, IP67, 4-pin M12 quick-disconnect. | Stock | 84
DW-AD-511-M30 | Contrinex inductive proximity sensor, tubular, 30mm diameter x 60mm body, chrome-plated brass housing, NPN, N.O. output, 40mm sensing distance, non-flush, 100 Hz switching frequency, IP67, pigtail. | Stock | 94
DW-AD-513-M30 | Contrinex inductive proximity sensor, tubular, 30mm diameter x 60mm body, chrome-plated brass housing, PNP, N.O. output, 40mm sensing distance, non-flush, 100 Hz switching frequency, IP67, pigtail. | Stock | 94
DW-AS-511-M30-002 | Contrinex inductive proximity sensor, tubular, 30mm diameter x 73.5mm body, chrome-plated brass housing, NPN, N.O. output, 40mm sensing distance, non-flush, 100 Hz switching frequency, IP67, 4-pin M12 quick-disconnect. | Stock | 94
DW-AS-513-M30-002 | Contrinex inductive proximity sensor, tubular, 30mm diameter x 73.5mm body, chrome-plated brass housing, PNP, N.O. output, 40mm sensing distance, non-flush, 100 Hz switching frequency, IP67, 4-pin M12 quick-disconnect. | Stock | 94
DW-AS-514-M30-002 | Contrinex inductive proximity sensor, tubular, 30mm diameter x 73.5mm body, chrome-plated brass housing, PNP, N.C. output, 40mm sensing distance, non-flush, 100 Hz switching frequency, IP67, 4-pin M12 quick-disconnect. | Stock | 94
DW-AS-509-M30-120 | Contrinex inductive proximity sensor, tubular, 30mm diameter x 48.5mm body, chrome-plated brass housing, 0-5 VDC or 1-5 mA analog output, 20mm sensing distance, semi-flush, IP67, 4-pin M12 quick-disconnect. | Stock | 145
DW-AS-509-M30-320 | Contrinex inductive proximity sensor, tubular, 30mm diameter x 48.5mm body, chrome-plated brass housing, 0-10 VDC or 4-20 mA analog output, 20mm sensing distance, semi-flush, IP67, 4-pin M12 quick-disconnect. | Stock | 145
VT1-A0-1B | Micro Detectors inductive proximity sensor, tubular, 30mm diameter x 60mm body, nickel-plated brass housing, N.O. output, 10mm sensing distance, flush, 25 Hz switching frequency, IP67, pigtail. | Stock | 53
VT1-A0-2B | Micro Detectors inductive proximity sensor, tubular, 30mm diameter x 60mm body, nickel-plated brass housing, N.O. output, 15mm sensing distance, non-flush, 25 Hz switching frequency, IP67, pigtail. | Stock | 53
V3T1-R0-3A8F | Micro Detectors inductive proximity sensor, tubular, 30mm diameter x 55mm body, nickel-plated brass housing, N.O. (VAC) or N.O./N.C. (VDC) output, 12mm sensing distance, flush, 25 Hz (AC)/250 Hz (DC) switching frequency, IP67, pigtail. | Stock | 57
V3T1-R0-3Q | Micro Detectors inductive proximity sensor, tubular, 30mm diameter x 60mm body, nickel-plated brass housing, N.O. (VAC) or N.O./N.C. (VDC) output, 12mm sensing distance, flush, 25 Hz (AC)/250 Hz (DC) switching frequency, IP67, 1/2in - 20UNF thread. | Stock | 57
V3T1-R0-4A8F | Micro Detectors inductive proximity sensor, tubular, 30mm diameter x 55mm body, nickel-plated brass housing, N.O. (VAC) or N.O./N.C. (VDC) output, 18mm sensing distance, non-flush, 25 Hz (AC)/190 Hz (DC) switching frequency, IP67, pigtail. | Stock | 57
V3T1-R0-4Q | Micro Detectors inductive proximity sensor, tubular, 30mm diameter x 60mm body, nickel-plated brass housing, N.O. (VAC) or N.O./N.C. (VDC) output, 18mm sensing distance, non-flush, 25 Hz (AC)/190 Hz (DC) switching frequency, IP67, 1/2in - 20UNF thread. | Stock | 57
V3T1-S0-3A8F | Micro Detectors inductive proximity sensor, tubular, 30mm diameter x 55mm body, nickel-plated brass housing, N.C. (VAC) or N.O./N.C. (VDC) output, 12mm sensing distance, flush, 25 Hz (AC)/250 Hz (DC) switching frequency, IP67, pigtail. | Stock | 57
V3T1-S0-3Q | Micro Detectors inductive proximity sensor, tubular, 30mm diameter x 60mm body, nickel-plated brass housing, N.C. (VAC) or N.O./N.C. (VDC) output, 12mm sensing distance, flush, 25 Hz (AC)/250 Hz (DC) switching frequency, IP67, 1/2in - 20UNF thread. | Stock | 57
V3T1-S0-4A8F | Micro Detectors inductive proximity sensor, tubular, 30mm diameter x 55mm body, nickel-plated brass housing, N.C. (VAC) or N.O./N.C. (VDC) output, 18mm sensing distance, non-flush, 25 Hz (AC)/190 Hz (DC) switching frequency, IP67, pigtail. | Stock | 57
V3T1-S0-4Q | Micro Detectors inductive proximity sensor, tubular, 30mm diameter x 60mm body, nickel-plated brass housing, N.C. (VAC) or N.O./N.C. (VDC) output, 18mm sensing distance, non-flush, 25 Hz (AC)/190 Hz (DC) switching frequency, IP67, 1/2in - 20UNF thread. | Stock | 57
VFT1-A0-1M | AutomationDirect inductive proximity sensor, tubular, 30mm diameter x 70mm body, 316L stainless steel housing, N.O. output, 14mm sensing distance, flush, 25 Hz (AC)/100 Hz (DC) switching frequency, IP68 IP69K, 1/2in - 20UNF thread. | Stock | 83
VFT1-A0-2M | AutomationDirect inductive proximity sensor, tubular, 30mm diameter x 70mm body, 316L stainless steel housing, N.O. output, 22mm sensing distance, non-flush, 25 Hz (AC)/100 Hz (DC) switching frequency, IP68 IP69K, 1/2in - 20UNF thread. | Stock | 83
PTW2-AP-3H | ProSense inductive proximity sensor, tubular, 30mm diameter x 50mm body, stainless steel housing, PNP, N.O. output, 15mm sensing distance, flush, 50 Hz switching frequency, IP65 IP66 IP67 IP68 IP69K, 4-pin M12 quick-disconnect. | Stock | 52
PTW2-AP-4H | ProSense inductive proximity sensor, tubular, 30mm diameter x 65mm body, stainless steel housing, PNP, N.O. output, 25mm sensing distance, non-flush, 100 Hz switching frequency, IP65 IP66 IP67 IP68 IP69K, 4-pin M12 quick-disconnect. | Stock | 52
PTW-AN-5A | AutomationDirect inductive proximity sensor, tubular, 30mm diameter x 50mm body, stainless steel housing, NPN, N.O. output, 20mm sensing distance, flush, 100 Hz switching frequency, IP68, pigtail. | Stock | 158
PTW-AN-5H | AutomationDirect inductive proximity sensor, tubular, 30mm diameter x 63.5mm body, stainless steel housing, NPN, N.O. output, 20mm sensing distance, flush, 100 Hz switching frequency, IP67, 4-pin M12 quick-disconnect. | Stock | 158
PTW-AP-5A | AutomationDirect inductive proximity sensor, tubular, 30mm diameter x 50mm body, stainless steel housing, PNP, N.O. output, 20mm sensing distance, flush, 100 Hz switching frequency, IP68, pigtail. | Stock | 158
PTW-AP-5H | AutomationDirect inductive proximity sensor, tubular, 30mm diameter x 63.5mm body, stainless steel housing, PNP, N.O. output, 20mm sensing distance, flush, 100 Hz switching frequency, IP67, 4-pin M12 quick-disconnect. | Stock | 158
DW-AD-711-M30 | Contrinex inductive proximity sensor, tubular, 30mm diameter x 50mm body, stainless steel housing, NPN, N.O. output, 40mm sensing distance, non-flush, 90 Hz switching frequency, IP68 IP69K, pigtail. | Stock | 157
DW-AD-713-M30 | Contrinex inductive proximity sensor, tubular, 30mm diameter x 50mm body, stainless steel housing, PNP, N.O. output, 40mm sensing distance, non-flush, 90 Hz switching frequency, IP68 IP69K, pigtail. | Stock | 157
DW-AS-711-M30-002 | Contrinex inductive proximity sensor, tubular, 30mm diameter x 63.5mm body, stainless steel housing, NPN, N.O. output, 40mm sensing distance, non-flush, 90 Hz switching frequency, IP68 IP69K, 4-pin M12 quick-disconnect. | Stock | 157
DW-AS-713-M30-002 | Contrinex inductive proximity sensor, tubular, 30mm diameter x 63.5mm body, stainless steel housing, PNP, N.O. output, 40mm sensing distance, non-flush, 90 Hz switching frequency, IP68 IP69K, 4-pin M12 quick-disconnect. | Stock | 157
DW-AS-714-M30-002 | Contrinex inductive proximity sensor, tubular, 30mm diameter x 63.5mm body, stainless steel housing, PNP, N.C. output, 40mm sensing distance, non-flush, 90 Hz switching frequency, IP68 IP69K, 4-pin M12 quick-disconnect. | Stock | 157
WKT-AP-3H | AutomationDirect inductive proximity sensor, tubular, 30mm diameter x 65mm body, weld coated brass housing, PNP, N.O. output, 15mm sensing distance, flush, 2 kHz switching frequency, IP65 IP66 IP67 IP68 IP69K, 4-pin M12 quick-disconnect. | Stock | 53
DW-AS-713-M30-967 | Contrinex inductive proximity sensor, tubular, 30mm diameter x 63.5mm body, 304 stainless steel housing, PNP, N.O., 12mm sensing distance, non-flush, 90 Hz switching frequency, IP68 IP69K, 4-pin M12 quick-disconnect. | Stock | 162
DW-HD-601-M30-310 | Contrinex inductive proximity sensor, tubular, 30mm diameter x 75mm body, 304 stainless steel housing, NPN, N.O., 10mm sensing distance, flush, 200 Hz switching frequency, IP67, pigtail. | Stock | 341
DW-HD-603-M30-310 | Contrinex inductive proximity sensor, tubular, 30mm diameter x 75mm body, 304 stainless steel housing, PNP, N.O., 10mm sensing distance, flush, 200 Hz switching frequency, IP67, pigtail. | Stock | 341
DW-HD-601-M30-411 | Contrinex inductive proximity sensor, tubular, 30mm diameter x 75mm body, 304 stainless steel housing, NPN, N.O., 10mm sensing distance, flush, 200 Hz switching frequency, IP67, pigtail. | Stock | 407
DW-HD-603-M30-411 | Contrinex inductive proximity sensor, tubular, 30mm diameter x 75mm body, 304 stainless steel housing, PNP, N.O., 10mm sensing distance, flush, 200 Hz switching frequency, IP67, pigtail. | Stock | 407
DW-HD-611-M30-411 | Contrinex inductive proximity sensor, tubular, 30mm diameter x 83mm body, 304 stainless steel housing, NPN, N.O., 15mm sensing distance, non-flush, 150 Hz switching frequency, IP67, pigtail. | Stock | 407
DW-HD-613-M30-411 | Contrinex inductive proximity sensor, tubular, 30mm diameter x 83mm body, 304 stainless steel housing, PNP, N.O., 15mm sensing distance, non-flush, 150 Hz switching frequency, IP67, pigtail. | Stock | 407
GI711S | ifm efector inductive proximity sensor, tubular, 30mm diameter x 70mm body, stainless steel housing, PNP, (1) pair OSSD, 1-15mm enable zone, non-flush, IP65 IP67, 4-pin M12 quick-disconnect. | Stock | 187
GI854S | ifm efector inductive proximity sensor, tubular, 30mm diameter x 65mm body, bronze-plated brass housing, PNP, (1) pair OSSD, >21.5mm enable zone, non-flush, IP65 IP67 IP68 IP69K, 4-pin M12 quick-disconnect. | Stock | 144
GI855S | ifm efector inductive proximity sensor, tubular, 30mm diameter x 65mm body, bronze-plated brass housing, PNP, (1) pair OSSD, >14.5mm enable zone, flush, IP65 IP67 IP68 IP69K, 4-pin M12 quick-disconnect. | Stock | 144
GI701S | ifm efector inductive proximity sensor, tubular, 30mm diameter x 80mm body, stainless steel housing, PNP, (1) pair OSSD, 6-12mm enable zone, non-flush, IP68 IP69K, 4-pin M12 quick-disconnect. | Stock | 188
50mm Tubular Inductive Proximity Sensors
DW-HD-613-M50-517 | Contrinex inductive proximity sensor, tubular, 50mm diameter x 68mm body, 304 stainless steel housing, PNP, N.O., 25mm sensing distance, non-flush, 150 Hz switching frequency, IP67, pigtail. | Stock | 688
Small Rectangular Inductive Proximity Sensors
CR5-AN-1A | AutomationDirect inductive proximity sensor, rectangular, 5 x 5 x 25mm body, nickel-plated brass housing, NPN, N.O. output, 0.8mm sensing distance, flush, 5 kHz switching frequency, IP67, pigtail. | Stock | 57
CR5-AN-2A | AutomationDirect inductive proximity sensor, rectangular, 5 x 5 x 25mm body, nickel-plated brass housing, NPN, N.O. output, 1.5mm sensing distance, flush, 3 kHz switching frequency, IP67, pigtail. | Stock | 90
CR5-AN-1F | AutomationDirect inductive proximity sensor, rectangular, 5 x 5 x 25mm body, nickel-plated brass housing, NPN, N.O. output, 0.8mm sensing distance, flush, 5 kHz switching frequency, IP67, 3-pin M8 quick-disconnect. | Stock | 65
CR5-AN-2F | AutomationDirect inductive proximity sensor, rectangular, 5 x 5 x 25mm body, nickel-plated brass housing, NPN, N.O. output, 1.5mm sensing distance, flush, 3 kHz switching frequency, IP67, 3-pin M8 quick-disconnect. | Stock | 103
CR5-AP-1A | AutomationDirect inductive proximity sensor, rectangular, 5 x 5 x 25mm body, nickel-plated brass housing, PNP, N.O. output, 0.8mm sensing distance, flush, 5 kHz switching frequency, IP67, pigtail. | Stock | 57
CR5-AP-2A | AutomationDirect inductive proximity sensor, rectangular, 5 x 5 x 25mm body, nickel-plated brass housing, PNP, N.O. output, 1.5mm sensing distance, flush, 3 kHz switching frequency, IP67, pigtail. | Stock | 90
CR5-AP-1F | AutomationDirect inductive proximity sensor, rectangular, 5 x 5 x 25mm body, nickel-plated brass housing, PNP, N.O. output, 0.8mm sensing distance, flush, 5 kHz switching frequency, IP67, 3-pin M8 quick-disconnect. | Stock | 65
CR5-AP-2F | AutomationDirect inductive proximity sensor, rectangular, 5 x 5 x 25mm body, nickel-plated brass housing, PNP, N.O. output, 1.5mm sensing distance, flush, 3 kHz switching frequency, IP67, 3-pin M8 quick-disconnect. | Stock | 103
CR8-AN-1A | AutomationDirect inductive proximity sensor, rectangular, 8 x 8 x 40mm body, nickel-plated brass housing, NPN, N.O. output, 1.5mm sensing distance, flush, 1 kHz switching frequency, IP67, pigtail. | Stock | 38.5
CR8-AN-1F | AutomationDirect inductive proximity sensor, rectangular, 8 x 8 x 59mm body, nickel-plated brass housing, NPN, N.O. output, 1.5mm sensing distance, flush, 1 kHz switching frequency, IP67, 3-pin M8 quick-disconnect. | Stock | 38.5
CR8-AN-2A | AutomationDirect inductive proximity sensor, rectangular, 8 x 8 x 40mm body, nickel-plated brass housing, NPN, N.O. output, 2mm sensing distance, flush, 1 kHz switching frequency, IP67, pigtail. | Stock | 54
CR8-AN-2F | AutomationDirect inductive proximity sensor, rectangular, 8 x 8 x 59mm body, nickel-plated brass housing, NPN, N.O. output, 2mm sensing distance, flush, 1 kHz switching frequency, IP67, 3-pin M8 quick-disconnect. | Stock | 54
CR8-AN-3A | AutomationDirect inductive proximity sensor, rectangular, 8 x 8 x 40mm body, nickel-plated brass housing, NPN, N.O. output, 3mm sensing distance, semi-flush, 1 kHz switching frequency, IP67, pigtail. | Stock | 122
CR8-AN-3F | AutomationDirect inductive proximity sensor, rectangular, 8 x 8 x 59mm body, nickel-plated brass housing, NPN, N.O. output, 3mm sensing distance, semi-flush, 1 kHz switching frequency, IP67, 3-pin M8 quick-disconnect. | Stock | 122
CR8-AP-1A | AutomationDirect inductive proximity sensor, rectangular, 8 x 8 x 40mm body, nickel-plated brass housing, PNP, N.O. output, 1.5mm sensing distance, flush, 1 kHz switching frequency, IP67, pigtail. | Stock | 38.5
CR8-AP-1F | AutomationDirect inductive proximity sensor, rectangular, 8 x 8 x 59mm body, nickel-plated brass housing, PNP, N.O. output, 1.5mm sensing distance, flush, 1 kHz switching frequency, IP67, 3-pin M8 quick-disconnect. | Stock | 38.5
CR8-AP-2A | AutomationDirect inductive proximity sensor, rectangular, 8 x 8 x 40mm body, nickel-plated brass housing, PNP, N.O. output, 2mm sensing distance, flush, 1 kHz switching frequency, IP67, pigtail. | Stock | 54
CR8-AP-2F | AutomationDirect inductive proximity sensor, rectangular, 8 x 8 x 59mm body, nickel-plated brass housing, PNP, N.O. output, 2mm sensing distance, flush, 1 kHz switching frequency, IP67, 3-pin M8 quick-disconnect. | Stock | 54
CR8-AP-3A | AutomationDirect inductive proximity sensor, rectangular, 8 x 8 x 40mm body, nickel-plated brass housing, PNP, N.O. output, 3mm sensing distance, semi-flush, 1 kHz switching frequency, IP67, pigtail. | Stock | 122
CR8-AP-3F | AutomationDirect inductive proximity sensor, rectangular, 8 x 8 x 59mm body, nickel-plated brass housing, PNP, N.O. output, 3mm sensing distance, semi-flush, 1 kHz switching frequency, IP67, 3-pin M8 quick-disconnect. | Stock | 122
DW-AD-509-C8-390 | Contrinex inductive proximity sensor, rectangular, 8 x 8 x 50mm body, chrome-plated brass housing, 0-10 VDC analog output, 4mm sensing distance, semi-flush, IP67, pigtail. | Stock | 203
DW-AS-509-C8-390 | Contrinex inductive proximity sensor, rectangular, 8 x 8 x 59mm body, chrome-plated brass housing, 0-10 VDC analog output, 4mm sensing distance, semi-flush, IP67, 3-pin M8 quick-disconnect. | Stock | 203
P8-AN-1F | ProSense inductive proximity sensor, rectangular, 8 x 4.7 x 16mm body, polyamide housing, top sensing, NPN, N.O. output, 1.5mm sensing distance, flush, 2.5 kHz switching frequency, IP67, 3-pin M8 quick-disconnect. | Stock | 78
P8-CN-1A | ProSense inductive proximity sensor, rectangular, 8 x 4.7 x 16mm body, polyamide housing, top sensing, NPN, N.C. output, 1.5mm sensing distance, flush, 2.5 kHz switching frequency, IP67, pigtail. | Stock | 78
DR10-AN-1A | Micro Detectors inductive proximity sensor, rectangular, 10.3 x 28 x 16mm body, polyphthalamide housing, NPN, N.O. output, 3mm sensing distance, flush, 3 kHz switching frequency, IP67, pigtail. | Stock | 35.5
DR10-AN-1F | Micro Detectors inductive proximity sensor, rectangular, 10.3 x 37 x 16mm body, polyphthalamide housing, NPN, N.O. output, 3mm sensing distance, flush, 3 kHz switching frequency, IP67, 3-pin M8 quick-disconnect. | Stock | 35.5
DR10-AN-2A | Micro Detectors inductive proximity sensor, rectangular, 10.3 x 28 x 16mm body, polyphthalamide housing, NPN, N.O. output, 6mm sensing distance, non-flush, 3 kHz switching frequency, IP67, pigtail. | Stock | 35.5
DR10-AN-2F | Micro Detectors inductive proximity sensor, rectangular, 10.3 x 37 x 16mm body, polyphthalamide housing, NPN, N.O. output, 6mm sensing distance, non-flush, 3 kHz switching frequency, IP67, 3-pin M8 quick-disconnect. | Stock | 35.5
DR10-AP-1A | Micro Detectors inductive proximity sensor, rectangular, 10.3 x 28 x 16mm body, polyphthalamide housing, PNP, N.O. output, 3mm sensing distance, flush, 3 kHz switching frequency, IP67, pigtail. | Stock | 35.5
DR10-AP-1F | Micro Detectors inductive proximity sensor, rectangular, 10.3 x 37 x 16mm body, polyphthalamide housing, PNP, N.O. output, 3mm sensing distance, flush, 3 kHz switching frequency, IP67, 3-pin M8 quick-disconnect. | Stock | 35.5
DR10-AP-2A | Micro Detectors inductive proximity sensor, rectangular, 10.3 x 28 x 16mm body, polyphthalamide housing, PNP, N.O. output, 6mm sensing distance, non-flush, 3 kHz switching frequency, IP67, pigtail. | Stock | 35.5
DR10-AP-2F | Micro Detectors inductive proximity sensor, rectangular, 10.3 x 37 x 16mm body, polyphthalamide housing, PNP, N.O. output, 6mm sensing distance, non-flush, 3 kHz switching frequency, IP67, 3-pin M8 quick-disconnect. | Stock | 35.5
DW-AD-611-C12P | Contrinex inductive proximity sensor, rectangular, 12 x 27 x 6.5mm body, polycarbonate housing, top sensing, NPN, N.O. output, 4mm sensing distance, non-flush, 2000 Hz switching frequency, IP67, pigtail. | Stock | 26.5
DW-AD-612-C12P | Contrinex inductive proximity sensor, rectangular, 12 x 27 x 6.5mm body, polycarbonate housing, top sensing, NPN, N.C. output, 4mm sensing distance, non-flush, 2000 Hz switching frequency, IP67, pigtail. | Stock | 26.5
DW-AD-613-C12P | Contrinex inductive proximity sensor, rectangular, 12 x 27 x 6.5mm body, polycarbonate housing, top sensing, PNP, N.O. output, 4mm sensing distance, non-flush, 2000 Hz switching frequency, IP67, pigtail. | Stock | 26.5
DW-AD-611-C12P-1523 | Contrinex inductive proximity sensor, rectangular, 12 x 27 x 12mm body, polycarbonate housing, front sensing, NPN, N.O. output, 4mm sensing distance, non-flush, 2000 Hz switching frequency, IP67, pigtail. | Stock | 26.5
DW-AD-612-C12P-1523 | Contrinex inductive proximity sensor, rectangular, 12 x 27 x 12mm body, polycarbonate housing, front sensing, NPN, N.C. output, 4mm sensing distance, non-flush, 2000 Hz switching frequency, IP67, pigtail. | Stock | 26.5
DW-AD-613-C12P-1523 | Contrinex inductive proximity sensor, rectangular, 12 x 27 x 12mm body, polycarbonate housing, front sensing, PNP, N.O. output, 4mm sensing distance, non-flush, 2000 Hz switching frequency, IP67, pigtail. | Stock | 26.5
APS25-8M-E-D | JTEKT inductive proximity sensor, rectangular, 8 x 26.5 x 7.4mm body, polycarbonate housing, front sensing, NPN, N.O. output, 2.5mm sensing distance, non-flush, 500 Hz switching frequency, IP67, pigtail. | Stock | 25
APS25-8S-E-D | JTEKT inductive proximity sensor, rectangular, 8 x 26.5 x 7.4mm body, polycarbonate housing, top sensing, NPN, N.O. output, 2.5mm sensing distance, non-flush, 500 Hz switching frequency, IP67, pigtail. | Stock | 25
APS4-12M-Z-D | JTEKT inductive proximity sensor, rectangular, 12 x 27 x 12mm body, polycarbonate housing, front sensing, NPN/PNP, N.O. output, 4mm sensing distance, non-flush, 200 Hz switching frequency, IP67, pigtail. | Stock | 25
APS4-12S-Z-D | JTEKT inductive proximity sensor, rectangular, 12 x 27 x 7mm body, polycarbonate housing, top sensing, NPN/PNP, N.O. output, 4mm sensing distance, non-flush, 200 Hz switching frequency, IP67, pigtail. | Stock | 25
APS4-12M-E1-D | JTEKT inductive proximity sensor, rectangular, 12 x 27 x 12mm body, polycarbonate housing, front sensing, NPN, N.C. output, 4mm sensing distance, non-flush, 200 Hz switching frequency, IP67, pigtail. | Stock | 25
APS4-12S-E1-D | JTEKT inductive proximity sensor, rectangular, 12 x 27 x 7mm body, polycarbonate housing, top sensing, NPN, N.C. output, 4mm sensing distance, non-flush, 200 Hz switching frequency, IP67, pigtail. | Stock | 25
APS4-12S-E-D | JTEKT inductive proximity sensor, rectangular, 12 x 27 x 6.5mm body, polycarbonate housing, top sensing, NPN, N.O. output, 4mm sensing distance, non-flush, 200 Hz switching frequency, IP67, pigtail. | Stock | 25
APS4-12S-E2-D | JTEKT inductive proximity sensor, rectangular, 12 x 27 x 6.5mm body, polycarbonate housing, top sensing, PNP, N.O. output, 4mm sensing distance, non-flush, 200 Hz switching frequency, IP67, pigtail. | Stock | 25
APS4-12M-E-D | JTEKT inductive proximity sensor, rectangular, 12 x 27 x 12mm body, polycarbonate housing, front sensing, NPN, N.O. output, 4mm sensing distance, non-flush, 200 Hz switching frequency, IP67, pigtail. | Stock | 25
APS4-12M-E2-D | JTEKT inductive proximity sensor, rectangular, 12 x 27 x 12mm body, polycarbonate housing, front sensing, PNP, N.O. output, 4mm sensing distance, non-flush, 200 Hz switching frequency, IP67, pigtail. | Stock | 25
DW-AD-701-C23 | Contrinex inductive proximity sensor, rectangular, 32 x 20 x 8mm body, stainless steel housing, NPN, N.O. output, 7mm sensing distance, flush, 180 Hz switching frequency, IP68 IP69K, pigtail. | Stock | 117
DW-AD-703-C23 | Contrinex inductive proximity sensor, rectangular, 32 x 20 x 8mm body, stainless steel housing, PNP, N.O. output, 7mm sensing distance, flush, 180 Hz switching frequency, IP68 IP69K, pigtail. | Stock | 117
DW-AV-701-C23-276 | Contrinex inductive proximity sensor, rectangular, 32 x 20 x 8mm body, stainless steel housing, NPN, N.O. output, 7mm sensing distance, flush, 180 Hz switching frequency, IP68 IP69K, 3-pin M8 quick-disconnect. | Stock | 117
DW-AV-703-C23-276 | Contrinex inductive proximity sensor, rectangular, 32 x 20 x 8mm body, stainless steel housing, PNP, N.O. output, 7mm sensing distance, flush, 180 Hz switching frequency, IP68 IP69K, 3-pin M8 quick-disconnect. | Stock | 117
DW-AD-702-C23 | Contrinex inductive proximity sensor, rectangular, 32 x 20 x 8mm body, stainless steel housing, NPN, N.C. output, 7mm sensing distance, flush, 180 Hz switching frequency, IP68 IP69K, pigtail. | Stock | 114
DW-AD-704-C23 | Contrinex inductive proximity sensor, rectangular, 32 x 20 x 8mm body, stainless steel housing, PNP, N.C. output, 7mm sensing distance, flush, 180 Hz switching frequency, IP68 IP69K, pigtail. | Stock | 114
DW-AV-702-C23-276 | Contrinex inductive proximity sensor, rectangular, 32 x 20 x 8mm body, stainless steel housing, NPN, N.C. output, 7mm sensing distance, flush, 180 Hz switching frequency, IP68 IP69K, 3-pin M8 quick-disconnect. | Stock | 114
DW-AV-704-C23-276 | Contrinex inductive proximity sensor, rectangular, 32 x 20 x 8mm body, stainless steel housing, PNP, N.C. output, 7mm sensing distance, flush, 180 Hz switching frequency, IP68 IP69K, 3-pin M8 quick-disconnect. | Stock | 114
Large Rectangular Inductive Proximity Sensors
D80-0P-4T | ProSense inductive proximity sensor, rectangular, 80 x 40 x 105mm body, polyphenylene ether housing, PNP, N.O./N.C. selectable output, 20-60mm sensing distance, non-flush, 100 Hz switching frequency, IP65, terminal chamber. | Stock | 178
D80-0P-4H | ProSense inductive proximity sensor, rectangular, 80 x 40 x 105mm body, polyphenylene ether housing, PNP, N.O./N.C. selectable output, 20-60mm sensing distance, non-flush, 100 Hz switching frequency, IP67, 4-pin M12 quick-disconnect. | Stock | 178
D80-AP-3H | ProSense inductive proximity sensor, rectangular, 80 x 40 x 92mm body, polyphenylene ether housing, PNP, N.O. output, 50mm sensing distance, flush, 70 Hz switching frequency, IP67, 4-pin M12 quick-disconnect. | Stock | 172
D80V-A0-3M | ProSense inductive proximity sensor, rectangular, 80 x 40 x 92mm body, polyphenylene ether housing, N.O. output, 50mm sensing distance, flush, 25 Hz switching frequency, IP67, 3-pin mini and 7/8in - 16UNF thread. | Stock | 172
D80V-A0-3Q | ProSense inductive proximity sensor, rectangular, 80 x 40 x 92mm body, polyphenylene ether housing, N.O. output, 50mm sensing distance, flush, 25 Hz switching frequency, IP67, 3-pin 1/2in - 20UNF thread. | Stock | 172
LF40-AP-1H | AutomationDirect inductive proximity sensor, rectangular, 40 x 40 x 66mm body, die-cast zinc nickel-plated housing, PNP, N.O. output, 20mm sensing distance, flush, 100 Hz switching frequency, IP67, 4-pin M12 quick-disconnect. | Stock | 56
LF40-AP-2H | AutomationDirect inductive proximity sensor, rectangular, 40 x 40 x 66mm body, die-cast zinc nickel-plated housing, PNP, N.O. output, 35mm sensing distance, non-flush, 80 Hz switching frequency, IP67, 4-pin M12 quick-disconnect. | Stock | 56
LF40-0P-1H | AutomationDirect inductive proximity sensor, rectangular, 40 x 40 x 66mm body, die-cast zinc nickel-plated housing, PNP, N.O./N.C. complementary outputs, 20mm sensing distance, flush, 100 Hz switching frequency, IP67, 4-pin M12 quick-disconnect. | Stock | 60
LF40-0P-2H | AutomationDirect inductive proximity sensor, rectangular, 40 x 40 x 66mm body, die-cast zinc nickel-plated housing, PNP, N.O./N.C. complementary outputs, 35mm sensing distance, non-flush, 80 Hz switching frequency, IP67, 4-pin M12 quick-disconnect. | Stock | 60
GM705S | ifm efector inductive proximity sensor, rectangular, 40 x 40 x 66mm body, die-cast zinc housing, PNP, (1) pair OSSD, 4-20mm enable zone, non-flush, IP65 IP67, 4-pin M12 quick-disconnect. | Stock | 275
GM701S | ifm efector inductive proximity sensor, rectangular, 40 x 40 x 66mm body, die-cast zinc housing, PNP, (1) pair OSSD, 10-15mm enable zone, non-flush, IP65 IP67, 4-pin M12 quick-disconnect. | Stock | 275
Accessories for Inductive Proximity Sensors
OPT2037 | Wenglor mounting bracket, right-angle, 316L stainless steel. Package of 2. For use with 3mm sensors. | Stock | 28
OPT2107 | Wenglor mounting bracket, right-angle, plastic. For use with 6.5mm sensors. | Stock | 17
D80-BRKT-3 | ProSense mounting bracket, parallel, stainless steel. For use with D80-xx-3x flush mount prox sensors only. | Stock | 34.5
Sensor Tester for Inductive Proximity Sensors
SEN-TESTER-001 | AutomationDirect sensor tester, 24 VDC output. 9V rechargeable battery included. | Stock | 88
8mm Tubular Magnetic Proximity Sensors
MAE1-AP-1A | ProSense magnetic proximity sensor, tubular, 8mm diameter x 50mm body, 316L stainless steel housing, PNP, N.O. output, 60mm sensing distance, flush, 5 kHz switching frequency, IP67, pigtail. | Stock | 59
MAE1-AP-1F | ProSense magnetic proximity sensor, tubular, 8mm diameter x 60mm body, 316L stainless steel housing, PNP, N.O. output, 60mm sensing distance, flush, 5 kHz switching frequency, IP67, 3-pin M8 quick-disconnect. | Stock | 59
MAE-AP-1F | AutomationDirect magnetic proximity sensor, tubular, 8mm diameter x 60mm body, 316L stainless steel housing, PNP, N.O. output, 60mm sensing distance, flush, 5 kHz switching frequency, IP67, 3-pin M8 quick-disconnect. | Stock | 69
12mm Tubular Magnetic Proximity Sensors
MMW-AP-1H | AutomationDirect magnetic proximity sensor, tubular, 12mm diameter x 60mm body, 316L stainless steel housing, PNP, N.O. output, 60mm sensing distance, flush, 5 kHz switching frequency, IP65 IP67, 4-pin M12 quick-disconnect. | Stock | 71
MMW-AN-1H | AutomationDirect magnetic proximity sensor, tubular, 12mm diameter x 60mm body, 316L stainless steel housing, NPN, N.O. output, 60mm sensing distance, flush, 5 kHz switching frequency, IP65 IP67, 4-pin M12 quick-disconnect. | Stock | 71
MMW-CP-1H | AutomationDirect magnetic proximity sensor, tubular, 12mm diameter x 60mm body, 316L stainless steel housing, PNP, N.C. output, 60mm sensing distance, flush, 5 kHz switching frequency, IP65 IP67, 4-pin M12 quick-disconnect. | Stock | 71
MAFM1-AP-1H | ProSense magnetic proximity sensor, tubular, 12mm diameter x 60mm body, stainless steel housing, PNP, N.O. output, 60mm sensing distance, flush, 5 kHz switching frequency, IP65 IP68 IP69K, 4-pin M12 quick-disconnect. | Stock | 53
18mm Tubular Magnetic Proximity Sensors
MKW-AP-1H | AutomationDirect magnetic proximity sensor, tubular, 18mm diameter x 60mm body, 316L stainless steel housing, PNP, N.O. output, 70mm sensing distance, flush, 5 kHz switching frequency, IP65 IP67, 4-pin M12 quick-disconnect. | Stock | 75
MKW-AN-1H | AutomationDirect magnetic proximity sensor, tubular, 18mm diameter x 60mm body, 316L stainless steel housing, NPN, N.O. output, 70mm sensing distance, flush, 5 kHz switching frequency, IP65 IP67, 4-pin M12 quick-disconnect. | Stock | 75
MKW-CP-1H | AutomationDirect magnetic proximity sensor, tubular, 18mm diameter x 60mm body, 316L stainless steel housing, PNP, N.C. output, 70mm sensing distance, flush, 5 kHz switching frequency, IP65 IP67, 4-pin M12 quick-disconnect. | Stock | 75
MAFK1-AP-1H | ProSense magnetic proximity sensor, tubular, 18mm diameter x 60mm body, stainless steel housing, PNP, N.O. output, 70mm sensing distance, flush, 5 kHz switching frequency, IP65 IP68 IP69K, 4-pin M12 quick-disconnect. | Stock | 59
Rectangular Magnetic Proximity Sensors
MDR-AP-1F | AutomationDirect magnetic proximity sensor, rectangular, 10.2 x 36.8 x 16mm body, polybutylene terephthalate housing, PNP, N.O. output, 60mm sensing distance, flush, 5 kHz switching frequency, IP67, 3-pin M8 quick-disconnect. | Stock | 58
MDR-AP-1A | AutomationDirect magnetic proximity sensor, rectangular, 10.2 x 27.8 x 16mm body, polybutylene terephthalate housing, PNP, N.O. output, 60mm sensing distance, flush, 5 kHz switching frequency, IP67, pigtail. | Stock | 58
Accessories for Magnetic Proximity Sensors
MAG-1 | AutomationDirect damping magnet, M1.0, samarium cobalt. For use with magnetic proximity sensors. | Stock | 5
MAG-3 | AutomationDirect damping magnet, M3.0, barium ferrite. For use with magnetic proximity sensors. | Stock | 5
MAG-4 | AutomationDirect damping magnet, M4.0, barium ferrite. For use with magnetic proximity sensors. | Stock | 5
MAG-5 | AutomationDirect damping magnet, M5.0, barium ferrite. For use with magnetic proximity sensors. | Stock | 8.5
AW-MAG-3 | AutomationDirect damping magnet, M3.1, barium ferrite, 316L stainless steel coating. For use with magnetic proximity sensors. | Stock | 46
AW-MAG | AutomationDirect damping magnet, M4.1, barium ferrite, 316L stainless steel coating. For use with magnetic proximity sensors. | Stock | 51
8mm Tubular Capacitive Proximity Sensors
CE1-AN-1A | ProSense capacitive proximity sensor, tubular, 8mm diameter x 42mm body, stainless steel housing, NPN, N.O. output, 1.5mm sensing distance, flush, 100 Hz switching frequency, IP65, pigtail. | Stock | 120
CE1-AP-1A | ProSense capacitive proximity sensor, tubular, 8mm diameter x 42mm body, stainless steel housing, PNP, N.O. output, 1.5mm sensing distance, flush, 100 Hz switching frequency, IP65, pigtail. | Stock | 120
CE1-AP-1F | ProSense capacitive proximity sensor, tubular, 8mm diameter x 54mm body, stainless steel housing, PNP, N.O. output, 1.5mm sensing distance, flush, 100 Hz switching frequency, IP65, 3-pin M8 quick-disconnect. | Stock | 120
CE1-CP-1A | ProSense capacitive proximity sensor, tubular, 8mm diameter x 42mm body, stainless steel housing, PNP, N.C. output, 1.5mm sensing distance, flush, 100 Hz switching frequency, IP65, pigtail. | Stock | 120
CE1-CP-1F | ProSense capacitive proximity sensor, tubular, 8mm diameter x 54mm body, stainless steel housing, PNP, N.C. output, 1.5mm sensing distance, flush, 100 Hz switching frequency, IP65, 3-pin M8 quick-disconnect. | Stock | 120
CE1-AN-2A | ProSense capacitive proximity sensor, tubular, 8mm diameter x 42mm body, stainless steel housing, NPN, N.O. output, 3mm sensing distance, non-flush, 100 Hz switching frequency, IP65, pigtail. | Stock | 120
CE1-AP-2A | ProSense capacitive proximity sensor, tubular, 8mm diameter x 42mm body, stainless steel housing, PNP, N.O. output, 3mm sensing distance, non-flush, 100 Hz switching frequency, IP65, pigtail. | Stock | 120
CE1-AP-2F | ProSense capacitive proximity sensor, tubular, 8mm diameter x 54mm body, stainless steel housing, PNP, N.O. output, 3mm sensing distance, non-flush, 100 Hz switching frequency, IP65, 3-pin M8 quick-disconnect. | Stock | 120
CE1-CP-2A | ProSense capacitive proximity sensor, tubular, 8mm diameter x 42mm body, stainless steel housing, PNP, N.C. output, 3mm sensing distance, non-flush, 100 Hz switching frequency, IP65, pigtail. | Stock | 120
CE1-CP-2F | ProSense capacitive proximity sensor, tubular, 8mm diameter x 54mm body, stainless steel housing, PNP, N.C. output, 3mm sensing distance, non-flush, 100 Hz switching frequency, IP65, 3-pin M8 quick-disconnect. | Stock | 120
12mm Tubular Capacitive Proximity Sensors
CM1-AP-1H | AutomationDirect capacitive proximity sensor, tubular, 12mm diameter x 59.8mm body, stainless steel housing, PNP, N.O. output, 6mm sensing distance, flush, 50 Hz switching frequency, IP65, 4-pin M12 quick-disconnect. | Stock | 108
CM1-AP-2H | AutomationDirect capacitive proximity sensor, tubular, 12mm diameter x 61.2mm body, stainless steel housing, PNP, N.O. output, 12mm sensing distance, non-flush, 50 Hz switching frequency, IP65, 4-pin M12 quick-disconnect. | Stock | 108
BCS00P4 | Balluff capacitive proximity sensor, tubular, 12mm diameter x 75mm body, stainless steel housing, PNP, N.O., 8mm sensing distance, non-flush, 100 Hz switching frequency, IP67, 4-pin M12 quick-disconnect. | Stock | 149
BCS00P1 | Balluff capacitive proximity sensor, tubular, 12mm diameter x 75mm body, stainless steel housing, PNP, N.C., 4mm sensing distance, flush, 100 Hz switching frequency, IP67, 4-pin M12 quick-disconnect. | Stock | 149
BCS00P0 | Balluff capacitive proximity sensor, tubular, 12mm diameter x 75mm body, stainless steel housing, PNP, N.O., 4mm sensing distance, flush, 100 Hz switching frequency, IP67, 4-pin M12 quick-disconnect. | Stock | 149
BCS00R1 | Balluff capacitive proximity sensor, tubular, 12mm diameter x 61mm body, polybutylene terephthalate housing, PNP, N.C., 8mm sensing distance, non-flush, 100 Hz switching frequency, IP67, pigtail. | Stock | 154
BCS00R0 | Balluff capacitive proximity sensor, tubular, 12mm diameter x 61mm body, polybutylene terephthalate housing, PNP, N.O., 8mm sensing distance, non-flush, 100 Hz switching frequency, IP67, pigtail. | Stock | 111
BCS00PJ | Balluff capacitive proximity sensor, tubular, 12mm diameter x 75mm body, polybutylene terephthalate housing, PNP, N.O., 4mm sensing distance, flush, 100 Hz switching frequency, IP67, 4-pin M12 quick-disconnect. | Stock | 110
BCS00PU | Balluff capacitive proximity sensor, tubular, 12mm diameter x 61mm body, polybutylene terephthalate housing, PNP, N.O., 4mm sensing distance, flush, 100 Hz switching frequency, IP67, pigtail. | Stock | 111
BCS017L | Balluff capacitive proximity sensor, tubular, 12mm diameter x 60mm body, stainless steel housing, NPN/PNP, N.C., 5mm sensing distance, flush, 100 Hz switching frequency, IP67, 4-pin M12 quick-disconnect. | Stock | 278
BCS017A | Balluff capacitive proximity sensor, tubular, 12mm diameter x 60mm body, stainless steel housing, NPN/PNP, N.C., 8mm sensing distance, non-flush, 100 Hz switching frequency, IP67, 4-pin M12 quick-disconnect. | Stock | 286
BCS017K | Balluff capacitive proximity sensor, tubular, 12mm diameter x 60mm body, stainless steel housing, NPN/PNP, N.O., 5mm sensing distance, flush, 100 Hz switching frequency, IP67, 4-pin M12 quick-disconnect. | Stock | 278
BCS0179 | Balluff capacitive proximity sensor, tubular, 12mm diameter x 60mm body, stainless steel housing, NPN/PNP, N.O., 8mm sensing distance, non-flush, 100 Hz switching frequency, IP67, 4-pin M12 quick-disconnect. | Stock | 286
18mm Tubular Capacitive Proximity Sensors
CK2-AP-1H | AutomationDirect capacitive proximity sensor, tubular, 18mm diameter x 92.5mm body, polybutylene terephthalate housing, PNP, N.O. output, 8mm sensing distance, flush, 30 Hz switching frequency, IP65 IP67 IP69K, 4-pin M12 quick-disconnect. | Stock | 78
CK2-AP-2H | AutomationDirect capacitive proximity sensor, tubular, 18mm diameter x 92.5mm body, polybutylene terephthalate housing, PNP, N.O. output, 15mm sensing distance, non-flush, 30 Hz switching frequency, IP65 IP67 IP69K, 4-pin M12 quick-disconnect. | Stock | 78
CK2-CP-1H | AutomationDirect capacitive proximity sensor, tubular, 18mm diameter x 92.5mm body, polybutylene terephthalate housing, PNP, N.C. output, 8mm sensing distance, flush, 30 Hz switching frequency, IP65 IP67 IP69K, 4-pin M12 quick-disconnect. | Stock | 78
CK2-CP-2H | AutomationDirect capacitive proximity sensor, tubular, 18mm diameter x 92.5mm body, polybutylene terephthalate housing, PNP, N.C. output, 15mm sensing distance, non-flush, 30 Hz switching frequency, IP65 IP67 IP69K, 4-pin M12 quick-disconnect. | Stock | 78
CK1-00-2H | AutomationDirect capacitive proximity sensor, tubular, 18mm diameter x 87mm body, polybutylene terephthalate housing, NPN/PNP, N.O./N.C. selectable output, 12mm sensing distance, non-flush, 10 Hz switching frequency, IP65 IP67, 4-pin M12 quick-disconnect. | Stock | 113
BCS00MF | Balluff capacitive proximity sensor, tubular, 18mm diameter x 88.5mm body, stainless steel housing, PNP, N.O., 8mm sensing distance, flush, 100 Hz switching frequency, IP67, 4-pin M12 quick-disconnect. | Stock | 137
BCS00LM | Balluff capacitive proximity sensor, tubular, 18mm diameter x 88.5mm body, polybutylene terephthalate housing, PNP, N.O., 15mm sensing distance, non-flush, 100 Hz switching frequency, IP67, 4-pin M12 quick-disconnect. | Stock | 118
BCS00MJ | Balluff capacitive proximity sensor, tubular, 18mm diameter x 88.5mm body, polybutylene terephthalate housing, NPN, N.O., 8mm sensing distance, flush, 100 Hz switching frequency, IP67, 4-pin M12 quick-disconnect. | Stock | 118
BCS00M8 | Balluff capacitive proximity sensor, tubular, 18mm diameter x 88.5mm body, polybutylene terephthalate housing, PNP, N.O., 8mm sensing distance, flush, 100 Hz switching frequency, IP67, 4-pin M12 quick-disconnect. | Stock | 118
BCS00NZ | Balluff capacitive proximity sensor, tubular, 18mm diameter x 75mm body, polybutylene terephthalate housing, PNP, N.O., 8mm sensing distance, flush, 100 Hz switching frequency, IP67, pigtail. | Stock | 121
BCS006A | Balluff capacitive proximity sensor, tubular, 18mm diameter x 75mm body, stainless steel housing, PNP, N.O., 15mm sensing distance, non-flush, 100 Hz switching frequency, IP67, 4-pin M12 quick-disconnect. | Stock | 232
30mm Tubular Capacitive Proximity Sensors
CT2-AP-1A | AutomationDirect capacitive proximity sensor, tubular, 30mm diameter x 92mm body, polybutylene terephthalate housing, PNP, N.O. output, 15mm sensing distance, flush, 40 Hz switching frequency, IP65 IP67 IP69K, pigtail. | Stock | 73
CT2-AP-1H | AutomationDirect capacitive proximity sensor, tubular, 30mm diameter x 92mm body, polybutylene terephthalate housing, PNP, N.O. output, 15mm sensing distance, flush, 40 Hz switching frequency, IP65 IP67 IP69K, 4-pin M12 quick-disconnect. | Stock | 73
CT2-CP-1A | AutomationDirect capacitive proximity sensor, tubular, 30mm diameter x 92mm body, polybutylene terephthalate housing, PNP, N.C. output, 15mm sensing distance, flush, 40 Hz switching frequency, IP65 IP67 IP69K, pigtail. | Stock | 73
CT2-CP-1H | AutomationDirect capacitive proximity sensor, tubular, 30mm diameter x 92mm body, polybutylene terephthalate housing, PNP, N.C. output, 15mm sensing distance, flush, 40 Hz switching frequency, IP65 IP67 IP69K, 4-pin M12 quick-disconnect. | Stock | 73
CT2-AP-2A | AutomationDirect capacitive proximity sensor, tubular, 30mm diameter x 92mm body, polybutylene terephthalate housing, PNP, N.O. output, 25mm sensing distance, non-flush, 40 Hz switching frequency, IP65 IP67 IP69K, pigtail. | Stock | 73
CT2-AP-2H | AutomationDirect capacitive proximity sensor, tubular, 30mm diameter x 92mm body, polybutylene terephthalate housing, PNP, N.O. output, 25mm sensing distance, non-flush, 40 Hz switching frequency, IP65 IP67 IP69K, 4-pin M12 quick-disconnect. | Stock | 73
CT2-AN-2A | AutomationDirect capacitive proximity sensor, tubular, 30mm diameter x 92mm body, polybutylene terephthalate housing, NPN, N.O. output, 25mm sensing distance, non-flush, 40 Hz switching frequency, IP65 IP67 IP69K, pigtail. | Stock | 73
CT2-AN-2H | AutomationDirect capacitive proximity sensor, tubular, 30mm diameter x 92mm body, polybutylene terephthalate housing, NPN, N.O. output, 25mm sensing distance, non-flush, 40 Hz switching frequency, IP65 IP67 IP69K, 4-pin M12 quick-disconnect. | Stock | 73
CT2-CP-2A | AutomationDirect capacitive proximity sensor, tubular, 30mm diameter x 92mm body, polybutylene terephthalate housing, PNP, N.C. output, 25mm sensing distance, non-flush, 40 Hz switching frequency, IP65 IP67 IP69K, pigtail. | Stock | 73
CT2-CP-2H | AutomationDirect capacitive proximity sensor, tubular, 30mm diameter x 92mm body, polybutylene terephthalate housing, PNP, N.C. output, 25mm sensing distance, non-flush, 40 Hz switching frequency, IP65 IP67 IP69K, 4-pin M12 quick-disconnect. | Stock | 73
CT2-CN-2A | AutomationDirect capacitive proximity sensor, tubular, 30mm diameter x 92mm body, polybutylene terephthalate housing, NPN, N.C. output, 25mm sensing distance, non-flush, 40 Hz switching frequency, IP65 IP67 IP69K, pigtail. | Stock | 73
CT2-CN-2H | AutomationDirect capacitive proximity sensor, tubular, 30mm diameter x 92mm body, polybutylene terephthalate housing, NPN, N.C. output, 25mm sensing distance, non-flush, 40 Hz switching frequency, IP65 IP67 IP69K, 4-pin M12 quick-disconnect. | Stock | 73
CT1-00-2H | AutomationDirect capacitive proximity sensor, tubular, 30mm diameter x 90mm body, polybutylene terephthalate housing, NPN/PNP, N.O./N.C. selectable output, 40mm sensing distance, non-flush, 10 Hz switching frequency, IP65 IP67, 4-pin M12 quick-disconnect. | Stock | 99
CT1-AP-1A | Micro Detectors capacitive proximity sensor, tubular, 30mm diameter x 71mm body, nickel-plated brass housing, PNP, N.O. output, 15mm sensing distance, flush, 100 Hz switching frequency, IP65, pigtail. | Stock | 103
CT1-AN-1A | Micro Detectors capacitive proximity sensor, tubular, 30mm diameter x 71mm body, nickel-plated brass housing, NPN, N.O. output, 15mm sensing distance, flush, 100 Hz switching frequency, IP65, pigtail. | Stock | 103
CT1-AP-2A | Micro Detectors capacitive proximity sensor, tubular, 30mm diameter x 71mm body, nickel-plated brass housing, PNP, N.O. output, 20mm sensing distance, non-flush, 100 Hz switching frequency, IP65, pigtail. | Stock | 103
CT1-CP-2A | Micro Detectors capacitive proximity sensor, tubular, 30mm diameter x 71mm body, nickel-plated brass housing, PNP, N.C. output, 20mm sensing distance, non-flush, 100 Hz switching frequency, IP65, pigtail. | Stock | 103
CT1-AN-2A | Micro Detectors capacitive proximity sensor, tubular, 30mm diameter x 71mm body, nickel-plated brass housing, NPN, N.O. output, 20mm sensing distance, non-flush, 100 Hz switching frequency, IP65, pigtail. | Stock | 103
CT1-CN-2A | Micro Detectors capacitive proximity sensor, tubular, 30mm diameter x 71mm body, nickel-plated brass housing, NPN, N.C. output, 20mm sensing distance, non-flush, 100 Hz switching frequency, IP65, pigtail. | Stock | 103
CTV-00-2M | AutomationDirect capacitive proximity sensor, tubular, 30mm diameter x 90mm body, polybutylene terephthalate housing, N.O./N.C. selectable output, 40mm sensing distance, non-flush, 10 Hz switching frequency, IP65 IP67, 1/2in - 20UNF thread. | Stock | 131
BCS004T | Balluff capacitive proximity sensor, tubular, 30mm diameter x 87mm body, stainless steel housing, PNP, N.O./N.C. selectable, 20mm sensing distance, flush, 100 Hz switching frequency, IP66, 4-pin M12 quick-disconnect. | Stock | 219
BCS00NH | Balluff capacitive proximity sensor, tubular, 30mm diameter x 78.5mm body, polybutylene terephthalate housing, PNP, N.O., 25mm sensing distance, non-flush, 100 Hz switching frequency, IP67, 4-pin M12 quick-disconnect. | Stock | 119
BCS00NA | Balluff capacitive proximity sensor, tubular, 30mm diameter x 79mm body, polybutylene terephthalate housing, PNP, N.O., 15mm sensing distance, flush, 100 Hz switching frequency, IP67, 4-pin M12 quick-disconnect. | Stock | 119
BCS007F | Balluff capacitive proximity sensor, tubular, 30mm diameter x 87mm body, polybutylene terephthalate housing, PNP, N.O./N.C. selectable, 30mm sensing distance, non-flush, 100 Hz switching frequency, IP66, 4-pin M12 quick-disconnect. | Stock | 165
BCS004M | Balluff capacitive proximity sensor, tubular, 30mm diameter x 87mm body, polybutylene terephthalate housing, PNP, N.O./N.C. selectable, 20mm sensing distance, flush, 100 Hz switching frequency, IP66, 4-pin M12 quick-disconnect. | Stock | 165
BCS004K | Balluff capacitive proximity sensor, tubular, 30mm diameter x 82mm body, polybutylene terephthalate housing, PNP, N.O./N.C. selectable, 20mm sensing distance, flush, 100 Hz switching frequency, IP66, pigtail. | Stock | 167
BCS007L | Balluff capacitive proximity sensor, tubular, 30mm diameter x 86.5mm body, stainless steel housing, PNP, N.O./N.C. selectable, 30mm sensing distance, non-flush, 100 Hz switching frequency, IP66, 4-pin M12 quick-disconnect. | Stock | 255
50mm Round Capacitive Proximity Sensors
BCS003K | Balluff capacitive proximity sensor, round, 50mm diameter x 10mm body, polyoxymethylene (POM) housing, top sensing, NPN/PNP, N.O./N.C. selectable, 25mm sensing distance, flush, 50 Hz switching frequency, IP67, pigtail. | Stock | 142
BCS003L | Balluff capacitive proximity sensor, round, 50mm diameter x 10mm body, polyoxymethylene (POM) housing, top sensing, NPN/PNP, N.O./N.C. selectable, 25mm sensing distance, flush, 50 Hz switching frequency, IP65, 3-pin M8 quick-disconnect. | Stock | 137
Small Rectangular Capacitive Proximity Sensors
CR1-00-2A | AutomationDirect capacitive proximity sensor, rectangular, 20 x 14 x 48mm body, polybutylene terephthalate housing, NPN/PNP, N.O./N.C. selectable output, 12mm sensing distance, non-flush, 10 Hz switching frequency, IP65 IP67, pigtail. | Stock | 83
BCS012A | Balluff capacitive proximity sensor, rectangular, 34 x 16 x 8mm body, polypropylene (PP) housing, top sensing, PNP, N.O., 8mm sensing distance, flush, 50 Hz switching frequency, IP67, pigtail. | Stock | 154
BCS012T | Balluff capacitive proximity sensor, rectangular, 34 x 16 x 8mm body, polypropylene (PP) housing, top sensing, PNP, N.O., 8mm sensing distance, flush, 100 Hz switching frequency, IP67, 4-pin M8 quick-disconnect. | Stock | 157
BCS00TR | Balluff capacitive proximity sensor, rectangular, 40 x 40 x 10mm body, polybutylene terephthalate housing, top sensing, NPN/PNP, N.O./N.C. selectable, 20mm sensing distance, flush, 100 Hz switching frequency, IP67, pigtail. | Stock | 101
BCS00U6 | Balluff capacitive proximity sensor, rectangular, 40 x 40 x 10mm body, polybutylene terephthalate housing, top sensing, PNP, N.O., 20mm sensing distance, flush, 100 Hz switching frequency, IP67, 3-pin M8 quick-disconnect. | Stock | 101
Mounting Wells for Capacitive Proximity Sensors
MWK-01 | AutomationDirect sensor mounting well, PTFE body, 3/4in male NPT process connection, 18mm bore, 2.25in overall length, 1.50in insertion length. | Stock | 49.5
MWT-01 | AutomationDirect sensor mounting well, PTFE body, 1-1/4in male NPT process connection, 30mm bore, 2.55in overall length, 2.07in insertion length. | Stock | 60
Accessories for Capacitive Proximity Sensors
CR1-ADPTR | AutomationDirect mounting adapter, plastic. For use with CR1 series capacitive proximity sensors. Mounting hardware included. | Stock | 5.25
Diffuse Photoelectric Sensors with Background Suppression
FBM-RS-0P-0A | AchieVe photoelectric sensor, rectangular, background suppression, visible red, 2-400mm sensing distance, selectable light-on/dark-on, PNP, potentiometer, 20 x 11 x 32.4mm body, ABS/polycarbonate, 6.5ft/2m cable length, pigtail. | Stock | 32.5
FBM-RS-0N-0A | AchieVe photoelectric sensor, rectangular, background suppression, visible red, 2-400mm sensing distance, selectable light-on/dark-on, NPN, potentiometer, 20 x 11 x 32.4mm body, ABS/polycarbonate, 6.5ft/2m cable length, pigtail. | Stock | 32.5
FBM-RS-0P-0F | AchieVe photoelectric sensor, rectangular, background suppression, visible red, 2-400mm sensing distance, selectable light-on/dark-on, PNP, potentiometer, 20 x 11 x 32.4mm body, ABS/polycarbonate, 4-pin M8 quick-disconnect. | Stock | 32.5
FBM-RS-0N-0F | AchieVe photoelectric sensor, rectangular, background suppression, visible red, 2-400mm sensing distance, selectable light-on/dark-on, NPN, potentiometer, 20 x 11 x 32.4mm body, ABS/polycarbonate, 4-pin M8 quick-disconnect. | Stock | 32.5
FBM-PS-0P-0A | AchieVe photoelectric sensor, rectangular, background suppression, pinpoint LED, 2-400mm sensing distance, selectable light-on/dark-on, PNP, potentiometer, 20 x 11 x 32.4mm body, ABS/polycarbonate, 6.5ft/2m cable length, pigtail. | Stock | 38.5
FBM-PS-0N-0A | AchieVe photoelectric sensor, rectangular, background suppression, pinpoint LED, 2-400mm sensing distance, selectable light-on/dark-on, NPN, potentiometer, 20 x 11 x 32.4mm body, ABS/polycarbonate, 6.5ft/2m cable length, pigtail. | Stock | 38.5
FBM-PS-0P-0F | AchieVe photoelectric sensor, rectangular, background suppression, pinpoint LED, 2-400mm sensing distance, selectable light-on/dark-on, PNP, potentiometer, 20 x 11 x 32.4mm body, ABS/polycarbonate, 4-pin M8 quick-disconnect. | Stock | 38.5
FBM-PS-0N-0F | AchieVe photoelectric sensor, rectangular, background suppression, pinpoint LED, 2-400mm sensing distance, selectable light-on/dark-on, NPN, potentiometer, 20 x 11 x 32.4mm body, ABS/polycarbonate, 4-pin M8 quick-disconnect. | Stock | 38.5
FBM-IS-0P-0A | AchieVe photoelectric sensor, rectangular, background suppression, infrared, 2-400mm sensing distance, selectable light-on/dark-on, PNP, potentiometer, 20 x 11 x 32.4mm body, ABS/polycarbonate, 6.5ft/2m cable length, pigtail. | Stock | 32.5
FBM-IS-0N-0A | AchieVe photoelectric sensor, rectangular, background suppression, infrared, 2-400mm sensing distance, selectable light-on/dark-on, NPN, potentiometer, 20 x 11 x 32.4mm body, ABS/polycarbonate, 6.5ft/2m cable length, pigtail. | Stock | 32.5
ISHR-M18MP-NMS-A0 | Contrinex photoelectric sensor, tubular, threaded, background suppression, pinpoint LED, 10-250mm sensing distance, selectable light-on/dark-on, PNP, IO-Link, 18mm diameter x 27mm body, 304 stainless steel, 4-pin M12 quick-disconnect. | Stock | 139
ISHR-C23MP-NMS-A0 | Contrinex photoelectric sensor, rectangular, background suppression, pinpoint LED, 10-300mm sensing distance, selectable light-on/dark-on, PNP, IO-Link, 22 x 14 x 33mm body, 304 stainless steel, 4-pin M8 quick-disconnect. | Stock | 139
IDDR-M18MP-NMS-A0 | Contrinex photoelectric sensor, tubular, threaded, background suppression, pinpoint LED, 10-150mm sensing distance, selectable light-on/dark-on, PNP, IO-Link, 18mm diameter x 27mm body, 304 stainless steel, 4-pin M12 quick-disconnect. | Stock | 219
IDDR-C23MP-NMS-A0 | Contrinex photoelectric sensor, rectangular, background suppression, pinpoint LED, 10-200mm sensing distance, selectable light-on/dark-on, PNP, IO-Link, 22 x 14 x 33mm body, 304 stainless steel, 4-pin M8 quick-disconnect. | Stock | 219
BTF15-BDTL | Autonics photoelectric sensor, rectangular, background suppression, visible red, 1-15mm sensing distance, light-on, NPN, 20.8 x 13 x 3.7mm body, polybutylene terephthalate, 6.5ft/2m cable length, pigtail. | Stock | 100
BTF15-BDTL-P | Autonics photoelectric sensor, rectangular, background suppression, visible red, 1-15mm sensing distance, light-on, PNP, 20.8 x 13 x 3.7mm body, polybutylene terephthalate, 6.5ft/2m cable length, pigtail. | Stock | 100
BTF15-BDTD | Autonics photoelectric sensor, rectangular, background suppression, visible red, 1-15mm sensing distance, dark-on, NPN, 20.8 x 13 x 3.7mm body, polybutylene terephthalate, 6.5ft/2m cable length, pigtail. | Stock | 100
BTF15-BDTD-P | Autonics photoelectric sensor, rectangular, background suppression, visible red, 1-15mm sensing distance, dark-on, PNP, 20.8 x 13 x 3.7mm body, polybutylene terephthalate, 6.5ft/2m cable length, pigtail. | Stock | 100
F8RS-LP-1F | ProSense photoelectric sensor, tubular, threaded, background suppression, visible red, 0-20mm sensing distance, light-on, PNP, 8mm diameter x 40mm body, 303 stainless steel, 3-pin M8 quick-disconnect. | Stock | 184
F8RS-LN-1F | ProSense photoelectric sensor, tubular, threaded, background suppression, visible red, 0-20mm sensing distance, light-on, NPN, 8mm diameter x 40mm body, 303 stainless steel, 3-pin M8 quick-disconnect. | Stock | 184
F8RS-LP-2F | ProSense photoelectric sensor, tubular, threaded, background suppression, visible red, 7-30mm sensing distance, light-on, PNP, potentiometer, 8mm diameter x 40mm body, 303 stainless steel, 3-pin M8 quick-disconnect. | Stock | 184
F8RS-LN-2F | ProSense photoelectric sensor, tubular, threaded, background suppression, visible red, 7-30mm sensing distance, light-on, NPN, potentiometer, 8mm diameter x 40mm body, 303 stainless steel, 3-pin M8 quick-disconnect. | Stock | 184
LHR-M18MA-PMS-603 | Contrinex photoelectric sensor, tubular, threaded, background suppression, visible red, 10-250mm sensing distance, complementary light-on/dark-on, PNP, potentiometer and IO-Link, 18mm diameter x 27mm body, 304 stainless steel, 4-pin M12 quick-disconnect. | Stock | 61
LHR-M18MA-TMS-603 | Contrinex photoelectric sensor, tubular, threaded, background suppression, visible red, 10-250mm sensing distance, complementary light-on/dark-on, PNP, pushbutton and IO-Link, 18mm diameter x 27mm body, 304 stainless steel, 4-pin M12 quick-disconnect. | Stock | 61
LHR-M18MA-PMS-101 | Contrinex photoelectric sensor, tubular, threaded, background suppression, visible red, 10-250mm sensing distance, complementary light-on/dark-on, NPN, potentiometer, 18mm diameter x 27mm body, 304 stainless steel, 4-pin M12 quick-disconnect. | Stock | 61
LHR-M18MA-TMS-101 | Contrinex photoelectric sensor, tubular, threaded, background suppression, visible red, 10-250mm sensing distance, complementary light-on/dark-on, NPN, pushbutton, 18mm diameter x 27mm body, 304 stainless steel, 4-pin M12 quick-disconnect. | Stock | 61
LHR-M18PA-PMS-603 | Contrinex photoelectric sensor, tubular, threaded, background suppression, visible red, 10-250mm sensing distance, complementary light-on/dark-on, PNP, potentiometer and IO-Link, 18mm diameter x 27mm body, ABS plastic, 4-pin M12 quick-disconnect. | Stock | 41.5
LHR-M18PA-TMS-603 | Contrinex photoelectric sensor, tubular, threaded, background suppression, visible red, 10-250mm sensing distance, complementary light-on/dark-on, PNP, pushbutton and IO-Link, 18mm diameter x 27mm body, ABS plastic, 4-pin M12 quick-disconnect. | Stock | 41.5
LHR-M18PA-PMK-603 | Contrinex photoelectric sensor, tubular, threaded, background suppression, visible red, 10-250mm sensing distance, complementary light-on/dark-on, PNP, potentiometer and IO-Link, 18mm diameter x 33mm body, ABS plastic, 6.5ft/2m cable length, pigtail. | Stock | 41.5
LHR-M18PA-TMK-603 | Contrinex photoelectric sensor, tubular, threaded, background suppression, visible red, 10-250mm sensing distance, complementary light-on/dark-on, PNP, pushbutton and IO-Link, 18mm diameter x 33mm body, ABS plastic, 6.5ft/2m cable length, pigtail. | Stock | 41.5
LHR-M18PA-PMS-101 | Contrinex photoelectric sensor, tubular, threaded, background suppression, visible red, 10-250mm sensing distance, complementary light-on/dark-on, NPN, potentiometer, 18mm diameter x 27mm body, ABS plastic, 4-pin M12 quick-disconnect. | Stock | 41.5
LHR-M18PA-TMS-101 | Contrinex photoelectric sensor, tubular, threaded, background suppression, visible red, 10-250mm sensing distance, complementary light-on/dark-on, NPN, pushbutton, 18mm diameter x 27mm body, ABS plastic, 4-pin M12 quick-disconnect. | Stock | 41.5
LHR-M18PA-PMK-101 | Contrinex photoelectric sensor, tubular, threaded, background suppression, visible red, 10-250mm sensing distance, complementary light-on/dark-on, NPN, potentiometer, 18mm diameter x 33mm body, ABS plastic, 6.5ft/2m cable length, pigtail. | Stock | 41.5
LHR-M18PA-TMK-101 | Contrinex photoelectric sensor, tubular, threaded, background suppression, visible red, 10-250mm sensing distance, complementary light-on/dark-on, NPN, pushbutton, 18mm diameter x 33mm body, ABS plastic, 6.5ft/2m cable length, pigtail. | Stock | 41.5
F18RS-BN-0A | ProSense photoelectric sensor, tubular, threaded, background suppression, visible red, 50-150mm sensing distance, complementary light-on/dark-on, NPN, pushbutton, 18mm diameter x 91.5mm body, polybutylene terephthalate, 6.5ft/2m cable length, pigtail. | Stock | 61
F18RS-BP-0A | ProSense photoelectric sensor, tubular, threaded, background suppression, visible red, 50-150mm sensing distance, complementary light-on/dark-on, PNP, pushbutton, 18mm diameter x 91.5mm body, polybutylene terephthalate, 6.5ft/2m cable length, pigtail. | Stock | 61
F18RS-BN-0E | ProSense photoelectric sensor, tubular, threaded, background suppression, visible red, 50-150mm sensing distance, complementary light-on/dark-on, NPN, pushbutton, 18mm diameter x 95mm body, polybutylene terephthalate, 4-pin M12 quick-disconnect. | Stock | 61
F18RS-BP-0E | ProSense photoelectric sensor, tubular, threaded, background suppression, visible red, 50-150mm sensing distance, complementary light-on/dark-on, PNP, pushbutton, 18mm diameter x 95mm body, polybutylene terephthalate, 4-pin M12 quick-disconnect. | Stock | 61
MQ0-00-0E | AutomationDirect photoelectric sensor, tubular, threaded, background suppression, infrared, 50mm sensing distance, selectable light-on/dark-on, solid state relay, 18mm diameter x 72.8mm body, plastic, 4-pin M12 quick-disconnect. | Stock | 81
MQ1-00-0E | AutomationDirect photoelectric sensor, tubular, threaded, background suppression, infrared, 100mm sensing distance, selectable light-on/dark-on, solid state relay, 18mm diameter x 72.8mm body, plastic, 4-pin M12 quick-disconnect. | Stock | 81
FKLS-BN-1E | AchieVe photoelectric sensor, tubular, threaded, background suppression, Class 1 red laser, 30-100mm sensing distance, complementary light-on/dark-on, NPN, potentiometer, 18mm diameter x 50mm body, nickel-plated brass, 4-pin M12 quick-disconnect. | Stock | 115
FKLS-BP-1E | AchieVe photoelectric sensor, tubular, threaded, background suppression, Class 1 red laser, 30-100mm sensing distance, complementary light-on/dark-on, PNP, potentiometer, 18mm diameter x 50mm body, nickel-plated brass, 4-pin M12 quick-disconnect. | Stock | 115
FKLS-BN-3E | AchieVe photoelectric sensor, tubular, threaded, background suppression, 90-degree, Class 1 red laser, 30-80mm sensing distance, complementary light-on/dark-on, NPN, potentiometer, 18mm diameter x 50mm body, nickel-plated brass, 4-pin M12 quick-disconnect. | Stock | 125
FKLS-BP-3E | AchieVe photoelectric sensor, tubular, threaded, background suppression, 90-degree, Class 1 red laser, 30-80mm sensing distance, complementary light-on/dark-on, PNP, potentiometer, 18mm diameter x 50mm body, nickel-plated brass, 4-pin M12 quick-disconnect. | Stock | 125
FKLW-BN-1E | AchieVe photoelectric sensor, tubular, threaded, background suppression, Class 2 red laser, 30-150mm sensing distance, complementary light-on/dark-on, NPN, potentiometer, 18mm diameter x 50mm body, nickel-plated brass, 4-pin M12 quick-disconnect. | Stock | 115
FKLW-BP-1E | AchieVe photoelectric sensor, tubular, threaded, background suppression, Class 2 red laser, 30-150mm sensing distance, complementary light-on/dark-on, PNP, potentiometer, 18mm diameter x 50mm body, nickel-plated brass, 4-pin M12 quick-disconnect. | Stock | 115
FKLW-BN-3E | AchieVe photoelectric sensor, tubular, threaded, background suppression, 90-degree, Class 2 red laser, 30-130mm sensing distance, complementary light-on/dark-on, NPN, potentiometer, 18mm diameter x 50mm body, nickel-plated brass, 4-pin M12 quick-disconnect. | Stock | 125
FKLW-BP-3E | AchieVe photoelectric sensor, tubular, threaded, background suppression, 90-degree, Class 2 red laser, 30-130mm sensing distance, complementary light-on/dark-on, PNP, potentiometer, 18mm diameter x 50mm body, nickel-plated brass, 4-pin M12 quick-disconnect. | Stock | 125
FALS-BN-1E | AutomationDirect photoelectric sensor, tubular, threaded, background suppression, Class 1 red laser, 30-100mm sensing distance, complementary light-on/dark-on, NPN, potentiometer, 18mm diameter body, nickel-plated brass, 4-pin M12 quick-disconnect. | Stock | 130
FALS-BP-3E | AutomationDirect photoelectric sensor, tubular, threaded, background suppression, 90-degree, Class 1 red laser, 30-80mm sensing distance, complementary light-on/dark-on, PNP, potentiometer, 18mm diameter body, nickel-plated brass, 4-pin M12 quick-disconnect. | Stock | 142
FALW-BN-1E | AutomationDirect photoelectric sensor, tubular, threaded, background suppression, Class 2 red laser, 30-150mm sensing distance, complementary light-on/dark-on, NPN, potentiometer, 18mm diameter body, nickel-plated brass, 4-pin M12 quick-disconnect. | Stock | 130
C18B-AN-1A | AutomationDirect photoelectric sensor, tubular, threaded, background suppression, visible red, 10-120mm sensing distance, light-on, NPN, potentiometer, 18mm diameter x 50mm body, metal, 6.5ft/2m cable length, pigtail. | Stock | 105
C18B-AN-1E | AutomationDirect photoelectric sensor, tubular, threaded, background suppression, visible red, 10-120mm sensing distance, light-on, NPN, potentiometer, 18mm diameter x 50mm body, metal, 4-pin M12 quick-disconnect. | Stock | 105
C18B-AP-1A | AutomationDirect photoelectric sensor, tubular, threaded, background suppression, visible red, 10-120mm sensing distance, light-on, PNP, potentiometer, 18mm diameter x 50mm body, metal, 6.5ft/2m cable length, pigtail. | Stock | 105
C18B-AP-1E | AutomationDirect photoelectric sensor, tubular, threaded, background suppression, visible red, 10-120mm sensing distance, light-on, PNP, potentiometer, 18mm diameter x 50mm body, metal, 4-pin M12 quick-disconnect. | Stock | 105
C18B-AN-2A | AutomationDirect photoelectric sensor, tubular, threaded, background suppression, right-angle lens, visible red, 10-120mm sensing distance, light-on, NPN, potentiometer, 18mm diameter x 61.5mm body, metal, 6.5ft/2m cable length, pigtail. | Stock | 164
C18B-AN-2E | AutomationDirect photoelectric sensor, tubular, threaded, background suppression, right-angle lens, visible red, 10-120mm sensing distance, light-on, NPN, potentiometer, 18mm diameter x 61.5mm body, metal, 4-pin M12 quick-disconnect. | Stock | 164
C18B-AP-2A | AutomationDirect photoelectric sensor, tubular, threaded, background suppression, right-angle lens, visible red, 10-120mm sensing distance, light-on, PNP, potentiometer, 18mm diameter x 61.5mm body, metal, 6.5ft/2m cable length, pigtail. | Stock | 164
C18B-AP-2E | AutomationDirect photoelectric sensor, tubular, threaded, background suppression, right-angle lens, visible red, 10-120mm sensing distance, light-on, PNP, potentiometer, 18mm diameter x 61.5mm body, metal, 4-pin M12 quick-disconnect. | Stock | 164
FFRS-BN-1E | AutomationDirect photoelectric sensor, tubular, threaded, background suppression, visible red, 30-130mm sensing distance, complementary light-on/dark-on, NPN, pushbutton, 18mm diameter x 82.5mm body, 316L stainless steel, 4-pin M12 quick-disconnect. | Stock | 110
FFRS-BP-1E | AutomationDirect photoelectric sensor, tubular, threaded, background suppression, visible red, 30-130mm sensing distance, complementary light-on/dark-on, PNP, pushbutton, 18mm diameter x 82.5mm body, 316L stainless steel, 4-pin M12 quick-disconnect. | Stock | 110
FFRS-0N-1E | AutomationDirect photoelectric sensor, tubular, threaded, background suppression, visible red, 30-130mm sensing distance, selectable light-on/dark-on, NPN, pushbutton, 18mm diameter x 82.5mm body, 316L stainless steel, 4-pin M12 quick-disconnect. | Stock | 110
FFRS-0P-1E | AutomationDirect photoelectric sensor, tubular, threaded, background suppression, visible red, 30-130mm sensing distance, selectable light-on/dark-on, PNP, pushbutton, 18mm diameter x 82.5mm body, 316L stainless steel, 4-pin M12 quick-disconnect. | Stock | 110
FFRS-BP-1E77 | AutomationDirect photoelectric sensor, tubular, threaded, background suppression, visible red, 60-100mm sensing distance, complementary light-on/dark-on, PNP, pushbutton, 18mm diameter x 82.5mm body, 316L stainless steel, 4-pin M12 quick-disconnect. | Stock | 119
FFRS-0P-1E77 | AutomationDirect photoelectric sensor, tubular, threaded, background suppression, visible red, 60-100mm sensing distance, selectable light-on/dark-on, PNP, pushbutton, 18mm diameter x 82.5mm body, 316L stainless steel, 4-pin M12 quick-disconnect. | Stock | 119
GX3-AN-1E | AutomationDirect photoelectric sensor, rectangular, background suppression, right-angle lens, visible red, 100mm sensing distance, light-on, NPN, 52.6 x 19.1 x 36.1mm body, plastic, 4-pin M12 quick-disconnect. | Stock | 69
GX3-AP-1E | AutomationDirect photoelectric sensor, rectangular, background suppression, right-angle lens, visible red, 100mm sensing distance, light-on, PNP, 52.6 x 19.1 x 36.1mm body, plastic, 4-pin M12 quick-disconnect. | Stock | 69
GX3-AN-2E | AutomationDirect photoelectric sensor, rectangular, background suppression, right-angle lens, visible red, 150mm sensing distance, light-on, NPN, 52.6 x 19.1 x 36.1mm body, plastic, 4-pin M12 quick-disconnect. | Stock | 69
GX3-AP-2E | AutomationDirect photoelectric sensor, rectangular, background suppression, right-angle lens, visible red, 150mm sensing distance, light-on, PNP, 52.6 x 19.1 x 36.1mm body, plastic, 4-pin M12 quick-disconnect. | Stock | 69
E58-30DP150-GLP | Eaton photoelectric sensor, tubular, threaded, background suppression, visible red, 150mm sensing distance, light-on, solid state relay, 30mm diameter X 89mm body, 303 stainless steel, 7in cable length, 4-pin AC micro 1/2in - 20UNF thread. | Stock | 407
E58-30DP150-GDP | Eaton photoelectric sensor, tubular, threaded, background suppression, visible red, 150mm sensing distance, dark-on, solid state relay, 30mm diameter X 89mm body, 303 stainless steel, 7in cable length, 4-pin AC micro 1/2in - 20UNF thread. | Stock | 436
E58-30DPS280-GLP | Eaton photoelectric sensor, tubular, threaded, background suppression, visible red, 280mm sensing distance, light-on, solid state relay, 30mm diameter X 89mm body, 303 stainless steel, 7in cable length, 4-pin AC micro 1/2in - 20UNF thread. | Stock | 407
E58-30DPS280-GDP | Eaton photoelectric sensor, tubular, threaded, background suppression, visible red, 280mm sensing distance, dark-on, solid state relay, 30mm diameter X 89mm body, 303 stainless steel, 7in cable length, 4-pin AC micro 1/2in - 20UNF thread. | Stock | 407
E58-30DP150-HLP | Eaton photoelectric sensor, tubular, threaded, background suppression, visible red, 150mm sensing distance, light-on, NPN/PNP, 30mm diameter X 89mm body, 303 stainless steel, 7in cable length, 4-pin M12 quick-disconnect. | Stock | 407
E58-30DP150-HDP | Eaton photoelectric sensor, tubular, threaded, background suppression, visible red, 150mm sensing distance, dark-on, NPN/PNP, 30mm diameter X 89mm body, 303 stainless steel, 7in cable length, 4-pin M12 quick-disconnect. | Stock | 407
E58-30DPS280-HLP | Eaton photoelectric sensor, tubular, threaded, background suppression, visible red, 280mm sensing distance, light-on, NPN/PNP, 30mm diameter X 89mm body, 303 stainless steel, 7in cable length, 4-pin M12 quick-disconnect. | Stock | 407
E58-30DPS280-HDP | Eaton photoelectric sensor, tubular, threaded, background suppression, visible red, 280mm sensing distance, dark-on, NPN/PNP, 30mm diameter X 89mm body, 303 stainless steel, 7in cable length, 4-pin M12 quick-disconnect. | Stock | 407
RWRS-LP-1A | ProSense photoelectric sensor, rectangular, background suppression, visible red, 3-15mm sensing distance, light-on, PNP, 14.4 x 8.1 x 28.1mm body, ABS plastic, 6.5ft/2m cable length, pigtail. | Stock | 52
RWRS-LP-1F | ProSense photoelectric sensor, rectangular, background suppression, visible red, 3-15mm sensing distance, light-on, PNP, 14.4 x 8.1 x 28.1mm body, ABS plastic, 11.8in/300mm cable length, 4-pin M8 quick-disconnect. | Stock | 54
RWRS-LN-1F | ProSense photoelectric sensor, rectangular, background suppression, visible red, 3-15mm sensing distance, light-on, NPN, 14.4 x 8.1 x 28.1mm body, ABS plastic, 11.8in/300mm cable length, 4-pin M8 quick-disconnect. | Stock | 54
RWRS-LP-3A | ProSense photoelectric sensor, rectangular, background suppression, visible red, 1-30mm sensing distance, light-on, PNP, 14.4 x 8.1 x 28.1mm body, ABS plastic, 6.5ft/2m cable length, pigtail. | Stock | 52
RWRS-LP-3F | ProSense photoelectric sensor, rectangular, background suppression, visible red, 1-30mm sensing distance, light-on, PNP, 14.4 x 8.1 x 28.1mm body, ABS plastic, 11.8in/300mm cable length, 4-pin M8 quick-disconnect. | Stock | 54
RWRS-LN-3F | ProSense photoelectric sensor, rectangular, background suppression, visible red, 1-30mm sensing distance, light-on, NPN, 14.4 x 8.1 x 28.1mm body, ABS plastic, 11.8in/300mm cable length, 4-pin M8 quick-disconnect. | Stock | 54
RWRS-LP-5A | ProSense photoelectric sensor, rectangular, background suppression, visible red, 1-50mm sensing distance, light-on, PNP, 14.4 x 8.1 x 28.1mm body, ABS plastic, 6.5ft/2m cable length, pigtail. | Stock | 52
RWRS-LP-5F | ProSense photoelectric sensor, rectangular, background suppression, visible red, 1-50mm sensing distance, light-on, PNP, 14.4 x 8.1 x 28.1mm body, ABS plastic, 11.8in/300mm cable length, 4-pin M8 quick-disconnect. | Stock | 54
RWRS-LN-5F | ProSense photoelectric sensor, rectangular, background suppression, visible red, 1-50mm sensing distance, light-on, NPN, 14.4 x 8.1 x 28.1mm body, ABS plastic, 11.8in/300mm cable length, 4-pin M8 quick-disconnect. | Stock | 54
RWRS-LP-7A | ProSense photoelectric sensor, rectangular, background suppression, visible red, 1-80mm sensing distance, light-on, PNP, 14.4 x 8.1 x 28.1mm body, ABS plastic, 6.5ft/2m cable length, pigtail. | Stock | 52
RWRS-LP-7F | ProSense photoelectric sensor, rectangular, background suppression, visible red, 1-80mm sensing distance, light-on, PNP, 14.4 x 8.1 x 28.1mm body, ABS plastic, 11.8in/300mm cable length, 4-pin M8 quick-disconnect. | Stock | 54
RWRS-LN-7F | ProSense photoelectric sensor, rectangular, background suppression, visible red, 1-80mm sensing distance, light-on, NPN, 14.4 x 8.1 x 28.1mm body, ABS plastic, 11.8in/300mm cable length, 4-pin M8 quick-disconnect. | Stock | 54
OPT2147 | Wenglor photoelectric sensor, square, background suppression, visible red, 0-200mm sensing distance, complementary light-on/dark-on, PNP, potentiometer and IO-Link, 50 x 50 x 20mm body, plastic, 4-pin M12 quick-disconnect. | Stock | 122
OPT2148 | Wenglor photoelectric sensor, square, background suppression, visible red, 0-200mm sensing distance, complementary light-on/dark-on, NPN, potentiometer and IO-Link, 50 x 50 x 20mm body, plastic, 4-pin M12 quick-disconnect. | Stock | 122
OPT2157 | Wenglor photoelectric sensor, square, background suppression, Class 1 red laser, 0-300mm sensing distance, complementary light-on/dark-on, PNP, potentiometer and IO-Link, 50 x 50 x 20mm body, plastic, 4-pin M12 quick-disconnect. | Stock | 243
OPT2158 | Wenglor photoelectric sensor, square, background suppression, Class 1 red laser, 0-300mm sensing distance, complementary light-on/dark-on, NPN, potentiometer and IO-Link, 50 x 50 x 20mm body, plastic, 4-pin M12 quick-disconnect. | Stock | 243
OPT2149 | Wenglor photoelectric sensor, square, background suppression, visible red, 0-500mm sensing distance, complementary light-on/dark-on, PNP, potentiometer and IO-Link, 50 x 50 x 20mm body, plastic, 4-pin M12 quick-disconnect. | Stock | 122
OPT2150 | Wenglor photoelectric sensor, square, background suppression, visible red, 0-500mm sensing distance, complementary light-on/dark-on, NPN, potentiometer and IO-Link, 50 x 50 x 20mm body, plastic, 4-pin M12 quick-disconnect. | Stock | 122
OPT2153 | Wenglor photoelectric sensor, square, background suppression, visible red, 0-1200mm sensing distance, complementary light-on/dark-on, PNP, potentiometer and IO-Link, 50 x 50 x 20mm body, plastic, 4-pin M12 quick-disconnect. | Stock | 117
OPT2154 | Wenglor photoelectric sensor, square, background suppression, visible red, 0-1200mm sensing distance, complementary light-on/dark-on, NPN, potentiometer and IO-Link, 50 x 50 x 20mm body, plastic, 4-pin M12 quick-disconnect. | Stock | 117
F16RS-LP-1F | ProSense photoelectric sensor, rectangular, background suppression, visible red, 5-30mm sensing distance, light-on, PNP, 8 x 8 x 44mm body, die-cast zinc, 0.6ft/0.2m cable length, 3-pin M8 quick-disconnect. | Stock | 125
F16RS-LN-1F | ProSense photoelectric sensor, rectangular, background suppression, visible red, 5-30mm sensing distance, light-on, NPN, 8 x 8 x 44mm body, die-cast zinc, 0.6ft/0.2m cable length, 3-pin M8 quick-disconnect. | Stock | 125
LHR-C23PA-PMK-603 | Contrinex photoelectric sensor, rectangular, background suppression, visible red, 15-250mm sensing distance, complementary light-on/dark-on, PNP, potentiometer and IO-Link, 20 x 10 x 30mm body, ABS plastic, 6.5ft/2m cable length, pigtail. | Stock | 46.5
LHR-C23PA-PMK-101 | Contrinex photoelectric sensor, rectangular, background suppression, visible red, 15-250mm sensing distance, complementary light-on/dark-on, NPN, potentiometer, 20 x 10 x 30mm body, ABS plastic, 6.5ft/2m cable length, pigtail. | Stock | 46.5
LHR-C23PA-PMS-603 | Contrinex photoelectric sensor, rectangular, background suppression, visible red, 15-250mm sensing distance, complementary light-on/dark-on, PNP, potentiometer and IO-Link, 20 x 10 x 30mm body, ABS plastic, 4-pin M8 quick-disconnect. | Stock | 46.5
LHR-C23PA-PMS-101 | Contrinex photoelectric sensor, rectangular, background suppression, visible red, 15-250mm sensing distance, complementary light-on/dark-on, NPN, potentiometer, 20 x 10 x 30mm body, ABS plastic, 4-pin M8 quick-disconnect. | Stock | 46.5
LHR-C23PA-TMK-603 | Contrinex photoelectric sensor, rectangular, background suppression, visible red, 15-250mm sensing distance, complementary light-on/dark-on, PNP, pushbutton and IO-Link, 20 x 10 x 30mm body, ABS plastic, 6.5ft/2m cable length, pigtail. | Stock | 46.5
LHR-C23PA-TMK-101 | Contrinex photoelectric sensor, rectangular, background suppression, visible red, 15-250mm sensing distance, complementary light-on/dark-on, NPN, pushbutton, 20 x 10 x 30mm body, ABS plastic, 6.5ft/2m cable length, pigtail. | Stock | 46.5
LHR-C23PA-TMS-603 | Contrinex photoelectric sensor, rectangular, background suppression, visible red, 15-250mm sensing distance, complementary light-on/dark-on, PNP, pushbutton and IO-Link, 20 x 10 x 30mm body, ABS plastic, 4-pin M8 quick-disconnect. | Stock | 46.5
LHR-C23PA-TMS-101 | Contrinex photoelectric sensor, rectangular, background suppression, visible red, 15-250mm sensing distance, complementary light-on/dark-on, NPN, pushbutton, 20 x 10 x 30mm body, ABS plastic, 4-pin M8 quick-disconnect. | Stock | 46.5
QMRS-0N-0A | AutomationDirect photoelectric sensor, rectangular, background suppression, visible red, 30-200mm sensing distance, selectable light-on/dark-on, NPN, potentiometer, 21 x 12.8 x 31.2mm body, plastic, 6.5ft/2m cable length, pigtail. | Stock | 67
QMRS-0N-0F | AutomationDirect photoelectric sensor, rectangular, background suppression, visible red, 30-200mm sensing distance, selectable light-on/dark-on, NPN, potentiometer, 21 x 12.8 x 31.2mm body, plastic, 4-pin M8 quick-disconnect. | Stock | 67
QMRS-0P-0A | AutomationDirect photoelectric sensor, rectangular, background suppression, visible red, 30-200mm sensing distance, selectable light-on/dark-on, PNP, potentiometer, 21 x 12.8 x 31.2mm body, plastic, 6.5ft/2m cable length, pigtail. | Stock | 67
QMRS-0P-0F | AutomationDirect photoelectric sensor, rectangular, background suppression, visible red, 30-200mm sensing distance, selectable light-on/dark-on, PNP, potentiometer, 21 x 12.8 x 31.2mm body, plastic, 4-pin M8 quick-disconnect. | Stock | 67
QMIS-0N-0A | AutomationDirect photoelectric sensor, rectangular, background suppression, infrared, 30-400mm sensing distance, selectable light-on/dark-on, NPN, potentiometer, 21 x 12.8 x 31.2mm body, plastic, 6.5ft/2m cable length, pigtail. | Stock | 68
QMIS-0N-0F | AutomationDirect photoelectric sensor, rectangular, background suppression, infrared, 30-400mm sensing distance, selectable light-on/dark-on, NPN, potentiometer, 21 x 12.8 x 31.2mm body, plastic, 4-pin M8 quick-disconnect. | Stock | 68
QMIS-0P-0A | AutomationDirect photoelectric sensor, rectangular, background suppression, infrared, 30-400mm sensing distance, selectable light-on/dark-on, PNP, potentiometer, 21 x 12.8 x 31.2mm body, plastic, 6.5ft/2m cable length, pigtail. | Stock | 68
QMIS-0P-0F | AutomationDirect photoelectric sensor, rectangular, background suppression, infrared, 30-400mm sensing distance, selectable light-on/dark-on, PNP, potentiometer, 21 x 12.8 x 31.2mm body, plastic, 4-pin M8 quick-disconnect. | Stock | 68
FMRS-0P-0A | AutomationDirect photoelectric sensor, rectangular, background suppression, visible red, 200mm sensing distance, selectable light-on/dark-on, PNP, potentiometer, 21 x 34.8 x 13mm body, 316L stainless steel, 6.5ft/2m cable length, pigtail. | Stock | 77
FMRS-0P-0E | AutomationDirect photoelectric sensor, rectangular, background suppression, visible red, 200mm sensing distance, selectable light-on/dark-on, PNP, potentiometer, 21 x 34.8 x 13mm body, 316L stainless steel, 4-pin M12 quick-disconnect. | Stock | 79
FMRS-0P-0F | AutomationDirect photoelectric sensor, rectangular, background suppression, visible red, 200mm sensing distance, selectable light-on/dark-on, PNP, potentiometer, 21 x 34.8 x 13mm body, 316L stainless steel, 4-pin M8 quick-disconnect. | Stock | 77
FMRS-0N-0A | AutomationDirect photoelectric sensor, rectangular, background suppression, visible red, 200mm sensing distance, selectable light-on/dark-on, NPN, potentiometer, 21 x 34.8 x 13mm body, 316L stainless steel, 6.5ft/2m cable length, pigtail. | Stock | 77
FMRS-0N-0E | AutomationDirect photoelectric sensor, rectangular, background suppression, visible red, 200mm sensing distance, selectable light-on/dark-on, NPN, potentiometer, 21 x 34.8 x 13mm body, 316L stainless steel, 4-pin M12 quick-disconnect. | Stock | 79
FMRS-0N-0F | AutomationDirect photoelectric sensor, rectangular, background suppression, visible red, 200mm sensing distance, selectable light-on/dark-on, NPN, potentiometer, 21 x 34.8 x 13mm body, 316L stainless steel, 4-pin M8 quick-disconnect. | Stock | 77
CX5-AN-1A | AutomationDirect photoelectric sensor, rectangular, background suppression, visible red, 15-150mm sensing distance, light-on, NPN, potentiometer, 30 x 15 x 30mm body, plastic, 6.5ft/2m cable length, pigtail. | Stock | 103
CX5-AN-1F | AutomationDirect photoelectric sensor, rectangular, background suppression, visible red, 15-150mm sensing distance, light-on, NPN, potentiometer, 30 x 15 x 30mm body, plastic, 3-pin M8 quick-disconnect. | Stock | 103
CX5-AP-1A | AutomationDirect photoelectric sensor, rectangular, background suppression, visible red, 15-150mm sensing distance, light-on, PNP, potentiometer, 30 x 15 x 30mm body, plastic, 6.5ft/2m cable length, pigtail. | Stock | 103
CX5-AP-1F | AutomationDirect photoelectric sensor, rectangular, background suppression, visible red, 15-150mm sensing distance, light-on, PNP, potentiometer, 30 x 15 x 30mm body, plastic, 3-pin M8 quick-disconnect. | Stock | 103
OPT2172 | Wenglor photoelectric sensor, rectangular, background suppression, Class 1 red laser, 0-1m sensing distance, complementary light-on/dark-on, PNP, pushbutton and IO-Link, 32 x 22 x 12mm body, plastic, 4-pin M8 quick-disconnect. | Stock | 243
OPT2173 | Wenglor photoelectric sensor, rectangular, background suppression, Class 1 red laser, 0-1m sensing distance, complementary light-on/dark-on, PNP, pushbutton and IO-Link, 32 x 22 x 12mm body, plastic, 7.8in/200mm cable length, 4-pin M12 quick-disconnect. | Stock | 243
OPT2174 | Wenglor photoelectric sensor, rectangular, background suppression, Class 1 red laser, 0-1m sensing distance, complementary light-on/dark-on, PNP, pushbutton and IO-Link, 32 x 22 x 12mm body, plastic, 7.8in/200mm cable length, 4-pin M8 quick-disconnect. | Stock | 243
OPT2016 | Wenglor photoelectric sensor, rectangular, background suppression, Class 1 red laser, 0-1m sensing distance, complementary light-on/dark-on, PNP, potentiometer, 32 x 22 x 12mm body, polycarbonate, 4-pin M8 quick-disconnect. | Stock | 356
OPT2017 | Wenglor photoelectric sensor, rectangular, background suppression, Class 1 red laser, 0-1m sensing distance, complementary light-on/dark-on, PNP, potentiometer, 32 x 22 x 12mm body, polycarbonate, 7.8in/200mm cable length, 4-pin M12 quick-disconnect. | Stock | 356
OPT2018 | Wenglor photoelectric sensor, rectangular, background suppression, Class 1 red laser, 0-1m sensing distance, complementary light-on/dark-on, PNP, potentiometer, 32 x 22 x 12mm body, polycarbonate, 7.8in/200mm cable length, 4-pin M8 quick-disconnect. | Stock | 356
OPT2019 | Wenglor photoelectric sensor, rectangular, background suppression, Class 1 red laser, 0-1m sensing distance, complementary light-on/dark-on, PNP, potentiometer, 32 x 22 x 12mm body, polycarbonate, 6.5ft/2m cable length, pigtail. | Stock | 356
OPT2007 | Wenglor photoelectric sensor, square, background suppression, Class 1 red laser, 60-660mm sensing distance, complementary light-on/dark-on, NPN/PNP, pushbutton, 50 x 50 x 20mm body, polycarbonate, 5-pin M12 quick-disconnect. | Stock | 443
OPT2170 | Wenglor photoelectric sensor, square, background suppression, Class 1 red laser, 0-3m sensing distance, complementary light-on/dark-on, PNP, pushbutton and IO-Link, 50 x 50 x 20mm body, plastic, 5-pin M12 quick-disconnect. | Stock | 295
OPT2171 | Wenglor photoelectric sensor, square, background suppression, Class 1 red laser, 0-3m sensing distance, complementary light-on/dark-on, NPN, pushbutton and IO-Link, 50 x 50 x 20mm body, plastic, 5-pin M12 quick-disconnect. | Stock | 295
OPT2010 | Wenglor photoelectric sensor, square, background suppression, Class 1 red laser, 0-3m sensing distance, complementary light-on/dark-on, PNP, pushbutton, 50 x 50 x 20mm body, polycarbonate, 5-pin M12 quick-disconnect. | Stock | 318
OPT2151 | Wenglor photoelectric sensor, square, background suppression, blue, 50-400mm sensing distance, complementary light-on/dark-on, PNP, potentiometer and IO-Link, 50 x 50 x 20mm body, plastic, 4-pin M12 quick-disconnect. | Stock | 118
OPT2152 | Wenglor photoelectric sensor, square, background suppression, blue, 50-400mm sensing distance, complementary light-on/dark-on, NPN, potentiometer and IO-Link, 50 x 50 x 20mm body, plastic, 4-pin M12 quick-disconnect. | Stock | 118
OPT2168 | Wenglor photoelectric sensor, rectangular, background suppression, blue, 30-150mm sensing distance, complementary light-on/dark-on, PNP, potentiometer and IO-Link, 32 x 16 x 12mm body, plastic, 4-pin M8 quick-disconnect. | Stock | 111
OPT2169 | Wenglor photoelectric sensor, rectangular, background suppression, blue, 30-150mm sensing distance, complementary light-on/dark-on, NPN, potentiometer and IO-Link, 32 x 16 x 12mm body, plastic, 4-pin M8 quick-disconnect. | Stock | 111
Diffuse Photoelectric Sensors
ISTR-M18MP-NMS-A0 | Contrinex photoelectric sensor, tubular, threaded, diffuse, visible red, 5-1000mm sensing distance, selectable light-on/dark-on, PNP, 1000 Hz switching frequency, 18mm diameter x 27mm body, 304 stainless steel, 4-pin M12 quick-disconnect. | Stock | 89
ISTR-C23MP-NMS-A0 | Contrinex photoelectric sensor, rectangular, diffuse, visible red, 5-1200mm sensing distance, selectable light-on/dark-on, PNP, 1000 Hz switching frequency, 22 x 14 x 33mm body, 304 stainless steel, 4-pin M8 quick-disconnect. | Stock | 89
BTF30-DDTL | Autonics photoelectric sensor, rectangular, diffuse, visible red, 5-30mm sensing distance, light-on, NPN, 1 kHz switching frequency, 20.8 x 13 x 3.7mm body, polybutylene terephthalate, pigtail. | Stock | 80
BTF30-DDTL-P | Autonics photoelectric sensor, rectangular, diffuse, visible red, 5-30mm sensing distance, light-on, PNP, 1 kHz switching frequency, 20.8 x 13 x 3.7mm body, polybutylene terephthalate, pigtail. | Stock | 80
BTF30-DDTD | Autonics photoelectric sensor, rectangular, diffuse, visible red, 5-30mm sensing distance, dark-on, NPN, 1 kHz switching frequency, 20.8 x 13 x 3.7mm body, polybutylene terephthalate, pigtail. | Stock | 80
BTF30-DDTD-P | Autonics photoelectric sensor, rectangular, diffuse, visible red, 5-30mm sensing distance, dark-on, PNP, 1 kHz switching frequency, 20.8 x 13 x 3.7mm body, polybutylene terephthalate, pigtail. | Stock | 80
BTS15-LDTL | Autonics photoelectric sensor, rectangular, diffuse, visible red, 5-15mm sensing distance, light-on, NPN, 1 kHz switching frequency, 10.8 x 7.2 x 24.6mm body, polybutylene terephthalate, pigtail. | Stock | 100
BTS15-LDTL-P | Autonics photoelectric sensor, rectangular, diffuse, visible red, 5-15mm sensing distance, light-on, PNP, 1 kHz switching frequency, 10.8 x 7.2 x 24.6mm body, polybutylene terephthalate, pigtail. | Stock | 100
BTS15-LDTD | Autonics photoelectric sensor, rectangular, diffuse, visible red, 5-15mm sensing distance, dark-on, NPN, 1 kHz switching frequency, 10.8 x 7.2 x 24.6mm body, polybutylene terephthalate, pigtail. | Stock | 100
BTS15-LDTD-P | Autonics photoelectric sensor, rectangular, diffuse, visible red, 5-15mm sensing distance, dark-on, PNP, 1 kHz switching frequency, 10.8 x 7.2 x 24.6mm body, polybutylene terephthalate, pigtail. | Stock | 100
BTS30-LDTL | Autonics photoelectric sensor, rectangular, diffuse, visible red, 5-30mm sensing distance, light-on, NPN, 1 kHz switching frequency, 10.8 x 7.2 x 24.6mm body, polybutylene terephthalate, pigtail. | Stock | 100
BTS30-LDTL-P | Autonics photoelectric sensor, rectangular, diffuse, visible red, 5-30mm sensing distance, light-on, PNP, 1 kHz switching frequency, 10.8 x 7.2 x 24.6mm body, polybutylene terephthalate, pigtail. | Stock | 100
BTS30-LDTD | Autonics photoelectric sensor, rectangular, diffuse, visible red, 5-30mm sensing distance, dark-on, NPN, 1 kHz switching frequency, 10.8 x 7.2 x 24.6mm body, polybutylene terephthalate, pigtail. | Stock | 100
BTS30-LDTD-P | Autonics photoelectric sensor, rectangular, diffuse, visible red, 5-30mm sensing distance, dark-on, PNP, 1 kHz switching frequency, 10.8 x 7.2 x 24.6mm body, polybutylene terephthalate, pigtail. | Stock | 100
LTR-D04MA-NSK-403 | Contrinex photoelectric sensor, tubular, smooth, diffuse, visible red, 0-12mm sensing distance, light-on, PNP, 1 kHz switching frequency, 4mm diameter x 35.8mm body, 304 stainless steel, pigtail. | Stock | 127
LTR-D04MA-NSS-403 | Contrinex photoelectric sensor, tubular, smooth, diffuse, visible red, 0-12mm sensing distance, light-on, PNP, 1 kHz switching frequency, 4mm diameter x 45.8mm body, 304 stainless steel, 3-pin M8 quick-disconnect. | Stock | 127
LTR-D04MA-NSK-301 | Contrinex photoelectric sensor, tubular, smooth, diffuse, visible red, 0-12mm sensing distance, light-on, NPN, 1 kHz switching frequency, 4mm diameter x 35.8mm body, 304 stainless steel, pigtail. | Stock | 127
LTR-D04MA-NSS-301 | Contrinex photoelectric sensor, tubular, smooth, diffuse, visible red, 0-12mm sensing distance, light-on, NPN, 1 kHz switching frequency, 4mm diameter x 45.8mm body, 304 stainless steel, 3-pin M8 quick-disconnect. | Stock | 127
LTR-D04MA-NMK-403 | Contrinex photoelectric sensor, tubular, smooth, diffuse, visible red, 0-24mm sensing distance, light-on, PNP, 1 kHz switching frequency, 4mm diameter x 35.8mm body, 304 stainless steel, pigtail. | Stock | 127
LTR-D04MA-NMS-403 | Contrinex photoelectric sensor, tubular, smooth, diffuse, visible red, 0-24mm sensing distance, light-on, PNP, 1 kHz switching frequency, 4mm diameter x 45.8mm body, 304 stainless steel, 3-pin M8 quick-disconnect. | Stock | 127
LTR-D04MA-NMK-301 | Contrinex photoelectric sensor, tubular, smooth, diffuse, visible red, 0-24mm sensing distance, light-on, NPN, 1 kHz switching frequency, 4mm diameter x 35.8mm body, 304 stainless steel, pigtail. | Stock | 127
LTR-D04MA-NMS-301 | Contrinex photoelectric sensor, tubular, smooth, diffuse, visible red, 0-24mm sensing distance, light-on, NPN, 1 kHz switching frequency, 4mm diameter x 45.8mm body, 304 stainless steel, 3-pin M8 quick-disconnect. | Stock | 127
LTR-D04MA-NLK-403 | Contrinex photoelectric sensor, tubular, smooth, diffuse, visible red, 0-60mm sensing distance, light-on, PNP, 1 kHz switching frequency, 4mm diameter x 35.8mm body, 304 stainless steel, pigtail. | Stock | 90
LTR-D04MA-NLS-403 | Contrinex photoelectric sensor, tubular, smooth, diffuse, visible red, 0-60mm sensing distance, light-on, PNP, 1 kHz switching frequency, 4mm diameter x 45.8mm body, 304 stainless steel, 3-pin M8 quick-disconnect. | Stock | 90
LTR-D04MA-NLK-301 | Contrinex photoelectric sensor, tubular, smooth, diffuse, visible red, 0-60mm sensing distance, light-on, NPN, 1 kHz switching frequency, 4mm diameter x 35.8mm body, 304 stainless steel, pigtail. | Stock | 90
LTR-D04MA-NLS-301 | Contrinex photoelectric sensor, tubular, smooth, diffuse, visible red, 0-60mm sensing distance, light-on, NPN, 1 kHz switching frequency, 4mm diameter x 45.8mm body, 304 stainless steel, 3-pin M8 quick-disconnect. | Stock | 90
LTR-D04MA-WXK-403 | Contrinex photoelectric sensor, tubular, smooth, diffuse, visible red, 0-120mm sensing distance, light-on, PNP, 1 kHz switching frequency, 4mm diameter x 35.8mm body, 304 stainless steel, pigtail. | Stock | 110
LTR-D04MA-WXK-301 | Contrinex photoelectric sensor, tubular, smooth, diffuse, visible red, 0-120mm sensing distance, light-on, NPN, 1 kHz switching frequency, 4mm diameter x 35.8mm body, 304 stainless steel, pigtail. | Stock | 110
LTR-M05MA-NSK-403 | Contrinex photoelectric sensor, tubular, threaded, diffuse, visible red, 0-12mm sensing distance, light-on, PNP, 1 kHz switching frequency, 5mm diameter x 35.4mm body, 304 stainless steel, pigtail. | Stock | 127
LTR-M05MA-NSS-403 | Contrinex photoelectric sensor, tubular, threaded, diffuse, visible red, 0-12mm sensing distance, light-on, PNP, 1 kHz switching frequency, 5mm diameter x 45.8mm body, 304 stainless steel, 3-pin M8 quick-disconnect. | Stock | 127
LTR-M05MA-NSK-301 | Contrinex photoelectric sensor, tubular, threaded, diffuse, visible red, 0-12mm sensing distance, light-on, NPN, 1 kHz switching frequency, 5mm diameter x 35.4mm body, 304 stainless steel, pigtail. | Stock | 127
LTR-M05MA-NSS-301 | Contrinex photoelectric sensor, tubular, threaded, diffuse, visible red, 0-12mm sensing distance, light-on, NPN, 1 kHz switching frequency, 5mm diameter x 45.8mm body, 304 stainless steel, 3-pin M8 quick-disconnect. | Stock | 127
LTR-M05MA-NMK-403 | Contrinex photoelectric sensor, tubular, threaded, diffuse, visible red, 0-24mm sensing distance, light-on, PNP, 1 kHz switching frequency, 5mm diameter x 35.4mm body, 304 stainless steel, pigtail. | Stock | 127
LTR-M05MA-NMS-403 | Contrinex photoelectric sensor, tubular, threaded, diffuse, visible red, 0-24mm sensing distance, light-on, PNP, 1 kHz switching frequency, 5mm diameter x 45.8mm body, 304 stainless steel, 3-pin M8 quick-disconnect. | Stock | 127
LTR-M05MA-NMK-301 | Contrinex photoelectric sensor, tubular, threaded, diffuse, visible red, 0-24mm sensing distance, light-on, NPN, 1 kHz switching frequency, 5mm diameter x 35.4mm body, 304 stainless steel, pigtail. | Stock | 127
LTR-M05MA-NMS-301 | Contrinex photoelectric sensor, tubular, threaded, diffuse, visible red, 0-24mm sensing distance, light-on, NPN, 1 kHz switching frequency, 5mm diameter x 45.8mm body, 304 stainless steel, 3-pin M8 quick-disconnect. | Stock | 127
LTR-M05MA-NLK-403 | Contrinex photoelectric sensor, tubular, threaded, diffuse, visible red, 0-60mm sensing distance, light-on, PNP, 1 kHz switching frequency, 5mm diameter x 35.4mm body, 304 stainless steel, pigtail. | Stock | 90
LTR-M05MA-NLS-403 | Contrinex photoelectric sensor, tubular, threaded, diffuse, visible red, 0-60mm sensing distance, light-on, PNP, 1 kHz switching frequency, 5mm diameter x 45.8mm body, 304 stainless steel, 3-pin M8 quick-disconnect. | Stock | 90
LTR-M05MA-NLK-301 | Contrinex photoelectric sensor, tubular, threaded, diffuse, visible red, 0-60mm sensing distance, light-on, NPN, 1 kHz switching frequency, 5mm diameter x 35.4mm body, 304 stainless steel, pigtail. | Stock | 90
LTR-M05MA-NLS-301 | Contrinex photoelectric sensor, tubular, threaded, diffuse, visible red, 0-60mm sensing distance, light-on, NPN, 1 kHz switching frequency, 5mm diameter x 45.8mm body, 304 stainless steel, 3-pin M8 quick-disconnect. | Stock | 90
LTR-M05MA-WXK-403 | Contrinex photoelectric sensor, tubular, threaded, diffuse, visible red, 0-120mm sensing distance, light-on, PNP, 1 kHz switching frequency, 5mm diameter x 35.4mm body, 304 stainless steel, pigtail. | Stock | 110
LTR-M05MA-WXK-301 | Contrinex photoelectric sensor, tubular, threaded, diffuse, visible red, 0-120mm sensing distance, light-on, NPN, 1 kHz switching frequency, 5mm diameter x 35.4mm body, 304 stainless steel, pigtail. | Stock | 110
F8R6-LP-1F | ProSense photoelectric sensor, tubular, threaded, diffuse, visible red, 1-60mm sensing distance, light-on, PNP, 500 Hz switching frequency, 8mm diameter x 40mm body, 303 stainless steel, 3-pin M8 quick-disconnect. | Stock | 111
F8R6-LN-1F | ProSense photoelectric sensor, tubular, threaded, diffuse, visible red, 1-60mm sensing distance, light-on, NPN, 500 Hz switching frequency, 8mm diameter x 40mm body, 303 stainless steel, 3-pin M8 quick-disconnect. | Stock | 111
LTR-M12MA-PMK-603 | Contrinex photoelectric sensor, tubular, threaded, diffuse, visible red, 5-800mm sensing distance, complementary light-on/dark-on, PNP, 1.5 kHz switching frequency, 12mm diameter x 50mm body, chrome-plated brass, pigtail. | Stock | 47.5
LTR-M12MA-PMK-101 | Contrinex photoelectric sensor, tubular, threaded, diffuse, visible red, 5-800mm sensing distance, complementary light-on/dark-on, NPN, 1.5 kHz switching frequency, 12mm diameter x 50mm body, chrome-plated brass, pigtail. | Stock | 47.5
LTR-M12MA-PMS-603 | Contrinex photoelectric sensor, tubular, threaded, diffuse, visible red, 5-800mm sensing distance, complementary light-on/dark-on, PNP, 1.5 kHz switching frequency, 12mm diameter x 60mm body, chrome-plated brass, 4-pin M12 quick-disconnect. | Stock | 47.5
LTR-M12MA-PMS-101 | Contrinex photoelectric sensor, tubular, threaded, diffuse, visible red, 5-800mm sensing distance, complementary light-on/dark-on, NPN, 1.5 kHz switching frequency, 12mm diameter x 60mm body, chrome-plated brass, 4-pin M12 quick-disconnect. | Stock | 47.5
FDM3-0N-1A | AchieVe photoelectric sensor, tubular, threaded, diffuse, infrared, 100mm sensing distance, selectable light-on/dark-on, NPN, 1 kHz switching frequency, 12mm diameter x 55mm body, metal, pigtail. | Stock | 41
FDM3-0N-1H | AchieVe photoelectric sensor, tubular, threaded, diffuse, infrared, 100mm sensing distance, selectable light-on/dark-on, NPN, 1 kHz switching frequency, 12mm diameter x 66mm body, metal, 4-pin M12 quick-disconnect. | Stock | 41
FDM3-0P-1A | AchieVe photoelectric sensor, tubular, threaded, diffuse, infrared, 100mm sensing distance, selectable light-on/dark-on, PNP, 1 kHz switching frequency, 12mm diameter x 55mm body, metal, pigtail. | Stock | 41
FDM3-0P-1H | AchieVe photoelectric sensor, tubular, threaded, diffuse, infrared, 100mm sensing distance, selectable light-on/dark-on, PNP, 1 kHz switching frequency, 12mm diameter x 66mm body, metal, 4-pin M12 quick-disconnect. | Stock | 41
FDM7-0N-1A | AchieVe photoelectric sensor, tubular, threaded, diffuse, infrared, 300mm sensing distance, selectable light-on/dark-on, NPN, 1 kHz switching frequency, 12mm diameter x 55mm body, metal, pigtail. | Stock | 42
FDM7-0N-1H | AchieVe photoelectric sensor, tubular, threaded, diffuse, infrared, 300mm sensing distance, selectable light-on/dark-on, NPN, 1 kHz switching frequency, 12mm diameter x 66mm body, metal, 4-pin M12 quick-disconnect. | Stock | 42
FDM7-0P-1A | AchieVe photoelectric sensor, tubular, threaded, diffuse, infrared, 300mm sensing distance, selectable light-on/dark-on, PNP, 1 kHz switching frequency, 12mm diameter x 55mm body, metal, pigtail. | Stock | 42
FDM7-0P-1H | AchieVe photoelectric sensor, tubular, threaded, diffuse, infrared, 300mm sensing distance, selectable light-on/dark-on, PNP, 1 kHz switching frequency, 12mm diameter x 66mm body, metal, 4-pin M12 quick-disconnect. | Stock | 42
DM3-0N-1A | AutomationDirect photoelectric sensor, tubular, threaded, diffuse, infrared, 100mm sensing distance, selectable light-on/dark-on, NPN, 400 Hz switching frequency, 12mm diameter x 55mm body, metal, pigtail. | Stock | 56
DM7-0N-1A | AutomationDirect photoelectric sensor, tubular, threaded, diffuse, infrared, 300mm sensing distance, selectable light-on/dark-on, NPN, 400 Hz switching frequency, 12mm diameter x 55mm body, metal, pigtail. | Stock | 56
LTR-M18MA-PMS-603 | Contrinex photoelectric sensor, tubular, threaded, diffuse, visible red, 3-1200mm sensing distance, complementary light-on/dark-on, PNP, 1.5 kHz switching frequency, 18mm diameter x 27mm body, 304 stainless steel, 4-pin M12 quick-disconnect. | Stock | 47.5
LTR-M18MA-PMS-101 | Contrinex photoelectric sensor, tubular, threaded, diffuse, visible red, 3-1200mm sensing distance, complementary light-on/dark-on, NPN, 1.5 kHz switching frequency, 18mm diameter x 27mm body, 304 stainless steel, 4-pin M12 quick-disconnect. | Stock | 47.5
LTR-M18PA-PMS-603 | Contrinex photoelectric sensor, tubular, threaded, diffuse, visible red, 3-1200mm sensing distance, complementary light-on/dark-on, PNP, 1.5 kHz switching frequency, 18mm diameter x 27mm body, ABS plastic, 4-pin M12 quick-disconnect. | Stock | 27
LTR-M18PA-PMK-603 | Contrinex photoelectric sensor, tubular, threaded, diffuse, visible red, 3-1200mm sensing distance, complementary light-on/dark-on, PNP, 1.5 kHz switching frequency, 18mm diameter x 33mm body, ABS plastic, pigtail. | Stock | 27
LTR-M18PA-PMS-101 | Contrinex photoelectric sensor, tubular, threaded, diffuse, visible red, 3-1200mm sensing distance, complementary light-on/dark-on, NPN, 1.5 kHz switching frequency, 18mm diameter x 27mm body, ABS plastic, 4-pin M12 quick-disconnect. | Stock | 27
LTR-M18PA-PMK-101 | Contrinex photoelectric sensor, tubular, threaded, diffuse, visible red, 3-1200mm sensing distance, complementary light-on/dark-on, NPN, 1.5 kHz switching frequency, 18mm diameter x 33mm body, ABS plastic, pigtail. | Stock | 27
FB6-LN-0E | AutomationDirect photoelectric sensor, tubular, threaded, diffuse, visible red, 400mm sensing distance, light-on, NPN, 1 kHz switching frequency, 18mm diameter x 33.9mm body, plastic, 4-pin M12 quick-disconnect. | Stock | 40.5
FB6-DN-0E | AutomationDirect photoelectric sensor, tubular, threaded, diffuse, visible red, 400mm sensing distance, dark-on, NPN, 1 kHz switching frequency, 18mm diameter x 33.9mm body, plastic, 4-pin M12 quick-disconnect. | Stock | 40.5
FB6-LP-0E | AutomationDirect photoelectric sensor, tubular, threaded, diffuse, visible red, 400mm sensing distance, light-on, PNP, 1 kHz switching frequency, 18mm diameter x 33.9mm body, plastic, 4-pin M12 quick-disconnect. | Stock | 40.5
FB6-DP-0E | AutomationDirect photoelectric sensor, tubular, threaded, diffuse, visible red, 400mm sensing distance, dark-on, PNP, 1 kHz switching frequency, 18mm diameter x 33.9mm body, plastic, 4-pin M12 quick-disconnect. | Stock | 40.5
F18I2-0N-0A | ProSense photoelectric sensor, tubular, threaded, diffuse, infrared, 100mm sensing distance, selectable light-on/dark-on, NPN, 500 Hz switching frequency, 18mm diameter x 67mm body, polybutylene terephthalate, pigtail. | Stock | 40
F18I2-0P-0A | ProSense photoelectric sensor, tubular, threaded, diffuse, infrared, 100mm sensing distance, selectable light-on/dark-on, PNP, 500 Hz switching frequency, 18mm diameter x 67mm body, polybutylene terephthalate, pigtail. | Stock | 40
F18I2-0N-0E | ProSense photoelectric sensor, tubular, threaded, diffuse, infrared, 100mm sensing distance, selectable light-on/dark-on, NPN, 500 Hz switching frequency, 18mm diameter x 71.5mm body, polybutylene terephthalate, 4-pin M12 quick-disconnect. | Stock | 37
F18I2-0P-0E | ProSense photoelectric sensor, tubular, threaded, diffuse, infrared, 100mm sensing distance, selectable light-on/dark-on, PNP, 500 Hz switching frequency, 18mm diameter x 71.5mm body, polybutylene terephthalate, 4-pin M12 quick-disconnect. | Stock | 37
F18I6-0N-0A | ProSense photoelectric sensor, tubular, threaded, diffuse, infrared, 700mm sensing distance, selectable light-on/dark-on, NPN, 500 Hz switching frequency, 18mm diameter x 77mm body, polybutylene terephthalate, pigtail. | Stock | 39
F18I6-0P-0A | ProSense photoelectric sensor, tubular, threaded, diffuse, infrared, 700mm sensing distance, selectable light-on/dark-on, PNP, 500 Hz switching frequency, 18mm diameter x 77mm body, polybutylene terephthalate, pigtail. | Stock | 39
F18I6-0N-0E | ProSense photoelectric sensor, tubular, threaded, diffuse, infrared, 700mm sensing distance, selectable light-on/dark-on, NPN, 500 Hz switching frequency, 18mm diameter x 81.5mm body, polybutylene terephthalate, 4-pin M12 quick-disconnect. | Stock | 37
F18I6-0P-0E | ProSense photoelectric sensor, tubular, threaded, diffuse, infrared, 700mm sensing distance, selectable light-on/dark-on, PNP, 500 Hz switching frequency, 18mm diameter x 81.5mm body, polybutylene terephthalate, 4-pin M12 quick-disconnect. | Stock | 37
F18I8-BN-0A | ProSense photoelectric sensor, tubular, threaded, diffuse, infrared, 700mm sensing distance, complementary light-on/dark-on, NPN, 1000 Hz switching frequency, 18mm diameter x 77mm body, polybutylene terephthalate, pigtail. | Stock | 53
F18I8-BP-0A | ProSense photoelectric sensor, tubular, threaded, diffuse, infrared, 700mm sensing distance, complementary light-on/dark-on, PNP, 1000 Hz switching frequency, 18mm diameter x 77mm body, polybutylene terephthalate, pigtail. | Stock | 53
F18I8-BN-0E | ProSense photoelectric sensor, tubular, threaded, diffuse, infrared, 700mm sensing distance, complementary light-on/dark-on, NPN, 1000 Hz switching frequency, 18mm diameter x 81.5mm body, polybutylene terephthalate, 4-pin M12 quick-disconnect. | Stock | 51
F18I8-BP-0E | ProSense photoelectric sensor, tubular, threaded, diffuse, infrared, 700mm sensing distance, complementary light-on/dark-on, PNP, 1000 Hz switching frequency, 18mm diameter x 81.5mm body, polybutylene terephthalate, 4-pin M12 quick-disconnect. | Stock | 51
SS5-0P-4A | AutomationDirect photoelectric sensor, tubular, threaded, diffuse, infrared, 200mm sensing distance, selectable light-on/dark-on, PNP, 250 Hz switching frequency, 18mm diameter x 65mm body, plastic, pigtail. | Stock | 46.5
MV2-A0-0A | AutomationDirect photoelectric sensor, tubular, threaded, diffuse, infrared, 100mm sensing distance, light-on, solid state relay, 25 Hz switching frequency, 18mm diameter x 80mm body, plastic, pigtail. | Stock | 52
MV2-A0-0E | AutomationDirect photoelectric sensor, tubular, threaded, diffuse, infrared, 100mm sensing distance, light-on, solid state relay, 25 Hz switching frequency, 18mm diameter x 80mm body, plastic, 4-pin M12 quick-disconnect. | Stock | 52
MV4-A0-0A | AutomationDirect photoelectric sensor, tubular, threaded, diffuse, infrared, 200mm sensing distance, light-on, solid state relay, 25 Hz switching frequency, 18mm diameter x 80mm body, plastic, pigtail. | Stock | 52
MV4-A0-0E | AutomationDirect photoelectric sensor, tubular, threaded, diffuse, infrared, 200mm sensing distance, light-on, solid state relay, 25 Hz switching frequency, 18mm diameter x 80mm body, plastic, 4-pin M12 quick-disconnect. | Stock | 52
MV6-A0-0A | AutomationDirect photoelectric sensor, tubular, threaded, diffuse, infrared, 400mm sensing distance, light-on, solid state relay, 25 Hz switching frequency, 18mm diameter x 80mm body, plastic, pigtail. | Stock | 52
MV6-A0-0E | AutomationDirect photoelectric sensor, tubular, threaded, diffuse, infrared, 400mm sensing distance, light-on, solid state relay, 25 Hz switching frequency, 18mm diameter x 80mm body, plastic, 4-pin M12 quick-disconnect. | Stock | 52
FKL4-BN-1E | AchieVe photoelectric sensor, tubular, threaded, diffuse, Class 1 red laser, 0-300mm sensing distance, complementary light-on/dark-on, NPN, 1 kHz switching frequency, 18mm diameter x 60mm body, nickel-plated brass, 4-pin M12 quick-disconnect. | Stock | 115
FKL4-BP-1E | AchieVe photoelectric sensor, tubular, threaded, diffuse, Class 1 red laser, 0-300mm sensing distance, complementary light-on/dark-on, PNP, 1 kHz switching frequency, 18mm diameter x 60mm body, nickel-plated brass, 4-pin M12 quick-disconnect. | Stock | 115
FKL4-BN-3E | AchieVe photoelectric sensor, tubular, threaded, diffuse, 90-degree, Class 1 red laser, 0-200mm sensing distance, complementary light-on/dark-on, NPN, 1 kHz switching frequency, 18mm diameter x 60mm body, nickel-plated brass, 4-pin M12 quick-disconnect. | Stock | 125
FKL4-BP-3E | AchieVe photoelectric sensor, tubular, threaded, diffuse, 90-degree, Class 1 red laser, 0-200mm sensing distance, complementary light-on/dark-on, PNP, 1 kHz switching frequency, 18mm diameter x 60mm body, nickel-plated brass, 4-pin M12 quick-disconnect. | Stock | 125
FAL4-BP-0A | AutomationDirect photoelectric sensor, tubular, threaded, diffuse, Class 1 red laser, 10-300mm sensing distance, complementary light-on/dark-on, PNP, 800 Hz switching frequency, 18mm diameter body, plastic, pigtail. | Stock | 156
FAL4-BN-0E | AutomationDirect photoelectric sensor, tubular, threaded, diffuse, Class 1 red laser, 10-300mm sensing distance, complementary light-on/dark-on, NPN, 800 Hz switching frequency, 18mm diameter body, plastic, 4-pin M12 quick-disconnect. | Stock | 156
C18D-0N-1A | AutomationDirect photoelectric sensor, tubular, threaded, diffuse, visible red, 600mm sensing distance, complementary light-on/dark-on, NPN, 1 kHz switching frequency, 18mm diameter x 50mm body, metal, pigtail. | Stock | 64
C18D-0N-1E | AutomationDirect photoelectric sensor, tubular, threaded, diffuse, visible red, 600mm sensing distance, complementary light-on/dark-on, NPN, 1 kHz switching frequency, 18mm diameter x 50mm body, metal, 4-pin M12 quick-disconnect. | Stock | 64
C18D-0P-1A | AutomationDirect photoelectric sensor, tubular, threaded, diffuse, visible red, 600mm sensing distance, complementary light-on/dark-on, PNP, 1 kHz switching frequency, 18mm diameter x 50mm body, metal, pigtail. | Stock | 64
C18D-0P-1E | AutomationDirect photoelectric sensor, tubular, threaded, diffuse, visible red, 600mm sensing distance, complementary light-on/dark-on, PNP, 1 kHz switching frequency, 18mm diameter x 50mm body, metal, 4-pin M12 quick-disconnect. | Stock | 64
C18D-0N-2A | AutomationDirect photoelectric sensor, tubular, threaded, diffuse, right-angle lens, visible red, 600mm sensing distance, complementary light-on/dark-on, NPN, 1 kHz switching frequency, 18mm diameter x 61.5mm body, metal, pigtail. | Stock | 81
C18D-0N-2E | AutomationDirect photoelectric sensor, tubular, threaded, diffuse, right-angle lens, visible red, 600mm sensing distance, complementary light-on/dark-on, NPN, 1 kHz switching frequency, 18mm diameter x 61.5mm body, metal, 4-pin M12 quick-disconnect. | Stock | 81
C18D-0P-2A | AutomationDirect photoelectric sensor, tubular, threaded, diffuse, right-angle lens, visible red, 600mm sensing distance, complementary light-on/dark-on, PNP, 1 kHz switching frequency, 18mm diameter x 61.5mm body, metal, pigtail. | Stock | 81
C18D-0P-2E | AutomationDirect photoelectric sensor, tubular, threaded, diffuse, right-angle lens, visible red, 600mm sensing distance, complementary light-on/dark-on, PNP, 1 kHz switching frequency, 18mm diameter x 61.5mm body, metal, 4-pin M12 quick-disconnect. | Stock | 81
FFR3-BN-1E | AutomationDirect photoelectric sensor, tubular, threaded, diffuse, visible red, 100mm sensing distance, complementary light-on/dark-on, NPN, 500 Hz switching frequency, 18mm diameter x 82.5mm body, 316L stainless steel, 4-pin M12 quick-disconnect. | Stock | 92
FFR3-BP-1E | AutomationDirect photoelectric sensor, tubular, threaded, diffuse, visible red, 100mm sensing distance, complementary light-on/dark-on, PNP, 500 Hz switching frequency, 18mm diameter x 82.5mm body, 316L stainless steel, 4-pin M12 quick-disconnect. | Stock | 92
FFR3-0N-1E | AutomationDirect photoelectric sensor, tubular, threaded, diffuse, visible red, 100mm sensing distance, selectable light-on/dark-on, NPN, 500 Hz switching frequency, 18mm diameter x 82.5mm body, 316L stainless steel, 4-pin M12 quick-disconnect. | Stock | 92
FFR3-0P-1E | AutomationDirect photoelectric sensor, tubular, threaded, diffuse, visible red, 100mm sensing distance, selectable light-on/dark-on, PNP, 500 Hz switching frequency, 18mm diameter x 82.5mm body, 316L stainless steel, 4-pin M12 quick-disconnect. | Stock | 92
FFI7-BN-1E | AutomationDirect photoelectric sensor, tubular, threaded, diffuse, infrared, 400mm sensing distance, complementary light-on/dark-on, NPN, 500 Hz switching frequency, 18mm diameter x 82.5mm body, 316L stainless steel, 4-pin M12 quick-disconnect. | Stock | 92
FFI7-BP-1E | AutomationDirect photoelectric sensor, tubular, threaded, diffuse, infrared, 400mm sensing distance, complementary light-on/dark-on, PNP, 500 Hz switching frequency, 18mm diameter x 82.5mm body, 316L stainless steel, 4-pin M12 quick-disconnect. | Stock | 92
FFI7-0N-1E | AutomationDirect photoelectric sensor, tubular, threaded, diffuse, infrared, 400mm sensing distance, selectable light-on/dark-on, NPN, 500 Hz switching frequency, 18mm diameter x 82.5mm body, 316L stainless steel, 4-pin M12 quick-disconnect. | Stock | 92
FFI7-0P-1E | AutomationDirect photoelectric sensor, tubular, threaded, diffuse, infrared, 400mm sensing distance, selectable light-on/dark-on, PNP, 500 Hz switching frequency, 18mm diameter x 82.5mm body, 316L stainless steel, 4-pin M12 quick-disconnect. | Stock | 92
FFI8-BN-1E | AutomationDirect photoelectric sensor, tubular, threaded, diffuse, infrared, 800mm sensing distance, complementary light-on/dark-on, NPN, 500 Hz switching frequency, 18mm diameter x 82.5mm body, 316L stainless steel, 4-pin M12 quick-disconnect. | Stock | 94
FFI8-BP-1E | AutomationDirect photoelectric sensor, tubular, threaded, diffuse, infrared, 800mm sensing distance, complementary light-on/dark-on, PNP, 500 Hz switching frequency, 18mm diameter x 82.5mm body, 316L stainless steel, 4-pin M12 quick-disconnect. | Stock | 94
FFI8-0N-1E | AutomationDirect photoelectric sensor, tubular, threaded, diffuse, infrared, 800mm sensing distance, selectable light-on/dark-on, NPN, 500 Hz switching frequency, 18mm diameter x 82.5mm body, 316L stainless steel, 4-pin M12 quick-disconnect. | Stock | 94
FFI8-0P-1E | AutomationDirect photoelectric sensor, tubular, threaded, diffuse, infrared, 800mm sensing distance, selectable light-on/dark-on, PNP, 500 Hz switching frequency, 18mm diameter x 82.5mm body, 316L stainless steel, 4-pin M12 quick-disconnect. | Stock | 94
ET28.3-4P-200-M12 | Leuze photoelectric sensor, rectangular, diffuse, visible red, 1-650mm sensing distance, complementary light-on/dark-on, PNP, 500 Hz switching frequency, 57.7 x 15 x 37.3mm body, ABS plastic, 4-pin M12 quick-disconnect. | Stock | 76
ET28.3-4P | Leuze photoelectric sensor, rectangular, diffuse, visible red, 1-650mm sensing distance, complementary light-on/dark-on, PNP, 500 Hz switching frequency, 57.7 x 15 x 37.3mm body, ABS plastic, pigtail. | Stock | 69
ET28.3-2N-200-M12 | Leuze photoelectric sensor, rectangular, diffuse, visible red, 1-650mm sensing distance, complementary light-on/dark-on, NPN, 500 Hz switching frequency, 57.7 x 15 x 37.3mm body, ABS plastic, 4-pin M12 quick-disconnect. | Stock | 76
ET28.3-2N | Leuze photoelectric sensor, rectangular, diffuse, visible red, 1-650mm sensing distance, complementary light-on/dark-on, NPN, 500 Hz switching frequency, 57.7 x 15 x 37.3mm body, ABS plastic, pigtail. | Stock | 69
RWRT-LP-0A | ProSense photoelectric sensor, rectangular, diffuse, visible red, 180mm sensing distance, light-on, PNP, 1000 Hz switching frequency, 14.4 x 8.1 x 28.1mm body, ABS plastic, pigtail. | Stock | 52
RWRT-LP-0F | ProSense photoelectric sensor, rectangular, diffuse, visible red, 180mm sensing distance, light-on, PNP, 1000 Hz switching frequency, 14.4 x 8.1 x 28.1mm body, ABS plastic, 4-pin M8 quick-disconnect. | Stock | 52
RWRT-LN-0F | ProSense photoelectric sensor, rectangular, diffuse, visible red, 180mm sensing distance, light-on, NPN, 1000 Hz switching frequency, 14.4 x 8.1 x 28.1mm body, ABS plastic, 4-pin M8 quick-disconnect. | Stock | 52
F16R6-LP-1F | ProSense photoelectric sensor, rectangular, diffuse, visible red, 1-60mm sensing distance, light-on, PNP, 500 Hz switching frequency, 8 x 8 x 44mm body, die-cast zinc, 3-pin M8 quick-disconnect. | Stock | 112
F16R6-LN-1F | ProSense photoelectric sensor, rectangular, diffuse, visible red, 1-60mm sensing distance, light-on, NPN, 500 Hz switching frequency, 8 x 8 x 44mm body, die-cast zinc, 3-pin M8 quick-disconnect. | Stock | 112
LTR-C23PA-PMK-603 | Contrinex photoelectric sensor, rectangular, diffuse, visible red, 5-1200mm sensing distance, complementary light-on/dark-on, PNP, 1.5 kHz switching frequency, 20 x 10 x 30mm body, ABS plastic, pigtail. | Stock | 37.5
LTR-C23PA-PMK-101 | Contrinex photoelectric sensor, rectangular, diffuse, visible red, 5-1200mm sensing distance, complementary light-on/dark-on, NPN, 1.5 kHz switching frequency, 20 x 10 x 30mm body, ABS plastic, pigtail. | Stock | 37.5
LTR-C23PA-PMS-603 | Contrinex photoelectric sensor, rectangular, diffuse, visible red, 5-1200mm sensing distance, complementary light-on/dark-on, PNP, 1.5 kHz switching frequency, 20 x 10 x 30mm body, ABS plastic, 4-pin M8 quick-disconnect. | Stock | 37.5
LTR-C23PA-PMS-101 | Contrinex photoelectric sensor, rectangular, diffuse, visible red, 5-1200mm sensing distance, complementary light-on/dark-on, NPN, 1.5 kHz switching frequency, 20 x 10 x 30mm body, ABS plastic, 4-pin M8 quick-disconnect. | Stock | 37.5
QMRB-0N-0A | AutomationDirect photoelectric sensor, rectangular, diffuse, visible red, 5-100mm sensing distance, selectable light-on/dark-on, NPN, 1 kHz switching frequency, 21 x 12.8 x 31.2mm body, plastic, pigtail. | Stock | 48.5
QMRB-0N-0F | AutomationDirect photoelectric sensor, rectangular, diffuse, visible red, 5-100mm sensing distance, selectable light-on/dark-on, NPN, 1 kHz switching frequency, 21 x 12.8 x 31.2mm body, plastic, 4-pin M8 quick-disconnect. | Stock | 48.5
QMRB-0P-0A | AutomationDirect photoelectric sensor, rectangular, diffuse, visible red, 5-100mm sensing distance, selectable light-on/dark-on, PNP, 1 kHz switching frequency, 21 x 12.8 x 31.2mm body, plastic, pigtail. | Stock | 48.5
QMRB-0P-0F | AutomationDirect photoelectric sensor, rectangular, diffuse, visible red, 5-100mm sensing distance, selectable light-on/dark-on, PNP, 1 kHz switching frequency, 21 x 12.8 x 31.2mm body, plastic, 4-pin M8 quick-disconnect. | Stock | 48.5
QMR7-0N-0A | AutomationDirect photoelectric sensor, rectangular, diffuse, visible red, 0-400mm sensing distance, selectable light-on/dark-on, NPN, 2 kHz switching frequency, 21 x 12.8 x 31.2mm body, plastic, pigtail. | Stock | 48.5
QMR7-0N-0F | AutomationDirect photoelectric sensor, rectangular, diffuse, visible red, 0-400mm sensing distance, selectable light-on/dark-on, NPN, 2 kHz switching frequency, 21 x 12.8 x 31.2mm body, plastic, 4-pin M8 quick-disconnect. | Stock | 48.5
QMR7-0P-0A | AutomationDirect photoelectric sensor, rectangular, diffuse, visible red, 0-400mm sensing distance, selectable light-on/dark-on, PNP, 2 kHz switching frequency, 21 x 12.8 x 31.2mm body, plastic, pigtail. | Stock | 48.5
QMR7-0P-0F | AutomationDirect photoelectric sensor, rectangular, diffuse, visible red, 0-400mm sensing distance, selectable light-on/dark-on, PNP, 2 kHz switching frequency, 21 x 12.8 x 31.2mm body, plastic, 4-pin M8 quick-disconnect. | Stock | 48.5
QMI7-0N-0A | AutomationDirect photoelectric sensor, rectangular, diffuse, infrared, 0-400mm sensing distance, selectable light-on/dark-on, NPN, 2 kHz switching frequency, 21 x 12.8 x 31.2mm body, plastic, pigtail. | Stock | 48.5
QMI7-0N-0F | AutomationDirect photoelectric sensor, rectangular, diffuse, infrared, 0-400mm sensing distance, selectable light-on/dark-on, NPN, 2 kHz switching frequency, 21 x 12.8 x 31.2mm body, plastic, 4-pin M8 quick-disconnect. | Stock | 48.5
QMI7-0P-0A | AutomationDirect photoelectric sensor, rectangular, diffuse, infrared, 0-400mm sensing distance, selectable light-on/dark-on, PNP, 2 kHz switching frequency, 21 x 12.8 x 31.2mm body, plastic, pigtail. | Stock | 48.5
QMI7-0P-0F | AutomationDirect photoelectric sensor, rectangular, diffuse, infrared, 0-400mm sensing distance, selectable light-on/dark-on, PNP, 2 kHz switching frequency, 21 x 12.8 x 31.2mm body, plastic, 4-pin M8 quick-disconnect. | Stock | 48.5
QMR8-0N-0A | AutomationDirect photoelectric sensor, rectangular, diffuse, visible red, 0-1m sensing distance, selectable light-on/dark-on, NPN, 1 kHz switching frequency, 21 x 12.8 x 31.2mm body, plastic, pigtail. | Stock | 52
QMR8-0N-0F | AutomationDirect photoelectric sensor, rectangular, diffuse, visible red, 0-1m sensing distance, selectable light-on/dark-on, NPN, 1 kHz switching frequency, 21 x 12.8 x 31.2mm body, plastic, 4-pin M8 quick-disconnect. | Stock | 52
QMR8-0P-0A | AutomationDirect photoelectric sensor, rectangular, diffuse, visible red, 0-1m sensing distance, selectable light-on/dark-on, PNP, 1 kHz switching frequency, 21 x 12.8 x 31.2mm body, plastic, pigtail. | Stock | 52
QMR8-0P-0F | AutomationDirect photoelectric sensor, rectangular, diffuse, visible red, 0-1m sensing distance, selectable light-on/dark-on, PNP, 1 kHz switching frequency, 21 x 12.8 x 31.2mm body, plastic, 4-pin M8 quick-disconnect. | Stock | 52
QMI9-0N-0A | AutomationDirect photoelectric sensor, rectangular, diffuse, infrared, 0-1.5m sensing distance, selectable light-on/dark-on, NPN, 1 kHz switching frequency, 21 x 12.8 x 31.2mm body, plastic, pigtail. | Stock | 55
QMI9-0N-0F | AutomationDirect photoelectric sensor, rectangular, diffuse, infrared, 0-1.5m sensing distance, selectable light-on/dark-on, NPN, 1 kHz switching frequency, 21 x 12.8 x 31.2mm body, plastic, 4-pin M8 quick-disconnect. | Stock | 55
QMI9-0P-0A | AutomationDirect photoelectric sensor, rectangular, diffuse, infrared, 0-1.5m sensing distance, selectable light-on/dark-on, PNP, 1 kHz switching frequency, 21 x 12.8 x 31.2mm body, plastic, pigtail. | Stock | 55
QMI9-0P-0F | AutomationDirect photoelectric sensor, rectangular, diffuse, infrared, 0-1.5m sensing distance, selectable light-on/dark-on, PNP, 1 kHz switching frequency, 21 x 12.8 x 31.2mm body, plastic, 4-pin M8 quick-disconnect. | Stock | 55
FMR6-0P-0A | AutomationDirect photoelectric sensor, rectangular, diffuse, visible red, 500mm sensing distance, selectable light-on/dark-on, PNP, 1 kHz switching frequency, 21 x 34.8 x 13mm body, 316L stainless steel, pigtail. | Stock | 57
FMR6-0P-0E | AutomationDirect photoelectric sensor, rectangular, diffuse, visible red, 500mm sensing distance, selectable light-on/dark-on, PNP, 1 kHz switching frequency, 21 x 34.8 x 13mm body, 316L stainless steel, 4-pin M12 quick-disconnect. | Stock | 59
FMR6-0P-0F | AutomationDirect photoelectric sensor, rectangular, diffuse, visible red, 500mm sensing distance, selectable light-on/dark-on, PNP, 1 kHz switching frequency, 21 x 34.8 x 13mm body, 316L stainless steel, 4-pin M8 quick-disconnect. | Stock | 57
FMR6-0N-0A | AutomationDirect photoelectric sensor, rectangular, diffuse, visible red, 500mm sensing distance, selectable light-on/dark-on, NPN, 1 kHz switching frequency, 21 x 34.8 x 13mm body, 316L stainless steel, pigtail. | Stock | 57
FMR6-0N-0E | AutomationDirect photoelectric sensor, rectangular, diffuse, visible red, 500mm sensing distance, selectable light-on/dark-on, NPN, 1 kHz switching frequency, 21 x 34.8 x 13mm body, 316L stainless steel, 4-pin M12 quick-disconnect. | Stock | 59
FMR6-0N-0F | AutomationDirect photoelectric sensor, rectangular, diffuse, visible red, 500mm sensing distance, selectable light-on/dark-on, NPN, 1 kHz switching frequency, 21 x 34.8 x 13mm body, 316L stainless steel, 4-pin M8 quick-disconnect. | Stock | 57
CX3-AN-1A | AutomationDirect photoelectric sensor, rectangular, diffuse, infrared, 600mm sensing distance, light-on, NPN, 1 kHz switching frequency, 30 x 15 x 30mm body, plastic, pigtail. | Stock | 75
CX3-AN-1F | AutomationDirect photoelectric sensor, rectangular, diffuse, infrared, 600mm sensing distance, light-on, NPN, 1 kHz switching frequency, 30 x 15 x 30mm body, plastic, 3-pin M8 quick-disconnect. | Stock | 75
CX3-AP-1A | AutomationDirect photoelectric sensor, rectangular, diffuse, infrared, 600mm sensing distance, light-on, PNP, 1 kHz switching frequency, 30 x 15 x 30mm body, plastic, pigtail. | Stock | 75
CX3-AP-1F | AutomationDirect photoelectric sensor, rectangular, diffuse, infrared, 600mm sensing distance, light-on, PNP, 1 kHz switching frequency, 30 x 15 x 30mm body, plastic, 3-pin M8 quick-disconnect. | Stock | 75
1351E-6513 | Eaton photoelectric sensor, rectangular, diffuse, infrared, 10ft sensing distance, selectable light-on/dark-on, solid state relay, 500 Hz switching frequency, 73 x 48.5 x 46mm body, plastic, pigtail. | Stock | 169
1351E-6517 | Eaton photoelectric sensor, rectangular, diffuse, infrared, 10ft sensing distance, selectable light-on/dark-on, NPN/PNP, 500 Hz switching frequency, 73 x 48.5 x 46mm body, plastic, pigtail. | Stock | 153
1351E-6514 | Eaton photoelectric sensor, rectangular, diffuse, infrared, 10ft sensing distance, selectable light-on/dark-on, SPDT EM relay, 66 Hz switching frequency, 73 x 48.5 x 46mm body, plastic, pigtail. | Stock | 161
1351E-6534 | Eaton photoelectric sensor, rectangular, diffuse, infrared, 10ft sensing distance, selectable light-on/dark-on, SPDT EM relay, 66 Hz switching frequency, 72 x 48.5 x 46mm body, plastic, 5-pin AC micro 1/2in - 20UNF thread. | Stock | 161
1351E-6543 | Eaton photoelectric sensor, rectangular, diffuse, infrared, 10ft sensing distance, selectable light-on/dark-on, solid state relay, 500 Hz switching frequency, 73 x 48.5 x 46mm body, plastic, 4-pin AC micro 1/2in - 20UNF thread. | Stock | 169
1351E-6547 | Eaton photoelectric sensor, rectangular, diffuse, infrared, 10ft sensing distance, selectable light-on/dark-on, NPN/PNP, 500 Hz switching frequency, 73 x 48.5 x 46mm body, plastic, 4-pin M12 quick-disconnect. | Stock | 153
1351E-6504 | Eaton photoelectric sensor, rectangular, diffuse, infrared, 10ft sensing distance, selectable light-on/dark-on, SPDT EM relay, 66 Hz switching frequency, 73 x 48.5 x 46mm body, plastic, 5-pin mini 7/8in - 16UNF thread. | Stock | 161
1351E-6503 | Eaton photoelectric sensor, rectangular, diffuse, infrared, 10ft sensing distance, selectable light-on/dark-on, solid state relay, 500 Hz switching frequency, 73 x 48.5 x 46mm body, plastic, 4-pin mini 7/8in - 16UNF thread. | Stock | 170
1351E-6507 | Eaton photoelectric sensor, rectangular, diffuse, infrared, 10ft sensing distance, selectable light-on/dark-on, NPN/PNP, 500 Hz switching frequency, 73 x 48.5 x 46mm body, plastic, 4-pin mini 7/8in - 16UNF thread. | Stock | 156
OPT2500 | Wenglor photoelectric sensor, square, diffuse, Class 1 red laser, 30-80mm sensing distance, selectable light-on/dark-on, (2) PNP, 650 Hz switching frequency, 50 x 50 x 20mm body, aluminum, 5-pin M12 quick-disconnect. | Stock | 830
OPT2501 | Wenglor photoelectric sensor, square, diffuse, Class 1 red laser, 30-80mm sensing distance, 50 x 50 x 20mm body, aluminum, 5-pin M12 quick-disconnect. | Stock | 1364
OPT2502 | Wenglor photoelectric sensor, square, diffuse, Class 2 blue laser, 30-80mm sensing distance, 50 x 50 x 20mm body, aluminum, 5-pin M12 quick-disconnect. | Stock | 1417
OPT2503 | Wenglor photoelectric sensor, square, diffuse, Class 1 red laser, 40-240mm sensing distance, selectable light-on/dark-on, (2) PNP, 650 Hz switching frequency, 50 x 50 x 20mm body, aluminum, 5-pin M12 quick-disconnect. | Stock | 830
OPT2504 | Wenglor photoelectric sensor, square, diffuse, Class 1 red laser, 40-240mm sensing distance, 50 x 50 x 20mm body, aluminum, 5-pin M12 quick-disconnect. | Stock | 1364
OPT2505 | Wenglor photoelectric sensor, square, diffuse, Class 2 blue laser, 40-240mm sensing distance, 50 x 50 x 20mm body, aluminum, 5-pin M12 quick-disconnect. | Stock | 1417
OPT2506 | Wenglor photoelectric sensor, square, diffuse, Class 1 red laser, 50-350mm sensing distance, selectable light-on/dark-on, (2) PNP, 650 Hz switching frequency, 50 x 50 x 20mm body, aluminum, 5-pin M12 quick-disconnect. | Stock | 830
OPT2507 | Wenglor photoelectric sensor, square, diffuse, Class 1 red laser, 50-350mm sensing distance, 50 x 50 x 20mm body, aluminum, 5-pin M12 quick-disconnect. | Stock | 1364
OPT2508 | Wenglor photoelectric sensor, square, diffuse, Class 2 blue laser, 50-350mm sensing distance, 50 x 50 x 20mm body, aluminum, 5-pin M12 quick-disconnect. | Stock | 1417
OPT2509 | Wenglor photoelectric sensor, square, diffuse, Class 1 red laser, 60-660mm sensing distance, selectable light-on/dark-on, (2) PNP, 650 Hz switching frequency, 50 x 50 x 20mm body, aluminum, 5-pin M12 quick-disconnect. | Stock | 830
OPT2510 | Wenglor photoelectric sensor, square, diffuse, Class 1 red laser, 60-660mm sensing distance, 50 x 50 x 20mm body, aluminum, 5-pin M12 quick-disconnect. | Stock | 1364
OPT2511 | Wenglor photoelectric sensor, square, diffuse, Class 2 blue laser, 60-660mm sensing distance, 50 x 50 x 20mm body, aluminum, 5-pin M12 quick-disconnect. | Stock | 1417
OPT2512 | Wenglor photoelectric sensor, square, diffuse, Class 1 red laser, 60-660mm sensing distance, selectable light-on/dark-on, (2) NPN, 650 Hz switching frequency, 50 x 50 x 20mm body, aluminum, 5-pin M12 quick-disconnect. | Stock | 830
OPT2513 | Wenglor photoelectric sensor, square, diffuse, Class 2 blue laser, 60-660mm sensing distance, selectable light-on/dark-on, (2) PNP, 650 Hz switching frequency, 50 x 50 x 20mm body, aluminum, 5-pin M12 quick-disconnect. | Stock | 938
OPT2514 | Wenglor photoelectric sensor, square, diffuse, Class 2 blue laser, 60-660mm sensing distance, selectable light-on/dark-on, (2) NPN, 650 Hz switching frequency, 50 x 50 x 20mm body, aluminum, 5-pin M12 quick-disconnect. | Stock | 937
OPT2515 | Wenglor photoelectric sensor, rectangular, diffuse, Class 1 red laser, 150-1000mm sensing distance, selectable light-on/dark-on, (2) PNP, 650 Hz switching frequency, 71 x 63 x 30mm body, aluminum, 5-pin M12 quick-disconnect. | Stock | 1044
OPT2516 | Wenglor photoelectric sensor, rectangular, diffuse, Class 1 red laser, 150-1000mm sensing distance, selectable light-on/dark-on, (2) NPN, 650 Hz switching frequency, 71 x 63 x 30mm body, aluminum, 5-pin M12 quick-disconnect. | Stock | 1044
OPT2517 | Wenglor photoelectric sensor, rectangular, diffuse, Class 1 red laser, 150-1000mm sensing distance, 71 x 63 x 30mm body, aluminum, 5-pin M12 quick-disconnect. | Stock | 1577
OPT2518 | Wenglor photoelectric sensor, rectangular, diffuse, Class 2 blue laser, 150-1000mm sensing distance, 71 x 63 x 30mm body, aluminum, 5-pin M12 quick-disconnect. | Stock | 1630
OPT2001 | Wenglor photoelectric sensor, square, diffuse, Class 2 red laser, 30-80mm sensing distance, 50 x 50 x 20mm body, polycarbonate housing, 8-pin M12 quick-disconnect. | Stock | 886
OPT2002 | Wenglor photoelectric sensor, square, diffuse, Class 1 red laser, 30-80mm sensing distance, 50 x 50 x 20mm body, polycarbonate, 8-pin M12 quick-disconnect. | Stock | 886
OPT2003 | Wenglor photoelectric sensor, square, diffuse, Class 2 red laser, 40-160mm sensing distance, 50 x 50 x 20mm body, polycarbonate, 8-pin M12 quick-disconnect. | Stock | 886
OPT2004 | Wenglor photoelectric sensor, square, diffuse, Class 1 red laser, 40-160mm sensing distance, 50 x 50 x 20mm body, polycarbonate, 8-pin M12 quick-disconnect. | Stock | 886
OPT2005 | Wenglor photoelectric sensor, square, diffuse, Class 2 red laser, 50-350mm sensing distance, 50 x 50 x 20mm body, polycarbonate, 8-pin M12 quick-disconnect. | Stock | 886
OPT2006 | Wenglor photoelectric sensor, square, diffuse, Class 1 red laser, 50-350mm sensing distance, 50 x 50 x 20mm body, polycarbonate, 8-pin M12 quick-disconnect. | Stock | 886
OPT2011 | Wenglor photoelectric sensor, square, diffuse, Class 1 red laser, 0.05-3.05m sensing distance, selectable light-on/dark-on, NPN/PNP, 250 Hz switching frequency, 50 x 50 x 20mm body, polycarbonate, 4-pin M12 quick-disconnect. | Stock | 387
OPT2012 | Wenglor photoelectric sensor, rectangular, diffuse, Class 1 red laser, 0.2-6.2m sensing distance, selectable light-on/dark-on, NPN/PNP, 50 Hz switching frequency, 81 x 55 x 30mm body, polycarbonate, 4-pin M12 quick-disconnect. | Stock | 473
OPT2013 | Wenglor photoelectric sensor, rectangular, diffuse, Class 2 red laser, 0.1-10.1m sensing distance, selectable light-on/dark-on, NPN/PNP, 50 Hz switching frequency, 81 x 55 x 30mm body, polycarbonate, 8-pin M12 quick-disconnect. | Stock | 789
OPT2014 | Wenglor photoelectric sensor, rectangular, diffuse, Class 2 red laser, 0.1-10.1m sensing distance, selectable light-on/dark-on, NPN/PNP, 50 Hz switching frequency, 81 x 55 x 30mm body, polycarbonate, 4-pin M12 quick-disconnect. | Stock | 473
OPT2023 | Wenglor photoelectric sensor, square, diffuse, white, 30-40mm sensing distance, selectable light-on/dark-on, NPN/PNP, 1.8 kHz switching frequency, 50 x 50 x 20mm body, plastic, 8-pin M12 quick-disconnect. | Stock | 440
OPT2024 | Wenglor photoelectric sensor, rectangular, diffuse, white, 12-18mm sensing distance, selectable light-on/dark-on, PNP, 5 kHz switching frequency, 54.5 x 27 x 16mm body, plastic, 4-pin M12 quick-disconnect. | Stock | 143
OPT2025 | Wenglor photoelectric sensor, rectangular, diffuse, white, 12-18mm sensing distance, selectable light-on/dark-on, NPN, 5 kHz switching frequency, 54.5 x 27 x 16mm body, plastic, 4-pin M12 quick-disconnect. | Stock | 143
S8-PR-3-W13-NN | Datalogic photoelectric sensor, rectangular, diffuse, RGB, 6-12mm sensing distance, selectable light-on/dark-on, NPN, 25 kHz switching frequency, 25 x 14 x 42mm body, plastic, 4-pin M12 quick-disconnect. | Stock | 97
S8-PR-3-W13-PP | Datalogic photoelectric sensor, rectangular, diffuse, RGB, 6-12mm sensing distance, selectable light-on/dark-on, PNP, 25 kHz switching frequency, 25 x 14 x 42mm body, plastic, 4-pin M12 quick-disconnect. | Stock | 97
S8-PR-5-W13-NN | Datalogic photoelectric sensor, rectangular, diffuse, RGB, 6-12mm sensing distance, selectable light-on/dark-on, NPN, 25 kHz switching frequency, 25 x 14 x 42mm body, plastic, 4-pin M8 quick-disconnect. | Stock | 94
S8-PR-5-W13-PP | Datalogic photoelectric sensor, rectangular, diffuse, RGB, 6-12mm sensing distance, selectable light-on/dark-on, PNP, 25 kHz switching frequency, 25 x 14 x 42mm body, plastic, 4-pin M8 quick-disconnect. | Stock | 94
S8-MR-5-W13-NN | Datalogic photoelectric sensor, rectangular, diffuse, RGB, 6-12mm sensing distance, selectable light-on/dark-on, NPN, 25 kHz switching frequency, 28 x 15 x 42.8mm body, 316L stainless steel, 4-pin M8 quick-disconnect. | Stock | 130
S8-MR-5-W13-PP | Datalogic photoelectric sensor, rectangular, diffuse, RGB, 6-12mm sensing distance, selectable light-on/dark-on, PNP, 25 kHz switching frequency, 28 x 15 x 42.8mm body, 316L stainless steel, 4-pin M8 quick-disconnect. | Stock | 130
TL46-W-815 | Datalogic photoelectric sensor, rectangular, diffuse, RGB, vertical spot orientation, 6-12mm sensing distance, selectable light-on/dark-on, NPN/PNP, 15 kHz switching frequency, 81.5 x 31.9 x 60.7mm body, aluminum, 5-pin M12 quick-disconnect. | Stock | 178
TL46-W-815L | Datalogic photoelectric sensor, rectangular, diffuse, RGB, horizontal spot orientation, 6-12mm sensing distance, selectable light-on/dark-on, NPN/PNP, 15 kHz switching frequency, 81.5 x 31.9 x 60.7mm body, aluminum, 5-pin M12 quick-disconnect. | Stock | 178
TL46-WJ-815 | Datalogic photoelectric sensor, rectangular, diffuse, RGB, vertical spot orientation, 6-12mm sensing distance, selectable light-on/dark-on, PNP, 50 kHz switching frequency, 81.5 x 31.9 x 60.7mm body, aluminum, 5-pin M12 quick-disconnect. | Stock | 453
TL46-WJ-815L | Datalogic photoelectric sensor, rectangular, diffuse, RGB, horizontal spot orientation, 6-12mm sensing distance, selectable light-on/dark-on, PNP, 50 kHz switching frequency, 81.5 x 31.9 x 60.7mm body, aluminum, 5-pin M12 quick-disconnect. | Stock | 453
TL46-WL-815 | Datalogic photoelectric sensor, rectangular, diffuse, RGB, vertical spot orientation, 6-12mm sensing distance, selectable light-on/dark-on, NPN/PNP, 20 kHz switching frequency, 81.5 x 31.9 x 60.7mm body, aluminum, 5-pin M12 quick-disconnect. | Stock | 211
TL46-WL-815L | Datalogic photoelectric sensor, rectangular, diffuse, RGB, horizontal spot orientation, 6-12mm sensing distance, selectable light-on/dark-on, NPN/PNP, 20 kHz switching frequency, 81.5 x 31.9 x 60.7mm body, aluminum, 5-pin M12 quick-disconnect. | Stock | 211
Retroreflective Photoelectric Sensors
FBM-RP-0P-0A | AchieVe photoelectric sensor, rectangular, polarized retroreflective, visible red, 0.02-5m sensing distance, selectable light-on/dark-on, PNP, 3-wire, pigtail. | Stock | 24
FBM-RP-0N-0A | AchieVe photoelectric sensor, rectangular, polarized retroreflective, visible red, 0.02-5m sensing distance, selectable light-on/dark-on, NPN, 3-wire, pigtail. | Stock | 24
FBM-RP-0P-0F | AchieVe photoelectric sensor, rectangular, polarized retroreflective, visible red, 0.02-5m sensing distance, selectable light-on/dark-on, PNP, 3-wire, 4-pin M8 quick-disconnect. | Stock | 24
FBM-RP-0N-0F | AchieVe photoelectric sensor, rectangular, polarized retroreflective, visible red, 0.02-5m sensing distance, selectable light-on/dark-on, NPN, 3-wire, 4-pin M8 quick-disconnect. | Stock | 24
FBM-RG-0P-0A | AchieVe photoelectric sensor, rectangular, polarized retroreflective, visible red, 0.04-4m sensing distance, selectable light-on/dark-on, PNP, 3-wire, pigtail. | Stock | 28.5
FBM-RG-0P-0F | AchieVe photoelectric sensor, rectangular, polarized retroreflective, visible red, 0.04-4m sensing distance, selectable light-on/dark-on, PNP, 3-wire, 4-pin M8 quick-disconnect. | Stock | 28.5
FBM-RN-0P-0A | AchieVe photoelectric sensor, rectangular, polarized retroreflective, visible red, 0.02-5m sensing distance, selectable light-on/dark-on, PNP, potentiometer, 3-wire, pigtail. | Stock | 26.5
FBM-RN-0N-0A | AchieVe photoelectric sensor, rectangular, polarized retroreflective, visible red, 0.02-5m sensing distance, selectable light-on/dark-on, NPN, potentiometer, 3-wire, pigtail. | Stock | 26.5
FBM-RN-0P-0F | AchieVe photoelectric sensor, rectangular, polarized retroreflective, visible red, 0.02-5m sensing distance, selectable light-on/dark-on, PNP, potentiometer, 3-wire, 4-pin M8 quick-disconnect. | Stock | 26.5
ISRR-M18MP-NMS-A0 | Contrinex photoelectric sensor, tubular, threaded, polarized retroreflective, visible red, 30-7000mm sensing distance, selectable light-on/dark-on, PNP, IO-Link, 4-wire, 4-pin M12 quick-disconnect. | Stock | 89
BTS200-MDTL | Autonics photoelectric sensor, rectangular, retroreflective, visible red, 10-200mm sensing distance, light-on, NPN, 3-wire, pigtail. | Stock | 86
BTS200-MDTL-P | Autonics photoelectric sensor, rectangular, retroreflective, visible red, 10-200mm sensing distance, light-on, PNP, 3-wire, pigtail. | Stock | 86
BTS200-MDTD | Autonics photoelectric sensor, rectangular, retroreflective, visible red, 10-200mm sensing distance, dark-on, NPN, 3-wire, pigtail. | Stock | 86
BTS200-MDTD-P | Autonics photoelectric sensor, rectangular, retroreflective, visible red, 10-200mm sensing distance, dark-on, PNP, 3-wire, pigtail. | Stock | 86
F8RP-DP-1F | ProSense photoelectric sensor, tubular, threaded, polarized retroreflective, visible red, 0-1m sensing distance, dark-on, PNP, 3-wire, 3-pin M8 quick-disconnect. | Stock | 111
F8RP-DN-1F | ProSense photoelectric sensor, tubular, threaded, polarized retroreflective, visible red, 0-1m sensing distance, dark-on, NPN, 3-wire, 3-pin M8 quick-disconnect. | Stock | 111
LRR-M12MA-NMK-603 | Contrinex photoelectric sensor, tubular, threaded, retroreflective, visible red, 0.15-4m sensing distance, complementary light-on/dark-on, PNP, IO-Link, 4-wire, pigtail. | Stock | 53
LRR-M12MA-NMK-101 | Contrinex photoelectric sensor, tubular, threaded, retroreflective, visible red, 0.15-4m sensing distance, complementary light-on/dark-on, NPN, 4-wire, pigtail. | Stock | 53
LRR-M12MA-NMS-603 | Contrinex photoelectric sensor, tubular, threaded, retroreflective, visible red, 0.15-4m sensing distance, complementary light-on/dark-on, PNP, IO-Link, 4-wire, 4-pin M12 quick-disconnect. | Stock | 53
LRR-M12MA-NMS-101 | Contrinex photoelectric sensor, tubular, threaded, retroreflective, visible red, 0.15-4m sensing distance, complementary light-on/dark-on, NPN, 4-wire, 4-pin M12 quick-disconnect. | Stock | 53
FDMP-0N-1A | AchieVe photoelectric sensor, tubular, threaded, polarized retroreflective, visible red, 2m sensing distance, selectable light-on/dark-on, NPN, sensitivity, 4-wire, pigtail. | Stock | 46
FDMP-0N-1H | AchieVe photoelectric sensor, tubular, threaded, polarized retroreflective, visible red, 2m sensing distance, selectable light-on/dark-on, NPN, pushbutton, 4-wire, 4-pin M12 quick-disconnect. | Stock | 46
FDMP-0P-1A | AchieVe photoelectric sensor, tubular, threaded, polarized retroreflective, visible red, 2m sensing distance, selectable light-on/dark-on, PNP, pushbutton, 4-wire, pigtail. | Stock | 46
FDMP-0P-1H | AchieVe photoelectric sensor, tubular, threaded, polarized retroreflective, visible red, 2m sensing distance, selectable light-on/dark-on, PNP, sensitivity, 4-wire, 4-pin M12 quick-disconnect. | Stock | 46
DMP-0N-1H | AutomationDirect photoelectric sensor, tubular, threaded, polarized retroreflective, visible red, 2m sensing distance, selectable light-on/dark-on, NPN, sensitivity, 4-wire, 4-pin M12 quick-disconnect. | Stock | 65
LRR-M18MA-NMS-603 | Contrinex photoelectric sensor, tubular, threaded, retroreflective, visible red, 0.02-7m sensing distance, complementary light-on/dark-on, PNP, IO-Link, 4-wire, 4-pin M12 quick-disconnect. | Stock | 49
LRR-M18MA-NMS-101 | Contrinex photoelectric sensor, tubular, threaded, retroreflective, visible red, 0.02-7m sensing distance, complementary light-on/dark-on, NPN, 4-wire, 4-pin M12 quick-disconnect. | Stock | 49
LRR-M18PA-NMS-603 | Contrinex photoelectric sensor, tubular, threaded, polarized retroreflective, visible red, 0.02-7m sensing distance, complementary light-on/dark-on, PNP, IO-Link, 4-wire, 4-pin M12 quick-disconnect. | Stock | 31.5
LRR-M18PA-NMK-603 | Contrinex photoelectric sensor, tubular, threaded, polarized retroreflective, visible red, 0.02-7m sensing distance, complementary light-on/dark-on, PNP, IO-Link, 4-wire, pigtail. | Stock | 31.5
LRR-M18PA-NMS-101 | Contrinex photoelectric sensor, tubular, threaded, polarized retroreflective, visible red, 0.02-7m sensing distance, complementary light-on/dark-on, NPN, 4-wire, 4-pin M12 quick-disconnect. | Stock | 31.5
LRR-M18PA-NMK-101 | Contrinex photoelectric sensor, tubular, threaded, polarized retroreflective, visible red, 0.02-7m sensing distance, complementary light-on/dark-on, NPN, 4-wire, pigtail. | Stock | 31.5
FBP-LN-0E | AutomationDirect photoelectric sensor, tubular, threaded, polarized retroreflective, visible red, 2.5m sensing distance, light-on, NPN, 3-wire, 4-pin M12 quick-disconnect. | Stock | 38.5
FBP-DN-0E | AutomationDirect photoelectric sensor, tubular, threaded, polarized retroreflective, visible red, 2.5m sensing distance, dark-on, NPN, 3-wire, 4-pin M12 quick-disconnect. | Stock | 40.5
FBP-LP-0E | AutomationDirect photoelectric sensor, tubular, threaded, polarized retroreflective, visible red, 2.5m sensing distance, light-on, PNP, 3-wire, 4-pin M12 quick-disconnect. | Stock | 38.5
FBP-DP-0E | AutomationDirect photoelectric sensor, tubular, threaded, polarized retroreflective, visible red, 2.5m sensing distance, dark-on, PNP, 3-wire, 4-pin M12 quick-disconnect. | Stock | 40.5
F18RP-0N-0A | ProSense photoelectric sensor, tubular, threaded, polarized retroreflective, visible red, 0.1-4m sensing distance, selectable light-on/dark-on, NPN, potentiometer, pigtail. | Stock | 45
F18RP-0P-0A | ProSense photoelectric sensor, tubular, threaded, polarized retroreflective, visible red, 0.1-4m sensing distance, selectable light-on/dark-on, PNP, potentiometer, pigtail. | Stock | 45
F18RP-0N-0E | ProSense photoelectric sensor, tubular, threaded, polarized retroreflective, visible red, 0.1-4m sensing distance, selectable light-on/dark-on, NPN, potentiometer, 4-pin M12 quick-disconnect. | Stock | 41
F18RP-0P-0E | ProSense photoelectric sensor, tubular, threaded, polarized retroreflective, visible red, 0.1-4m sensing distance, selectable light-on/dark-on, PNP, potentiometer, 4-pin M12 quick-disconnect. | Stock | 41
F18RP-BN-0A | ProSense photoelectric sensor, tubular, threaded, polarized retroreflective, visible red, 0.1-4m sensing distance, complementary light-on/dark-on, NPN, potentiometer, pigtail. | Stock | 52
F18RP-BP-0A | ProSense photoelectric sensor, tubular, threaded, polarized retroreflective, visible red, 0.1-4m sensing distance, complementary light-on/dark-on, PNP, potentiometer, pigtail. | Stock | 52
F18RP-BN-0E | ProSense photoelectric sensor, tubular, threaded, polarized retroreflective, visible red, 0.1-4m sensing distance, complementary light-on/dark-on, NPN, potentiometer, 4-pin M12 quick-disconnect. | Stock | 51
F18RP-BP-0E | ProSense photoelectric sensor, tubular, threaded, polarized retroreflective, visible red, 0.1-4m sensing distance, complementary light-on/dark-on, PNP, potentiometer, 4-pin M12 quick-disconnect. | Stock | 51
MVP-A0-0A | AutomationDirect photoelectric sensor, tubular, threaded, polarized retroreflective, visible red, 3m sensing distance, dark-on, solid state relay, 3-wire, pigtail. | Stock | 56
MVP-A0-0E | AutomationDirect photoelectric sensor, tubular, threaded, polarized retroreflective, visible red, 3m sensing distance, dark-on, solid state relay, 3-wire, 4-pin M12 quick-disconnect. | Stock | 56
FKLN-BN-1E | AchieVe photoelectric sensor, tubular, threaded, polarized retroreflective, Class 1 red laser, 0.05-30m sensing distance, complementary light-on/dark-on, NPN, pushbutton, 4-wire, 4-pin M12 quick-disconnect. | Stock | 115
FKLN-BP-1E | AchieVe photoelectric sensor, tubular, threaded, polarized retroreflective, Class 1 red laser, 0.05-30m sensing distance, complementary light-on/dark-on, PNP, pushbutton, 4-wire, 4-pin M12 quick-disconnect. | Stock | 115
FKLN-BN-3E | AchieVe photoelectric sensor, tubular, threaded, polarized retroreflective, 90-degree, Class 1 red laser, 0.05-30m sensing distance, complementary light-on/dark-on, NPN, pushbutton, 4-wire, 4-pin M12 quick-disconnect. | Stock | 125
FKLN-BP-3E | AchieVe photoelectric sensor, tubular, threaded, polarized retroreflective, 90-degree, Class 1 red laser, 0.05-30m sensing distance, complementary light-on/dark-on, PNP, sensitivity, 4-wire, 4-pin M12 quick-disconnect. | Stock | 125
FALN-BN-0A | AutomationDirect photoelectric sensor, tubular, threaded, polarized retroreflective, Class 1 red laser, 0.06-30m sensing distance, complementary light-on/dark-on, NPN, potentiometer, 4-wire, pigtail. | Stock | 156
FALN-BN-0E | AutomationDirect photoelectric sensor, tubular, threaded, polarized retroreflective, Class 1 red laser, 0.06-30m sensing distance, complementary light-on/dark-on, NPN, potentiometer, 4-wire, 4-pin M12 quick-disconnect. | Stock | 156
C18P-AN-1A | AutomationDirect photoelectric sensor, tubular, threaded, polarized retroreflective, visible red, 2m sensing distance, dark-on, NPN, 3-wire, pigtail. | Stock | 68
C18P-AN-1E | AutomationDirect photoelectric sensor, tubular, threaded, polarized retroreflective, visible red, 2m sensing distance, dark-on, NPN, 3-wire, 4-pin M12 quick-disconnect. | Stock | 68
C18P-AP-1A | AutomationDirect photoelectric sensor, tubular, threaded, polarized retroreflective, visible red, 2m sensing distance, dark-on, PNP, 3-wire, pigtail. | Stock | 68
C18P-AP-1E | AutomationDirect photoelectric sensor, tubular, threaded, polarized retroreflective, visible red, 2m sensing distance, dark-on, PNP, 3-wire, 4-pin M12 quick-disconnect. | Stock | 68
C18P-AN-2A | AutomationDirect photoelectric sensor, tubular, threaded, polarized retroreflective, right-angle lens, visible red, 2m sensing distance, dark-on, NPN, 3-wire, pigtail. | Stock | 88
C18P-AN-2E | AutomationDirect photoelectric sensor, tubular, threaded, polarized retroreflective, right-angle lens, visible red, 2m sensing distance, dark-on, NPN, 3-wire, 4-pin M12 quick-disconnect. | Stock | 88
C18P-AP-2A | AutomationDirect photoelectric sensor, tubular, threaded, polarized retroreflective, right-angle lens, visible red, 2m sensing distance, dark-on, PNP, 3-wire, pigtail. | Stock | 88
C18P-AP-2E | AutomationDirect photoelectric sensor, tubular, threaded, polarized retroreflective, right-angle lens, visible red, 2m sensing distance, dark-on, PNP, 3-wire, 4-pin M12 quick-disconnect. | Stock | 88
FFRP-BN-1E | AutomationDirect photoelectric sensor, tubular, threaded, polarized retroreflective, visible red, 4m sensing distance, complementary light-on/dark-on, NPN, 4-wire, 4-pin M12 quick-disconnect. | Stock | 94
FFRP-BP-1E | AutomationDirect photoelectric sensor, tubular, threaded, polarized retroreflective, visible red, 4m sensing distance, complementary light-on/dark-on, PNP, 4-wire, 4-pin M12 quick-disconnect. | Stock | 94
FFRP-0N-1E | AutomationDirect photoelectric sensor, tubular, threaded, polarized retroreflective, visible red, 4m sensing distance, selectable light-on/dark-on, NPN, 4-wire, 4-pin M12 quick-disconnect. | Stock | 94
FFRP-0P-1E | AutomationDirect photoelectric sensor, tubular, threaded, polarized retroreflective, visible red, 4m sensing distance, selectable light-on/dark-on, PNP, 4-wire, 4-pin M12 quick-disconnect. | Stock | 94
FFRN-BN-1E | AutomationDirect photoelectric sensor, tubular, threaded, polarized retroreflective, visible red, 4m sensing distance, complementary light-on/dark-on, NPN, pushbutton, 4-wire, 4-pin M12 quick-disconnect. | Stock | 96
FFRN-BP-1E | AutomationDirect photoelectric sensor, tubular, threaded, polarized retroreflective, visible red, 4m sensing distance, complementary light-on/dark-on, PNP, pushbutton, 4-wire, 4-pin M12 quick-disconnect. | Stock | 96
FFRN-0N-1E | AutomationDirect photoelectric sensor, tubular, threaded, polarized retroreflective, visible red, 4m sensing distance, selectable light-on/dark-on, NPN, pushbutton, 4-wire, 4-pin M12 quick-disconnect. | Stock | 96
FFRN-0P-1E | AutomationDirect photoelectric sensor, tubular, threaded, polarized retroreflective, visible red, 4m sensing distance, selectable light-on/dark-on, PNP, pushbutton, 4-wire, 4-pin M12 quick-disconnect. | Stock | 96
PRK28-4P-200-M12 | Leuze photoelectric sensor, rectangular, polarized retroreflective, visible red, 0.02-4.5m sensing distance, complementary light-on/dark-on, PNP, 4-wire, 4-pin M12 quick-disconnect. | Stock | 76
PRK28-4P | Leuze photoelectric sensor, rectangular, polarized retroreflective, visible red, 0.02-4.5m sensing distance, complementary light-on/dark-on, PNP, 4-wire, pigtail. | Stock | 69
PRK28-2N-200-M12 | Leuze photoelectric sensor, rectangular, polarized retroreflective, visible red, 0.02-4.5m sensing distance, complementary light-on/dark-on, NPN, 4-wire, 4-pin M12 quick-disconnect. | Stock | 76
PRK28-2N | Leuze photoelectric sensor, rectangular, polarized retroreflective, visible red, 0.02-4.5m sensing distance, complementary light-on/dark-on, NPN, 4-wire, pigtail. | Stock | 69
GXP-AN-1E | AutomationDirect photoelectric sensor, rectangular, polarized retroreflective, right-angle lens, visible red, 4m sensing distance, light-on, NPN, 3-wire, 4-pin M12 quick-disconnect. | Stock | 56
GXP-AP-1E | AutomationDirect photoelectric sensor, rectangular, polarized retroreflective, right-angle lens, visible red, 4m sensing distance, light-on, PNP, 3-wire, 4-pin M12 quick-disconnect. | Stock | 56
GXP-CN-1E | AutomationDirect photoelectric sensor, rectangular, polarized retroreflective, right-angle lens, visible red, 4m sensing distance, dark-on, NPN, 3-wire, 4-pin M12 quick-disconnect. | Stock | 56
GXP-CP-1E | AutomationDirect photoelectric sensor, rectangular, polarized retroreflective, right-angle lens, visible red, 4m sensing distance, dark-on, PNP, 3-wire, 4-pin M12 quick-disconnect. | Stock | 56
E58-30RS18-GLP | Eaton photoelectric sensor, tubular, threaded, retroreflective, visible red, 18m sensing distance, light-on, solid state relay, 3-wire, 4-pin AC micro 1/2in - 20UNF thread. | Stock | 390
E58-30RS18-GDP | Eaton photoelectric sensor, tubular, threaded, retroreflective, visible red, 18m sensing distance, dark-on, solid state relay, 3-wire, 4-pin AC micro 1/2in - 20UNF thread. | Stock | 390
E58-30RP10-GLP | Eaton photoelectric sensor, tubular, threaded, polarized retroreflective, visible red, 10m sensing distance, light-on, solid state relay, 3-wire, 4-pin AC micro 1/2in - 20UNF thread. | Stock | 401
E58-30RP10-GDP | Eaton photoelectric sensor, tubular, threaded, polarized retroreflective, visible red, 10m sensing distance, dark-on, solid state relay, 3-wire, 4-pin AC micro 1/2in - 20UNF thread. | Stock | 401
E58-30RS18-HLP | Eaton photoelectric sensor, tubular, threaded, retroreflective, visible red, 18m sensing distance, light-on, NPN/PNP, 4-wire, 4-pin M12 quick-disconnect. | Stock | 390
E58-30RS18-HDP | Eaton photoelectric sensor, tubular, threaded, retroreflective, visible red, 18m sensing distance, dark-on, NPN/PNP, 4-wire, 4-pin M12 quick-disconnect. | Stock | 390
E58-30RP10-HLP | Eaton photoelectric sensor, tubular, threaded, polarized retroreflective, visible red, 10m sensing distance, light-on, NPN/PNP, 4-wire, 4-pin M12 quick-disconnect. | Stock | 401
E58-30RP10-HDP | Eaton photoelectric sensor, tubular, threaded, polarized retroreflective, visible red, 10m sensing distance, dark-on, NPN/PNP, 4-wire, 4-pin M12 quick-disconnect. | Stock | 401
RWRP-DP-0A | ProSense photoelectric sensor, rectangular, polarized retroreflective, visible red, 0.02-1.8m sensing distance, dark-on, PNP, 3-wire, pigtail. | Stock | 52
RWRP-DP-0F | ProSense photoelectric sensor, rectangular, polarized retroreflective, visible red, 0.02-1.8m sensing distance, dark-on, PNP, 3-wire, 4-pin M8 quick-disconnect. | Stock | 52
RWRP-DN-0F | ProSense photoelectric sensor, rectangular, polarized retroreflective, visible red, 0.02-1.8m sensing distance, dark-on, NPN, 3-wire, 4-pin M8 quick-disconnect. | Stock | 52
OPT2133 | Wenglor photoelectric sensor, square, retroreflective, visible red, 0-7m sensing distance, complementary light-on/dark-on, PNP, potentiometer and IO-Link, 4-wire, 4-pin M12 quick-disconnect. | Stock | 95
OPT2134 | Wenglor photoelectric sensor, square, retroreflective, visible red, 0-7m sensing distance, complementary light-on/dark-on, NPN, potentiometer and IO-Link, 4-wire, 4-pin M12 quick-disconnect. | Stock | 95
OPT2135 | Wenglor photoelectric sensor, square, retroreflective, visible red, 0-11m sensing distance, complementary light-on/dark-on, PNP, potentiometer and IO-Link, 4-wire, 4-pin M12 quick-disconnect. | Stock | 98
OPT2136 | Wenglor photoelectric sensor, square, retroreflective, visible red, 0-11m sensing distance, complementary light-on/dark-on, NPN, potentiometer and IO-Link, 4-wire, 4-pin M12 quick-disconnect. | Stock | 98
OPT2137 | Wenglor photoelectric sensor, square, retroreflective, Class 1 red laser, 0-9.5m sensing distance, complementary light-on/dark-on, PNP, potentiometer and IO-Link, 4-pin M12 quick-disconnect. | Stock | 258
OPT2138 | Wenglor photoelectric sensor, square, retroreflective, Class 1 red laser, 0-9.5m sensing distance, complementary light-on/dark-on, NPN, potentiometer and IO-Link, 4-pin M12 quick-disconnect. | Stock | 258
F16RP-DP-1F | ProSense photoelectric sensor, rectangular, polarized retroreflective, visible red, 0-1m sensing distance, dark-on, PNP, 3-wire, 3-pin M8 quick-disconnect. | Stock | 112
F16RP-DN-1F | ProSense photoelectric sensor, rectangular, polarized retroreflective, visible red, 0-1m sensing distance, dark-on, NPN, 3-wire, 3-pin M8 quick-disconnect. | Stock | 112
LRR-C23PA-NMK-603 | Contrinex photoelectric sensor, rectangular, polarized retroreflective, visible red, 30-6000mm sensing distance, complementary light-on/dark-on, PNP, IO-Link, 4-wire, pigtail. | Stock | 41
LRR-C23PA-NMK-101 | Contrinex photoelectric sensor, rectangular, polarized retroreflective, visible red, 30-6000mm sensing distance, complementary light-on/dark-on, NPN, 4-wire, pigtail. | Stock | 41
LRR-C23PA-NMS-603 | Contrinex photoelectric sensor, rectangular, polarized retroreflective, visible red, 30-6000mm sensing distance, complementary light-on/dark-on, PNP, IO-Link, 4-wire, 4-pin M8 quick-disconnect. | Stock | 41
LRR-C23PA-NMS-101 | Contrinex photoelectric sensor, rectangular, polarized retroreflective, visible red, 30-6000mm sensing distance, complementary light-on/dark-on, NPN, 4-wire, 4-pin M8 quick-disconnect. | Stock | 41
QMRN-0N-0A | AutomationDirect photoelectric sensor, rectangular, polarized retroreflective, visible red, 0.1-5m sensing distance, selectable light-on/dark-on, NPN, potentiometer, 3-wire, pigtail. | Stock | 59
QMRN-0N-0F | AutomationDirect photoelectric sensor, rectangular, polarized retroreflective, visible red, 0.1-5m sensing distance, selectable light-on/dark-on, NPN, sensitivity, 3-wire, 4-pin M8 quick-disconnect. | Stock | 59
QMRN-0P-0A | AutomationDirect photoelectric sensor, rectangular, polarized retroreflective, visible red, 0.1-5m sensing distance, selectable light-on/dark-on, PNP, potentiometer, 3-wire, pigtail. | Stock | 59
QMRN-0P-0F | AutomationDirect photoelectric sensor, rectangular, polarized retroreflective, visible red, 0.1-5m sensing distance, selectable light-on/dark-on, PNP, potentiometer, 3-wire, 4-pin M8 quick-disconnect. | Stock | 59
QMIC-0N-0A | AutomationDirect photoelectric sensor, rectangular, retroreflective, infrared, 0.1-7m sensing distance, selectable light-on/dark-on, NPN, potentiometer, 3-wire, pigtail. | Stock | 59
QMIC-0N-0F | AutomationDirect photoelectric sensor, rectangular, retroreflective, infrared, 0.1-7m sensing distance, selectable light-on/dark-on, NPN, potentiometer, 3-wire, 4-pin M8 quick-disconnect. | Stock | 59
QMIC-0P-0A | AutomationDirect photoelectric sensor, rectangular, retroreflective, infrared, 0.1-7m sensing distance, selectable light-on/dark-on, PNP, potentiometer, 3-wire, pigtail. | Stock | 59
QMIC-0P-0F | AutomationDirect photoelectric sensor, rectangular, retroreflective, infrared, 0.1-7m sensing distance, selectable light-on/dark-on, PNP, sensitivity, 3-wire, 4-pin M8 quick-disconnect. | Stock | 59
FMRP-0P-0A | AutomationDirect photoelectric sensor, rectangular, polarized retroreflective, visible red, 5m sensing distance, selectable light-on/dark-on, PNP, potentiometer, 3-wire, pigtail. | Stock | 67
FMRP-0P-0E | AutomationDirect photoelectric sensor, rectangular, polarized retroreflective, visible red, 5m sensing distance, selectable light-on/dark-on, PNP, potentiometer, 3-wire, 4-pin M12 quick-disconnect. | Stock | 69
FMRP-0P-0F | AutomationDirect photoelectric sensor, rectangular, polarized retroreflective, visible red, 5m sensing distance, selectable light-on/dark-on, PNP, potentiometer, 3-wire, 4-pin M8 quick-disconnect. | Stock | 67
FMRP-0N-0A | AutomationDirect photoelectric sensor, rectangular, polarized retroreflective, visible red, 5m sensing distance, selectable light-on/dark-on, NPN, potentiometer, 3-wire, pigtail. | Stock | 67
FMRP-0N-0E | AutomationDirect photoelectric sensor, rectangular, polarized retroreflective, visible red, 5m sensing distance, selectable light-on/dark-on, NPN, potentiometer, 3-wire, 4-pin M12 quick-disconnect. | Stock | 69
FMRP-0N-0F | AutomationDirect photoelectric sensor, rectangular, polarized retroreflective, visible red, 5m sensing distance, selectable light-on/dark-on, NPN, potentiometer, 3-wire, 4-pin M8 quick-disconnect. | Stock | 67
CXP-AN-1A | AutomationDirect photoelectric sensor, rectangular, polarized retroreflective, visible red, 2m sensing distance, dark-on, NPN, potentiometer, 3-wire, pigtail. | Stock | 79
CXP-AN-1F | AutomationDirect photoelectric sensor, rectangular, polarized retroreflective, visible red, 2m sensing distance, dark-on, NPN, potentiometer, 3-wire, 3-pin M8 quick-disconnect. | Stock | 79
CXP-AP-1A | AutomationDirect photoelectric sensor, rectangular, polarized retroreflective, visible red, 2m sensing distance, dark-on, PNP, potentiometer, 3-wire, pigtail. | Stock | 79
CXP-AP-1F | AutomationDirect photoelectric sensor, rectangular, polarized retroreflective, visible red, 2m sensing distance, dark-on, PNP, potentiometer, 3-wire, 3-pin M8 quick-disconnect. | Stock | 79
1451E-6513 | Eaton photoelectric sensor, rectangular, polarized retroreflective, visible red, 16ft sensing distance, selectable light-on/dark-on, solid state relay, potentiometer, 4-wire, pigtail. | Stock | 156
1451E-6517 | Eaton photoelectric sensor, rectangular, polarized retroreflective, visible red, 16ft sensing distance, selectable light-on/dark-on, NPN/PNP, potentiometer, 4-wire, pigtail. | Stock | 144
1451E-6514 | Eaton photoelectric sensor, rectangular, polarized retroreflective, visible red, 16ft sensing distance, selectable light-on/dark-on, SPDT EM relay, potentiometer, 5-wire, pigtail. | Stock | 156
1451E-6534 | Eaton photoelectric sensor, rectangular, polarized retroreflective, visible red, 16ft sensing distance, selectable light-on/dark-on, SPDT EM relay, potentiometer, 5-wire, 5-pin AC micro 1/2in - 20UNF thread. | Stock | 156
1451E-6543 | Eaton photoelectric sensor, rectangular, polarized retroreflective, visible red, 16ft sensing distance, selectable light-on/dark-on, solid state relay, potentiometer, 4-wire, 4-pin AC micro connector. | Stock | 156
1451E-6547 | Eaton photoelectric sensor, rectangular, polarized retroreflective, visible red, 16ft sensing distance, selectable light-on/dark-on, NPN/PNP, potentiometer, 4-wire, 4-pin M12 quick-disconnect. | Stock | 144
1451E-6504 | Eaton photoelectric sensor, rectangular, polarized retroreflective, visible red, 16ft sensing distance, selectable light-on/dark-on, SPDT EM relay, potentiometer, 5-wire, 5-pin mini 7/8in - 16UNF thread. | Stock | 156
1451E-6503 | Eaton photoelectric sensor, rectangular, polarized retroreflective, visible red, 16ft sensing distance, selectable light-on/dark-on, solid state relay, potentiometer, 4-wire, 4-pin mini 7/8in - 16UNF thread. | Stock | 163
1451E-6507 | Eaton photoelectric sensor, rectangular, polarized retroreflective, visible red, 16ft sensing distance, selectable light-on/dark-on, NPN/PNP, potentiometer, 4-wire, 4-pin mini 7/8in - 16UNF thread. | Stock | 151
OPT2139 | Wenglor photoelectric sensor, square, retroreflective, visible red, 0-2.6m sensing distance, complementary light-on/dark-on, PNP, potentiometer and IO-Link, 4-wire, 4-pin M12 quick-disconnect. | Stock | 149
OPT2140 | Wenglor photoelectric sensor, square, retroreflective, visible red, 0-2.6m sensing distance, complementary light-on/dark-on, NPN, potentiometer and IO-Link, 4-wire, 4-pin M12 quick-disconnect. | Stock | 149
TRR-C23PA-TMK-603 | Contrinex photoelectric sensor, rectangular, polarized retroreflective, visible red, 20-4200mm sensing distance, complementary light-on/dark-on, PNP, pushbutton and IO-Link, 4-wire, pigtail. | Stock | 63
TRR-C23PA-TMK-101 | Contrinex photoelectric sensor, rectangular, polarized retroreflective, visible red, 20-4200mm sensing distance, complementary light-on/dark-on, NPN, pushbutton, 4-wire, pigtail. | Stock | 63
TRR-C23PA-TMS-101 | Contrinex photoelectric sensor, rectangular, polarized retroreflective, visible red, 20-4200mm sensing distance, complementary light-on/dark-on, NPN, pushbutton, 4-wire, 4-pin M8 quick-disconnect. | Stock | 63
TRR-C23PA-PMK-603 | Contrinex photoelectric sensor, rectangular, polarized retroreflective, visible red, 20-4200mm sensing distance, complementary light-on/dark-on, PNP, potentiometer and IO-Link, 4-wire, pigtail. | Stock | 63
TRR-C23PA-PMK-101 | Contrinex photoelectric sensor, rectangular, polarized retroreflective, visible red, 20-4200mm sensing distance, complementary light-on/dark-on, NPN, potentiometer, 4-wire, pigtail. | Stock | 63
TRR-C23PA-PMS-603 | Contrinex photoelectric sensor, rectangular, polarized retroreflective, visible red, 20-4200mm sensing distance, complementary light-on/dark-on, PNP, potentiometer and IO-Link, 4-wire, 4-pin M8 quick-disconnect. | Stock | 63
TRR-C23PA-PMS-101 | Contrinex photoelectric sensor, rectangular, polarized retroreflective, visible red, 20-4200mm sensing distance, complementary light-on/dark-on, NPN, potentiometer, 4-wire, 4-pin M8 quick-disconnect. | Stock | 63
TRU-C23PA-TMK-603 | Contrinex photoelectric sensor, rectangular, polarized retroreflective, ultra violet, 1m sensing distance, complementary light-on/dark-on, PNP, pushbutton and IO-Link, 4-wire, pigtail. | Stock | 141
TRU-C23PA-TMK-101 | Contrinex photoelectric sensor, rectangular, polarized retroreflective, ultra violet, 1m sensing distance, complementary light-on/dark-on, NPN, pushbutton, 4-wire, pigtail. | Stock | 141
TRU-C23PA-TMS-603 | Contrinex photoelectric sensor, rectangular, polarized retroreflective, ultra violet, 1m sensing distance, complementary light-on/dark-on, PNP, pushbutton and IO-Link, 4-wire, 4-pin M8 quick-disconnect. | Stock | 141
TRU-C23PA-TMS-101 | Contrinex photoelectric sensor, rectangular, polarized retroreflective, ultra violet, 1m sensing distance, complementary light-on/dark-on, NPN, pushbutton, 4-wire, 4-pin M8 quick-disconnect. | Stock | 141
QMRL-0N-0A | AutomationDirect photoelectric sensor, rectangular, retroreflective, visible red, 0.4-4m sensing distance, selectable light-on/dark-on, NPN, potentiometer, 3-wire, pigtail. | Stock | 67
QMRL-0N-0F | AutomationDirect photoelectric sensor, rectangular, retroreflective, visible red, 0.4-4m sensing distance, selectable light-on/dark-on, NPN, potentiometer, 3-wire, 4-pin M8 quick-disconnect. | Stock | 67
QMRL-0P-0A | AutomationDirect photoelectric sensor, rectangular, retroreflective, visible red, 0.4-4m sensing distance, selectable light-on/dark-on, PNP, potentiometer, 3-wire, pigtail. | Stock | 67
QMRL-0P-0F | AutomationDirect photoelectric sensor, rectangular, retroreflective, visible red, 0.4-4m sensing distance, selectable light-on/dark-on, PNP, potentiometer, 3-wire, 4-pin M8 quick-disconnect. | Stock | 67
QMRG-0N-0A | AutomationDirect photoelectric sensor, rectangular, retroreflective, visible red, 0.05-1m sensing distance, selectable light-on/dark-on, NPN, potentiometer, 3-wire, pigtail. | Stock | 67
QMRG-0N-0F | AutomationDirect photoelectric sensor, rectangular, retroreflective, visible red, 0.05-1m sensing distance, selectable light-on/dark-on, NPN, potentiometer, 3-wire, 4-pin M8 quick-disconnect. | Stock | 67
QMRG-0P-0A | AutomationDirect photoelectric sensor, rectangular, retroreflective, visible red, 0.05-1m sensing distance, selectable light-on/dark-on, PNP, potentiometer, 3-wire, pigtail. | Stock | 67
QMRG-0P-0F | AutomationDirect photoelectric sensor, rectangular, retroreflective, visible red, 0.05-1m sensing distance, selectable light-on/dark-on, PNP, potentiometer, 3-wire, 4-pin M8 quick-disconnect. | Stock | 67
QMIG-0N-0A | AutomationDirect photoelectric sensor, rectangular, retroreflective, infrared, 0.05-1m sensing distance, selectable light-on/dark-on, NPN, potentiometer, 3-wire, pigtail. | Stock | 67
QMIG-0N-0F | AutomationDirect photoelectric sensor, rectangular, retroreflective, infrared, 0.05-1m sensing distance, selectable light-on/dark-on, NPN, potentiometer, 3-wire, 4-pin M8 quick-disconnect. | Stock | 67
QMIG-0P-0A | AutomationDirect photoelectric sensor, rectangular, retroreflective, infrared, 0.05-1m sensing distance, selectable light-on/dark-on, PNP, potentiometer, 3-wire, pigtail. | Stock | 67
QMIG-0P-0F | AutomationDirect photoelectric sensor, rectangular, retroreflective, infrared, 0.05-1m sensing distance, selectable light-on/dark-on, PNP, potentiometer, 3-wire, 4-pin M8 quick-disconnect. | Stock | 67
FFRL-BN-1E | AutomationDirect photoelectric sensor, tubular, threaded, retroreflective, visible red, 1m sensing distance, complementary light-on/dark-on, NPN, pushbutton, 4-wire, 4-pin M12 quick-disconnect. | Stock | 96
FFRL-BP-1E | AutomationDirect photoelectric sensor, tubular, threaded, retroreflective, visible red, 1m sensing distance, complementary light-on/dark-on, PNP, pushbutton, 4-wire, 4-pin M12 quick-disconnect. | Stock | 96
FFRL-0N-1E | AutomationDirect photoelectric sensor, tubular, threaded, retroreflective, visible red, 1m sensing distance, selectable light-on/dark-on, NPN, pushbutton, 4-wire, 4-pin M12 quick-disconnect. | Stock | 96
FFRL-0P-1E | AutomationDirect photoelectric sensor, tubular, threaded, retroreflective, visible red, 1m sensing distance, selectable light-on/dark-on, PNP, pushbutton, 4-wire, 4-pin M12 quick-disconnect. | Stock | 96
1452E-6513 | Eaton photoelectric sensor, rectangular, polarized retroreflective, visible red, 45in sensing distance, selectable light-on/dark-on, solid state relay, potentiometer, 4-wire, pigtail. | Stock | 245
1452E-6517 | Eaton photoelectric sensor, rectangular, polarized retroreflective, visible red, 45in sensing distance, selectable light-on/dark-on, NPN/PNP, potentiometer, 4-wire, pigtail. | Stock | 237
1452E-6543 | Eaton photoelectric sensor, rectangular, polarized retroreflective, visible red, 45in sensing distance, selectable light-on/dark-on, solid state relay, potentiometer, 4-wire, 4-pin AC micro 1/2in - 20UNF thread. | Stock | 237
1452E-6547 | Eaton photoelectric sensor, rectangular, polarized retroreflective, visible red, 45in sensing distance, selectable light-on/dark-on, NPN/PNP, potentiometer, 4-wire, 4-pin M12 quick-disconnect. | Stock | 237
1452E-6504 | Eaton photoelectric sensor, rectangular, polarized retroreflective, visible red, 45in sensing distance, selectable light-on/dark-on, SPDT EM relay, potentiometer, 5-wire, 5-pin mini 7/8in - 16UNF thread. | Stock | 236
OPT2015 | Wenglor photoelectric sensor, rectangular, retroreflective, Class 1 red laser, 0.2-100.2m sensing distance, selectable light-on/dark-on, NPN/PNP, pushbutton user interface with display, 8-pin M12 quick-disconnect. | Stock | 916
Through-Beam Photoelectric Sensors
FBM-RR-0P-0A | AchieVe photoelectric sensor, rectangular, through-beam receiver, 0-10m sensing distance, selectable light-on/dark-on, PNP, 10-30 VDC operating voltage, 20 x 11 x 32.4mm body, ABS/polycarbonate, 3-wire, pigtail. | Stock | 21
FBM-RR-0N-0A | AchieVe photoelectric sensor, rectangular, through-beam receiver, 0-10m sensing distance, selectable light-on/dark-on, NPN, 10-30 VDC operating voltage, 20 x 11 x 32.4mm body, ABS/polycarbonate, 3-wire, pigtail. | Stock | 21
FBM-RR-0P-0F | AchieVe photoelectric sensor, rectangular, through-beam receiver, 0-10m sensing distance, selectable light-on/dark-on, PNP, 10-30 VDC operating voltage, 20 x 11 x 32.4mm body, ABS/polycarbonate, 3-wire, 4-pin M8 quick-disconnect. | Stock | 21
FBM-RR-0N-0F | AchieVe photoelectric sensor, rectangular, through-beam receiver, 0-10m sensing distance, selectable light-on/dark-on, NPN, 10-30 VDC operating voltage, 20 x 11 x 32.4mm body, ABS/polycarbonate, 3-wire, 4-pin M8 quick-disconnect. | Stock | 21
FBM-RE-00-0A | AchieVe photoelectric sensor, rectangular, through-beam emitter, visible red, 0-10m sensing distance, 10-30 VDC operating voltage, 20 x 11 x 32.4mm body, ABS/polycarbonate, 3-wire, pigtail. | Stock | 18.5
FBM-RE-00-0F | AchieVe photoelectric sensor, rectangular, through-beam emitter, visible red, 0-10m sensing distance, 10-30 VDC operating voltage, 20 x 11 x 32.4mm body, ABS/polycarbonate, 3-wire, 4-pin M8 quick-disconnect. | Stock | 18.5
BTF1M-TDTL | Autonics photoelectric sensor, rectangular, through-beam pair, visible red, 0-1m sensing distance, light-on, NPN, 10.8-26.4 VDC operating voltage, 15.8 x 13 x 3.7mm body, polybutylene terephthalate, 3-wire, pigtail. | Stock | 100
BTF1M-TDTL-P | Autonics photoelectric sensor, rectangular, through-beam pair, visible red, 0-1m sensing distance, light-on, PNP, 10.8-26.4 VDC operating voltage, 15.8 x 13 x 3.7mm body, polybutylene terephthalate, 3-wire, pigtail. | Stock | 100
BTF1M-TDTD | Autonics photoelectric sensor, rectangular, through-beam pair, visible red, 0-1m sensing distance, dark-on, NPN, 10.8-26.4 VDC operating voltage, 15.8 x 13 x 3.7mm body, polybutylene terephthalate, 3-wire, pigtail. | Stock | 100
BTF1M-TDTD-P | Autonics photoelectric sensor, rectangular, through-beam pair, visible red, 0-1m sensing distance, dark-on, PNP, 10.8-26.4 VDC operating voltage, 15.8 x 13 x 3.7mm body, polybutylene terephthalate, 3-wire, pigtail. | Stock | 100
BPS3M-TDT | Autonics photoelectric sensor, rectangular, through-beam pair, infrared, 0-3m sensing distance, dark-on, NPN, 10.8-26.4 VDC operating voltage, 28 x 16 x 7.5mm body, polycarbonate, 3-wire, pigtail. | Stock | 93
BPS3M-TDT-P | Autonics photoelectric sensor, rectangular, through-beam pair, infrared, 0-3m sensing distance, dark-on, PNP, 10.8-26.4 VDC operating voltage, 28 x 16 x 7.5mm body, polycarbonate, 3-wire, pigtail. | Stock | 93
BPS3M-TDTL | Autonics photoelectric sensor, rectangular, through-beam pair, infrared, 0-3m sensing distance, light-on, NPN, 10.8-26.4 VDC operating voltage, 28 x 16 x 7.5mm body, polycarbonate, 3-wire, pigtail. | Stock | 93
BPS3M-TDTL-P | Autonics photoelectric sensor, rectangular, through-beam pair, infrared, 0-3m sensing distance, light-on, PNP, 10.8-26.4 VDC operating voltage, 28 x 16 x 7.5mm body, polycarbonate, 3-wire, pigtail. | Stock | 93
BTS1M-TDTL | Autonics photoelectric sensor, rectangular, through-beam pair, visible red, 0-1m sensing distance, light-on, NPN, 10.8-26.4 VDC operating voltage, 9.5 x 7.2 x 18.6mm body, polybutylene terephthalate, 3-wire, pigtail. | Stock | 100
BTS1M-TDTL-P | Autonics photoelectric sensor, rectangular, through-beam pair, visible red, 0-1m sensing distance, light-on, PNP, 10.8-26.4 VDC operating voltage, 9.5 x 7.2 x 18.6mm body, polybutylene terephthalate, 3-wire, pigtail. | Stock | 100
BTS1M-TDTD | Autonics photoelectric sensor, rectangular, through-beam pair, visible red, 0-1m sensing distance, dark-on, NPN, 10.8-26.4 VDC operating voltage, 9.5 x 7.2 x 18.6mm body, polybutylene terephthalate, 3-wire, pigtail. | Stock | 100
BTS1M-TDTD-P | Autonics photoelectric sensor, rectangular, through-beam pair, visible red, 0-1m sensing distance, dark-on, PNP, 10.8-26.4 VDC operating voltage, 9.5 x 7.2 x 18.6mm body, polybutylene terephthalate, 3-wire, pigtail. | Stock | 100
LLR-D04MA-NMK-400 | Contrinex photoelectric sensor, tubular, smooth, through-beam emitter, visible red, 0-600mm sensing distance, 10-30 VDC operating voltage, 4mm diameter x 35.8mm body, 304 stainless steel, 3-wire, pigtail. | Stock | 54
LLR-D04MA-NMS-400 | Contrinex photoelectric sensor, tubular, smooth, through-beam emitter, visible red, 0-600mm sensing distance, 10-30 VDC operating voltage, 4mm diameter x 45.8mm body, 304 stainless steel, 3-wire, 3-pin M8 quick-disconnect. | Stock | 54
LLR-D04MA-NMK-404 | Contrinex photoelectric sensor, tubular, smooth, through-beam receiver, 0-600mm sensing distance, dark-on, PNP, 10-30 VDC operating voltage, 4mm diameter x 35.8mm body, 304 stainless steel, 3-wire, pigtail. | Stock | 70
LLR-D04MA-NMS-404 | Contrinex photoelectric sensor, tubular, smooth, through-beam receiver, 0-600mm sensing distance, dark-on, PNP, 10-30 VDC operating voltage, 4mm diameter x 45.8mm body, 304 stainless steel, 3-wire, 3-pin M8 quick-disconnect. | Stock | 70
LLR-D04MA-NMK-302 | Contrinex photoelectric sensor, tubular, smooth, through-beam receiver, 0-600mm sensing distance, dark-on, NPN, 10-30 VDC operating voltage, 4mm diameter x 35.8mm body, 304 stainless steel, 3-wire, pigtail. | Stock | 70
LLR-D04MA-NMS-302 | Contrinex photoelectric sensor, tubular, smooth, through-beam receiver, 0-600mm sensing distance, dark-on, NPN, 10-30 VDC operating voltage, 4mm diameter x 45.8mm body, 304 stainless steel, 3-wire, 3-pin M8 quick-disconnect. | Stock | 70
LLR-M05MA-NMK-400 | Contrinex photoelectric sensor, tubular, threaded, through-beam emitter, visible red, 0-600mm sensing distance, 10-30 VDC operating voltage, 5mm diameter x 35.4mm body, 304 stainless steel, 3-wire, pigtail. | Stock | 54
LLR-M05MA-NMS-400 | Contrinex photoelectric sensor, tubular, threaded, through-beam emitter, visible red, 0-600mm sensing distance, 10-30 VDC operating voltage, 5mm diameter x 45.8mm body, 304 stainless steel, 3-wire, 3-pin M8 quick-disconnect. | Stock | 54
LLR-M05MA-NMK-404 | Contrinex photoelectric sensor, tubular, threaded, through-beam receiver, 0-600mm sensing distance, dark-on, PNP, 10-30 VDC operating voltage, 5mm diameter x 35.4mm body, 304 stainless steel, 3-wire, pigtail. | Stock | 70
LLR-M05MA-NMS-404 | Contrinex photoelectric sensor, tubular, threaded, through-beam receiver, 0-600mm sensing distance, dark-on, PNP, 10-30 VDC operating voltage, 5mm diameter x 45.8mm body, 304 stainless steel, 3-wire, 3-pin M8 quick-disconnect. | Stock | 70
LLR-M05MA-NMK-302 | Contrinex photoelectric sensor, tubular, threaded, through-beam receiver, 0-600mm sensing distance, dark-on, NPN, 10-30 VDC operating voltage, 5mm diameter x 35.4mm body, 304 stainless steel, 3-wire, pigtail. | Stock | 70
LLR-M05MA-NMS-302 | Contrinex photoelectric sensor, tubular, threaded, through-beam receiver, 0-600mm sensing distance, dark-on, NPN, 10-30 VDC operating voltage, 5mm diameter x 45.8mm body, 304 stainless steel, 3-wire, 3-pin M8 quick-disconnect. | Stock | 70
F8RE-00-1F | ProSense photoelectric sensor, tubular, threaded, through-beam emitter, visible red, 0-2.2m sensing distance, 10-30 VDC operating voltage, 8mm diameter x 40mm body, 303 stainless steel, 2-wire, 3-pin M8 quick-disconnect. | Stock | 99
F8RR-DN-1F | ProSense photoelectric sensor, tubular, threaded, through-beam receiver, 0-2.2m sensing distance, dark-on, NPN, 10-30 VDC operating voltage, 8mm diameter x 40mm body, 303 stainless steel, 3-wire, 3-pin M8 quick-disconnect. | Stock | 99
F8RR-DP-1F | ProSense photoelectric sensor, tubular, threaded, through-beam receiver, 0-2.2m sensing distance, dark-on, PNP, 10-30 VDC operating voltage, 8mm diameter x 40mm body, 303 stainless steel, 3-wire, 3-pin M8 quick-disconnect. | Stock | 99
HEE-00-3A | AutomationDirect photoelectric sensor, tubular, threaded, through-beam emitter, infrared, 1m sensing distance, 10-30 VDC operating voltage, 8mm diameter x 49mm body, 303 stainless steel, 2-wire, pigtail. | Stock | 45.5
HEE-00-3F | AutomationDirect photoelectric sensor, tubular, threaded, through-beam emitter, infrared, 1m sensing distance, 10-30 VDC operating voltage, 8mm diameter x 54mm body, 303 stainless steel, 2-wire, 3-pin M8 quick-disconnect. | Stock | 46.5
HER-AP-3A | AutomationDirect photoelectric sensor, tubular, threaded, through-beam receiver, 1m sensing distance, dark-on, PNP, 10-30 VDC operating voltage, 8mm diameter x 49mm body, 303 stainless steel, 3-wire, pigtail. | Stock | 65
HER-CP-3A | AutomationDirect photoelectric sensor, tubular, threaded, through-beam receiver, 1m sensing distance, light-on, PNP, 10-30 VDC operating voltage, 8mm diameter x 49mm body, 303 stainless steel, 3-wire, pigtail. | Stock | 70
HER-AP-3F | AutomationDirect photoelectric sensor, tubular, threaded, through-beam receiver, 1m sensing distance, dark-on, PNP, 10-30 VDC operating voltage, 8mm diameter x 54mm body, 303 stainless steel, 3-wire, 3-pin M8 quick-disconnect. | Stock | 68
HER-CP-3F | AutomationDirect photoelectric sensor, tubular, threaded, through-beam receiver, 1m sensing distance, light-on, PNP, 10-30 VDC operating voltage, 8mm diameter x 54mm body, 303 stainless steel, 3-wire, 3-pin M8 quick-disconnect. | Stock | 70
HER-AN-3F | AutomationDirect photoelectric sensor, tubular, threaded, through-beam receiver, 1m sensing distance, dark-on, NPN, 10-30 VDC operating voltage, 8mm diameter x 54mm body, 303 stainless steel, 3-wire, 3-pin M8 quick-disconnect. | Stock | 68
HER-CN-3F | AutomationDirect photoelectric sensor, tubular, threaded, through-beam receiver, 1m sensing distance, light-on, NPN, 10-30 VDC operating voltage, 8mm diameter x 54mm body, 303 stainless steel, 3-wire, 3-pin M8 quick-disconnect. | Stock | 70
LLR-M12MA-NMK-400 | Contrinex photoelectric sensor, tubular, threaded, through-beam emitter, visible red, 0-10m sensing distance, 10-30 VDC operating voltage, 12mm diameter x 50mm body, chrome-plated brass, 3-wire, pigtail. | Stock | 32.5
LLR-M12MA-NMK-603 | Contrinex photoelectric sensor, tubular, threaded, through-beam receiver, 0-10m sensing distance, complementary light-on/dark-on, PNP, 10-30 VDC operating voltage, 12mm diameter x 50mm body, chrome-plated brass, 4-wire, pigtail. | Stock | 44.5
LLR-M12MA-NMK-101 | Contrinex photoelectric sensor, tubular, threaded, through-beam receiver, 0-10m sensing distance, complementary light-on/dark-on, NPN, 10-30 VDC operating voltage, 12mm diameter x 50mm body, chrome-plated brass, 4-wire, pigtail. | Stock | 44.5
LLR-M12MA-NMS-400 | Contrinex photoelectric sensor, tubular, threaded, through-beam emitter, visible red, 0-10m sensing distance, 10-30 VDC operating voltage, 12mm diameter x 60mm body, chrome-plated brass, 3-wire, 4-pin M12 quick-disconnect. | Stock | 32.5
LLR-M12MA-NMS-603 | Contrinex photoelectric sensor, tubular, threaded, through-beam receiver, 0-10m sensing distance, complementary light-on/dark-on, PNP, 10-30 VDC operating voltage, 12mm diameter x 60mm body, chrome-plated brass, 4-wire, 4-pin M12 quick-disconnect. | Stock | 44.5
LLR-M12MA-NMS-101 | Contrinex photoelectric sensor, tubular, threaded, through-beam receiver, 0-10m sensing distance, complementary light-on/dark-on, NPN, 10-30 VDC operating voltage, 12mm diameter x 60mm body, chrome-plated brass, 4-wire, 4-pin M12 quick-disconnect. | Stock | 44.5
FDME-00-1A | AchieVe photoelectric sensor, tubular, threaded, through-beam emitter, infrared, 4m sensing distance, 10-30 VDC operating voltage, 12mm diameter x 55mm body, metal, 3-wire, pigtail. | Stock | 28.5
FDME-00-1H | AchieVe photoelectric sensor, tubular, threaded, through-beam emitter, infrared, 4m sensing distance, 10-30 VDC operating voltage, 12mm diameter x 66mm body, metal, 3-wire, 4-pin M12 quick-disconnect. | Stock | 28.5
FDMR-0N-1A | AchieVe photoelectric sensor, tubular, threaded, through-beam receiver, 4m sensing distance, selectable light-on/dark-on, NPN, 10-30 VDC operating voltage, 12mm diameter x 55mm body, metal, 4-wire, pigtail. | Stock | 35
FDMR-0N-1H | AchieVe photoelectric sensor, tubular, threaded, through-beam receiver, 4m sensing distance, selectable light-on/dark-on, NPN, 10-30 VDC operating voltage, 12mm diameter x 66mm body, metal, 4-wire, 4-pin M12 quick-disconnect. | Stock | 35
FDMR-0P-1A | AchieVe photoelectric sensor, tubular, threaded, through-beam receiver, 4m sensing distance, selectable light-on/dark-on, PNP, 10-30 VDC operating voltage, 12mm diameter x 55mm body, metal, 4-wire, pigtail. | Stock | 35
FDMR-0P-1H | AchieVe photoelectric sensor, tubular, threaded, through-beam receiver, 4m sensing distance, selectable light-on/dark-on, PNP, 10-30 VDC operating voltage, 12mm diameter x 66mm body, metal, 4-wire, 4-pin M12 quick-disconnect. | Stock | 35
DMR-0P-1A | AutomationDirect photoelectric sensor, tubular, threaded, through-beam receiver, 4m sensing distance, selectable light-on/dark-on, PNP, 10-30 VDC operating voltage, 12mm diameter x 55mm body, metal, 4-wire, pigtail. | Stock | 47
DMR-0N-1H | AutomationDirect photoelectric sensor, tubular, threaded, through-beam receiver, 4m sensing distance, selectable light-on/dark-on, NPN, 10-30 VDC operating voltage, 12mm diameter x 66mm body, metal, 4-wire, 4-pin M12 quick-disconnect. | Stock | 47
DME-00-1A | AutomationDirect photoelectric sensor, tubular, threaded, through-beam emitter, infrared, 4m sensing distance, 10-30 VDC operating voltage, 12mm diameter x 55mm body, metal, 3-wire, pigtail. | Stock | 37
DME-00-1H | AutomationDirect photoelectric sensor, tubular, threaded, through-beam emitter, infrared, 4m sensing distance, NPN, 10-30 VDC operating voltage, 12mm diameter x 66mm body, metal, 3-wire, 4-pin M12 quick-disconnect. | Stock | 37
LLR-M18MA-NMS-400 | Contrinex photoelectric sensor, tubular, threaded, through-beam emitter, visible red, 0-30m sensing distance, 10-30 VDC operating voltage, 18mm diameter x 27mm body, 304 stainless steel, 3-wire, 4-pin M12 quick-disconnect. | Stock | 32.5
LLR-M18MA-NMS-603 | Contrinex photoelectric sensor, tubular, threaded, through-beam receiver, 0-30m sensing distance, complementary light-on/dark-on, PNP, 10-30 VDC operating voltage, 18mm diameter x 27mm body, 304 stainless steel, 4-wire, 4-pin M12 quick-disconnect. | Stock | 44.5
LLR-M18MA-NMS-101 | Contrinex photoelectric sensor, tubular, threaded, through-beam receiver, 0-30m sensing distance, complementary light-on/dark-on, NPN, 10-30 VDC operating voltage, 18mm diameter x 27mm body, 304 stainless steel, 4-wire, 4-pin M12 quick-disconnect. | Stock | 44.5
LLR-M18PA-NMS-400 | Contrinex photoelectric sensor, tubular, threaded, through-beam emitter, visible red, 0-30m sensing distance, 10-30 VDC operating voltage, 18mm diameter x 27mm body, ABS plastic, 3-wire, 4-pin M12 quick-disconnect. | Stock | 23.5
LLR-M18PA-NMK-400 | Contrinex photoelectric sensor, tubular, threaded, through-beam emitter, visible red, 0-30m sensing distance, 10-30 VDC operating voltage, 18mm diameter x 33mm body, ABS plastic, 3-wire, pigtail. | Stock | 23.5
LLR-M18PA-NMS-603 | Contrinex photoelectric sensor, tubular, threaded, through-beam receiver, 0-30m sensing distance, complementary light-on/dark-on, PNP, 10-30 VDC operating voltage, 18mm diameter x 27mm body, ABS plastic, 4-wire, 4-pin M12 quick-disconnect. | Stock | 27
LLR-M18PA-NMK-603 | Contrinex photoelectric sensor, tubular, threaded, through-beam receiver, 0-30m sensing distance, complementary light-on/dark-on, PNP, 10-30 VDC operating voltage, 18mm diameter x 33mm body, ABS plastic, 4-wire, pigtail. | Stock | 27
LLR-M18PA-NMS-101 | Contrinex photoelectric sensor, tubular, threaded, through-beam receiver, 0-30m sensing distance, complementary light-on/dark-on, NPN, 10-30 VDC operating voltage, 18mm diameter x 27mm body, ABS plastic, 4-wire, 4-pin M12 quick-disconnect. | Stock | 27
LLR-M18PA-NMK-101 | Contrinex photoelectric sensor, tubular, threaded, through-beam receiver, 0-30m sensing distance, complementary light-on/dark-on, NPN, 10-30 VDC operating voltage, 18mm diameter x 33mm body, ABS plastic, 4-wire, pigtail. | Stock | 27
FBE-00-0E | AutomationDirect photoelectric sensor, tubular, threaded, through-beam emitter, visible red, 8m sensing distance, 10-30 VDC operating voltage, 18mm diameter x 33.9mm body, plastic, 2-wire, 4-pin M12 quick-disconnect. | Stock | 28
FBR-LN-0E | AutomationDirect photoelectric sensor, tubular, threaded, through-beam receiver, 8m sensing distance, light-on, NPN, 10-30 VDC operating voltage, 18mm diameter x 33.9mm body, plastic, 3-wire, 4-pin M12 quick-disconnect. | Stock | 33
FBR-DN-0E | AutomationDirect photoelectric sensor, tubular, threaded, through-beam receiver, 8m sensing distance, dark-on, NPN, 10-30 VDC operating voltage, 18mm diameter x 33.9mm body, plastic, 3-wire, 4-pin M12 quick-disconnect. | Stock | 33
FBR-LP-0E | AutomationDirect photoelectric sensor, tubular, threaded, through-beam receiver, 8m sensing distance, light-on, PNP, 10-30 VDC operating voltage, 18mm diameter x 33.9mm body, plastic, 3-wire, 4-pin M12 quick-disconnect. | Stock | 33
FBR-DP-0E | AutomationDirect photoelectric sensor, tubular, threaded, through-beam receiver, 8m sensing distance, dark-on, PNP, 10-30 VDC operating voltage, 18mm diameter x 33.9mm body, plastic, 3-wire, 4-pin M12 quick-disconnect. | Stock | 33
F18IR-0N-0A | ProSense photoelectric sensor, tubular, threaded, through-beam receiver, 25m sensing distance, selectable light-on/dark-on, NPN, 10-30 VDC operating voltage, 18mm diameter x 67mm body, polybutylene terephthalate, pigtail. | Stock | 39
F18IR-0P-0A | ProSense photoelectric sensor, tubular, threaded, through-beam receiver, 25m sensing distance, selectable light-on/dark-on, PNP, 10-30 VDC operating voltage, 18mm diameter x 67mm body, polybutylene terephthalate, pigtail. | Stock | 39
F18IR-0N-0E | ProSense photoelectric sensor, tubular, threaded, through-beam receiver, 25m sensing distance, selectable light-on/dark-on, NPN, 10-30 VDC operating voltage, 18mm diameter x 71.5mm body, polybutylene terephthalate, 4-pin M12 quick-disconnect. | Stock | 31.5
F18IR-0P-0E | ProSense photoelectric sensor, tubular, threaded, through-beam receiver, 25m sensing distance, selectable light-on/dark-on, PNP, 10-30 VDC operating voltage, 18mm diameter x 71.5mm body, polybutylene terephthalate, 4-pin M12 quick-disconnect. | Stock | 31.5
F18IE-00-0A | ProSense photoelectric sensor, tubular, threaded, through-beam emitter, infrared, 25m sensing distance, 10-30 VDC operating voltage, 18mm diameter x 67mm body, polybutylene terephthalate, pigtail. | Stock | 31.5
F18IE-00-0E | ProSense photoelectric sensor, tubular, threaded, through-beam emitter, infrared, 25m sensing distance, 10-30 VDC operating voltage, 18mm diameter x 71.5mm body, polybutylene terephthalate, 4-pin M12 quick-disconnect. | Stock | 31.5
MVE-00-0A | AutomationDirect photoelectric sensor, tubular, threaded, through-beam emitter, infrared, 16m sensing distance, 20-253 VAC operating voltage, 18mm diameter x 80mm body, plastic, 2-wire, pigtail. | Stock | 45
MVE-00-0E | AutomationDirect photoelectric sensor, tubular, threaded, through-beam emitter, infrared, 16m sensing distance, 20-253 VAC operating voltage, 18mm diameter x 80mm body, plastic, 2-wire, 4-pin M12 quick-disconnect. | Stock | 45
MVR-A0-0A | AutomationDirect photoelectric sensor, tubular, threaded, through-beam receiver, 16m sensing distance, dark-on, solid state relay, 20-253 VAC operating voltage, 18mm diameter x 80mm body, plastic, 3-wire, pigtail. | Stock | 45
MVR-A0-0E | AutomationDirect photoelectric sensor, tubular, threaded, through-beam receiver, 16m sensing distance, dark-on, solid state relay, 20-253 VAC operating voltage, 18mm diameter x 80mm body, plastic, 3-wire, 4-pin M12 quick-disconnect. | Stock | 45
FKLD-BN-1E | AchieVe photoelectric sensor, tubular, threaded, through-beam receiver, 0.05-50m sensing distance, complementary light-on/dark-on, NPN, 10-30 VDC operating voltage, 18mm diameter x 60mm body, nickel-plated brass, 4-wire, 4-pin M12 quick-disconnect. | Stock | 40.5
FKLD-BP-1E | AchieVe photoelectric sensor, tubular, threaded, through-beam receiver, 0.05-50m sensing distance, complementary light-on/dark-on, PNP, 10-30 VDC operating voltage, 18mm diameter x 60mm body, nickel-plated brass, 4-wire, 4-pin M12 quick-disconnect. | Stock | 40.5
FKLD-BN-3E | AchieVe photoelectric sensor, tubular, threaded, through-beam receiver, 90-degree, 0.05-50m sensing distance, complementary light-on/dark-on, NPN, 10-30 VDC operating voltage, 18mm diameter x 60mm body, nickel-plated brass, 4-wire, 4-pin M12 quick-disconnect. | Stock | 46
FKLD-BP-3E | AchieVe photoelectric sensor, tubular, threaded, through-beam receiver, 90-degree, 0.05-50m sensing distance, complementary light-on/dark-on, PNP, 10-30 VDC operating voltage, 18mm diameter x 60mm body, nickel-plated brass, 4-wire, 4-pin M12 quick-disconnect. | Stock | 46
FKLH-X0-1E | AchieVe photoelectric sensor, tubular, threaded, through-beam emitter, Class 1 red laser, 0.05-50m sensing distance, 10-30 VDC operating voltage, 18mm diameter x 60mm body, nickel-plated brass, 3-wire, 4-pin M12 quick-disconnect. | Stock | 75
FKLH-X0-3E | AchieVe photoelectric sensor, tubular, threaded, through-beam emitter, 90-degree, Class 1 red laser, 0.05-50m sensing distance, 10-30 VDC operating voltage, 18mm diameter x 60mm body, nickel-plated brass, 3-wire, 4-pin M12 quick-disconnect. | Stock | 80
FALH-X0-0E | AutomationDirect photoelectric sensor, tubular, threaded, through-beam emitter, Class 1 red laser, 50m sensing distance, 10-30 VDC operating voltage, 18mm diameter body, plastic, 2-wire, 4-pin M12 quick-disconnect. | Stock | 109
FALD-BN-0E | AutomationDirect photoelectric sensor, tubular, threaded, through-beam receiver, 0.1-50m sensing distance, complementary light-on/dark-on, NPN, 10-30 VDC operating voltage, 18mm diameter body, plastic, 4-wire, 4-pin M12 quick-disconnect. | Stock | 55
FALD-BP-0A | AutomationDirect photoelectric sensor, tubular, threaded, through-beam receiver, 0.1-50m sensing distance, complementary light-on/dark-on, PNP, 10-30 VDC operating voltage, 18mm diameter body, plastic, 4-wire, pigtail. | Stock | 55
C18E-00-1A | AutomationDirect photoelectric sensor, tubular, threaded, through-beam emitter, visible red, 6m sensing distance, 10-36 VDC operating voltage, 18mm diameter x 50mm body, metal, 3-wire, pigtail. | Stock | 43.5
C18E-00-1E | AutomationDirect photoelectric sensor, tubular, threaded, through-beam emitter, visible red, 6m sensing distance, 10-36 VDC operating voltage, 18mm diameter x 50mm body, metal, 3-wire, 4-pin M12 quick-disconnect. | Stock | 43.5
C18R-0N-1A | AutomationDirect photoelectric sensor, tubular, threaded, through-beam receiver, 6m sensing distance, complementary light-on/dark-on, NPN, 10-36 VDC operating voltage, 18mm diameter x 50mm body, metal, 4-wire, pigtail. | Stock | 60
C18R-0N-1E | AutomationDirect photoelectric sensor, tubular, threaded, through-beam receiver, 6m sensing distance, complementary light-on/dark-on, NPN, 10-36 VDC operating voltage, 18mm diameter x 50mm body, metal, 4-wire, 4-pin M12 quick-disconnect. | Stock | 60
C18R-0P-1A | AutomationDirect photoelectric sensor, tubular, threaded, through-beam receiver, 6m sensing distance, complementary light-on/dark-on, PNP, 10-36 VDC operating voltage, 18mm diameter x 50mm body, metal, 4-wire, pigtail. | Stock | 60
C18R-0P-1E | AutomationDirect photoelectric sensor, tubular, threaded, through-beam receiver, 6m sensing distance, complementary light-on/dark-on, PNP, 10-36 VDC operating voltage, 18mm diameter x 50mm body, metal, 4-wire, 4-pin M12 quick-disconnect. | Stock | 60
C18E-00-2A | AutomationDirect photoelectric sensor, tubular, threaded, through-beam emitter, right-angle lens, visible red, 6m sensing distance, 10-36 VDC operating voltage, 18mm diameter x 61.5mm body, metal, 3-wire, pigtail. | Stock | 60
C18E-00-2E | AutomationDirect photoelectric sensor, tubular, threaded, through-beam emitter, right-angle lens, visible red, 6m sensing distance, 10-36 VDC operating voltage, 18mm diameter x 61.5mm body, metal, 3-wire, 4-pin M12 quick-disconnect. | Stock | 60
C18R-0N-2A | AutomationDirect photoelectric sensor, tubular, threaded, through-beam receiver, right-angle lens, 6m sensing distance, complementary light-on/dark-on, NPN, 10-36 VDC operating voltage, 18mm diameter x 61.5mm body, metal, 4-wire, pigtail. | Stock | 77
C18R-0N-2E | AutomationDirect photoelectric sensor, tubular, threaded, through-beam receiver, right-angle lens, 6m sensing distance, complementary light-on/dark-on, NPN, 10-36 VDC operating voltage, 18mm diameter x 61.5mm body, metal, 4-wire, 4-pin M12 quick-disconnect. | Stock | 77
C18R-0P-2A | AutomationDirect photoelectric sensor, tubular, threaded, through-beam receiver, right-angle lens, 6m sensing distance, complementary light-on/dark-on, PNP, 10-36 VDC operating voltage, 18mm diameter x 61.5mm body, metal, 4-wire, pigtail. | Stock | 77
C18R-0P-2E | AutomationDirect photoelectric sensor, tubular, threaded, through-beam receiver, right-angle lens, 6m sensing distance, complementary light-on/dark-on, PNP, 10-36 VDC operating voltage, 18mm diameter x 61.5mm body, metal, 4-wire, 4-pin M12 quick-disconnect. | Stock | 64
FFIZ-BN-1E | AutomationDirect photoelectric sensor, tubular, threaded, through-beam receiver, 20m sensing distance, complementary light-on/dark-on, NPN, 10-30 VDC operating voltage, 18mm diameter x 82.5mm body, 316L stainless steel, 4-wire, 4-pin M12 quick-disconnect. | Stock | 68
FFIZ-BP-1E | AutomationDirect photoelectric sensor, tubular, threaded, through-beam receiver, 20m sensing distance, complementary light-on/dark-on, PNP, 10-30 VDC operating voltage, 18mm diameter x 82.5mm body, 316L stainless steel, 4-wire, 4-pin M12 quick-disconnect. | Stock | 68
FFIZ-0N-1E | AutomationDirect photoelectric sensor, tubular, threaded, through-beam receiver, 20m sensing distance, selectable light-on/dark-on, NPN, 10-30 VDC operating voltage, 18mm diameter x 82.5mm body, 316L stainless steel, 4-wire, 4-pin M12 quick-disconnect. | Stock | 68
FFIZ-0P-1E | AutomationDirect photoelectric sensor, tubular, threaded, through-beam receiver, 20m sensing distance, selectable light-on/dark-on, PNP, 10-30 VDC operating voltage, 18mm diameter x 82.5mm body, 316L stainless steel, 4-wire, 4-pin M12 quick-disconnect. | Stock | 68
FFIH-00-1E | AutomationDirect photoelectric sensor, tubular, threaded, through-beam emitter, infrared, 20m sensing distance, 10-30 VDC operating voltage, 18mm diameter x 82.5mm body, 316L stainless steel, 2-wire, 4-pin M12 quick-disconnect. | Stock | 65
FFIH-X0-1E | AutomationDirect photoelectric sensor, tubular, threaded, through-beam emitter, infrared, 20m sensing distance, 10-30 VDC operating voltage, 18mm diameter x 82.5mm body, 316L stainless steel, 3-wire, 4-pin M12 quick-disconnect. | Stock | 66
LS28-9D-M12 | Leuze photoelectric sensor, rectangular, through-beam emitter, visible red, 0-10m sensing distance, 10-30 VDC operating voltage, 57.7 x 15 x 37.3mm body, ABS plastic, 2-wire, 4-pin M12 quick-disconnect. | Stock | 47
LS28-9D | Leuze photoelectric sensor, rectangular, through-beam emitter, visible red, 0-10m sensing distance, 10-30 VDC operating voltage, 57.7 x 15 x 37.3mm body, ABS plastic, 2-wire, pigtail. | Stock | 55
LS28I | Leuze photoelectric sensor, rectangular, through-beam emitter, infrared, 0-10m sensing distance, 10-30 VDC operating voltage, 57.7 x 15 x 37.3mm body, ABS plastic, 2-wire, pigtail. | Stock | 62
LE28-4P-M12 | Leuze photoelectric sensor, rectangular, through-beam receiver, 0-10m sensing distance, complementary light-on/dark-on, PNP, 10-30 VDC operating voltage, 57.7 x 15 x 37.3mm body, ABS plastic, 4-wire, 4-pin M12 quick-disconnect. | Stock | 60
LE28-4P | Leuze photoelectric sensor, rectangular, through-beam receiver, 0-10m sensing distance, complementary light-on/dark-on, PNP, 10-30 VDC operating voltage, 57.7 x 15 x 37.3mm body, ABS plastic, 4-wire, pigtail. | Stock | 69
LE28-2N-M12 | Leuze photoelectric sensor, rectangular, through-beam receiver, 0-10m sensing distance, complementary light-on/dark-on, NPN, 10-30 VDC operating voltage, 57.7 x 15 x 37.3mm body, ABS plastic, 4-wire, 4-pin M12 quick-disconnect. | Stock | 60
LE28-2N | Leuze photoelectric sensor, rectangular, through-beam receiver, 0-10m sensing distance, complementary light-on/dark-on, NPN, 10-30 VDC operating voltage, 57.7 x 15 x 37.3mm body, ABS plastic, 4-wire, pigtail. | Stock | 69
GXR-AP-1E | AutomationDirect photoelectric sensor, rectangular, through-beam receiver, right-angle lens, 20m sensing distance, light-on, PNP, 10-30 VDC operating voltage, 52.6 x 19.1 x 36.1mm body, plastic, 3-wire, 4-pin M12 quick-disconnect. | Stock | 50
GXR-CN-1E | AutomationDirect photoelectric sensor, rectangular, through-beam receiver, right-angle lens, 20m sensing distance, dark-on, NPN, 10-30 VDC operating voltage, 52.6 x 19.1 x 36.1mm body, plastic, 3-wire, 4-pin M12 quick-disconnect. | Stock | 50
GXR-CP-1E | AutomationDirect photoelectric sensor, rectangular, through-beam receiver, right-angle lens, 20m sensing distance, dark-on, PNP, 10-30 VDC operating voltage, 52.6 x 19.1 x 36.1mm body, plastic, 3-wire, 4-pin M12 quick-disconnect. | Stock | 50
GXE-00-1E | AutomationDirect photoelectric sensor, rectangular, through-beam emitter, right-angle lens, visible red, 20m sensing distance, 10-30 VDC operating voltage, 52.6 x 19.1 x 36.1mm body, plastic, 2-wire, 4-pin M12 quick-disconnect. | Stock | 43
E58-30TS250-GAP | Eaton photoelectric sensor, tubular, threaded, through-beam emitter, visible red, 250m sensing distance, 15-30 VDC/20-132 VAC operating voltage, 30mm diameter X 89mm body, 303 stainless steel, 2-wire, 4-pin AC micro 1/2in - 20UNF thread. | Stock | 291
E58-30TD250-GLP | Eaton photoelectric sensor, tubular, threaded, through-beam receiver, 250m sensing distance, light-on, solid state relay, 15-30 VDC/20-132 VAC operating voltage, 30mm diameter X 89mm body, 303 stainless steel, 3-wire, 4-pin AC micro 1/2in - 20UNF thread. | Stock | 307
E58-30TD250-GDP | Eaton photoelectric sensor, tubular, threaded, through-beam receiver, 250m sensing distance, dark-on, solid state relay, 15-30 VDC/20-132 VAC operating voltage, 30mm diameter X 89mm body, 303 stainless steel, 3-wire, 4-pin AC micro 1/2in - 20UNF thread. | Stock | 307
E58-30TS250-HAP | Eaton photoelectric sensor, tubular, threaded, through-beam emitter, visible red, 250m sensing distance, 10-30 VDC operating voltage, 30mm diameter X 89mm body, 303 stainless steel, 2-wire, 4-pin M12 quick-disconnect. | Stock | 291
E58-30TD250-HLP | Eaton photoelectric sensor, tubular, threaded, through-beam receiver, 250m sensing distance, light-on, NPN/PNP, 10-30 VDC operating voltage, 30mm diameter X 89mm body, 303 stainless steel, 4-wire, 4-pin M12 quick-disconnect. | Stock | 307
E58-30TD250-HDP | Eaton photoelectric sensor, tubular, threaded, through-beam receiver, 250m sensing distance, dark-on, NPN/PNP, 10-30 VDC operating voltage, 30mm diameter X 89mm body, 303 stainless steel, 4-wire, 4-pin M12 quick-disconnect. | Stock | 307
RWRE-00-0A | ProSense photoelectric sensor, rectangular, through-beam emitter, visible red, 3m sensing distance, 10-30 VDC operating voltage, 14.4 x 8.1 x 28.1mm body, ABS plastic, 2-wire, pigtail. | Stock | 35
RWRE-00-0F | ProSense photoelectric sensor, rectangular, through-beam emitter, visible red, 3m sensing distance, 10-30 VDC operating voltage, 14.4 x 8.1 x 28.1mm body, ABS plastic, 2-wire, 4-pin M8 quick-disconnect. | Stock | 35
RWRR-DP-0A | ProSense photoelectric sensor, rectangular, through-beam receiver, 3m sensing distance, dark-on, PNP, 10-30 VDC operating voltage, 14.4 x 8.1 x 28.1mm body, ABS plastic, 3-wire, pigtail. | Stock | 44.5
RWRR-DP-0F | ProSense photoelectric sensor, rectangular, through-beam receiver, 3m sensing distance, dark-on, PNP, 10-30 VDC operating voltage, 14.4 x 8.1 x 28.1mm body, ABS plastic, 3-wire, 4-pin M8 quick-disconnect. | Stock | 44.5
RWRR-DN-0F | ProSense photoelectric sensor, rectangular, through-beam receiver, 3m sensing distance, dark-on, NPN, 10-30 VDC operating voltage, 14.4 x 8.1 x 28.1mm body, ABS plastic, 3-wire, 4-pin M8 quick-disconnect. | Stock | 44.5
OPT2130 | Wenglor photoelectric sensor, square, through-beam receiver, 0-20m sensing distance, complementary light-on/dark-on, PNP, 10-30 VDC operating voltage, 50 x 50 x 20mm body, plastic, 4-wire, 4-pin M12 quick-disconnect. | Stock | 83
OPT2131 | Wenglor photoelectric sensor, square, through-beam receiver, 0-20m sensing distance, complementary light-on/dark-on, NPN, 10-30 VDC operating voltage, 50 x 50 x 20mm body, plastic, 4-wire, 4-pin M12 quick-disconnect. | Stock | 83
OPT2132 | Wenglor photoelectric sensor, square, through-beam emitter, visible red, 0-20m sensing distance, 10-30 VDC operating voltage, 50 x 50 x 20mm body, plastic, 3-wire, 4-pin M12 quick-disconnect. | Stock | 83
F16RE-00-1F | ProSense photoelectric sensor, rectangular, through-beam emitter, visible red, 0-2.2m sensing distance, 10-30 VDC operating voltage, 8 x 8 x 44mm body, die-cast zinc, 2-wire, 3-pin M8 quick-disconnect. | Stock | 99
F16RR-DP-1F | ProSense photoelectric sensor, rectangular, through-beam receiver, 0-2.2m sensing distance, dark-on, PNP, 10-30 VDC operating voltage, 8 x 8 x 44mm body, die-cast zinc, 3-wire, 3-pin M8 quick-disconnect. | Stock | 99
F16RR-DN-1F | ProSense photoelectric sensor, rectangular, through-beam receiver, 0-2.2m sensing distance, dark-on, NPN, 10-30 VDC operating voltage, 8 x 8 x 44mm body, die-cast zinc, 3-wire, 3-pin M8 quick-disconnect. | Stock | 99
LLR-C23PA-NMK-400 | Contrinex photoelectric sensor, rectangular, through-beam emitter, visible red, 25m sensing distance, 10-30 VDC operating voltage, 20 x 10 x 30mm body, ABS plastic, 3-wire, pigtail. | Stock | 24.5
LLR-C23PA-NMS-400 | Contrinex photoelectric sensor, rectangular, through-beam emitter, visible red, 25m sensing distance, 10-30 VDC operating voltage, 20 x 10 x 30mm body, ABS plastic, 3-wire, 3-pin M8 quick-disconnect. | Stock | 24.5
LLR-C23PA-NMK-603 | Contrinex photoelectric sensor, rectangular, through-beam receiver, 25m sensing distance, complementary light-on/dark-on, PNP, 10-30 VDC operating voltage, 20 x 10 x 30mm body, ABS plastic, 4-wire, pigtail. | Stock | 33
LLR-C23PA-NMK-101 | Contrinex photoelectric sensor, rectangular, through-beam receiver, 25m sensing distance, complementary light-on/dark-on, NPN, 10-30 VDC operating voltage, 20 x 10 x 30mm body, ABS plastic, 4-wire, pigtail. | Stock | 33
LLR-C23PA-NMS-603 | Contrinex photoelectric sensor, rectangular, through-beam receiver, 25m sensing distance, complementary light-on/dark-on, PNP, 10-30 VDC operating voltage, 20 x 10 x 30mm body, ABS plastic, 4-wire, 4-pin M8 quick-disconnect. | Stock | 33
LLR-C23PA-NMS-101 | Contrinex photoelectric sensor, rectangular, through-beam receiver, 25m sensing distance, complementary light-on/dark-on, NPN, 10-30 VDC operating voltage, 20 x 10 x 30mm body, ABS plastic, 4-wire, 4-pin M8 quick-disconnect. | Stock | 33
QMRHD-0N-0A | AutomationDirect photoelectric sensor, rectangular, through-beam pair, visible red, 0-20m sensing distance, selectable light-on/dark-on, NPN, 10-30 VDC operating voltage, 21 x 12.8 x 31.2mm body, plastic, 3-wire, pigtail. | Stock | 78
QMRHD-0N-0F | AutomationDirect photoelectric sensor, rectangular, through-beam pair, visible red, 0-20m sensing distance, selectable light-on/dark-on, NPN, 10-30 VDC operating voltage, 21 x 12.8 x 31.2mm body, plastic, 3-wire, 4-pin M8 quick-disconnect. | Stock | 78
QMRHD-0P-0A | AutomationDirect photoelectric sensor, rectangular, through-beam pair, visible red, 0-20m sensing distance, selectable light-on/dark-on, PNP, 10-30 VDC operating voltage, 21 x 12.8 x 31.2mm body, plastic, 3-wire, pigtail. | Stock | 78
QMRHD-0P-0F | AutomationDirect photoelectric sensor, rectangular, through-beam pair, visible red, 0-20m sensing distance, selectable light-on/dark-on, PNP, 10-30 VDC operating voltage, 21 x 12.8 x 31.2mm body, plastic, 3-wire, 4-pin M8 quick-disconnect. | Stock | 78
QMIHD-0N-0A | AutomationDirect photoelectric sensor, rectangular, through-beam pair, infrared, 0-30m sensing distance, selectable light-on/dark-on, NPN, 10-30 VDC operating voltage, 21 x 12.8 x 31.2mm body, plastic, 3-wire, pigtail. | Stock | 81
QMIHD-0N-0F | AutomationDirect photoelectric sensor, rectangular, through-beam pair, infrared, 0-30m sensing distance, selectable light-on/dark-on, NPN, 10-30 VDC operating voltage, 21 x 12.8 x 31.2mm body, plastic, 3-wire, 4-pin M8 quick-disconnect. | Stock | 81
QMIHD-0P-0A | AutomationDirect photoelectric sensor, rectangular, through-beam pair, infrared, 0-30m sensing distance, selectable light-on/dark-on, PNP, 10-30 VDC operating voltage, 21 x 12.8 x 31.2mm body, plastic, 3-wire, pigtail. | Stock | 81
QMIHD-0P-0F | AutomationDirect photoelectric sensor, rectangular, through-beam pair, infrared, 0-30m sensing distance, selectable light-on/dark-on, PNP, 10-30 VDC operating voltage, 21 x 12.8 x 31.2mm body, plastic, 3-wire, 4-pin M8 quick-disconnect. | Stock | 81
FMRE-00-0A | AutomationDirect photoelectric sensor, rectangular, through-beam emitter, visible red, 10m sensing distance, 10-30 VDC operating voltage, 21 x 34.8 x 13mm body, 316L stainless steel, 3-wire, pigtail. | Stock | 45
FMRE-00-0E | AutomationDirect photoelectric sensor, rectangular, through-beam emitter, visible red, 10m sensing distance, 10-30 VDC operating voltage, 21 x 34.8 x 13mm body, 316L stainless steel, 3-wire, 4-pin M12 quick-disconnect. | Stock | 50
FMRE-00-0F | AutomationDirect photoelectric sensor, rectangular, through-beam emitter, visible red, 10m sensing distance, 10-30 VDC operating voltage, 21 x 34.8 x 13mm body, 316L stainless steel, 3-wire, 4-pin M8 quick-disconnect. | Stock | 45
FMRR-0P-0A | AutomationDirect photoelectric sensor, rectangular, through-beam receiver, 10m sensing distance, selectable light-on/dark-on, PNP, 10-30 VDC operating voltage, 21 x 34.8 x 13mm body, 316L stainless steel, 3-wire, pigtail. | Stock | 55
FMRR-0P-0E | AutomationDirect photoelectric sensor, rectangular, through-beam receiver, 10m sensing distance, selectable light-on/dark-on, PNP, 10-30 VDC operating voltage, 21 x 34.8 x 13mm body, 316L stainless steel, 3-wire, 4-pin M12 quick-disconnect. | Stock | 57
FMRR-0P-0F | AutomationDirect photoelectric sensor, rectangular, through-beam receiver, 10m sensing distance, selectable light-on/dark-on, PNP, 10-30 VDC operating voltage, 21 x 34.8 x 13mm body, 316L stainless steel, 3-wire, 4-pin M8 quick-disconnect. | Stock | 55
FMRR-0N-0A | AutomationDirect photoelectric sensor, rectangular, through-beam receiver, 10m sensing distance, selectable light-on/dark-on, NPN, 10-30 VDC operating voltage, 21 x 34.8 x 13mm body, 316L stainless steel, 3-wire, pigtail. | Stock | 55
FMRR-0N-0E | AutomationDirect photoelectric sensor, rectangular, through-beam receiver, 10m sensing distance, selectable light-on/dark-on, NPN, 10-30 VDC operating voltage, 21 x 34.8 x 13mm body, 316L stainless steel, 3-wire, 4-pin M12 quick-disconnect. | Stock | 57
FMRR-0N-0F | AutomationDirect photoelectric sensor, rectangular, through-beam receiver, 10m sensing distance, selectable light-on/dark-on, NPN, 10-30 VDC operating voltage, 21 x 34.8 x 13mm body, 316L stainless steel, 3-wire, 4-pin M8 quick-disconnect. | Stock | 55
CXE-0N-1A | AutomationDirect photoelectric sensor, rectangular, through-beam emitter, infrared, 6m sensing distance, 10-36 VDC operating voltage, 30 x 15 x 30mm body, plastic, 3-wire, pigtail. | Stock | 48.5
CXE-0N-1F | AutomationDirect photoelectric sensor, rectangular, through-beam emitter, infrared, 6m sensing distance, 10-36 VDC operating voltage, 30 x 15 x 30mm body, plastic, 3-wire, 3-pin M8 quick-disconnect. | Stock | 48.5
CXR-AP-1A | AutomationDirect photoelectric sensor, rectangular, through-beam receiver, 6m sensing distance, dark-on, PNP, 10-36 VDC operating voltage, 30 x 15 x 30mm body, plastic, 3-wire, pigtail. | Stock | 75
CXR-AP-1F | AutomationDirect photoelectric sensor, rectangular, through-beam receiver, 6m sensing distance, dark-on, PNP, 10-36 VDC operating voltage, 30 x 15 x 30mm body, plastic, 3-wire, 3-pin M8 quick-disconnect. | Stock | 75
1151E-6513 | Eaton photoelectric sensor, rectangular, through-beam emitter, infrared, 500ft sensing distance, 12-240 VDC/24-240 VAC operating voltage, 73 x 48.5 x 46mm body, plastic, 4-wire, pigtail. | Stock | 137
1151E-6517 | Eaton photoelectric sensor, rectangular, through-beam emitter, infrared, 500ft sensing distance, 10-40 VDC operating voltage, 73 x 48.5 x 46mm body, plastic, 4-wire, pigtail. | Stock | 137
1151E-6543 | Eaton photoelectric sensor, rectangular, through-beam emitter, infrared, 500ft sensing distance, 12-240 VDC/24-240 VAC operating voltage, 73 x 48.5 x 46mm body, plastic, 4-wire, 4-pin AC micro 1/2in - 20UNF thread. | Stock | 137
1151E-6547 | Eaton photoelectric sensor, rectangular, through-beam emitter, infrared, 500ft sensing distance, 10-40 VDC operating voltage, 73 x 48.5 x 46mm body, plastic, 4-wire, 4-pin M12 quick-disconnect. | Stock | 137
1151E-6504 | Eaton photoelectric sensor, rectangular, through-beam emitter, infrared, 500ft sensing distance, 12-240 VDC/24-240 VAC operating voltage, 73 x 48.5 x 46mm body, plastic, 4-wire, 4-pin mini 7/8in - 16UNF thread. | Stock | 137
1251E-6513 | Eaton photoelectric sensor, rectangular, through-beam receiver, 500ft sensing distance, selectable light-on/dark-on, solid state relay, 12-240 VDC/24-240 VAC operating voltage, 73 x 48.5 x 46mm body, plastic, 4-wire, pigtail. | Stock | 136
1251E-6517 | Eaton photoelectric sensor, rectangular, through-beam receiver, 500ft sensing distance, selectable light-on/dark-on, NPN/PNP, 10-40 VDC operating voltage, 73 x 48.5 x 46mm body, plastic, 4-wire, pigtail. | Stock | 123
1251E-6543 | Eaton photoelectric sensor, rectangular, through-beam receiver, 500ft sensing distance, selectable light-on/dark-on, solid state relay, 12-240 VDC/24-240 VAC operating voltage, 73 x 48.5 x 46mm body, plastic, 4-wire, 4-pin AC micro 1/2in - 20UNF thread. | Stock | 136
1251E-6547 | Eaton photoelectric sensor, rectangular, through-beam receiver, 500ft sensing distance, selectable light-on/dark-on, NPN/PNP, 10-40 VDC operating voltage, 73 x 48.5 x 46mm body, plastic, 4-wire, 4-pin M12 quick-disconnect. | Stock | 123
1251E-6504 | Eaton photoelectric sensor, rectangular, through-beam receiver, 500ft sensing distance, selectable light-on/dark-on, SPDT EM relay, 12-240 VDC/24-240 VAC operating voltage, 73 x 48.5 x 46mm body, plastic, 5-wire, 5-pin mini 7/8in - 16UNF thread. | Stock | 133
1251E-6503 | Eaton photoelectric sensor, rectangular, through-beam receiver, 500ft sensing distance, selectable light-on/dark-on, solid state relay, 12-240 VDC/24-240 VAC operating voltage, 73 x 48.5 x 46mm body, plastic, 4-wire, 4-pin mini 7/8in - 16UNF thread. | Stock | 137
Fiber Optic Sensors
OPT2040 | Wenglor fiber amplifier, rectangular, 1-channel, pushbutton user interface, NPN/PNP, programmable switching, impulse or time delay outputs, 10-30 VDC operating voltage, 4-pin M8 quick-disconnect. | Stock | 120
OPT2041 | Wenglor fiber amplifier, rectangular, 1-channel, pushbutton user interface with display, NPN/PNP, programmable switching, impulse, time delay or measurement outputs, 18-30 VDC operating voltage, 4-pin M8 quick-disconnect. | Stock | 221
OPT2042 | Wenglor fiber amplifier, rectangular, 3-channel, pushbutton user interface with display, NPN/PNP, programmable switching, impulse, time delay or measurement outputs, 18-30 VDC operating voltage, 4-pin and (2) 8-pin M12 quick-disconnect. | Stock | 453
OPT2043 | Wenglor fiber amplifier, rectangular, 1-channel, pushbutton user interface with display, NPN/PNP, programmable switching, impulse, time delay or measurement outputs, 18-30 VDC operating voltage. Requires OPT2042 for operation. | Stock | 190
OPT2050 | Wenglor optical fiber, plastic, cuttable, diffuse, parallel fibers, M3 head, stainless steel, polyethylene jacket, 60mm sensing distance, 2m length. | Stock | 56
OPT2052 | Wenglor optical fiber, plastic, cuttable, diffuse, coaxial fibers, 3mm diameter head, stainless steel, polyethylene jacket, 60mm sensing distance, 2m length. | Stock | 75
OPT2053 | Wenglor optical fiber, plastic, cuttable, diffuse, coaxial fibers, M3 head, stainless steel, polyethylene jacket, 60mm sensing distance, 2m length. | Stock | 75
OPT2054 | Wenglor optical fiber, plastic, cuttable, diffuse, parallel fibers, M6 head, nickel-plated brass, polyethylene jacket, 160mm sensing distance, 2m length. | Stock | 55
OPT2055 | Wenglor optical fiber, plastic, cuttable, diffuse, parallel fibers, M6 head, nickel-plated brass, polyethylene jacket, 60mm sensing distance, 2m length. | Stock | 116
OPT2056 | Wenglor optical fiber, plastic, cuttable, diffuse, parallel fibers, M6 head, stainless steel, flexible, polyethylene jacket, 160mm sensing distance, 2m length. | Stock | 68
OPT2059 | Wenglor optical fiber, plastic, cuttable, diffuse, parallel fibers, 12mm flat head, aluminum, polyethylene jacket, 160mm sensing distance, 2m length. | Stock | 145
OPT2060 | Wenglor optical fiber, plastic, cuttable, diffuse, parallel fibers, 12mm flat head, aluminum, 90-degree, polyethylene jacket, 50mm sensing distance, 2m length. | Stock | 145
OPT2061 | Wenglor optical fiber, plastic, cuttable, diffuse, parallel fibers, M4 head, stainless steel, 90-degree, polyethylene jacket, 70mm sensing distance, 2m length. | Stock | 145
OPT2062 | Wenglor optical fiber, plastic, cuttable, diffuse, parallel fibers, 5mm diameter head, stainless steel, 90-degree, polyethylene jacket, 50mm sensing distance, 2m length. | Stock | 145
OPT2063 | Wenglor optical fiber, plastic, cuttable, diffuse, parallel fibers, M6 head, nickel-plated brass, polyethylene jacket, 90mm sensing distance, 2m length. | Stock | 145
OPT2064 | Wenglor optical fiber, plastic, cuttable, through-beam, parallel fibers, M3 head, stainless steel, polyethylene jacket, 160mm sensing distance, 2m length. Package of 2. | Stock | 68
OPT2065 | Wenglor optical fiber, plastic, cuttable, through-beam, parallel fibers, M3 head, nickel-plated brass, polyethylene jacket, 400mm sensing distance, 2m length. Package of 2. | Stock | 56
OPT2070 | Wenglor optical fiber, plastic, cuttable, through-beam, parallel fibers, 12mm flat head, aluminum, 90-degree, polyethylene jacket, 200mm sensing distance, 2m length. Package of 2. | Stock | 145
OPT2071 | Wenglor optical fiber, plastic, cuttable, through-beam, parallel fibers, M4 head, stainless steel, 90-degree, polyethylene jacket, 250mm sensing distance, 2m length. Package of 2. | Stock | 145
OPT2074 | Wenglor optical fiber, plastic, cuttable, through-beam, parallel fibers, M4 head, stainless steel, polyethylene jacket, 350mm sensing distance, 2m length. Package of 2. | Stock | 51
OPT2080 | Wenglor optical fiber, glass, diffuse, statistic mixture, 5mm diameter head, stainless steel, stainless steel jacket, 160mm sensing distance, 1m length. | Stock | 183
OPT2082 | Wenglor optical fiber, glass, diffuse, separated bundles, M6 head, aluminum, nickel plated brass jacket, 160mm sensing distance, 1m length. | Stock | 164
OPT2086 | Wenglor optical fiber, glass, through-beam, parallel fibers, M5 head, aluminum, nickel plated brass jacket, 480mm sensing distance, 1m length. Package of 2. | Stock | 176
SSF-0N-0A | Micro Detectors fiber amplifier, tubular, 1-channel, pushbutton user interface, NPN, selectable light-on/dark-on, 10-30 VDC operating voltage, pigtail. | Stock | 62
SSF-0N-0E | Micro Detectors fiber amplifier, tubular, 1-channel, pushbutton user interface, NPN, selectable light-on/dark-on, 10-30 VDC operating voltage, 4-pin M12 quick-disconnect. | Stock | 62
SSF-0P-0A | Micro Detectors fiber amplifier, tubular, 1-channel, pushbutton user interface, PNP, selectable light-on/dark-on, 10-30 VDC operating voltage, pigtail. | Stock | 62
SSF-0P-0E | Micro Detectors fiber amplifier, tubular, 1-channel, pushbutton user interface, PNP, selectable light-on/dark-on, 10-30 VDC operating voltage, 4-pin M12 quick-disconnect. | Stock | 62
CF-CB1-20 | Micro Detectors optical fiber, plastic, cuttable, diffuse, M6 head, nickel-plated brass, polyethylene jacket, 50mm sensing distance, 2m length. | Stock | 34
CF-RB6-20 | Micro Detectors optical fiber, plastic, cuttable, through-beam, M4 head, nickel-plated brass, polyethylene jacket, 120mm sensing distance, 2m length. Package of 2. | Stock | 34
CF-RBA-20 | Micro Detectors optical fiber, plastic, cuttable, through-beam, M7 head, nickel-plated brass, polyethylene jacket, 1200mm sensing distance, 2m length. Package of 2. | Stock | 59
CF-DB1-20 | AutomationDirect optical fiber, plastic, cuttable, diffuse, M6 head, nickel-plated brass, polyethylene jacket, 200mm sensing distance, 2m length. | Stock | 47.5
CF-DB2-20 | AutomationDirect optical fiber, plastic, cuttable, diffuse, M6 head, nickel-plated brass, polyethylene jacket, 260mm sensing distance, 2m length. | Stock | 69
CF-DB3-20 | AutomationDirect optical fiber, plastic, cuttable, diffuse, M6 head, nickel-plated brass, flexible, polyethylene jacket, 200mm sensing distance, 2m length. | Stock | 75
CF-TB1-20 | AutomationDirect optical fiber, plastic, cuttable, through-beam, M3 head, nickel-plated brass, polyethylene jacket, 200mm sensing distance, 2m length. Package of 2. | Stock | 47.5
CF-TB2-20 | AutomationDirect optical fiber, plastic, cuttable, through-beam, M4 head, nickel-plated brass, polyethylene jacket, 700mm sensing distance, 2m length. Package of 2. | Stock | 47.5
CF-TB3-20 | AutomationDirect optical fiber, plastic, cuttable, through-beam, M4 head, nickel-plated brass, polyethylene jacket, 900mm sensing distance, 2m length. Package of 2. | Stock | 75
CF-TB4-20 | AutomationDirect optical fiber, plastic, cuttable, through-beam, M6 head, nickel-plated brass, 90-degree, polyethylene jacket, 1800mm sensing distance, 2m length. Package of 2. | Stock | 95
DFP-AN-1A | AutomationDirect fiber amplifier, rectangular, 1-channel, NPN, selectable light-on/dark-on, 10-30 VDC operating voltage, pigtail. | Stock | 130
DFP-AN-1F | AutomationDirect fiber amplifier, rectangular, 1-channel, NPN, selectable light-on/dark-on, 10-30 VDC operating voltage, 4-pin M8 quick-disconnect. | Stock | 130
DFP-AP-1A | AutomationDirect fiber amplifier, rectangular, 1-channel, PNP, selectable light-on/dark-on, 10-30 VDC operating voltage, pigtail. | Stock | 130
DFP-AP-1F | AutomationDirect fiber amplifier, rectangular, 1-channel, PNP, selectable light-on/dark-on, 10-30 VDC operating voltage, 4-pin M8 quick-disconnect. | Stock | 130
DFT-AN-1A | AutomationDirect fiber amplifier, rectangular, 1-channel, pushbutton user interface, NPN, selectable light-on/dark-on, 10-30 VDC operating voltage, pigtail. | Stock | 206
DFT-AN-1F | AutomationDirect fiber amplifier, rectangular, 1-channel, pushbutton user interface, NPN, selectable light-on/dark-on, 10-30 VDC operating voltage, 4-pin M8 quick-disconnect. | Stock | 206
DFT-AP-1A | AutomationDirect fiber amplifier, rectangular, 1-channel, pushbutton user interface, PNP, selectable light-on/dark-on, 10-30 VDC operating voltage, pigtail. | Stock | 206
DFT-AP-1F | AutomationDirect fiber amplifier, rectangular, 1-channel, pushbutton user interface, PNP, selectable light-on/dark-on, 10-30 VDC operating voltage, 4-pin M8 quick-disconnect. | Stock | 206
Fork Sensors
OGU005G3-T3 | di-soric photoelectric sensor, U-frame, fork sensor, infrared, 0-5mm sensing distance, selectable light-on/dark-on, push-pull NPN or PNP, 10-30 VDC operating voltage, 25 x 45 x 10mm body, aluminum, 3-wire, 3-pin M8 quick-disconnect. | Stock | 179
OGU010G3-T3 | di-soric photoelectric sensor, U-frame, fork sensor, infrared, 0-10mm sensing distance, selectable light-on/dark-on, push-pull NPN or PNP, 10-30 VDC operating voltage, 25 x 45 x 10mm body, die-cast zinc, 3-wire, 3-pin M8 quick-disconnect. | Stock | 166
OGU020G3-T3 | di-soric photoelectric sensor, U-frame, fork sensor, infrared, 0-20mm sensing distance, selectable light-on/dark-on, push-pull NPN or PNP, 10-30 VDC operating voltage, 40 x 50 x 10mm body, die-cast zinc, 3-wire, 3-pin M8 quick-disconnect. | Stock | 190
OGU021G3-T3 | di-soric photoelectric sensor, U-frame, fork sensor, visible red, 0-20mm sensing distance, selectable light-on/dark-on, push-pull NPN or PNP, 10-30 VDC operating voltage, 40 x 50 x 10mm body, die-cast zinc, 3-wire, 3-pin M8 quick-disconnect. | Stock | 185
OGU030G3-T3 | di-soric photoelectric sensor, U-frame, fork sensor, infrared, 0-30mm sensing distance, selectable light-on/dark-on, push-pull NPN or PNP, 10-30 VDC operating voltage, 50 x 60 x 10mm body, die-cast zinc, 3-wire, 3-pin M8 quick-disconnect. | Stock | 208
OGU031G3-T3 | di-soric photoelectric sensor, U-frame, fork sensor, visible red, 0-30mm sensing distance, selectable light-on/dark-on, push-pull NPN or PNP, 10-30 VDC operating voltage, 50 x 60 x 10mm body, die-cast zinc, 3-wire, 3-pin M8 quick-disconnect. | Stock | 208
OGU041G3-T3 | di-soric photoelectric sensor, U-frame, fork sensor, visible red, 0-40mm sensing distance, selectable light-on/dark-on, push-pull NPN or PNP, 10-30 VDC operating voltage, 60 x 70 x 10mm body, die-cast zinc, 3-wire, 3-pin M8 quick-disconnect. | Stock | 216
OGU050G3-T3 | di-soric photoelectric sensor, U-frame, fork sensor, infrared, 0-50mm sensing distance, selectable light-on/dark-on, push-pull NPN or PNP, 10-30 VDC operating voltage, 70 x 80 x 10mm body, die-cast zinc, 3-wire, 3-pin M8 quick-disconnect. | Stock | 224
OGU051G3-T3 | di-soric photoelectric sensor, U-frame, fork sensor, visible red, 0-50mm sensing distance, selectable light-on/dark-on, push-pull NPN or PNP, 10-30 VDC operating voltage, 70 x 80 x 10mm body, die-cast zinc, 3-wire, 3-pin M8 quick-disconnect. | Stock | 224
OGU061G3-T3 | di-soric photoelectric sensor, U-frame, fork sensor, visible red, 0-60mm sensing distance, selectable light-on/dark-on, push-pull NPN or PNP, 10-30 VDC operating voltage, 80 x 80 x 10mm body, aluminum, 3-wire, 3-pin M8 quick-disconnect. | Stock | 231
OGU071G3-T3 | di-soric photoelectric sensor, U-frame, fork sensor, visible red, 0-70mm sensing distance, selectable light-on/dark-on, push-pull NPN or PNP, 10-30 VDC operating voltage, 90 x 80 x 10mm body, aluminum, 3-wire, 3-pin M8 quick-disconnect. | Stock | 242
OGU080G3-T3 | di-soric photoelectric sensor, U-frame, fork sensor, infrared, 0-80mm sensing distance, selectable light-on/dark-on, push-pull NPN or PNP, 10-30 VDC operating voltage, 100 x 80 x 10mm body, die-cast zinc, 3-wire, 3-pin M8 quick-disconnect. | Stock | 242
OGU081/80G3-T3 | di-soric photoelectric sensor, U-frame, fork sensor, visible red, 0-80mm sensing distance, selectable light-on/dark-on, push-pull NPN or PNP, 10-30 VDC operating voltage, 100 x 105 x 10mm body, aluminum, 3-wire, 3-pin M8 quick-disconnect. | Stock | 305
OGU081G3-T3 | di-soric photoelectric sensor, U-frame, fork sensor, visible red, 0-80mm sensing distance, selectable light-on/dark-on, push-pull NPN or PNP, 10-30 VDC operating voltage, 100 x 80 x 10mm body, die-cast zinc, 3-wire, 3-pin M8 quick-disconnect. | Stock | 242
OGU091G3-T3 | di-soric photoelectric sensor, U-frame, fork sensor, visible red, 0-90mm sensing distance, selectable light-on/dark-on, push-pull NPN or PNP, 10-30 VDC operating voltage, 110 x 80 x 10mm body, aluminum, 3-wire, 3-pin M8 quick-disconnect. | Stock | 266
OGU101G3-T3 | di-soric photoelectric sensor, U-frame, fork sensor, visible red, 0-100mm sensing distance, selectable light-on/dark-on, push-pull NPN or PNP, 10-30 VDC operating voltage, 120 x 80 x 10mm body, die-cast zinc, 3-wire, 3-pin M8 quick-disconnect. | Stock | 250
OGU120G3-T3 | di-soric photoelectric sensor, U-frame, fork sensor, infrared, 0-120mm sensing distance, selectable light-on/dark-on, push-pull NPN or PNP, 10-30 VDC operating voltage, 144 x 90 x 12mm body, die-cast zinc, 3-wire, 3-pin M8 quick-disconnect. | Stock | 250
OGU121/145G3-T3 | di-soric photoelectric sensor, U-frame, fork sensor, visible red, 0-120mm sensing distance, selectable light-on/dark-on, push-pull NPN or PNP, 10-30 VDC operating voltage, 144 x 175 x 12mm body, aluminum, 3-wire, 3-pin M8 quick-disconnect. | Stock | 317
OGU121/205G3-T3 | di-soric photoelectric sensor, U-frame, fork sensor, visible red, 0-120mm sensing distance, selectable light-on/dark-on, push-pull NPN or PNP, 10-30 VDC operating voltage, 144 x 235 x 12mm body, aluminum, 3-wire, 3-pin M8 quick-disconnect. | Stock | 372
OGU121G3-T3 | di-soric photoelectric sensor, U-frame, fork sensor, visible red, 0-120mm sensing distance, selectable light-on/dark-on, push-pull NPN or PNP, 10-30 VDC operating voltage, 144 x 90 x 12mm body, die-cast zinc, 3-wire, 3-pin M8 quick-disconnect. | Stock | 250
OGU171G3-T3 | di-soric photoelectric sensor, U-frame, fork sensor, visible red, 0-170mm sensing distance, selectable light-on/dark-on, push-pull NPN or PNP, 10-30 VDC operating voltage, 194 x 140 x 12mm body, die-cast zinc, 3-wire, 3-pin M8 quick-disconnect. | Stock | 383
OGU221G3-T3 | di-soric photoelectric sensor, U-frame, fork sensor, visible red, 0-220mm sensing distance, selectable light-on/dark-on, push-pull NPN or PNP, 10-30 VDC operating voltage, 244 x 140 x 12mm body, die-cast zinc, 3-wire, 3-pin M8 quick-disconnect. | Stock | 400
OGU251G3-T3 | di-soric photoelectric sensor, U-frame, fork sensor, visible red, 0-250mm sensing distance, selectable light-on/dark-on, push-pull NPN or PNP, 10-30 VDC operating voltage, 274 x 140 x 12mm body, aluminum, 3-wire, 3-pin M8 quick-disconnect. | Stock | 408
OGUL031G3-T3 | di-soric photoelectric sensor, U-frame, fork sensor, Class 1 red laser, 0-30mm sensing distance, selectable light-on/dark-on, push-pull NPN or PNP, 10-30 VDC operating voltage, 50 x 60 x 10mm body, die-cast zinc, 3-wire, 3-pin M8 quick-disconnect. | Stock | 336
OGUL051G3-T3 | di-soric photoelectric sensor, U-frame, fork sensor, Class 1 red laser, 0-50mm sensing distance, selectable light-on/dark-on, push-pull NPN or PNP, 10-30 VDC operating voltage, 70 x 80 x 10mm body, die-cast zinc, 3-wire, 3-pin M8 quick-disconnect. | Stock | 353
OGUL081G3-T3 | di-soric photoelectric sensor, U-frame, fork sensor, Class 1 red laser, 0-80mm sensing distance, selectable light-on/dark-on, push-pull NPN or PNP, 10-30 VDC operating voltage, 100 x 80 x 10mm body, die-cast zinc, 3-wire, 3-pin M8 quick-disconnect. | Stock | 371
OGUL121G3-T3 | di-soric photoelectric sensor, U-frame, fork sensor, Class 1 red laser, 0-120mm sensing distance, selectable light-on/dark-on, push-pull NPN or PNP, 10-30 VDC operating voltage, 144 x 90 x 12mm body, die-cast zinc, 3-wire, 3-pin M8 quick-disconnect. | Stock | 378
PSUR-0P-1F | AutomationDirect photoelectric sensor, U-frame, fork sensor, visible red, 0-5mm sensing distance, selectable light-on/dark-on, PNP, 10-30 VDC operating voltage, 25 x 54 x 10mm body, die-cast zinc, 3-pin M8 quick-disconnect. | Stock | 140
PSUR-0N-1F | AutomationDirect photoelectric sensor, U-frame, fork sensor, visible red, 0-5mm sensing distance, selectable light-on/dark-on, NPN, 10-30 VDC operating voltage, 25 x 54 x 10mm body, die-cast zinc, 3-pin M8 quick-disconnect. | Stock | 140
PSUR-0P-2F | AutomationDirect photoelectric sensor, U-frame, fork sensor, visible red, 0-10mm sensing distance, selectable light-on/dark-on, PNP, 10-30 VDC operating voltage, 30 x 54 x 10mm body, die-cast zinc, 3-pin M8 quick-disconnect. | Stock | 140
PSUR-0N-2F | AutomationDirect photoelectric sensor, U-frame, fork sensor, visible red, 0-10mm sensing distance, selectable light-on/dark-on, NPN, 10-30 VDC operating voltage, 30 x 54 x 10mm body, die-cast zinc, 3-pin M8 quick-disconnect. | Stock | 140
PSUR-0P-3F | AutomationDirect photoelectric sensor, U-frame, fork sensor, visible red, 0-20mm sensing distance, selectable light-on/dark-on, PNP, 10-30 VDC operating voltage, 40 x 58 x 10mm body, die-cast zinc, 3-pin M8 quick-disconnect. | Stock | 140
PSUR-0N-3F | AutomationDirect photoelectric sensor, U-frame, fork sensor, visible red, 0-20mm sensing distance, selectable light-on/dark-on, NPN, 10-30 VDC operating voltage, 40 x 58 x 10mm body, die-cast zinc, 3-pin M8 quick-disconnect. | Stock | 140
PSUR-0P-4F | AutomationDirect photoelectric sensor, U-frame, fork sensor, visible red, 0-30mm sensing distance, selectable light-on/dark-on, PNP, 10-30 VDC operating voltage, 50 x 68 x 10mm body, die-cast zinc, 3-pin M8 quick-disconnect. | Stock | 160
PSUR-0N-4F | AutomationDirect photoelectric sensor, U-frame, fork sensor, visible red, 0-30mm sensing distance, selectable light-on/dark-on, NPN, 10-30 VDC operating voltage, 50 x 68 x 10mm body, die-cast zinc, 3-pin M8 quick-disconnect. | Stock | 160
PSUR-0P-5F | AutomationDirect photoelectric sensor, U-frame, fork sensor, visible red, 0-50mm sensing distance, selectable light-on/dark-on, PNP, 10-30 VDC operating voltage, 70 x 88 x 10mm body, die-cast zinc, 3-pin M8 quick-disconnect. | Stock | 170
PSUR-0N-5F | AutomationDirect photoelectric sensor, U-frame, fork sensor, visible red, 0-50mm sensing distance, selectable light-on/dark-on, NPN, 10-30 VDC operating voltage, 70 x 88 x 10mm body, die-cast zinc, 3-pin M8 quick-disconnect. | Stock | 170
PSUR-0P-6F | AutomationDirect photoelectric sensor, U-frame, fork sensor, visible red, 0-80mm sensing distance, selectable light-on/dark-on, PNP, 10-30 VDC operating voltage, 100 x 88 x 10mm body, die-cast zinc, 3-pin M8 quick-disconnect. | Stock | 178
PSUR-0N-6F | AutomationDirect photoelectric sensor, U-frame, fork sensor, visible red, 0-80mm sensing distance, selectable light-on/dark-on, NPN, 10-30 VDC operating voltage, 100 x 88 x 10mm body, die-cast zinc, 3-pin M8 quick-disconnect. | Stock | 178
PSUR-0P-7F | AutomationDirect photoelectric sensor, U-frame, fork sensor, visible red, 0-120mm sensing distance, selectable light-on/dark-on, PNP, 10-30 VDC operating voltage, 140 x 93 x 10mm body, die-cast zinc, 3-pin M8 quick-disconnect. | Stock | 186
PSUR-0P-8F | AutomationDirect photoelectric sensor, U-frame, fork sensor, visible red, 0-180mm sensing distance, selectable light-on/dark-on, PNP, 10-30 VDC operating voltage, 200 x 153 x 10mm body, die-cast zinc, 3-pin M8 quick-disconnect. | Stock | 215
PSUR-0P-9F | AutomationDirect photoelectric sensor, U-frame, fork sensor, visible red, 0-220mm sensing distance, selectable light-on/dark-on, PNP, 10-30 VDC operating voltage, 240 x 153 x 10mm body, die-cast zinc, 3-pin M8 quick-disconnect. | Stock | 223
PSUI-0P-1F | AutomationDirect photoelectric sensor, U-frame, fork sensor, infrared, 0-5mm sensing distance, selectable light-on/dark-on, PNP, 10-30 VDC operating voltage, 25 x 54 x 10mm body, die-cast zinc, 3-pin M8 quick-disconnect. | Stock | 155
PSUI-0N-1F | AutomationDirect photoelectric sensor, U-frame, fork sensor, infrared, 0-5mm sensing distance, selectable light-on/dark-on, NPN, 10-30 VDC operating voltage, 25 x 54 x 10mm body, die-cast zinc, 3-pin M8 quick-disconnect. | Stock | 155
PSUI-0P-2F | AutomationDirect photoelectric sensor, U-frame, fork sensor, infrared, 0-10mm sensing distance, selectable light-on/dark-on, PNP, 10-30 VDC operating voltage, 30 x 54 x 10mm body, die-cast zinc, 3-pin M8 quick-disconnect. | Stock | 160
PSUI-0N-2F | AutomationDirect photoelectric sensor, U-frame, fork sensor, infrared, 0-10mm sensing distance, selectable light-on/dark-on, NPN, 10-30 VDC operating voltage, 30 x 54 x 10mm body, die-cast zinc, 3-pin M8 quick-disconnect. | Stock | 160
PSUI-0P-3F | AutomationDirect photoelectric sensor, U-frame, fork sensor, infrared, 0-20mm sensing distance, selectable light-on/dark-on, PNP, 10-30 VDC operating voltage, 40 x 58 x 10mm body, die-cast zinc, 3-pin M8 quick-disconnect. | Stock | 175
PSUI-0N-3F | AutomationDirect photoelectric sensor, U-frame, fork sensor, infrared, 0-20mm sensing distance, selectable light-on/dark-on, NPN, 10-30 VDC operating voltage, 40 x 58 x 10mm body, die-cast zinc, 3-pin M8 quick-disconnect. | Stock | 175
PSUI-0P-4F | AutomationDirect photoelectric sensor, U-frame, fork sensor, infrared, 0-30mm sensing distance, selectable light-on/dark-on, PNP, 10-30 VDC operating voltage, 50 x 68 x 10mm body, die-cast zinc, 3-pin M8 quick-disconnect. | Stock | 185
PSUI-0N-4F | AutomationDirect photoelectric sensor, U-frame, fork sensor, infrared, 0-30mm sensing distance, selectable light-on/dark-on, NPN, 10-30 VDC operating voltage, 50 x 68 x 10mm body, die-cast zinc, 3-pin M8 quick-disconnect. | Stock | 185
PSUI-0P-5F | AutomationDirect photoelectric sensor, U-frame, fork sensor, infrared, 0-50mm sensing distance, selectable light-on/dark-on, PNP, 10-30 VDC operating voltage, 70 x 88 x 10mm body, die-cast zinc, 3-pin M8 quick-disconnect. | Stock | 204
PSUI-0N-5F | AutomationDirect photoelectric sensor, U-frame, fork sensor, infrared, 0-50mm sensing distance, selectable light-on/dark-on, NPN, 10-30 VDC operating voltage, 70 x 88 x 10mm body, die-cast zinc, 3-pin M8 quick-disconnect. | Stock | 204
PSUI-0P-6F | AutomationDirect photoelectric sensor, U-frame, fork sensor, infrared, 0-80mm sensing distance, selectable light-on/dark-on, PNP, 10-30 VDC operating voltage, 100 x 88 x 10mm body, die-cast zinc, 3-pin M8 quick-disconnect. | Stock | 223
PSUI-0N-6F | AutomationDirect photoelectric sensor, U-frame, fork sensor, infrared, 0-80mm sensing distance, selectable light-on/dark-on, NPN, 10-30 VDC operating voltage, 100 x 88 x 10mm body, die-cast zinc, 3-pin M8 quick-disconnect. | Stock | 223
PSUI-0P-7F | AutomationDirect photoelectric sensor, U-frame, fork sensor, infrared, 0-120mm sensing distance, selectable light-on/dark-on, PNP, 10-30 VDC operating voltage, 140 x 93 x 10mm body, die-cast zinc, 3-pin M8 quick-disconnect. | Stock | 242
PSUI-0P-8F | AutomationDirect photoelectric sensor, U-frame, fork sensor, infrared, 0-180mm sensing distance, selectable light-on/dark-on, PNP, 10-30 VDC operating voltage, 200 x 153 x 10mm body, die-cast zinc, 3-pin M8 quick-disconnect. | Stock | 353
PSUI-0P-9F | AutomationDirect photoelectric sensor, U-frame, fork sensor, infrared, 0-220mm sensing distance, selectable light-on/dark-on, PNP, 10-30 VDC operating voltage, 240 x 153 x 10mm body, die-cast zinc, 3-pin M8 quick-disconnect. | Stock | 353
PSUL-0P-4F | AutomationDirect photoelectric sensor, U-frame, fork sensor, Class 1 red laser, 0-30mm sensing distance, selectable light-on/dark-on, PNP, 10-30 VDC operating voltage, 50 x 68 x 10mm body, die-cast zinc, 3-pin M8 quick-disconnect. | Stock | 223
PSUL-0N-4F | AutomationDirect photoelectric sensor, U-frame, fork sensor, Class 1 red laser, 0-30mm sensing distance, selectable light-on/dark-on, NPN, 10-30 VDC operating voltage, 50 x 68 x 10mm body, die-cast zinc, 3-pin M8 quick-disconnect. | Stock | 223
PSUL-0P-5F | AutomationDirect photoelectric sensor, U-frame, fork sensor, Class 1 red laser, 0-50mm sensing distance, selectable light-on/dark-on, PNP, 10-30 VDC operating voltage, 70 x 88 x 10mm body, die-cast zinc, 3-pin M8 quick-disconnect. | Stock | 223
PSUL-0N-5F | AutomationDirect photoelectric sensor, U-frame, fork sensor, Class 1 red laser, 0-50mm sensing distance, selectable light-on/dark-on, NPN, 10-30 VDC operating voltage, 70 x 88 x 10mm body, die-cast zinc, 3-pin M8 quick-disconnect. | Stock | 223
PSUL-0P-6F | AutomationDirect photoelectric sensor, U-frame, fork sensor, Class 1 red laser, 0-80mm sensing distance, selectable light-on/dark-on, PNP, 10-30 VDC operating voltage, 100 x 88 x 10mm body, die-cast zinc, 3-pin M8 quick-disconnect. | Stock | 259
PSUL-0N-6F | AutomationDirect photoelectric sensor, U-frame, fork sensor, Class 1 red laser, 0-80mm sensing distance, selectable light-on/dark-on, NPN, 10-30 VDC operating voltage, 100 x 88 x 10mm body, die-cast zinc, 3-pin M8 quick-disconnect. | Stock | 259
PSUL-0P-7F | AutomationDirect photoelectric sensor, U-frame, fork sensor, Class 1 red laser, 0-120mm sensing distance, selectable light-on/dark-on, PNP, 10-30 VDC operating voltage, 140 x 93 x 10mm body, die-cast zinc, 3-pin M8 quick-disconnect. | Stock | 259
PSUL-0N-7F | AutomationDirect photoelectric sensor, U-frame, fork sensor, Class 1 red laser, 0-120mm sensing distance, selectable light-on/dark-on, NPN, 10-30 VDC operating voltage, 140 x 93 x 10mm body, die-cast zinc, 3-pin M8 quick-disconnect. | Stock | 259
PSTI-0P-4F | AutomationDirect photoelectric sensor, U-frame, fork sensor, liquid detection, infrared, 0-30mm sensing distance, selectable light-on/dark-on, PNP, 10-30 VDC operating voltage, 50 x 68 x 10mm body, die-cast zinc, 3-pin M8 quick-disconnect. | Stock | 224
PSTI-0N-4F | AutomationDirect photoelectric sensor, U-frame, fork sensor, liquid detection, infrared, 0-30mm sensing distance, selectable light-on/dark-on, NPN, 10-30 VDC operating voltage, 50 x 68 x 10mm body, die-cast zinc, 3-pin M8 quick-disconnect. | Stock | 224
PSTI-0P-6F | AutomationDirect photoelectric sensor, U-frame, fork sensor, liquid detection, infrared, 0-80mm sensing distance, selectable light-on/dark-on, PNP, 10-30 VDC operating voltage, 100 x 88 x 10mm body, die-cast zinc, 3-pin M8 quick-disconnect. | Stock | 259
PSTI-0N-6F | AutomationDirect photoelectric sensor, U-frame, fork sensor, liquid detection, infrared, 0-80mm sensing distance, selectable light-on/dark-on, NPN, 10-30 VDC operating voltage, 100 x 88 x 10mm body, die-cast zinc, 3-pin M8 quick-disconnect. | Stock | 259
PSTL-0P-6F | AutomationDirect photoelectric sensor, U-frame, fork sensor, Class 1 red laser, 0-80mm sensing distance, selectable light-on/dark-on, PNP, 10-30 VDC operating voltage, 100 x 88 x 10mm body, die-cast zinc, 3-pin M8 quick-disconnect. | Stock | 265
PSUFR-0P-5F | AutomationDirect photoelectric sensor, U-frame, fork sensor, visible red, 0-50mm sensing distance, complementary light-on/dark-on, PNP, 10-30 VDC operating voltage, 85 x 86 x 12mm body, 316L stainless steel, 4-pin M12 quick-disconnect. | Stock | 419
PSUFR-0P-6F | AutomationDirect photoelectric sensor, U-frame, fork sensor, visible red, 0-80mm sensing distance, complementary light-on/dark-on, PNP, 10-30 VDC operating voltage, 115 x 86 x 12mm body, 316L stainless steel, 4-pin M12 quick-disconnect. | Stock | 446
PSWR-0P-4F | AutomationDirect photoelectric sensor, L-frame, fork sensor, visible red, 0-60mm sensing distance, selectable light-on/dark-on, PNP, 10-30 VDC operating voltage, 75 x 84 x 10mm body, die-cast zinc, 3-pin M8 quick-disconnect. | Stock | 160
PSWR-0N-4F | AutomationDirect photoelectric sensor, L-frame, fork sensor, visible red, 0-60mm sensing distance, selectable light-on/dark-on, NPN, 10-30 VDC operating voltage, 75 x 84 x 10mm body, die-cast zinc, 3-pin M8 quick-disconnect. | Stock | 160
PSWR-0P-5F | AutomationDirect photoelectric sensor, L-frame, fork sensor, visible red, 0-80mm sensing distance, selectable light-on/dark-on, PNP, 10-30 VDC operating voltage, 90 x 99 x 10mm body, die-cast zinc, 3-pin M8 quick-disconnect. | Stock | 178
PSWR-0N-5F | AutomationDirect photoelectric sensor, L-frame, fork sensor, visible red, 0-80mm sensing distance, selectable light-on/dark-on, NPN, 10-30 VDC operating voltage, 90 x 99 x 10mm body, die-cast zinc, 3-pin M8 quick-disconnect. | Stock | 178
PSWR-0P-6F | AutomationDirect photoelectric sensor, L-frame, fork sensor, visible red, 0-100mm sensing distance, selectable light-on/dark-on, PNP, 10-30 VDC operating voltage, 105 x 114 x 10mm body, die-cast zinc, 3-pin M8 quick-disconnect. | Stock | 194
PSWR-0N-6F | AutomationDirect photoelectric sensor, L-frame, fork sensor, visible red, 0-100mm sensing distance, selectable light-on/dark-on, NPN, 10-30 VDC operating voltage, 105 x 114 x 10mm body, die-cast zinc, 3-pin M8 quick-disconnect. | Stock | 194
PSWR-0P-7F | AutomationDirect photoelectric sensor, L-frame, fork sensor, visible red, 0-130mm sensing distance, selectable light-on/dark-on, PNP, 10-30 VDC operating voltage, 125 x 134 x 12mm body, die-cast zinc, 3-pin M8 quick-disconnect. | Stock | 208
PSWR-0N-7F | AutomationDirect photoelectric sensor, L-frame, fork sensor, visible red, 0-130mm sensing distance, selectable light-on/dark-on, NPN, 10-30 VDC operating voltage, 125 x 134 x 12mm body, die-cast zinc, 3-pin M8 quick-disconnect. | Stock | 208
PSWR-0P-8F | AutomationDirect photoelectric sensor, L-frame, fork sensor, visible red, 0-160mm sensing distance, selectable light-on/dark-on, PNP, 10-30 VDC operating voltage, 150 x 159 x 12mm body, die-cast zinc, 3-pin M8 quick-disconnect. | Stock | 231
PSWR-0N-8F | AutomationDirect photoelectric sensor, L-frame, fork sensor, visible red, 0-160mm sensing distance, selectable light-on/dark-on, NPN, 10-30 VDC operating voltage, 150 x 159 x 12mm body, die-cast zinc, 3-pin M8 quick-disconnect. | Stock | 231
PSWI-0P-4F | AutomationDirect photoelectric sensor, L-frame, fork sensor, infrared, 0-60mm sensing distance, selectable light-on/dark-on, PNP, 10-30 VDC operating voltage, 75 x 84 x 10mm body, die-cast zinc, 3-pin M8 quick-disconnect. | Stock | 200
PSWI-0P-5F | AutomationDirect photoelectric sensor, L-frame, fork sensor, infrared, 0-80mm sensing distance, selectable light-on/dark-on, PNP, 10-30 VDC operating voltage, 90 x 99 x 10mm body, die-cast zinc, 3-pin M8 quick-disconnect. | Stock | 204
PSWI-0P-7F | AutomationDirect photoelectric sensor, L-frame, fork sensor, infrared, 0-130mm sensing distance, selectable light-on/dark-on, PNP, 10-30 VDC operating voltage, 125 x 134 x 12mm body, die-cast zinc, 3-pin M8 quick-disconnect. | Stock | 250
PSWI-0P-8F | AutomationDirect photoelectric sensor, L-frame, fork sensor, infrared, 0-160mm sensing distance, selectable light-on/dark-on, PNP, 10-30 VDC operating voltage, 150 x 159 x 12mm body, die-cast zinc, 3-pin M8 quick-disconnect. | Stock | 268
Reflectors, Lens Adapters, and Splitters for Photoelectric Sensors
RL102-1 | Micro Detectors reflector, round, 25mm. For use with polarized reflective photoelectric sensors. | Stock | 5
RL102 | Micro Detectors reflector, round, 25mm. Package of 10. For use with polarized reflective photoelectric sensors. | Stock | 45
RL103-1 | Micro Detectors reflector, round, 34.5mm. For use with polarized reflective photoelectric sensors. | Stock | 5.5
RL103 | Micro Detectors reflector, round, 34.5mm. Package of 10. For use with polarized reflective photoelectric sensors. | Stock | 50
RL104-1 | Micro Detectors reflector, round, 46mm. For use with polarized reflective photoelectric sensors. | Stock | 5.5
RL104 | Micro Detectors reflector, round, 46mm. Package of 10. For use with polarized reflective photoelectric sensors. | Stock | 50
RL105G-1 | Micro Detectors reflector, rectangular, 95mm x 38mm. For use with polarized reflective photoelectric sensors. | Stock | 5
RL105G | Micro Detectors reflector, rectangular, 95mm x 38mm. Package of 10. For use with polarized reflective photoelectric sensors. | Stock | 45
RL106G-1 | Micro Detectors reflector, rectangular, 182mm x 42mm. For use with polarized reflective photoelectric sensors. | Stock | 5.5
RL106G | Micro Detectors reflector, rectangular, 182mm x 42mm. Package of 10. For use with polarized reflective photoelectric sensors. | Stock | 50
RL110-1 | Micro Detectors reflector, round, 84mm. For use with polarized reflective photoelectric sensors. | Stock | 2.25
RL110 | Micro Detectors reflector, round, 84mm. Package of 10. For use with polarized reflective photoelectric sensors. | Stock | 22.5
RL111G-1 | Micro Detectors reflector, rectangular, 22.5mm x 47mm. For use with polarized reflective photoelectric sensors. | Stock | 8.75
RL111G | Micro Detectors reflector, rectangular, 22.5mm x 47mm. Package of 10. For use with polarized reflective photoelectric sensors. | Stock | 70
RL112G-1 | Micro Detectors reflector, rectangular, 19mm x 73mm. For use with polarized reflective photoelectric sensors. | Stock | 5.5
RL112G | Micro Detectors reflector, rectangular, 19mm x 73mm. Package of 10. For use with polarized reflective photoelectric sensors. | Stock | 52
RL113G-1 | Micro Detectors reflector, rectangular, 51.4mm x 60.3mm. For use with polarized reflective photoelectric sensors. | Stock | 6.75
RL113G | Micro Detectors reflector, rectangular, 51.4mm x 60.3mm. Package of 10. For use with polarized reflective photoelectric sensors. | Stock | 62
RL116-1 | Micro Detectors reflector, rectangular, 41mm x 60mm. For use with polarized reflective photoelectric sensors. | Stock | 2.25
RL116 | Micro Detectors reflector, rectangular, 41mm x 60mm. Package of 10. For use with polarized reflective photoelectric sensors. | Stock | 22.5
RL100DA4 | Micro Detectors reflective tape, rectangular, 300mm x 200mm. For use with polarized reflective photoelectric sensors. | Stock | 42.5
RL100DC4 | Micro Detectors reflective tape, rectangular, 300mm x 50mm. For use with polarized reflective photoelectric sensors. | Stock | 13
RL100DQ1 | Micro Detectors reflective tape, rectangular, 100mm x 100mm. For use with polarized reflective photoelectric sensors. | Stock | 9.75
LXU-0000-025 | Contrinex reflector, round, 26.4mm. Package of 1. For use with Contrinex C23 TRU series photoelectric sensors. | Stock | 18.5
LXU-0000-084 | Contrinex reflector, round, 82mm. Package of 1. For use with Contrinex C23 TRU series photoelectric sensors. | Stock | 18.5
LXU-0001-032 | Contrinex reflector, rectangular, 20 x 32mm. Package of 1. For use with Contrinex C23 TRU series photoelectric sensors. | Stock | 18.5
LXU-0001-064 | Contrinex reflector, rectangular, 41 x 60mm. Package of 1. For use with Contrinex C23 TRU series photoelectric sensors. | Stock | 18.5
OPT2030 | Reflector, square, 100 x 100mm. For use with photoelectric laser sensors. | Stock | 15.5
OPT2167 | Wenglor reflector, rectangular, 61 x 51.5mm. For use with OPT2137 & OPT2138. | Stock | 15
RL201-1 | Micro Detectors reflector, rectangular, 60mm x 82mm. For use with polarized reflective laser photoelectric sensors. | Stock | 9.75
RL201 | Micro Detectors reflector, rectangular, 60mm x 82mm. Package of 5. For use with polarized reflective laser photoelectric sensors. | Stock | 45
RL203-1 | Micro Detectors reflector, rectangular, 19.2mm x 60mm. For use with polarized reflective laser photoelectric sensors. | Stock | 9.25
RL203 | Micro Detectors reflector, rectangular, 19.2mm x 60mm. Package of 5. For use with polarized reflective laser photoelectric sensors. | Stock | 41.5
RL204-1 | Micro Detectors reflector, rectangular, 20mm x 32mm. For use with polarized reflective laser photoelectric sensors. | Stock | 8.25
RL204 | Micro Detectors reflector, rectangular, 20mm x 32mm. Package of 5. For use with polarized reflective laser photoelectric sensors. | Stock | 35
LLW-M18PA-000 | Contrinex right-angle beam adapter, ABS plastic, 18mm. For use with Contrinex LLR 18mm photoelectrics. Mirror allows 90 degree light detection. | Stock | 8.75
LTW-M18PA-000 | Contrinex right-angle beam adapter, ABS plastic, 18mm. For use with Contrinex LTR/LRR 18mm photoelectrics. Mirror allows 90 degree light detection. | Stock | 8.75
LHW-M18PA-000 | Contrinex right-angle beam adapter, ABS plastic, 18mm. For use with Contrinex LHR 18mm photoelectrics. Mirror allows 90 degree light detection. | Stock | 8.75
STQM0 | Micro Detectors shutter, plastic. Package of 2. For use with through beam QM series photoelectric sensors. Vertical and horizontal diaphragms (0.5, 1, 2mm) included. | Stock | 8
ST03 | Micro Detectors right-angle beam adapter, for use with 18mm sensors (except diffuse reflection models), mirror allows 90 degree light detection. | Stock | 19
ZC4G004 | Wenglor T-splitter, 5-pole male M12 barrel to (2) 5-pole female M12 nuts. For use with OPT25xx series laser sensors. | Stock | 76
Mounting Brackets and Rods for Photoelectric Sensors
OPT2106 | Wenglor mounting bracket, right-angle, plastic. For use with 4mm sensors. | Stock | 17
OPT2100 | Wenglor mounting bracket, right-angle, plastic. For use with 5mm sensors. | Stock | 17
ST08A | Micro Detectors mounting bracket, axial, zinc plated steel. For use with 8mm sensors. | Stock | 2.75
ST08C | Micro Detectors mounting bracket, right-angle, zinc plated steel. For use with 8mm sensors. | Stock | 2.75
OPT2101 | Wenglor mounting bracket, right-angle, plastic. For use with 8mm sensors. | Stock | 17
OPT2112 | Wenglor mounting bracket, right-angle swivel, 360 degree vertical and horizontal adjustment, aluminum, 12mm rod mount. For use with 8mm sensors. | Stock | 17
OPT2113 | Wenglor mounting bracket, right-angle swivel, 360 degree vertical and horizontal adjustment, 304 stainless steel, 12mm rod mount. For use with 8mm sensors. | Stock | 24.5
ST12A | Micro Detectors mounting bracket, axial, zinc plated steel. For use with 12mm sensors. | Stock | 2.75
ST12A7W | Micro Detectors mounting bracket, axial, 316L stainless steel. For use with 12mm sensors. | Stock | 9.75
ST12C | Micro Detectors mounting bracket, right-angle, zinc plated steel. For use with 12mm sensors. | Stock | 2.75
ST12C7W | Micro Detectors mounting bracket, right-angle, 316L stainless steel. For use with 12mm sensors. | Stock | 9.75
OPT2102 | Wenglor mounting bracket, right-angle, fixed insertion stop adjustment, plastic. For use with 12mm sensors. | Stock | 19.5
OPT2103 | Wenglor mounting bracket, right-angle, plastic. For use with 12mm sensors. | Stock | 19.5
OPT2114 | Wenglor mounting bracket, right-angle swivel, 360 degree vertical and horizontal adjustment, aluminum, 12mm rod mount. For use with 12mm sensors. | Stock | 17.5
OPT2115 | Wenglor mounting bracket, right-angle swivel, 360 degree vertical and horizontal adjustment, 304 stainless steel, 12mm rod mount. For use with 12mm sensors. | Stock | 24.5
OPT2035 | Wenglor mounting bracket, right-angle, fine tune vertical and horizontal adjustment, nickel plated steel. For use with 12mm sensors. | Stock | 47
ST18A | Micro Detectors mounting bracket, axial, zinc plated steel. For use with 18mm sensors. | Stock | 2.75
ST18A7W | Micro Detectors mounting bracket, axial, 316L stainless steel. For use with 18mm sensors. | Stock | 9.75
ST18C | Micro Detectors mounting bracket, right-angle, zinc plated steel. For use with 18mm sensors. | Stock | 2.75
ST18C7W | Micro Detectors mounting bracket, right-angle, 316L stainless steel. For use with 18mm sensors. | Stock | 9.75
OPT2104 | Wenglor mounting bracket, right-angle, fixed insertion stop adjustment, plastic. For use with 18mm sensors. | Stock | 21.5
OPT2105 | Wenglor mounting bracket, right-angle, plastic. For use with 18mm sensors. | Stock | 21.5
OPT2116 | Wenglor mounting bracket, right-angle swivel, 360 degree vertical and horizontal adjustment, aluminum, 12mm rod mount. For use with 18mm sensors. | Stock | 17.5
OPT2117 | Wenglor mounting bracket, right-angle swivel, 360 degree vertical and horizontal adjustment, 304 stainless steel, 12mm rod mount. For use with 18mm sensors. | Stock | 24.5
OPT2036 | Wenglor mounting bracket, right-angle, fine tune vertical and horizontal adjustment, nickel plated steel. For use with 18mm sensors. | Stock | 47
ST02 | Micro Detectors mounting bracket, ball swivel, plastic. For use with 18mm sensors. | Stock | 11
ST30A | Micro Detectors mounting bracket, axial, zinc plated steel. For use with 30mm sensors. | Stock | 3
ST30C | Micro Detectors mounting bracket, right-angle, zinc plated steel. For use with 30mm sensors. | Stock | 3
ST30C6W | AutomationDirect mounting bracket, right-angle, 304 stainless steel. For use with 30mm sensors. | Stock | 6.25
OPT2118 | Wenglor mounting bracket, right-angle swivel, 360 degree vertical and horizontal adjustment, aluminum, 12mm rod mount. For use with 30mm sensors. | Stock | 17.5
OPT2119 | Wenglor mounting bracket, right-angle swivel, 360 degree vertical and horizontal adjustment, 304 stainless steel, 12mm rod mount. For use with 30mm sensors. | Stock | 27.5
E58KAM30 | Eaton mounting bracket, right-angle, vertical and horizontal adjustment, stainless steel. For use with 30mm sensors. | Stock | 67
F16-BRKT | ProSense mounting bracket, parallel, anodized aluminum. For use with F16 series photoelectric sensors. | Stock | 40
F16-BRKT-90 | ProSense mounting bracket, right-angle, stainless steel. For use with F16 series photoelectric sensors. | Stock | 14.5
F16-ADPTR-8 | ProSense mounting bracket, zinc plated copper, 8mm profile rail mount. For use with F16 series photoelectric sensors. | Stock | 28.5
F16-ADPTR-10 | ProSense mounting bracket, zinc plated copper, 10mm profile rail mount. For use with F16 series photoelectric sensors. | Stock | 30.5
LXW-C23PA-000 | Contrinex mounting bracket, right-angle horizontal, 304 stainless steel. For use with Contrinex C23 photoelectric sensors. | Stock | 6.5
LXW-C23PA-001 | Contrinex mounting bracket, right-angle vertical, 304 stainless steel. For use with Contrinex C23 photoelectric sensors. | Stock | 6.5
LXW-C23PA-002 | Contrinex mounting bracket, protective, 304 stainless steel. For use with Contrinex C23 photoelectric sensors. | Stock | 7.75
LXW-C23PA-003 | Contrinex mounting bracket, protective dual-axis, 304 stainless steel. For use with Contrinex C23 photoelectric sensors. | Stock | 17
ST101 | Micro Detectors mounting bracket, right-angle vertical, 304 stainless steel. For use with QM & FM series photoelectric sensors. Mounting hardware included. | Stock | 4
ST102 | Micro Detectors mounting bracket, right-angle horizontal, 304 stainless steel. For use with QM & FM series photoelectric sensors. Mounting hardware included. | Stock | 4
ST103 | Micro Detectors mounting bracket, protective vertical, 304 stainless steel. For use with prewired QM series photoelectric sensors only. Mounting hardware included. | Stock | 6
ST104 | Micro Detectors mounting bracket, protective horizontal, 304 stainless steel. For use with prewired QM & FM series photoelectric sensors only. Mounting hardware included. | Stock | 6
ST-S8-FRM | Datalogic mounting bracket, vertical, 304 stainless steel. For use with S8 series contrast sensors. | Stock | 12
ST-5072 | Datalogic mounting bracket, right-angle, 304 stainless steel. For use with S8 series contrast sensors. | Stock | 16
OPT2034 | Wenglor mounting bracket, right-angle, vertical adjustment, nickel plated steel. For use with OPT2024 & OPT2025 photoelectric sensors. | Stock | 11
OPT2124 | Wenglor mounting bracket, right-angle swivel, 360 degree vertical and horizontal adjustment, aluminum, 12mm rod mount. For use with OPT2024 & OPT2025 photoelectric sensors. | Stock | 17.5
OPT2125 | Wenglor mounting bracket, right-angle swivel, 360 degree vertical and horizontal adjustment, 304 stainless steel, 12mm rod mount. For use with OPT2024 & OPT2025 photoelectric sensors. | Stock | 24
OPT2031 | Wenglor mounting bracket, right-angle, nickel-plated brass. For use with OPT series 50x50mm photoelectric sensors. | Stock | 11
OPT2038 | Wenglor mounting bracket, right-angle, vertical and horizontal adjustment, 304 stainless steel. For use with OPT series 50x50mm photoelectric sensors. | Stock | 15
OPT2122 | Wenglor mounting bracket, right-angle swivel, 360 degree vertical and horizontal adjustment, aluminum, 12mm rod mount. For use with OPT series 50x50mm photoelectric sensors. | Stock | 17.5
OPT2123 | Wenglor mounting bracket, right-angle swivel, 360 degree vertical and horizontal adjustment, 304 stainless steel, 12mm rod mount. For use with OPT series 50x50mm photoelectric sensors. | Stock | 27.5
OPT2032 | Wenglor mounting bracket, right-angle, nickel-plated brass. For use with OPT2012 - OPT2015 photoelectric sensors. | Stock | 11
OPT2126 | Wenglor mounting bracket, right-angle swivel, 360 degree vertical and horizontal adjustment, aluminum, 12mm rod mount. For use with OPT2012 - OPT2015 photoelectric sensors. | Stock | 17.5
OPT2127 | Wenglor mounting bracket, right-angle swivel, 360 degree vertical and horizontal adjustment, 304 stainless steel, 12mm rod mount. For use with OPT2012 - OPT2015 photoelectric sensors. | Stock | 24.5
OPT2033 | Wenglor mounting bracket, right-angle, vertical adjustment, nickel plated steel. For use with OPT series 32x12mm photoelectric sensors. | Stock | 11
OPT2120 | Wenglor mounting bracket, right-angle swivel, 360 degree vertical and horizontal adjustment, aluminum, 12mm rod mount. For use with OPT series 32x12mm photoelectric sensors. | Stock | 17.5
OPT2121 | Wenglor mounting bracket, right-angle swivel, 360 degree vertical and horizontal adjustment, 304 stainless steel, 12mm rod mount. For use with OPT series 32x12mm photoelectric sensors. | Stock | 24.5
6150E-6501 | Mounting bracket, right-angle, 1.5in vertical adjustment, nickel plated steel. For use with CH Enhanced 50 Series sensor. | Stock | 10.5
6150E-6502 | Mounting bracket, right-angle, 3.5in vertical adjustment, nickel plated steel. For use with CH Enhanced 50 Series sensor. | Stock | 13.5
6150E-6503 | Mounting bracket, right-angle ball swivel, 60 degree vertical and horizontal adjustment, plastic. For use with CH Enhanced 50 Series sensor. | Stock | 13.5
OPT2109 | Wenglor mounting rod, 12mm diameter, 200mm length, 304 stainless steel. | Stock | 17.5
OPT2110 | Wenglor mounting rod, 12mm diameter, 300mm length, 304 stainless steel. | Stock | 19
OPT2111 | Wenglor mounting rod, 12mm diameter, 500mm length, 304 stainless steel. | Stock | 27.5
OPT2108 | Wenglor mounting bracket, right-angle, nickel-plated brass. For use with 12mm mounting rods OPT2109, OPT2110 & OPT2111. | Stock | 23.5
Sensor Tester and Spare Parts for Photoelectric Sensors
GXM3GD2340 | Micro Detectors hex nut, nickel-plated brass, M8 x 1. Package of 6. For use with 8mm sensors. | Stock | 4
GXM31D2474 | Micro Detectors hex nut, nickel-plated brass, M12 x 1. Package of 6. For use with 12mm sensors. | Stock | 10
ST29 | Micro Detectors hex nut, nickel-plated brass, M18 x 1. Package of 2. For use with 18mm sensors. | Stock | 8.75
GXM3MD2439 | Micro Detectors hex nut, nickel-plated brass, M18 x 1. Package of 6. For use with 18mm sensors. | Stock | 10
GXM3PD2013 | Micro Detectors hex nut, nickel-plated brass, M30 x 1.5. Package of 6. For use with 30mm sensors. | Stock | 17.5
8mm Tubular Ultrasonic Proximity Sensors
US08M100G3-T4 | di-soric ultrasonic proximity sensor, tubular, 8mm diameter x 70mm body, nickel plated brass housing, diffuse, push-pull NPN or PNP, N.O./N.C. selectable output, 20-100mm sensing distance, IP67, 4-pin M8 quick-disconnect, IO-Link v1.1. | Stock | 300
12mm Tubular Ultrasonic Proximity Sensors
US12M150FBG3-B4 | di-soric ultrasonic proximity sensor, tubular, 12mm diameter x 84mm body, nickel plated brass housing, diffuse, push-pull NPN or PNP, N.O./N.C. selectable output, 0-150mm sensing distance, IP67, 4-pin M12 quick-disconnect, IO-Link v1.1. | Stock | 280
US12M150FBIU-B4 | di-soric ultrasonic proximity sensor, tubular, 12mm diameter x 84mm body, nickel plated brass housing, diffuse, 0-10 VDC or 4-20 mA analog output, 0-150mm sensing distance, IP67, 4-pin M12 quick-disconnect, IO-Link v1.1. | Stock | 310
US12M200G3-B4 | di-soric ultrasonic proximity sensor, tubular, 12mm diameter x 65mm body, nickel plated brass housing, diffuse, push-pull NPN or PNP, N.O./N.C. selectable output, 20-200mm sensing distance, IP67, 4-pin M12 quick-disconnect, IO-Link v1.1. | Stock | 267
US12M200IU-B4 | di-soric ultrasonic proximity sensor, tubular, 12mm diameter x 65mm body, nickel plated brass housing, diffuse, 0-10 VDC or 4-20 mA analog output, 20-200mm sensing distance, IP67, 4-pin M12 quick-disconnect, IO-Link v1.1. | Stock | 296
US12M400G3-B4 | di-soric ultrasonic proximity sensor, tubular, 12mm diameter x 65mm body, nickel plated brass housing, diffuse, push-pull NPN or PNP, N.O./N.C. selectable output, 40-400mm sensing distance, IP67, 4-pin M12 quick-disconnect, IO-Link v1.1. | Stock | 267
US12M400IU-B4 | di-soric ultrasonic proximity sensor, tubular, 12mm diameter x 65mm body, nickel plated brass housing, diffuse, 0-10 VDC or 4-20 mA analog output, 40-400mm sensing distance, IP67, 4-pin M12 quick-disconnect, IO-Link v1.1. | Stock | 296
18mm Tubular Ultrasonic Proximity Sensors
US18M1500G3-B4 | di-soric ultrasonic proximity sensor, tubular, 18mm diameter x 55.5mm body, nickel plated brass housing, diffuse, push-pull NPN or PNP, N.O./N.C. selectable output, 150-1500mm sensing distance, IP67, 4-pin M12 quick-disconnect, IO-Link v1.1. | Stock | 210
US18M1500IU-B4 | di-soric ultrasonic proximity sensor, tubular, 18mm diameter x 55.5mm body, nickel plated brass housing, diffuse, 0-10 VDC or 4-20 mA analog output, 150-1500mm sensing distance, IP67, 4-pin M12 quick-disconnect, IO-Link v1.1. | Stock | 236
US18M800G3-B4 | di-soric ultrasonic proximity sensor, tubular, 18mm diameter x 55.5mm body, nickel plated brass housing, diffuse, push-pull NPN or PNP, N.O./N.C. selectable output, 80-800mm sensing distance, IP67, 4-pin M12 quick-disconnect, IO-Link v1.1. | Stock | 210
US18M800IU-B4 | di-soric ultrasonic proximity sensor, tubular, 18mm diameter x 55.5mm body, nickel plated brass housing, diffuse, 0-10 VDC or 4-20 mA analog output, 80-800mm sensing distance, IP67, 4-pin M12 quick-disconnect, IO-Link v1.1. | Stock | 235
OPT2210 | Wenglor ultrasonic proximity sensor, tubular, 18mm diameter x 86mm body, stainless steel housing, diffuse, PNP, 0-10 VDC analog output, N.O., 50-400mm sensing distance, IP67, 5-pin M12 quick-disconnect, IO-Link v1.0. | Stock | 141
UK6A-DN-0A | Micro Detectors ultrasonic proximity sensor, tubular, 18mm diameter x 54.9mm body, polybutylene terephthalate housing, diffuse, NPN, N.O./N.C. selectable output, 40-300mm sensing distance, IP67, pigtail. | Stock | 142
UK6A-DN-0E | Micro Detectors ultrasonic proximity sensor, tubular, 18mm diameter x 60.4mm body, polybutylene terephthalate housing, diffuse, NPN, N.O./N.C. selectable output, 40-300mm sensing distance, IP67, 4-pin M12 quick-disconnect. | Stock | 128
UK6A-DP-0A | Micro Detectors ultrasonic proximity sensor, tubular, 18mm diameter x 54.9mm body, polybutylene terephthalate housing, diffuse, PNP, N.O./N.C. selectable output, 40-300mm sensing distance, IP67, pigtail. | Stock | 142
UK6A-DP-0E | Micro Detectors ultrasonic proximity sensor, tubular, 18mm diameter x 60.4mm body, polybutylene terephthalate housing, diffuse, PNP, N.O./N.C. selectable output, 40-300mm sensing distance, IP67, 4-pin M12 quick-disconnect. | Stock | 128
UK6A-D1-0A | Micro Detectors ultrasonic proximity sensor, tubular, 18mm diameter x 54.9mm body, polybutylene terephthalate housing, diffuse, 0-10 VDC analog output, 40-300mm sensing distance, IP67, pigtail. | Stock | 142
UK6A-D1-0E | Micro Detectors ultrasonic proximity sensor, tubular, 18mm diameter x 60.4mm body, polybutylene terephthalate housing, diffuse, 0-10 VDC analog output, 40-300mm sensing distance, IP67, 4-pin M12 quick-disconnect. | Stock | 135
UK6A-D2-0A | Micro Detectors ultrasonic proximity sensor, tubular, 18mm diameter x 54.9mm body, polybutylene terephthalate housing, diffuse, 4-20 mA analog output, 40-300mm sensing distance, IP67, pigtail. | Stock | 142
UK6A-D2-0E | Micro Detectors ultrasonic proximity sensor, tubular, 18mm diameter x 60.4mm body, polybutylene terephthalate housing, diffuse, 4-20 mA analog output, 40-300mm sensing distance, IP67, 4-pin M12 quick-disconnect. | Stock | 135
UK1A-GN-0A | Micro Detectors ultrasonic proximity sensor, tubular, 18mm diameter x 83.6mm body, polybutylene terephthalate housing, diffuse, NPN, N.O./N.C. selectable output, 50-400mm sensing distance, IP67, pigtail. | Stock | 149
UK1A-GN-0E | Micro Detectors ultrasonic proximity sensor, tubular, 18mm diameter x 91.6mm body, polybutylene terephthalate housing, diffuse, NPN, N.O./N.C. selectable output, 50-400mm sensing distance, IP67, 4-pin M12 quick-disconnect. | Stock | 142
UK1A-GN-1E | Micro Detectors ultrasonic proximity sensor, tubular, 18mm diameter x 91.6mm body, 316L stainless steel housing, diffuse, NPN, N.O./N.C. selectable output, 50-400mm sensing distance, IP67, 4-pin M12 quick-disconnect. | Stock | 161
UK1A-GP-0A | Micro Detectors ultrasonic proximity sensor, tubular, 18mm diameter x 83.6mm body, polybutylene terephthalate housing, diffuse, PNP, N.O./N.C. selectable output, 50-400mm sensing distance, IP67, pigtail. | Stock | 149
UK1A-GP-0E | Micro Detectors ultrasonic proximity sensor, tubular, 18mm diameter x 91.6mm body, polybutylene terephthalate housing, diffuse, PNP, N.O./N.C. selectable output, 50-400mm sensing distance, IP67, 4-pin M12 quick-disconnect. | Stock | 142
UK1A-GP-1E | Micro Detectors ultrasonic proximity sensor, tubular, 18mm diameter x 91.6mm body, 316L stainless steel housing, diffuse, PNP, N.O./N.C. selectable output, 50-400mm sensing distance, IP67, 4-pin M12 quick-disconnect. | Stock | 161
UK1A-GW-0A | Micro Detectors ultrasonic proximity sensor, tubular, 18mm diameter x 83.6mm body, polybutylene terephthalate housing, diffuse, PNP, (2) N.O./N.C. selectable outputs, 50-400mm sensing distance, IP67, pigtail. | Stock | 157
UK1A-GW-0E | Micro Detectors ultrasonic proximity sensor, tubular, 18mm diameter x 91.6mm body, polybutylene terephthalate housing, diffuse, PNP, (2) N.O./N.C. selectable outputs, 50-400mm sensing distance, IP67, 5-pin M12 quick-disconnect. | Stock | 154
UK1A-GW-1E | Micro Detectors ultrasonic proximity sensor, tubular, 18mm diameter x 91.6mm body, 316L stainless steel housing, diffuse, PNP, (2) N.O./N.C. selectable outputs, 50-400mm sensing distance, IP67, 5-pin M12 quick-disconnect. | Stock | 167
UK1A-G1-0A | Micro Detectors ultrasonic proximity sensor, tubular, 18mm diameter x 83.6mm body, polybutylene terephthalate housing, diffuse, 0-10 VDC analog output, 50-400mm sensing distance, IP67, pigtail. | Stock | 157
UK1A-G1-0E | Micro Detectors ultrasonic proximity sensor, tubular, 18mm diameter x 91.6mm body, polybutylene terephthalate housing, diffuse, 0-10 VDC analog output, 50-400mm sensing distance, IP67, 4-pin M12 quick-disconnect. | Stock | 154
UK1A-G1-1E | Micro Detectors ultrasonic proximity sensor, tubular, 18mm diameter x 91.6mm body, 316L stainless steel housing, diffuse, 0-10 VDC analog output, 50-400mm sensing distance, IP67, 4-pin M12 quick-disconnect. | Stock | 165
UK1A-G2-0A | Micro Detectors ultrasonic proximity sensor, tubular, 18mm diameter x 83.6mm body, polybutylene terephthalate housing, diffuse, 4-20 mA analog output, 50-400mm sensing distance, IP67, pigtail. | Stock | 157
UK1A-G2-0E | Micro Detectors ultrasonic proximity sensor, tubular, 18mm diameter x 91.6mm body, polybutylene terephthalate housing, diffuse, 4-20 mA analog output, 50-400mm sensing distance, IP67, 4-pin M12 quick-disconnect. | Stock | 154
UK1A-G2-1E | Micro Detectors ultrasonic proximity sensor, tubular, 18mm diameter x 91.6mm body, 316L stainless steel housing, diffuse, 4-20 mA analog output, 50-400mm sensing distance, IP67, 4-pin M12 quick-disconnect. | Stock | 165
UK1A-G6-0A | Micro Detectors ultrasonic proximity sensor, tubular, 18mm diameter x 83.6mm body, polybutylene terephthalate housing, diffuse, PNP, 4-20 mA analog output, N.O./N.C. selectable output, 50-400mm sensing distance, IP67, pigtail. | Stock | 163
UK1A-G6-0E | Micro Detectors ultrasonic proximity sensor, tubular, 18mm diameter x 91.6mm body, polybutylene terephthalate housing, diffuse, PNP, 4-20 mA analog output, N.O./N.C. selectable output, 50-400mm sensing distance, IP67, 5-pin M12 quick-disconnect. | Stock | 161
UK1A-G6-1E | Micro Detectors ultrasonic proximity sensor, tubular, 18mm diameter x 91.6mm body, 316L stainless steel housing, diffuse, PNP, 4-20 mA analog output, N.O./N.C. selectable output, 50-400mm sensing distance, IP67, 5-pin M12 quick-disconnect. | Stock | 171
UK1A-G7-0A | Micro Detectors ultrasonic proximity sensor, tubular, 18mm diameter x 83.6mm body, polybutylene terephthalate housing, diffuse, PNP, 0-10 VDC analog output, N.O./N.C. selectable output, 50-400mm sensing distance, IP67, pigtail. | Stock | 166
UK1A-G7-0E | Micro Detectors ultrasonic proximity sensor, tubular, 18mm diameter x 91.6mm body, polybutylene terephthalate housing, diffuse, PNP, 0-10 VDC analog output, N.O./N.C. selectable output, 50-400mm sensing distance, IP67, 5-pin M12 quick-disconnect. | Stock | 165
UK1A-G7-1E | Micro Detectors ultrasonic proximity sensor, tubular, 18mm diameter x 91.6mm body, 316L stainless steel housing, diffuse, PNP, 0-10 VDC analog output, N.O./N.C. selectable output, 50-400mm sensing distance, IP67, 5-pin M12 quick-disconnect. | Stock | 171
UK6C-DN-0A | Micro Detectors ultrasonic proximity sensor, tubular, 18mm diameter x 54.9mm body, polybutylene terephthalate housing, diffuse, NPN, N.O./N.C. selectable output, 60-800mm sensing distance, IP67, pigtail. | Stock | 159
UK6C-DN-0E | Micro Detectors ultrasonic proximity sensor, tubular, 18mm diameter x 60.4mm body, polybutylene terephthalate housing, diffuse, NPN, N.O./N.C. selectable output, 60-800mm sensing distance, IP67, 4-pin M12 quick-disconnect. | Stock | 153
UK6C-DP-0A | Micro Detectors ultrasonic proximity sensor, tubular, 18mm diameter x 54.9mm body, polybutylene terephthalate housing, diffuse, PNP, N.O./N.C. selectable output, 60-800mm sensing distance, IP67, pigtail. | Stock | 159
UK6C-DP-0E | Micro Detectors ultrasonic proximity sensor, tubular, 18mm diameter x 60.4mm body, polybutylene terephthalate housing, diffuse, PNP, N.O./N.C. selectable output, 60-800mm sensing distance, IP67, 4-pin M12 quick-disconnect. | Stock | 153
UK1C-GN-0A | Micro Detectors ultrasonic proximity sensor, tubular, 18mm diameter x 83.6mm body, polybutylene terephthalate housing, diffuse, NPN, N.O./N.C. selectable output, 80-900mm sensing distance, IP67, pigtail. | Stock | 159
UK1C-GN-0E | Micro Detectors ultrasonic proximity sensor, tubular, 18mm diameter x 91.6mm body, polybutylene terephthalate housing, diffuse, NPN, N.O./N.C. selectable output, 80-900mm sensing distance, IP67, 4-pin M12 quick-disconnect. | Stock | 153
UK1C-GN-1E | Micro Detectors ultrasonic proximity sensor, tubular, 18mm diameter x 91.6mm body, 316L stainless steel housing, diffuse, NPN, N.O./N.C. selectable output, 80-900mm sensing distance, IP67, 4-pin M12 quick-disconnect. | Stock | 167
UK1C-GP-0A | Micro Detectors ultrasonic proximity sensor, tubular, 18mm diameter x 83.6mm body, polybutylene terephthalate housing, diffuse, PNP, N.O./N.C. selectable output, 80-900mm sensing distance, IP67, pigtail. | Stock | 159
UK1C-GP-0E | Micro Detectors ultrasonic proximity sensor, tubular, 18mm diameter x 91.6mm body, polybutylene terephthalate housing, diffuse, PNP, N.O./N.C. selectable output, 80-900mm sensing distance, IP67, 4-pin M12 quick-disconnect. | Stock | 153
UK1C-GP-1E | Micro Detectors ultrasonic proximity sensor, tubular, 18mm diameter x 91.6mm body, 316L stainless steel housing, diffuse, PNP, N.O./N.C. selectable output, 80-900mm sensing distance, IP67, 4-pin M12 quick-disconnect. | Stock | 167
UK1C-GW-0A | Micro Detectors ultrasonic proximity sensor, tubular, 18mm diameter x 83.6mm body, polybutylene terephthalate housing, diffuse, PNP, (2) N.O./N.C. selectable outputs, 80-900mm sensing distance, IP67, pigtail. | Stock | 166
UK1C-GW-0E | Micro Detectors ultrasonic proximity sensor, tubular, 18mm diameter x 91.6mm body, polybutylene terephthalate housing, diffuse, PNP, (2) N.O./N.C. selectable outputs, 80-900mm sensing distance, IP67, 5-pin M12 quick-disconnect. | Stock | 163
UK1C-GW-1E | Micro Detectors ultrasonic proximity sensor, tubular, 18mm diameter x 91.6mm body, 316L stainless steel housing, diffuse, PNP, (2) N.O./N.C. selectable outputs, 80-900mm sensing distance, IP67, 5-pin M12 quick-disconnect. | Stock | 176
UK6C-D1-0A | Micro Detectors ultrasonic proximity sensor, tubular, 18mm diameter x 54.9mm body, polybutylene terephthalate housing, diffuse, 0-10 VDC analog output, 60-800mm sensing distance, IP67, pigtail. | Stock | 159
UK6C-D1-0E | Micro Detectors ultrasonic proximity sensor, tubular, 18mm diameter x 60.4mm body, polybutylene terephthalate housing, diffuse, 0-10 VDC analog output, 60-800mm sensing distance, IP67, 4-pin M12 quick-disconnect. | Stock | 153
UK6C-D2-0A | Micro Detectors ultrasonic proximity sensor, tubular, 18mm diameter x 54.9mm body, polybutylene terephthalate housing, diffuse, 4-20 mA analog output, 60-800mm sensing distance, IP67, pigtail. | Stock | 159
UK6C-D2-0E | Micro Detectors ultrasonic proximity sensor, tubular, 18mm diameter x 60.4mm body, polybutylene terephthalate housing, diffuse, 4-20 mA analog output, 60-800mm sensing distance, IP67, 4-pin M12 quick-disconnect. | Stock | 153
UK1C-G1-0A | Micro Detectors ultrasonic proximity sensor, tubular, 18mm diameter x 83.6mm body, polybutylene terephthalate housing, diffuse, 0-10 VDC analog output, 80-900mm sensing distance, IP67, pigtail. | Stock | 163
UK1C-G1-0E | Micro Detectors ultrasonic proximity sensor, tubular, 18mm diameter x 91.6mm body, polybutylene terephthalate housing, diffuse, 0-10 VDC analog output, 80-900mm sensing distance, IP67, 4-pin M12 quick-disconnect. | Stock | 160
UK1C-G1-1E | Micro Detectors ultrasonic proximity sensor, tubular, 18mm diameter x 91.6mm body, 316L stainless steel housing, diffuse, 0-10 VDC analog output, 80-900mm sensing distance, IP67, 4-pin M12 quick-disconnect. | Stock | 167
UK1C-G2-0A | Micro Detectors ultrasonic proximity sensor, tubular, 18mm diameter x 83.6mm body, polybutylene terephthalate housing, diffuse, 4-20 mA analog output, 80-900mm sensing distance, IP67, pigtail. | Stock | 163
UK1C-G2-0E | Micro Detectors ultrasonic proximity sensor, tubular, 18mm diameter x 91.6mm body, polybutylene terephthalate housing, diffuse, 4-20 mA analog output, 80-900mm sensing distance, IP67, 4-pin M12 quick-disconnect. | Stock | 160
UK1C-G2-1E | Micro Detectors ultrasonic proximity sensor, tubular, 18mm diameter x 91.6mm body, 316L stainless steel housing, diffuse, 4-20 mA analog output, 80-900mm sensing distance, IP67, 4-pin M12 quick-disconnect. | Stock | 167
UK1C-G6-0A | Micro Detectors ultrasonic proximity sensor, tubular, 18mm diameter x 83.6mm body, polybutylene terephthalate housing, diffuse, PNP, 4-20 mA analog output, N.O./N.C. selectable output, 80-900mm sensing distance, IP67, pigtail. | Stock | 172
UK1C-G6-0E | Micro Detectors ultrasonic proximity sensor, tubular, 18mm diameter x 91.6mm body, polybutylene terephthalate housing, diffuse, PNP, 4-20 mA analog output, N.O./N.C. selectable output, 80-900mm sensing distance, IP67, 5-pin M12 quick-disconnect. | Stock | 169
UK1C-G6-1E | Micro Detectors ultrasonic proximity sensor, tubular, 18mm diameter x 91.6mm body, 316L stainless steel housing, diffuse, PNP, 4-20 mA analog output, N.O./N.C. selectable output, 80-900mm sensing distance, IP67, 5-pin M12 quick-disconnect. | Stock | 176
UK1C-G7-0A | Micro Detectors ultrasonic proximity sensor, tubular, 18mm diameter x 83.6mm body, polybutylene terephthalate housing, diffuse, PNP, 0-10 VDC analog output, N.O./N.C. selectable output, 80-900mm sensing distance, IP67, pigtail. | Stock | 172
UK1C-G7-0E | Micro Detectors ultrasonic proximity sensor, tubular, 18mm diameter x 91.6mm body, polybutylene terephthalate housing, diffuse, PNP, 0-10 VDC analog output, N.O./N.C. selectable output, 80-900mm sensing distance, IP67, 5-pin M12 quick-disconnect. | Stock | 169
UK1C-G7-1E | Micro Detectors ultrasonic proximity sensor, tubular, 18mm diameter x 91.6mm body, 316L stainless steel housing, diffuse, PNP, 0-10 VDC analog output, N.O./N.C. selectable output, 80-900mm sensing distance, IP67, 5-pin M12 quick-disconnect. | Stock | 176
SU1-B1-0E | Micro Detectors ultrasonic proximity sensor, tubular, 18mm diameter x 90mm body, polybutylene terephthalate housing, diffuse, 0-10 VDC analog output, 100-600mm sensing distance, IP67, 4-pin M12 quick-disconnect. | Stock | 373
UK1D-GN-0A | Micro Detectors ultrasonic proximity sensor, tubular, 18mm diameter x 83.6mm body, polybutylene terephthalate housing, diffuse, NPN, N.O./N.C. selectable output, 150-1600mm sensing distance, IP67, pigtail. | Stock | 166
UK1D-GN-0E | Micro Detectors ultrasonic proximity sensor, tubular, 18mm diameter x 91.6mm body, polybutylene terephthalate housing, diffuse, NPN, N.O./N.C. selectable output, 150-1600mm sensing distance, IP67, 4-pin M12 quick-disconnect. | Stock | 164
UK1D-GN-1E | Micro Detectors ultrasonic proximity sensor, tubular, 18mm diameter x 91.6mm body, 316L stainless steel housing, diffuse, NPN, N.O./N.C. selectable output, 150-1600mm sensing distance, IP67, 4-pin M12 quick-disconnect. | Stock | 171
UK1D-GP-0A | Micro Detectors ultrasonic proximity sensor, tubular, 18mm diameter x 83.6mm body, polybutylene terephthalate housing, diffuse, PNP, N.O./N.C. selectable output, 150-1600mm sensing distance, IP67, pigtail. | Stock | 166
UK1D-GP-0E | Micro Detectors ultrasonic proximity sensor, tubular, 18mm diameter x 91.6mm body, polybutylene terephthalate housing, diffuse, PNP, N.O./N.C. selectable output, 150-1600mm sensing distance, IP67, 4-pin M12 quick-disconnect. | Stock | 164
UK1D-GP-1E | Micro Detectors ultrasonic proximity sensor, tubular, 18mm diameter x 91.6mm body, 316L stainless steel housing, diffuse, PNP, N.O./N.C. selectable output, 150-1600mm sensing distance, IP67, 4-pin M12 quick-disconnect. | Stock | 171
UK1D-GW-0A | Micro Detectors ultrasonic proximity sensor, tubular, 18mm diameter x 83.6mm body, polybutylene terephthalate housing, diffuse, PNP, (2) N.O./N.C. selectable outputs, 150-1600mm sensing distance, IP67, pigtail. | Stock | 171
UK1D-GW-0E | Micro Detectors ultrasonic proximity sensor, tubular, 18mm diameter x 91.6mm body, polybutylene terephthalate housing, diffuse, PNP, (2) N.O./N.C. selectable outputs, 150-1600mm sensing distance, IP67, 5-pin M12 quick-disconnect. | Stock | 167
UK1D-GW-1E | Micro Detectors ultrasonic proximity sensor, tubular, 18mm diameter x 91.6mm body, 316L stainless steel housing, diffuse, PNP, (2) N.O./N.C. selectable outputs, 150-1600mm sensing distance, IP67, 5-pin M12 quick-disconnect. | Stock | 176
UK1D-G1-0A | Micro Detectors ultrasonic proximity sensor, tubular, 18mm diameter x 83.6mm body, polybutylene terephthalate housing, diffuse, 0-10 VDC analog output, 150-1600mm sensing distance, IP67, pigtail. | Stock | 165
UK1D-G1-0E | Micro Detectors ultrasonic proximity sensor, tubular, 18mm diameter x 91.6mm body, polybutylene terephthalate housing, diffuse, 0-10 VDC analog output, 150-1600mm sensing distance, IP67, 4-pin M12 quick-disconnect. | Stock | 163
UK1D-G1-1E | Micro Detectors ultrasonic proximity sensor, tubular, 18mm diameter x 91.6mm body, 316L stainless steel housing, diffuse, 0-10 VDC analog output, 150-1600mm sensing distance, IP67, 4-pin M12 quick-disconnect. | Stock | 167
UK1D-G2-0A | Micro Detectors ultrasonic proximity sensor, tubular, 18mm diameter x 83.6mm body, polybutylene terephthalate housing, diffuse, 4-20 mA analog output, 150-1600mm sensing distance, IP67, pigtail. | Stock | 165
UK1D-G2-0E | Micro Detectors ultrasonic proximity sensor, tubular, 18mm diameter x 91.6mm body, polybutylene terephthalate housing, diffuse, 4-20 mA analog output, 150-1600mm sensing distance, IP67, 4-pin M12 quick-disconnect. | Stock | 163
UK1D-G2-1E | Micro Detectors ultrasonic proximity sensor, tubular, 18mm diameter x 91.6mm body, 316L stainless steel housing, diffuse, 4-20 mA analog output, 150-1600mm sensing distance, IP67, 4-pin M12 quick-disconnect. | Stock | 167
UK1D-G6-0A | Micro Detectors ultrasonic proximity sensor, tubular, 18mm diameter x 83.6mm body, polybutylene terephthalate housing, diffuse, PNP, 4-20 mA analog output, N.O./N.C. selectable output, 150-1600mm sensing distance, IP67, pigtail. | Stock | 172
UK1D-G6-0E | Micro Detectors ultrasonic proximity sensor, tubular, 18mm diameter x 91.6mm body, polybutylene terephthalate housing, diffuse, PNP, 4-20 mA analog output, N.O./N.C. selectable output, 150-1600mm sensing distance, IP67, 5-pin M12 quick-disconnect. | Stock | 169
UK1D-G6-1E | Micro Detectors ultrasonic proximity sensor, tubular, 18mm diameter x 91.6mm body, 316L stainless steel housing, diffuse, PNP, 4-20 mA analog output, N.O./N.C. selectable output, 150-1600mm sensing distance, IP67, 5-pin M12 quick-disconnect. | Stock | 177
UK1D-G7-0A | Micro Detectors ultrasonic proximity sensor, tubular, 18mm diameter x 83.6mm body, polybutylene terephthalate housing, diffuse, PNP, 0-10 VDC analog output, N.O./N.C. selectable output, 150-1600mm sensing distance, IP67, pigtail. | Stock | 167
UK1D-G7-0E | Micro Detectors ultrasonic proximity sensor, tubular, 18mm diameter x 91.6mm body, polybutylene terephthalate housing, diffuse, PNP, 0-10 VDC analog output, N.O./N.C. selectable output, 150-1600mm sensing distance, IP67, 5-pin M12 quick-disconnect. | Stock | 165
UK1D-G7-1E | Micro Detectors ultrasonic proximity sensor, tubular, 18mm diameter x 91.6mm body, 316L stainless steel housing, diffuse, PNP, 0-10 VDC analog output, N.O./N.C. selectable output, 150-1600mm sensing distance, IP67, 5-pin M12 quick-disconnect. | Stock | 174
SU2-A1-0E | Micro Detectors ultrasonic proximity sensor, tubular, 18mm diameter x 90mm body, polybutylene terephthalate housing, diffuse, 0-10 VDC analog output, 200-1500mm sensing distance, IP67, 4-pin M12 quick-disconnect. | Stock | 407
UK1F-GN-0A | Micro Detectors ultrasonic proximity sensor, tubular, 18mm diameter x 83.6mm body, polybutylene terephthalate housing, diffuse, NPN, N.O./N.C. selectable output, 200-2200mm sensing distance, IP67, pigtail. | Stock | 185
UK1F-GN-0E | Micro Detectors ultrasonic proximity sensor, tubular, 18mm diameter x 91.6mm body, polybutylene terephthalate housing, diffuse, NPN, N.O./N.C. selectable output, 200-2200mm sensing distance, IP67, 4-pin M12 quick-disconnect. | Stock | 183
UK1F-GN-1E | Micro Detectors ultrasonic proximity sensor, tubular, 18mm diameter x 91.6mm body, 316L stainless steel housing, diffuse, NPN, N.O./N.C. selectable output, 200-2200mm sensing distance, IP67, 4-pin M12 quick-disconnect. | Stock | 187
UK1F-GP-0A | Micro Detectors ultrasonic proximity sensor, tubular, 18mm diameter x 83.6mm body, polybutylene terephthalate housing, diffuse, PNP, N.O./N.C. selectable output, 200-2200mm sensing distance, IP67, pigtail. | Stock | 185
UK1F-GP-0E | Micro Detectors ultrasonic proximity sensor, tubular, 18mm diameter x 91.6mm body, polybutylene terephthalate housing, diffuse, PNP, N.O./N.C. selectable output, 200-2200mm sensing distance, IP67, 4-pin M12 quick-disconnect. | Stock | 183
UK1F-GP-1E | Micro Detectors ultrasonic proximity sensor, tubular, 18mm diameter x 91.6mm body, 316L stainless steel housing, diffuse, PNP, N.O./N.C. selectable output, 200-2200mm sensing distance, IP67, 4-pin M12 quick-disconnect. | Stock | 187
UK1F-GW-0A | Micro Detectors ultrasonic proximity sensor, tubular, 18mm diameter x 83.6mm body, polybutylene terephthalate housing, diffuse, PNP, (2) N.O./N.C. selectable outputs, 200-2200mm sensing distance, IP67, pigtail. | Stock | 185
UK1F-GW-0E | Micro Detectors ultrasonic proximity sensor, tubular, 18mm diameter x 91.6mm body, polybutylene terephthalate housing, diffuse, PNP, (2) N.O./N.C. selectable outputs, 200-2200mm sensing distance, IP67, 5-pin M12 quick-disconnect. | Stock | 183
UK1F-GW-1E | Micro Detectors ultrasonic proximity sensor, tubular, 18mm diameter x 91.6mm body, 316L stainless steel housing, diffuse, PNP, (2) N.O./N.C. selectable outputs, 200-2200mm sensing distance, IP67, 5-pin M12 quick-disconnect. | Stock | 187
UK1F-G1-0A | Micro Detectors ultrasonic proximity sensor, tubular, 18mm diameter x 83.6mm body, polybutylene terephthalate housing, diffuse, 0-10 VDC analog output, 200-2200mm sensing distance, IP67, pigtail. | Stock | 185
UK1F-G1-0E | Micro Detectors ultrasonic proximity sensor, tubular, 18mm diameter x 91.6mm body, polybutylene terephthalate housing, diffuse, 0-10 VDC analog output, 200-2200mm sensing distance, IP67, 4-pin M12 quick-disconnect. | Stock | 183
UK1F-G1-1E | Micro Detectors ultrasonic proximity sensor, tubular, 18mm diameter x 91.6mm body, 316L stainless steel housing, diffuse, 0-10 VDC analog output, 200-2200mm sensing distance, IP67, 4-pin M12 quick-disconnect. | Stock | 187
UK1F-G2-0A | Micro Detectors ultrasonic proximity sensor, tubular, 18mm diameter x 83.6mm body, polybutylene terephthalate housing, diffuse, 4-20 mA analog output, 200-2200mm sensing distance, IP67, pigtail. | Stock | 185
UK1F-G2-0E | Micro Detectors ultrasonic proximity sensor, tubular, 18mm diameter x 91.6mm body, polybutylene terephthalate housing, diffuse, 4-20 mA analog output, 200-2200mm sensing distance, IP67, 4-pin M12 quick-disconnect. | Stock | 183
UK1F-G2-1E | Micro Detectors ultrasonic proximity sensor, tubular, 18mm diameter x 91.6mm body, 316L stainless steel housing, diffuse, 4-20 mA analog output, 200-2200mm sensing distance, IP67, 4-pin M12 quick-disconnect. | Stock | 187
UK1F-G6-0A | Micro Detectors ultrasonic proximity sensor, tubular, 18mm diameter x 83.6mm body, polybutylene terephthalate housing, diffuse, PNP, 4-20 mA analog output, N.O./N.C. selectable output, 200-2200mm sensing distance, IP67, pigtail. | Stock | 185
UK1F-G6-0E | Micro Detectors ultrasonic proximity sensor, tubular, 18mm diameter x 91.6mm body, polybutylene terephthalate housing, diffuse, PNP, 4-20 mA analog output, N.O./N.C. selectable output, 200-2200mm sensing distance, IP67, 5-pin M12 quick-disconnect. | Stock | 183
UK1F-G6-1E | Micro Detectors ultrasonic proximity sensor, tubular, 18mm diameter x 91.6mm body, 316L stainless steel housing, diffuse, PNP, 4-20 mA analog output, N.O./N.C. selectable output, 200-2200mm sensing distance, IP67, 5-pin M12 quick-disconnect. | Stock | 187
UK1F-G7-0A | Micro Detectors ultrasonic proximity sensor, tubular, 18mm diameter x 83.6mm body, polybutylene terephthalate housing, diffuse, PNP, 0-10 VDC analog output, N.O./N.C. selectable output, 200-2200mm sensing distance, IP67, pigtail. | Stock | 185
UK1F-G7-0E | Micro Detectors ultrasonic proximity sensor, tubular, 18mm diameter x 91.6mm body, polybutylene terephthalate housing, diffuse, PNP, 0-10 VDC analog output, N.O./N.C. selectable output, 200-2200mm sensing distance, IP67, 5-pin M12 quick-disconnect. | Stock | 183
UK1F-G7-1E | Micro Detectors ultrasonic proximity sensor, tubular, 18mm diameter x 91.6mm body, 316L stainless steel housing, diffuse, PNP, 0-10 VDC analog output, N.O./N.C. selectable output, 200-2200mm sensing distance, IP67, 5-pin M12 quick-disconnect. | Stock | 187
30mm Tubular Ultrasonic Proximity Sensors
US30M3000G3-B4 | di-soric ultrasonic proximity sensor, tubular, 30mm diameter x 60mm body, nickel plated brass housing, diffuse, push-pull NPN or PNP, N.O./N.C. selectable output, 300-3000mm sensing distance, IP67, 4-pin M12 quick-disconnect, IO-Link v1.1. | Stock | 345
US30M3000IU-B4 | di-soric ultrasonic proximity sensor, tubular, 30mm diameter x 60mm body, nickel plated brass housing, diffuse, 0-10 VDC or 4-20 mA analog output, 300-3000mm sensing distance, IP67, 4-pin M12 quick-disconnect, IO-Link v1.1. | Stock | 375
US30M6000G3-B4 | di-soric ultrasonic proximity sensor, tubular, 30mm diameter x 78mm body, nickel plated brass housing, diffuse, push-pull NPN or PNP, N.O./N.C. selectable output, 600-6000mm sensing distance, IP67, 4-pin M12 quick-disconnect, IO-Link v1.1. | Stock | 410
US30M6000IU-B4 | di-soric ultrasonic proximity sensor, tubular, 30mm diameter x 78mm body, nickel plated brass housing, diffuse, 0-10 VDC or 4-20 mA analog output, 600-6000mm sensing distance, IP67, 4-pin M12 quick-disconnect, IO-Link v1.1. | Stock | 450
UT1B-GW-0A | Micro Detectors ultrasonic proximity sensor, tubular, 30mm diameter x 88.8mm body, polybutylene terephthalate housing, diffuse, PNP, (2) N.O./N.C. selectable outputs, 250-3500mm sensing distance, IP67, pigtail. | Stock | 257
UT1B-GW-0E | Micro Detectors ultrasonic proximity sensor, tubular, 30mm diameter x 98.8mm body, polybutylene terephthalate housing, diffuse, PNP, (2) N.O./N.C. selectable outputs, 250-3500mm sensing distance, IP67, 5-pin M12 quick-disconnect. | Stock | 250
UT1B-GW-1E | Micro Detectors ultrasonic proximity sensor, tubular, 30mm diameter x 98.8mm body, 316L stainless steel housing, diffuse, PNP, (2) N.O./N.C. selectable outputs, 250-3500mm sensing distance, IP67, 5-pin M12 quick-disconnect. | Stock | 261
UT1B-G6-0A | Micro Detectors ultrasonic proximity sensor, tubular, 30mm diameter x 88.8mm body, polybutylene terephthalate housing, diffuse, PNP, 4-20 mA analog output, N.O./N.C. selectable output, 250-3500mm sensing distance, IP67, pigtail. | Stock | 257
UT1B-G6-0E | Micro Detectors ultrasonic proximity sensor, tubular, 30mm diameter x 98.8mm body, polybutylene terephthalate housing, diffuse, PNP, 4-20 mA analog output, N.O./N.C. selectable output, 250-3500mm sensing distance, IP67, 5-pin M12 quick-disconnect. | Stock | 250
UT1B-G6-1E | Micro Detectors ultrasonic proximity sensor, tubular, 30mm diameter x 98.8mm body, 316L stainless steel housing, diffuse, PNP, 4-20 mA analog output, N.O./N.C. selectable output, 250-3500mm sensing distance, IP67, 5-pin M12 quick-disconnect. | Stock | 261
UT1B-G7-0A | Micro Detectors ultrasonic proximity sensor, tubular, 30mm diameter x 88.8mm body, polybutylene terephthalate housing, diffuse, PNP, 0-10 VDC analog output, N.O./N.C. selectable output, 250-3500mm sensing distance, IP67, pigtail. | Stock | 257
UT1B-G7-0E | Micro Detectors ultrasonic proximity sensor, tubular, 30mm diameter x 98.8mm body, polybutylene terephthalate housing, diffuse, PNP, 0-10 VDC analog output, N.O./N.C. selectable output, 250-3500mm sensing distance, IP67, 5-pin M12 quick-disconnect. | Stock | 250
UT1B-G7-1E | Micro Detectors ultrasonic proximity sensor, tubular, 30mm diameter x 98.8mm body, 316L stainless steel housing, diffuse, PNP, 0-10 VDC analog output, N.O./N.C. selectable output, 250-3500mm sensing distance, IP67, 5-pin M12 quick-disconnect. | Stock | 261
UT2F-GW-0E | Micro Detectors ultrasonic proximity sensor, tubular, 30mm diameter x 98.8mm body, polybutylene terephthalate housing, diffuse, PNP, (2) N.O./N.C. selectable outputs, 350-6000mm sensing distance, IP67, 5-pin M12 quick-disconnect. | Stock | 360
UT5L-GW-1E | Micro Detectors ultrasonic proximity sensor, tubular, 30mm diameter x 115mm body, 316L stainless steel housing, diffuse, PNP, (2) N.O./N.C. selectable outputs, 600-8000mm sensing distance, IP67, 5-pin M12 quick-disconnect. | Stock | 407
UT2F-G6-0E | Micro Detectors ultrasonic proximity sensor, tubular, 30mm diameter x 98.8mm body, polybutylene terephthalate housing, diffuse, PNP, 4-20 mA analog output, N.O./N.C. selectable output, 350-6000mm sensing distance, IP67, 5-pin M12 quick-disconnect. | Stock | 360
UT2F-G7-0E | Micro Detectors ultrasonic proximity sensor, tubular, 30mm diameter x 98.8mm body, polybutylene terephthalate housing, diffuse, PNP, 0-10 VDC analog output, N.O./N.C. selectable output, 350-6000mm sensing distance, IP67, 5-pin M12 quick-disconnect. | Stock | 360
UT5L-G6-1E | Micro Detectors ultrasonic proximity sensor, tubular, 30mm diameter x 115mm body, 316L stainless steel housing, diffuse, PNP, 4-20 mA analog output, N.O./N.C. selectable output, 600-8000mm sensing distance, IP67, 5-pin M12 quick-disconnect. | Stock | 407
UT5L-G7-1E | Micro Detectors ultrasonic proximity sensor, tubular, 30mm diameter x 115mm body, 316L stainless steel housing, diffuse, PNP, 0-10 VDC analog output, N.O./N.C. selectable output, 600-8000mm sensing distance, IP67, 5-pin M12 quick-disconnect. | Stock | 407
TU1-C1-0E | Micro Detectors ultrasonic proximity sensor, tubular, 30mm diameter x 124mm body, polybutylene terephthalate housing, diffuse, 0-10 VDC analog output, 300-2500mm sensing distance, IP67, 4-pin M12 quick-disconnect. | Stock | 436
TU1-C0-0E | Micro Detectors ultrasonic proximity sensor, tubular, 30mm diameter x 124mm body, polybutylene terephthalate housing, diffuse, PNP, N.O. output, 300-2500mm sensing distance, IP67, 4-pin M12 quick-disconnect. | Stock | 436
Rectangular Ultrasonic Proximity Sensors
USQ12M200G3-T4 | di-soric ultrasonic proximity sensor, rectangular, 12 x 12 x 75mm body, aluminum housing, top sensing, diffuse, push-pull NPN or PNP, N.O./N.C. selectable output, 20-200mm sensing distance, IP67, 4-pin M8 quick-disconnect, IO-Link v1.1. | Stock | 245
USQ12M200IU-T4 | di-soric ultrasonic proximity sensor, rectangular, 12 x 12 x 75mm body, aluminum housing, top sensing, diffuse, 0-10 VDC or 4-20 mA analog output, 20-200mm sensing distance, IP67, 4-pin M8 quick-disconnect, IO-Link v1.1. | Stock | 269
USQ12M400FPG3-T4 | di-soric ultrasonic proximity sensor, rectangular, 12 x 12 x 82mm body, aluminum housing, top sensing, foreground suppression, push-pull NPN or PNP, N.O./N.C. selectable output, 40-400mm sensing distance, IP67, 4-pin M8 quick-disconnect, IO-Link v1.1. | Stock | 258
USQ12M400G3-T4 | di-soric ultrasonic proximity sensor, rectangular, 12 x 12 x 75mm body, aluminum housing, top sensing, diffuse, push-pull NPN or PNP, N.O./N.C. selectable output, 40-400mm sensing distance, IP67, 4-pin M8 quick-disconnect, IO-Link v1.1. | Stock | 245
USQ12M400HPG3-T4 | di-soric ultrasonic proximity sensor, rectangular, 12 x 12 x 82mm body, aluminum housing, top sensing, diffuse with background suppression, push-pull NPN or PNP, N.O./N.C. selectable output, 40-400mm sensing distance, IP67, 4-pin M8 quick-disconnect, IO-Link v1.1. | Stock | 258
USQ12M400IU-T4 | di-soric ultrasonic proximity sensor, rectangular, 12 x 12 x 75mm body, aluminum housing, top sensing, diffuse, 0-10 VDC or 4-20 mA analog output, 40-400mm sensing distance, IP67, 4-pin M8 quick-disconnect, IO-Link v1.1. | Stock | 269
USQ12M400RG3-T4 | di-soric ultrasonic proximity sensor, rectangular, 12 x 12 x 75mm body, aluminum housing, top sensing, retroreflective, push-pull NPN or PNP, N.O./N.C. selectable output, 40-400mm sensing distance, IP67, 4-pin M8 quick-disconnect, IO-Link v1.1. | Stock | 245
OPT2200 | Wenglor ultrasonic proximity sensor, rectangular, 38.5 x 19.5 x 12mm body, polycarbonate housing, diffuse, PNP, N.O., 30-400mm sensing distance, IP68, 4-pin M8 quick-disconnect, IO-Link v1.1. | Stock | 153
OPT2201 | Wenglor ultrasonic proximity sensor, rectangular, 38.5 x 19.5 x 12mm body, polycarbonate housing, diffuse, NPN, N.O., 30-400mm sensing distance, IP68, 4-pin M8 quick-disconnect, IO-Link v1.1. | Stock | 153
OPT2202 | Wenglor ultrasonic proximity sensor, rectangular, 38.5 x 19.5 x 12mm body, polycarbonate housing, diffuse, PNP, N.O., 30-400mm sensing distance, IP68, 4-pin M12 quick-disconnect, IO-Link v1.1. | Stock | 153
OPT2203 | Wenglor ultrasonic proximity sensor, rectangular, 56.5 x 16 x 35mm body, polybutylene terephthalate housing, diffuse, PNP, N.O., 100-1200mm sensing distance, IP67 IP68, 5-pin M12 quick-disconnect, IO-Link v1.1. | Stock | 168
OPT2204 | Wenglor ultrasonic proximity sensor, rectangular, 56.5 x 16 x 35mm body, polybutylene terephthalate housing, diffuse, NPN, N.O., 100-1200mm sensing distance, IP67 IP68, 5-pin M12 quick-disconnect, IO-Link v1.1. | Stock | 168
OPT2205 | Wenglor ultrasonic proximity sensor, rectangular, 56.5 x 16 x 35mm body, polybutylene terephthalate housing, diffuse, PNP, N.O., 80-400mm sensing distance, IP67 IP68, 4-pin M12 quick-disconnect, IO-Link v1.1. | Stock | 168
OPT2206 | Wenglor ultrasonic proximity sensor, rectangular, 56.5 x 16 x 35mm body, polybutylene terephthalate housing, through-beam emitter, 1-2000mm sensing distance, IP67 IP68, 5-pin M12 quick-disconnect, IO-Link v1.1. | Stock | 116
OPT2207 | Wenglor ultrasonic proximity sensor, rectangular, 56.5 x 16 x 35mm body, polybutylene terephthalate housing, through-beam receiver, PNP, N.O., 1-2000mm sensing distance, IP67 IP68, 5-pin M12 quick-disconnect, IO-Link v1.1. | Stock | 153
OPT2208 | Wenglor ultrasonic proximity sensor, rectangular, 56.5 x 16 x 35mm body, polybutylene terephthalate housing, through-beam receiver, NPN, N.O., 1-2000mm sensing distance, IP67 IP68, 5-pin M12 quick-disconnect, IO-Link v1.1. | Stock | 153
UQ1A-GN-0E | Micro Detectors ultrasonic proximity sensor, rectangular, 53 x 20 x 38mm, polybutylene terephthalate housing, diffuse, NPN, N.O./N.C. selectable output, 40-300mm sensing distance, IP67, 4-pin M12 quick-disconnect. | Stock | 131
UQ1A-GP-0E | Micro Detectors ultrasonic proximity sensor, rectangular, 53 x 20 x 38mm, polybutylene terephthalate housing, diffuse, PNP, N.O./N.C. selectable output, 40-300mm sensing distance, IP67, 4-pin M12 quick-disconnect. | Stock | 131
UQ1A-G6-0E | Micro Detectors ultrasonic proximity sensor, rectangular, 53 x 20 x 38mm, polybutylene terephthalate housing, diffuse, PNP, 4-20 mA analog output, N.O./N.C. selectable output, 40-300mm sensing distance, IP67, 4-pin M12 quick-disconnect. | Stock | 135
UQ1A-G7-0E | Micro Detectors ultrasonic proximity sensor, rectangular, 53 x 20 x 38mm, polybutylene terephthalate housing, diffuse, PNP, 0-10 VDC analog output, N.O./N.C. selectable output, 40-300mm sensing distance, IP67, 4-pin M12 quick-disconnect. | Stock | 135
UQ1C-GN-0E | Micro Detectors ultrasonic proximity sensor, rectangular, 53 x 20 x 38mm, polybutylene terephthalate housing, diffuse, NPN, N.O./N.C. selectable output, 60-800mm sensing distance, IP67, 4-pin M12 quick-disconnect. | Stock | 135
UQ1C-GP-0E | Micro Detectors ultrasonic proximity sensor, rectangular, 53 x 20 x 38mm, polybutylene terephthalate housing, diffuse, PNP, N.O./N.C. selectable output, 60-800mm sensing distance, IP67, 4-pin M12 quick-disconnect. | Stock | 135
UQ1C-G6-0E | Micro Detectors ultrasonic proximity sensor, rectangular, 53 x 20 x 38mm, polybutylene terephthalate housing, diffuse, PNP, 4-20 mA analog output, N.O./N.C. selectable output, 60-800mm sensing distance, IP67, 4-pin M12 quick-disconnect. | Stock | 140
UQ1C-G7-0E | Micro Detectors ultrasonic proximity sensor, rectangular, 53 x 20 x 38mm, polybutylene terephthalate housing, diffuse, PNP, 0-10 VDC analog output, N.O./N.C. selectable output, 60-800mm sensing distance, IP67, 4-pin M12 quick-disconnect. | Stock | 140
UQ1D-GN-0E | Micro Detectors ultrasonic proximity sensor, rectangular, 53 x 20 x 38mm, polybutylene terephthalate housing, diffuse, NPN, N.O./N.C. selectable output, 80-1200mm sensing distance, IP67, 4-pin M12 quick-disconnect. | Stock | 140
UQ1D-GP-0E | Micro Detectors ultrasonic proximity sensor, rectangular, 53 x 20 x 38mm, polybutylene terephthalate housing, diffuse, PNP, N.O./N.C. selectable output, 80-1200mm sensing distance, IP67, 4-pin M12 quick-disconnect. | Stock | 140
UQ1D-G6-0E | Micro Detectors ultrasonic proximity sensor, rectangular, 53 x 20 x 38mm, polybutylene terephthalate housing, diffuse, PNP, 4-20 mA analog output, N.O./N.C. selectable output, 80-1200mm sensing distance, IP67, 4-pin M12 quick-disconnect. | Stock | 149
UQ1D-G7-0E | Micro Detectors ultrasonic proximity sensor, rectangular, 53 x 20 x 38mm, polybutylene terephthalate housing, diffuse, PNP, 0-10 VDC analog output, N.O./N.C. selectable output, 80-1200mm sensing distance, IP67, 4-pin M12 quick-disconnect. | Stock | 149
UHZ-AN-0A | Micro Detectors ultrasonic proximity sensor, rectangular, 20 x 30 x 12mm body, polybutylene terephthalate housing, through-beam pair, NPN, N.O. output, 300mm sensing distance, IP67, pigtail. | Stock | 232
UHZ-AP-0A | Micro Detectors ultrasonic proximity sensor, rectangular, 20 x 30 x 12mm body, polybutylene terephthalate housing, through-beam pair, PNP, N.O. output, 300mm sensing distance, IP67, pigtail. | Stock | 232
Accessories for Ultrasonic Proximity Sensors
US-UW-12 | di-soric right-angle beam adapter, polyoxymethylene (POM), 12mm. For use with di-soric 12mm ultrasonic sensors. Allows 90 degree sound deflection, threads on to head of sensor. | Stock | 29
US-UW-18 | di-soric right-angle beam adapter, polyoxymethylene (POM), 18mm. For use with di-soric 18mm ultrasonic sensors. Allows 90 degree sound deflection, threads on to head of sensor. | Stock | 28
US-UW-30 | di-soric right-angle beam adapter, polyoxymethylene (POM), 30mm. For use with di-soric 30mm ultrasonic sensors. Allows 90 degree sound deflection, threads on to head of sensor. | Stock | 36
Linear Position Sensors with Fixed Slide
LSR-33P-0030-A5-C1 | ProSense potentiometer linear position sensor, fixed slide, 30mm stroke, 33 x 33 x 110mm body, channel mount, 18mm DIN 43650 Form A. | Stock | 110
LSR-33P-0050-A5-C1 | ProSense potentiometer linear position sensor, fixed slide, 50mm stroke, 33 x 33 x 130mm body, channel mount, 18mm DIN 43650 Form A. | Stock | 112
LSR-33P-0100-B5-C1 | ProSense potentiometer linear position sensor, fixed slide, 100mm stroke, 33 x 33 x 180mm body, channel mount, 18mm DIN 43650 Form A. | Stock | 120
LSR-33P-0130-C5-C1 | ProSense potentiometer linear position sensor, fixed slide, 130mm stroke, 33 x 33 x 210mm body, channel mount, 18mm DIN 43650 Form A. | Stock | 126
LSR-33P-0150-C5-C1 | ProSense potentiometer linear position sensor, fixed slide, 150mm stroke, 33 x 33 x 230mm body, channel mount, 18mm DIN 43650 Form A. | Stock | 129
LSR-33P-0200-C5-C1 | ProSense potentiometer linear position sensor, fixed slide, 200mm stroke, 33 x 33 x 280mm body, channel mount, 18mm DIN 43650 Form A. | Stock | 137
LSR-33P-0250-D5-C1 | ProSense potentiometer linear position sensor, fixed slide, 250mm stroke, 33 x 33 x 330mm body, channel mount, 18mm DIN 43650 Form A. | Stock | 146
LSR-33P-0300-D5-C1 | ProSense potentiometer linear position sensor, fixed slide, 300mm stroke, 33 x 33 x 380mm body, channel mount, 18mm DIN 43650 Form A. | Stock | 156
LSR-33P-0350-D5-C1 | ProSense potentiometer linear position sensor, fixed slide, 350mm stroke, 33 x 33 x 430mm body, channel mount, 18mm DIN 43650 Form A. | Stock | 163
LSR-33P-0400-D5-C1 | ProSense potentiometer linear position sensor, fixed slide, 400mm stroke, 33 x 33 x 480mm body, channel mount, 18mm DIN 43650 Form A. | Stock | 171
LSR-33P-0450-D5-C1 | ProSense potentiometer linear position sensor, fixed slide, 450mm stroke, 33 x 33 x 530mm body, channel mount, 18mm DIN 43650 Form A. | Stock | 174
LSR-33P-0500-D5-C1 | ProSense potentiometer linear position sensor, fixed slide, 500mm stroke, 33 x 33 x 580mm body, channel mount, 18mm DIN 43650 Form A. | Stock | 177
LSR-33P-0550-D5-C1 | ProSense potentiometer linear position sensor, fixed slide, 550mm stroke, 33 x 33 x 630mm body, channel mount, 18mm DIN 43650 Form A. | Stock | 186
LSR-33P-0600-D5-C1 | ProSense potentiometer linear position sensor, fixed slide, 600mm stroke, 33 x 33 x 680mm body, channel mount, 18mm DIN 43650 Form A. | Stock | 197
LSR-33P-0650-D10-C1 | ProSense potentiometer linear position sensor, fixed slide, 650mm stroke, 33 x 33 x 730mm body, channel mount, 18mm DIN 43650 Form A. | Stock | 214
LSR-33P-0700-D10-C1 | ProSense potentiometer linear position sensor, fixed slide, 700mm stroke, 33 x 33 x 780mm body, channel mount, 18mm DIN 43650 Form A. | Stock | 225
LSR-33P-0750-D10-C1 | ProSense potentiometer linear position sensor, fixed slide, 750mm stroke, 33 x 33 x 830mm body, channel mount, 18mm DIN 43650 Form A. | Stock | 233
LSR-33P-0800-D10-C1 | ProSense potentiometer linear position sensor, fixed slide, 800mm stroke, 33 x 33 x 880mm body, channel mount, 18mm DIN 43650 Form A. | Stock | 243
LSR-33P-0850-D10-C1 | ProSense potentiometer linear position sensor, fixed slide, 850mm stroke, 33 x 33 x 930mm body, channel mount, 18mm DIN 43650 Form A. | Stock | 253
LSR-33P-0900-D10-C1 | ProSense potentiometer linear position sensor, fixed slide, 900mm stroke, 33 x 33 x 980mm body, channel mount, 18mm DIN 43650 Form A. | Stock | 271
LSR-33P-1000-D10-C1 | ProSense potentiometer linear position sensor, fixed slide, 1000mm stroke, 33 x 33 x 1080mm body, channel mount, 18mm DIN 43650 Form A. | Stock | 292
LT-M-0050-S-L | Gefran potentiometer linear position sensor, fixed slide, 50mm stroke, 32 x 33 x 113mm body, channel mount, 18mm DIN 43650 Form A. | Stock | 200
LT-M-0075-S-L | Gefran potentiometer linear position sensor, fixed slide, 75mm stroke, 32 x 33 x 138mm body, channel mount, 18mm DIN 43650 Form A. | Stock | 211
LT-M-0100-S-L | Gefran potentiometer linear position sensor, fixed slide, 100mm stroke, 32 x 33 x 163mm body, channel mount, 18mm DIN 43650 Form A. | Stock | 214
LT-M-0130-S-L | Gefran potentiometer linear position sensor, fixed slide, 130mm stroke, 32 x 33 x 193mm body, channel mount, 18mm DIN 43650 Form A. | Stock | 225
LT-M-0150-S-L | Gefran potentiometer linear position sensor, fixed slide, 150mm stroke, 32 x 33 x 213mm body, channel mount, 18mm DIN 43650 Form A. | Stock | 233
LT-M-0175-S-L | Gefran potentiometer linear position sensor, fixed slide, 175mm stroke, 32 x 33 x 238mm body, channel mount, 18mm DIN 43650 Form A. | Stock | 240
LT-M-0200-S-L | Gefran potentiometer linear position sensor, fixed slide, 200mm stroke, 32 x 33 x 264mm body, channel mount, 18mm DIN 43650 Form A. | Stock | 244
LT-M-0250-S-L | Gefran potentiometer linear position sensor, fixed slide, 250mm stroke, 32 x 33 x 314mm body, channel mount, 18mm DIN 43650 Form A. | Stock | 273
LT-M-0300-S-L | Gefran potentiometer linear position sensor, fixed slide, 300mm stroke, 32 x 33 x 364mm body, channel mount, 18mm DIN 43650 Form A. | Stock | 276
LT-M-0400-S-L | Gefran potentiometer linear position sensor, fixed slide, 400mm stroke, 32 x 33 x 466mm body, channel mount, 18mm DIN 43650 Form A. | Stock | 386
PZ12-F-0025-L | Gefran potentiometer linear position sensor, fixed slide, 25mm stroke, 12.7mm diameter x 74.5mm body, flange mount, pigtail, 3.2ft/1m cable length. | Stock | 195
PZ12-F-0050-L | Gefran potentiometer linear position sensor, fixed slide, 50mm stroke, 12.7mm diameter x 99.5mm body, flange mount, pigtail, 3.2ft/1m cable length. | Stock | 207
PZ12-F-0075-L | Gefran potentiometer linear position sensor, fixed slide, 75mm stroke, 12.7mm diameter x 124.5mm body, flange mount, pigtail, 3.2ft/1m cable length. | Stock | 213
PZ12-F-0100-L | Gefran potentiometer linear position sensor, fixed slide, 100mm stroke, 12.7mm diameter x 149.5mm body, flange mount, pigtail, 3.2ft/1m cable length. | Stock | 222
PZ12-F-0200-L | Gefran potentiometer linear position sensor, fixed slide, 200mm stroke, 12.7mm diameter x 249.5mm body, flange mount, pigtail, 3.2ft/1m cable length. | Stock | 238
PZ12-S-0025-L | Gefran potentiometer linear position sensor, fixed slide, 25mm stroke, 12.7mm diameter x 74.5mm body, clamp brackets mount, pigtail, 3.2ft/1m cable length. | Stock | 207
PZ12-S-0050-L | Gefran potentiometer linear position sensor, fixed slide, 50mm stroke, 12.7mm diameter x 99.5mm body, clamp brackets mount, pigtail, 3.2ft/1m cable length. | Stock | 227
PZ12-S-0075-L | Gefran potentiometer linear position sensor, fixed slide, 75mm stroke, 12.7mm diameter x 124.5mm body, clamp brackets mount, pigtail, 3.2ft/1m cable length. | Stock | 233
PZ12-S-0100-L | Gefran potentiometer linear position sensor, fixed slide, 100mm stroke, 12.7mm diameter x 149.5mm body, clamp brackets mount, pigtail, 3.2ft/1m cable length. | Stock | 240
PZ12-S-0200-L | Gefran potentiometer linear position sensor, fixed slide, 200mm stroke, 12.7mm diameter x 249.5mm body, clamp brackets mount, pigtail, 3.2ft/1m cable length. | Stock | 261
LZE13-2.5A-00-10S | Alliance Sensors inductive linear position sensor, fixed slide, 2.5mm stroke, 4mm shaft diameter, 0-10 VDC output, 12.7mm diameter x 35.8mm body, M4 x 0.7 mount, pigtail, 3.2ft/1m cable length. | Stock | 345
LZE13-6.4A-00-10S | Alliance Sensors inductive linear position sensor, fixed slide, 6.4mm stroke, 4mm shaft diameter, 0-10 VDC output, 12.7mm diameter x 35.8mm body, M4 x 0.7 mount, pigtail, 3.2ft/1m cable length. | Stock | 350
LZE13-12.7A-00-10S | Alliance Sensors inductive linear position sensor, fixed slide, 12.7mm stroke, 4mm shaft diameter, 0-10 VDC output, 12.7mm diameter x 35.8mm body, M4 x 0.7 mount, pigtail, 3.2ft/1m cable length. | Stock | 355
LZE13-025A-00-10S | Alliance Sensors inductive linear position sensor, fixed slide, 25mm stroke, 4mm shaft diameter, 0-10 VDC output, 12.7mm diameter x 35.8mm body, M4 x 0.7 mount, pigtail, 3.2ft/1m cable length. | Stock | 360
LZE13-050A-00-10S | Alliance Sensors inductive linear position sensor, fixed slide, 50mm stroke, 4mm shaft diameter, 0-10 VDC output, 12.7mm diameter x 61.2mm body, M4 x 0.7 mount, pigtail, 3.2ft/1m cable length. | Stock | 390
LZE13-100A-00-10S | Alliance Sensors inductive linear position sensor, fixed slide, 100mm stroke, 4mm shaft diameter, 0-10 VDC output, 12.7mm diameter x 112mm body, M4 x 0.7 mount, pigtail, 3.2ft/1m cable length. | Stock | 400
LZE13-150A-00-10S | Alliance Sensors inductive linear position sensor, fixed slide, 150mm stroke, 4mm shaft diameter, 0-10 VDC output, 12.7mm diameter x 165.1mm body, M4 x 0.7 mount, pigtail, 3.2ft/1m cable length. | Stock | 410
LZE13-200A-00-10S | Alliance Sensors inductive linear position sensor, fixed slide, 200mm stroke, 4mm shaft diameter, 0-10 VDC output, 12.7mm diameter x 215.9mm body, M4 x 0.7 mount, pigtail, 3.2ft/1m cable length. | Stock | 435
LZE19-2.5A-00-10S | Alliance Sensors inductive linear position sensor, fixed slide, 2.5mm stroke, 5.2mm shaft diameter, 0-10 VDC output, 19mm diameter x 35mm body, M5 x 0.8 mount, pigtail, 3.2ft/1m cable length. | Stock | 341
LZE19-6.4A-00-10S | Alliance Sensors inductive linear position sensor, fixed slide, 6.4mm stroke, 5.2mm shaft diameter, 0-10 VDC output, 19mm diameter x 35mm body, M5 x 0.8 mount, pigtail, 3.2ft/1m cable length. | Stock | 346
LZE19-12.7A-00-10S | Alliance Sensors inductive linear position sensor, fixed slide, 12.7mm stroke, 5.2mm shaft diameter, 0-10 VDC output, 19mm diameter x 35mm body, M5 x 0.8 mount, pigtail, 3.2ft/1m cable length. | Stock | 351
LZE19-025A-00-10S | Alliance Sensors inductive linear position sensor, fixed slide, 25mm stroke, 5.2mm shaft diameter, 0-10 VDC output, 19mm diameter x 35mm body, M5 x 0.8 mount, pigtail, 3.2ft/1m cable length. | Stock | 356
LZE19-050A-00-10S | Alliance Sensors inductive linear position sensor, fixed slide, 50mm stroke, 5.2mm shaft diameter, 0-10 VDC output, 19mm diameter x 60.5mm body, M5 x 0.8 mount, pigtail, 3.2ft/1m cable length. | Stock | 381
LZE19-100A-00-10S | Alliance Sensors inductive linear position sensor, fixed slide, 100mm stroke, 5.2mm shaft diameter, 0-10 VDC output, 19mm diameter x 111.1mm body, M5 x 0.8 mount, pigtail, 3.2ft/1m cable length. | Stock | 406
LZE19-150A-00-10S | Alliance Sensors inductive linear position sensor, fixed slide, 150mm stroke, 5.2mm shaft diameter, 0-10 VDC output, 19mm diameter x 165.1mm body, M5 x 0.8 mount, pigtail, 3.2ft/1m cable length. | Stock | 431
LZE19-200A-00-10S | Alliance Sensors inductive linear position sensor, fixed slide, 200mm stroke, 5.2mm shaft diameter, 0-10 VDC output, 19mm diameter x 215.9mm body, M5 x 0.8 mount, pigtail, 3.2ft/1m cable length. | Stock | 456
LZE19-250A-00-10S | Alliance Sensors inductive linear position sensor, fixed slide, 250mm stroke, 5.2mm shaft diameter, 0-10 VDC output, 19mm diameter x 266.7mm body, M5 x 0.8 mount, pigtail, 3.2ft/1m cable length. | Stock | 481
LZE19-300A-00-10S | Alliance Sensors inductive linear position sensor, fixed slide, 300mm stroke, 5.2mm shaft diameter, 0-10 VDC output, 19mm diameter x 317.5mm body, M5 x 0.8 mount, pigtail, 3.2ft/1m cable length. | Stock | 506
LZE19-375A-00-10S | Alliance Sensors inductive linear position sensor, fixed slide, 375mm stroke, 5.2mm shaft diameter, 0-10 VDC output, 19mm diameter x 400mm body, M5 x 0.8 mount, pigtail, 3.2ft/1m cable length. | Stock | 556
LZI19-2.5A-00-20S | Alliance Sensors inductive linear position sensor, fixed slide, 2.5mm stroke, 5.2mm shaft diameter, 4-20 mA output, 19mm diameter x 35mm body, M5 x 0.8 mount, pigtail, 3.2ft/1m cable length. | Stock | 341
LZI19-6.4A-00-20S | Alliance Sensors inductive linear position sensor, fixed slide, 6.4mm stroke, 5.2mm shaft diameter, 4-20 mA output, 19mm diameter x 35mm body, M5 x 0.8 mount, pigtail, 3.2ft/1m cable length. | Stock | 346
LZI19-12.7A-00-20S | Alliance Sensors inductive linear position sensor, fixed slide, 12.7mm stroke, 5.2mm shaft diameter, 4-20 mA output, 19mm diameter x 35mm body, M5 x 0.8 mount, pigtail, 3.2ft/1m cable length. | Stock | 351
LZI19-025A-00-20S | Alliance Sensors inductive linear position sensor, fixed slide, 25mm stroke, 5.2mm shaft diameter, 4-20 mA output, 19mm diameter x 35mm body, M5 x 0.8 mount, pigtail, 3.2ft/1m cable length. | Stock | 356
LZI19-050A-00-20S | Alliance Sensors inductive linear position sensor, fixed slide, 50mm stroke, 5.2mm shaft diameter, 4-20 mA output, 19mm diameter x 60.5mm body, M5 x 0.8 mount, pigtail, 3.2ft/1m cable length. | Stock | 381
LZI19-100A-00-20S | Alliance Sensors inductive linear position sensor, fixed slide, 100mm stroke, 5.2mm shaft diameter, 4-20 mA output, 19mm diameter x 111.1mm body, M5 x 0.8 mount, pigtail, 3.2ft/1m cable length. | Stock | 406
LZI19-150A-00-20S | Alliance Sensors inductive linear position sensor, fixed slide, 150mm stroke, 5.2mm shaft diameter, 4-20 mA output, 19mm diameter x 165.1mm body, M5 x 0.8 mount, pigtail, 3.2ft/1m cable length. | Stock | 431
LZI19-200A-00-20S | Alliance Sensors inductive linear position sensor, fixed slide, 200mm stroke, 5.2mm shaft diameter, 4-20 mA output, 19mm diameter x 215.9mm body, M5 x 0.8 mount, pigtail, 3.2ft/1m cable length. | Stock | 456
LZI19-250A-00-20S | Alliance Sensors inductive linear position sensor, fixed slide, 250mm stroke, 5.2mm shaft diameter, 4-20 mA output, 19mm diameter x 266.7mm body, M5 x 0.8 mount, pigtail, 3.2ft/1m cable length. | Stock | 481
LZI19-300A-00-20S | Alliance Sensors inductive linear position sensor, fixed slide, 300mm stroke, 5.2mm shaft diameter, 4-20 mA output, 19mm diameter x 317.5mm body, M5 x 0.8 mount, pigtail, 3.2ft/1m cable length. | Stock | 506
LZI19-375A-00-20S | Alliance Sensors inductive linear position sensor, fixed slide, 375mm stroke, 5.2mm shaft diameter, 4-20 mA output, 19mm diameter x 400mm body, M5 x 0.8 mount, pigtail, 3.2ft/1m cable length. | Stock | 556
Linear Position Sensors with Rodless Slide
LSRS-33P-0400-D5-C1 | ProSense potentiometer linear position sensor, rodless slide, 400mm stroke, 33 x 33 x 558mm body, channel mount, 18mm DIN 43650 Form A. | Stock | 190
LSRS-33P-0450-D5-C1 | ProSense potentiometer linear position sensor, rodless slide, 450mm stroke, 33 x 33 x 608mm body, channel mount, 18mm DIN 43650 Form A. | Stock | 195
LSRS-33P-0500-D5-C1 | ProSense potentiometer linear position sensor, rodless slide, 500mm stroke, 33 x 33 x 658mm body, channel mount, 18mm DIN 43650 Form A. | Stock | 207
LSRS-33P-0550-D5-C1 | ProSense potentiometer linear position sensor, rodless slide, 550mm stroke, 33 x 33 x 708mm body, channel mount, 18mm DIN 43650 Form A. | Stock | 210
LSRS-33P-0600-D5-C1 | ProSense potentiometer linear position sensor, rodless slide, 600mm stroke, 33 x 33 x 758mm body, channel mount, 18mm DIN 43650 Form A. | Stock | 215
LSRS-33P-0650-D10-C1 | ProSense potentiometer linear position sensor, rodless slide, 650mm stroke, 33 x 33 x 808mm body, channel mount, 18mm DIN 43650 Form A. | Stock | 221
LSRS-33P-0700-D10-C1 | ProSense potentiometer linear position sensor, rodless slide, 700mm stroke, 33 x 33 x 858mm body, channel mount, 18mm DIN 43650 Form A. | Stock | 227
LSRS-33P-0750-D10-C1 | ProSense potentiometer linear position sensor, rodless slide, 750mm stroke, 33 x 33 x 908mm body, channel mount, 18mm DIN 43650 Form A. | Stock | 233
LSRS-33P-0800-D10-C1 | ProSense potentiometer linear position sensor, rodless slide, 800mm stroke, 33 x 33 x 958mm body, channel mount, 18mm DIN 43650 Form A. | Stock | 237
LSRS-33P-0850-D10-C1 | ProSense potentiometer linear position sensor, rodless slide, 850mm stroke, 33 x 33 x 1008mm body, channel mount, 18mm DIN 43650 Form A. | Stock | 244
LSRS-33P-0900-D10-C1 | ProSense potentiometer linear position sensor, rodless slide, 900mm stroke, 33 x 33 x 1058mm body, channel mount, 18mm DIN 43650 Form A. | Stock | 250
LSRS-33P-1000-D10-C1 | ProSense potentiometer linear position sensor, rodless slide, 1000mm stroke, 33 x 33 x 1158mm body, channel mount, 18mm DIN 43650 Form A. | Stock | 339
LSRS-33P-1250-D20-C1 | ProSense potentiometer linear position sensor, rodless slide, 1250mm stroke, 33 x 33 x 1408mm body, channel mount, 18mm DIN 43650 Form A. | Stock | 364
PK-M-0400-L | Gefran potentiometer linear position sensor, rodless slide, 400mm stroke, 57 x 38 x 556mm body, channel mount, 18mm DIN 43650 Form A. | Stock | 339
PK-M-0500-L | Gefran potentiometer linear position sensor, rodless slide, 500mm stroke, 57 x 38 x 659mm body, channel mount, 18mm DIN 43650 Form A. | Stock | 378
PK-M-0600-L | Gefran potentiometer linear position sensor, rodless slide, 600mm stroke, 57 x 38 x 761mm body, channel mount, 18mm DIN 43650 Form A. | Stock | 399
PK-M-0700-L | Gefran potentiometer linear position sensor, rodless slide, 700mm stroke, 57 x 38 x 863mm body, channel mount, 18mm DIN 43650 Form A. | Stock | 417
PK-M-0800-L | Gefran potentiometer linear position sensor, rodless slide, 800mm stroke, 57 x 38 x 963mm body, channel mount, 18mm DIN 43650 Form A. | Stock | 458
PK-M-0900-L | Gefran potentiometer linear position sensor, rodless slide, 900mm stroke, 57 x 38 x 1065mm body, channel mount, 18mm DIN 43650 Form A. | Stock | 474
PK-M-1000-L | Gefran potentiometer linear position sensor, rodless slide, 1000mm stroke, 57 x 38 x 1167mm body, channel mount, 18mm DIN 43650 Form A. | Stock | 603
WPG-A-M-0050-E | Gefran magnetostrictive linear position sensor, rodless slide, 50mm stroke, 4-20 mA output, 33 x 16.3 x 204mm, channel mount, 18mm DIN 43650 Form A. | Stock | 297
WPG-A-M-0050-N | Gefran magnetostrictive linear position sensor, rodless slide, 50mm stroke, 0-10 VDC output, 33 x 16.3 x 204mm, channel mount, 18mm DIN 43650 Form A. | Stock | 297
WPG-A-M-0100-E | Gefran magnetostrictive linear position sensor, rodless slide, 100mm stroke, 4-20 mA output, 33 x 16.3 x 254mm, channel mount, 18mm DIN 43650 Form A. | Stock | 299
WPG-A-M-0100-N | Gefran magnetostrictive linear position sensor, rodless slide, 100mm stroke, 0-10 VDC output, 33 x 16.3 x 254mm, channel mount, 18mm DIN 43650 Form A. | Stock | 299
WPG-A-M-0150-E | Gefran magnetostrictive linear position sensor, rodless slide, 150mm stroke, 4-20 mA output, 33 x 16.3 x 304mm, channel mount, 18mm DIN 43650 Form A. | Stock | 301
WPG-A-M-0150-N | Gefran magnetostrictive linear position sensor, rodless slide, 150mm stroke, 0-10 VDC output, 33 x 16.3 x 304mm, channel mount, 18mm DIN 43650 Form A. | Stock | 301
WPG-A-M-0200-E | Gefran magnetostrictive linear position sensor, rodless slide, 200mm stroke, 4-20 mA output, 33 x 16.3 x 354mm, channel mount, 18mm DIN 43650 Form A. | Stock | 301
WPG-A-M-0200-N | Gefran magnetostrictive linear position sensor, rodless slide, 200mm stroke, 0-10 VDC output, 33 x 16.3 x 354mm, channel mount, 18mm DIN 43650 Form A. | Stock | 301
WPG-A-M-0250-E | Gefran magnetostrictive linear position sensor, rodless slide, 250mm stroke, 4-20 mA output, 33 x 16.3 x 404mm, channel mount, 18mm DIN 43650 Form A. | Stock | 302
WPG-A-M-0250-N | Gefran magnetostrictive linear position sensor, rodless slide, 250mm stroke, 0-10 VDC output, 33 x 16.3 x 404mm, channel mount, 18mm DIN 43650 Form A. | Stock | 302
WPG-A-M-0300-E | Gefran magnetostrictive linear position sensor, rodless slide, 300mm stroke, 4-20 mA output, 33 x 16.3 x 454mm, channel mount, 18mm DIN 43650 Form A. | Stock | 306
WPG-A-M-0300-N | Gefran magnetostrictive linear position sensor, rodless slide, 300mm stroke, 0-10 VDC output, 33 x 16.3 x 454mm, channel mount, 18mm DIN 43650 Form A. | Stock | 306
WPG-A-M-0400-E | Gefran magnetostrictive linear position sensor, rodless slide, 400mm stroke, 4-20 mA output, 33 x 16.3 x 554mm, channel mount, 18mm DIN 43650 Form A. | Stock | 322
WPG-A-M-0400-N | Gefran magnetostrictive linear position sensor, rodless slide, 400mm stroke, 0-10 VDC output, 33 x 16.3 x 554mm, channel mount, 18mm DIN 43650 Form A. | Stock | 322
WPG-A-M-0500-E | Gefran magnetostrictive linear position sensor, rodless slide, 500mm stroke, 4-20 mA output, 33 x 16.3 x 654mm, channel mount, 18mm DIN 43650 Form A. | Stock | 333
WPG-A-M-0500-N | Gefran magnetostrictive linear position sensor, rodless slide, 500mm stroke, 0-10 VDC output, 33 x 16.3 x 654mm, channel mount, 18mm DIN 43650 Form A. | Stock | 333
WPP-A-H-0050-E | Gefran magnetostrictive linear position sensor, rodless slide, 50mm stroke, 4-20 and 20-4 mA output, 28.3 x 32 x 204mm, channel mount, 8-pin M12 quick-disconnect. | Stock | 451
WPP-A-H-0050-N | Gefran magnetostrictive linear position sensor, rodless slide, 50mm stroke, 0-10 and 10-0 VDC output, 28.3 x 32 x 204mm, channel mount, 8-pin M12 quick-disconnect. | Stock | 451
WPP-A-H-0100-E | Gefran magnetostrictive linear position sensor, rodless slide, 100mm stroke, 4-20 and 20-4 mA output, 28.3 x 32 x 254mm, channel mount, 8-pin M12 quick-disconnect. | Stock | 456
WPP-A-H-0100-N | Gefran magnetostrictive linear position sensor, rodless slide, 100mm stroke, 0-10 and 10-0 VDC output, 28.3 x 32 x 254mm, channel mount, 8-pin M12 quick-disconnect. | Stock | 456
WPP-A-H-0150-E | Gefran magnetostrictive linear position sensor, rodless slide, 150mm stroke, 4-20 and 20-4 mA output, 28.3 x 32 x 304mm, channel mount, 8-pin M12 quick-disconnect. | Stock | 457
WPP-A-H-0150-N | Gefran magnetostrictive linear position sensor, rodless slide, 150mm stroke, 0-10 and 10-0 VDC output, 28.3 x 32 x 304mm, channel mount, 8-pin M12 quick-disconnect. | Stock | 457
WPP-A-H-0200-E | Gefran magnetostrictive linear position sensor, rodless slide, 200mm stroke, 4-20 and 20-4 mA output, 28.3 x 32 x 354mm, channel mount, 8-pin M12 quick-disconnect. | Stock | 458
WPP-A-H-0200-N | Gefran magnetostrictive linear position sensor, rodless slide, 200mm stroke, 0-10 and 10-0 VDC output, 28.3 x 32 x 354mm, channel mount, 8-pin M12 quick-disconnect. | Stock | 458
WPP-A-H-0250-E | Gefran magnetostrictive linear position sensor, rodless slide, 250mm stroke, 4-20 and 20-4 mA output, 28.3 x 32 x 404mm, channel mount, 8-pin M12 quick-disconnect. | Stock | 461
WPP-A-H-0250-N | Gefran magnetostrictive linear position sensor, rodless slide, 250mm stroke, 0-10 and 10-0 VDC output, 28.3 x 32 x 404mm, channel mount, 8-pin M12 quick-disconnect. | Stock | 461
WPP-A-H-0300-E | Gefran magnetostrictive linear position sensor, rodless slide, 300mm stroke, 4-20 and 20-4 mA output, 28.3 x 32 x 454mm, channel mount, 8-pin M12 quick-disconnect. | Stock | 461
WPP-A-H-0300-N | Gefran magnetostrictive linear position sensor, rodless slide, 300mm stroke, 0-10 and 10-0 VDC output, 28.3 x 32 x 454mm, channel mount, 8-pin M12 quick-disconnect. | Stock | 461
WPP-A-H-0400-E | Gefran magnetostrictive linear position sensor, rodless slide, 400mm stroke, 4-20 and 20-4 mA output, 28.3 x 32 x 554mm, channel mount, 8-pin M12 quick-disconnect. | Stock | 483
WPP-A-H-0400-N | Gefran magnetostrictive linear position sensor, rodless slide, 400mm stroke, 0-10 and 10-0 VDC output, 28.3 x 32 x 554mm, channel mount, 8-pin M12 quick-disconnect. | Stock | 483
WPP-A-H-0500-E | Gefran magnetostrictive linear position sensor, rodless slide, 500mm stroke, 4-20 and 20-4 mA output, 28.3 x 32 x 654mm, channel mount, 8-pin M12 quick-disconnect. | Stock | 508
WPP-A-H-0500-N | Gefran magnetostrictive linear position sensor, rodless slide, 500mm stroke, 0-10 and 10-0 VDC output, 28.3 x 32 x 654mm, channel mount, 8-pin M12 quick-disconnect. | Stock | 508
Linear Position Sensors with Spring Loaded Slide
LSSR-33P-0030-A5-C2 | ProSense potentiometer linear position sensor, spring loaded slide, 30mm stroke, 33 x 33 x 127mm body, channel mount, 8mm DIN 43650 Form C. | Stock | 180
LSSR-33P-0050-A5-C2 | ProSense potentiometer linear position sensor, spring loaded slide, 50mm stroke, 33 x 33 x 147mm body, channel mount, 8mm DIN 43650 Form C. | Stock | 180
LSSR-33P-0075-A5-C2 | ProSense potentiometer linear position sensor, spring loaded slide, 75mm stroke, 33 x 33 x 172mm body, channel mount, 8mm DIN 43650 Form C. | Stock | 188
LSSR-33P-0100-B5-C2 | ProSense potentiometer linear position sensor, spring loaded slide, 100mm stroke, 33 x 33 x 197mm body, channel mount, 8mm DIN 43650 Form C. | Stock | 188
LSSR-33P-0150-C5-C2 | ProSense potentiometer linear position sensor, spring loaded slide, 150mm stroke, 33 x 33 x 247mm body, channel mount, 8mm DIN 43650 Form C. | Stock | 200
GHSE19-006A-02-10S | Alliance Sensors inductive linear position sensor, spring loaded slide, 6.4mm stroke, 0-10 VDC output, 19mm diameter x 82.6mm body, 1/2-20 UNF mount, 6-pin PT0. | Stock | 788
GHSE19-013A-02-10S | Alliance Sensors inductive linear position sensor, spring loaded slide, 13mm stroke, 0-10 VDC output, 19mm diameter x 88.9mm body, 1/2-20 UNF mount, 6-pin PT0. | Stock | 799
GHSE19-025A-02-10S | Alliance Sensors inductive linear position sensor, spring loaded slide, 25mm stroke, 0-10 VDC output, 19mm diameter x 101.6mm body, 1/2-20 UNF mount, 6-pin PT0. | Stock | 825
GHSE19-050A-02-10S | Alliance Sensors inductive linear position sensor, spring loaded slide, 50mm stroke, 0-10 VDC output, 19mm diameter x 129.0mm body, 1/2-20 UNF mount, 6-pin PT0. | Stock | 852
GHSE19-075A-02-10S | Alliance Sensors inductive linear position sensor, spring loaded slide, 75mm stroke, 0-10 VDC output, 19mm diameter x 166.5mm body, 1/2-20 UNF mount, 6-pin PT0. | Stock | 878
GHSE19-100A-02-10S | Alliance Sensors inductive linear position sensor, spring loaded slide, 100mm stroke, 0-10 VDC output, 19mm diameter x 194.1mm body, 1/2-20 UNF mount, 6-pin PT0. | Stock | 905
GHSI19-006A-02-20S | Alliance Sensors inductive linear position sensor, spring loaded slide, 6.4mm stroke, 4-20 mA output, 19mm diameter x 82.6mm body, 1/2-20 UNF mount, 6-pin PT0. | Stock | 788
GHSI19-013A-02-20S | Alliance Sensors inductive linear position sensor, spring loaded slide, 13mm stroke, 4-20 mA output, 19mm diameter x 101.6mm body, 1/2-20 UNF mount, 6-pin PT0. | Stock | 799
GHSI19-025A-02-20S | Alliance Sensors inductive linear position sensor, spring loaded slide, 25mm stroke, 4-20 mA output, 19mm diameter x 101.6mm body, 1/2-20 UNF mount, 6-pin PT0. | Stock | 825
GHSI19-050A-02-20S | Alliance Sensors inductive linear position sensor, spring loaded slide, 50mm stroke, 4-20 mA output, 19mm diameter x 129.0mm body, 1/2-20 UNF mount, 6-pin PT0. | Stock | 852
GHSI19-075A-02-20S | Alliance Sensors inductive linear position sensor, spring loaded slide, 75mm stroke, 4-20 mA output, 19mm diameter x 166.5mm body, 1/2-20 UNF mount, 6-pin PT0. | Stock | 878
GHSI19-100A-02-20S | Alliance Sensors inductive linear position sensor, spring loaded slide, 100mm stroke, 4-20 mA output, 19mm diameter x 194.1mm body, 1/2-20 UNF mount, 6-pin PT0. | Stock | 905
PY2-F-0010-S-L | Gefran potentiometer linear position sensor, spring loaded slide, 10mm stroke, 26.5 x 22 x 48mm body, channel mount, pigtail, 3.2ft/1m cable length. | Stock | 209
PY2-F-0025-S-L | Gefran potentiometer linear position sensor, spring loaded slide, 25mm stroke, 26.5 x 22 x 63mm body, channel mount, pigtail, 3.2ft/1m cable length. | Stock | 218
PY2-F-0050-S-L | Gefran potentiometer linear position sensor, spring loaded slide, 50mm stroke, 26.5 x 22 x 88mm body, channel mount, pigtail, 3.2ft/1m cable length. | Stock | 225
PY2-F-0075-S-L | Gefran potentiometer linear position sensor, spring loaded slide, 76mm stroke, 26.5 x 22 x 113mm body, channel mount, pigtail, 3.2ft/1m cable length. | Stock | 230
PY2-F-0100-S-L | Gefran potentiometer linear position sensor, spring loaded slide, 101mm stroke, 26.5 x 22 x 138mm body, channel mount, pigtail, 3.2ft/1m cable length. | Stock | 235
LRSE18-013A-00-10A | Alliance Sensors inductive linear position sensor, spring loaded slide, 12.5mm stroke, 0-10 VDC output, 19mm diameter x 88.9mm body, M18 x 1 mount, pigtail, 3.2ft/1m cable length. | Stock | 473
LRSE18-025A-00-10A | Alliance Sensors inductive linear position sensor, spring loaded slide, 25mm stroke, 0-10 VDC output, 19mm diameter x 101.6mm body, M18 x 1 mount, pigtail, 3.2ft/1m cable length. | Stock | 498
LRSE18-050A-00-10A | Alliance Sensors inductive linear position sensor, spring loaded slide, 50mm stroke, 0-10 VDC output, 19mm diameter x 129.0mm body, M18 x 1 mount, pigtail, 3.2ft/1m cable length. | Stock | 523
LRSE18-075A-00-10A | Alliance Sensors inductive linear position sensor, spring loaded slide, 75mm stroke, 0-10 VDC output, 19mm diameter x 166.5mm body, M18 x 1 mount, pigtail, 3.2ft/1m cable length. | Stock | 548
LRSE18-100A-00-10A | Alliance Sensors inductive linear position sensor, spring loaded slide, 100mm stroke, 0-10 VDC output, 19mm diameter x 194.1mm body, M18 x 1 mount, pigtail, 3.2ft/1m cable length. | Stock | 573
LRSI18-013A-00-20A | Alliance Sensors inductive linear position sensor, spring loaded slide, 12.5mm stroke, 4-20 mA output, 19mm diameter x 88.9mm body, M18 x 1 mount, pigtail, 3.2ft/1m cable length. | Stock | 473
LRSI18-025A-00-20A | Alliance Sensors inductive linear position sensor, spring loaded slide, 25mm stroke, 4-20 mA output, 19mm diameter x 101.6mm body, M18 x 1 mount, pigtail, 3.2ft/1m cable length. | Stock | 498
LRSI18-050A-00-20A | Alliance Sensors inductive linear position sensor, spring loaded slide, 50mm stroke, 4-20 mA output, 19mm diameter x 129.0mm body, M18 x 1 mount, pigtail, 3.2ft/1m cable length. | Stock | 523
LRSI18-075A-00-20A | Alliance Sensors inductive linear position sensor, spring loaded slide, 75mm stroke, 4-20 mA output, 19mm diameter x 166.5mm body, M18 x 1 mount, pigtail, 3.2ft/1m cable length. | Stock | 548
LRSI18-100A-00-20A | Alliance Sensors inductive linear position sensor, spring loaded slide, 100mm stroke, 4-20 mA output, 19mm diameter x 194.1mm body, M18 x 1 mount, pigtail, 3.2ft/1m cable length. | Stock | 573
Linear Position Sensors with Pivoting Slide
LCR-18P-0010-A2-1A | ProSense potentiometer linear position sensor, pivoting slide, 10mm stroke, 18mm diameter x 58mm body, rod eyes mount, pigtail, 3.2ft/1m cable length. | Stock | 130
LCR-18P-0025-A2-1A | ProSense potentiometer linear position sensor, pivoting slide, 25mm stroke, 18mm diameter x 73mm body, rod eyes mount, pigtail, 3.2ft/1m cable length. | Stock | 132
LCR-18P-0050-A2-1A | ProSense potentiometer linear position sensor, pivoting slide, 50mm stroke, 18mm diameter x 98mm body, rod eyes mount, pigtail, 3.2ft/1m cable length. | Stock | 137
LCR-18P-0075-B5-1A | ProSense potentiometer linear position sensor, pivoting slide, 75mm stroke, 18mm diameter x 123mm body, rod eyes mount, pigtail, 3.2ft/1m cable length. | Stock | 139
LCR-18P-0100-B5-1A | ProSense potentiometer linear position sensor, pivoting slide, 100mm stroke, 18mm diameter x 148mm body, rod eyes mount, pigtail, 3.2ft/1m cable length. | Stock | 143
LCR-18P-0125-B5-1A | ProSense potentiometer linear position sensor, pivoting slide, 125mm stroke, 18mm diameter x 173mm body, rod eyes mount, pigtail, 3.2ft/1m cable length. | Stock | 146
LCR-18P-0150-C5-1A | ProSense potentiometer linear position sensor, pivoting slide, 150mm stroke, 18mm diameter x 198mm body, rod eyes mount, pigtail, 3.2ft/1m cable length. | Stock | 149
LCR-18P-0175-C5-1A | ProSense potentiometer linear position sensor, pivoting slide, 175mm stroke, 18mm diameter x 223mm body, rod eyes mount, pigtail, 3.2ft/1m cable length. | Stock | 150
LCR-18P-0200-C5-1A | ProSense potentiometer linear position sensor, pivoting slide, 200mm stroke, 18mm diameter x 248mm body, rod eyes mount, pigtail, 3.2ft/1m cable length. | Stock | 151
LCR-18P-0250-D5-1A | ProSense potentiometer linear position sensor, pivoting slide, 250mm stroke, 18mm diameter x 298mm body, rod eyes mount, pigtail, 3.2ft/1m cable length. | Stock | 153
LCR-18P-0300-D5-1A | ProSense potentiometer linear position sensor, pivoting slide, 300mm stroke, 18mm diameter x 348mm body, rod eyes mount, pigtail, 3.2ft/1m cable length. | Stock | 156
LCR-18P-0350-D5-1A | ProSense potentiometer linear position sensor, pivoting slide, 350mm stroke, 18mm diameter x 398mm body, rod eyes mount, pigtail, 3.2ft/1m cable length. | Stock | 164
LCR-18P-0400-D5-1A | ProSense potentiometer linear position sensor, pivoting slide, 400mm stroke, 18mm diameter x 448mm body, rod eyes mount, pigtail, 3.2ft/1m cable length. | Stock | 171
LCR-38P-0050-A5-C1 | ProSense potentiometer linear position sensor, pivoting slide, 50mm stroke, 38mm diameter x 153mm body, rod eyes mount, 8mm DIN 43650 Form C. | Stock | 173
LCR-38P-0100-B5-C1 | ProSense potentiometer linear position sensor, pivoting slide, 100mm stroke, 38mm diameter x 203mm body, rod eyes mount, 8mm DIN 43650 Form C. | Stock | 176
LCR-38P-0125-B5-C1 | ProSense potentiometer linear position sensor, pivoting slide, 125mm stroke, 38mm diameter x 228mm body, rod eyes mount, 8mm DIN 43650 Form C. | Stock | 178
LCR-38P-0130-C5-C1 | ProSense potentiometer linear position sensor, pivoting slide, 130mm stroke, 38mm diameter x 233mm body, rod eyes mount, 8mm DIN 43650 Form C. | Stock | 179
LCR-38P-0150-C5-C1 | ProSense potentiometer linear position sensor, pivoting slide, 150mm stroke, 38mm diameter x 253mm body, rod eyes mount, 8mm DIN 43650 Form C. | Stock | 188
LCR-38P-0175-C5-C1 | ProSense potentiometer linear position sensor, pivoting slide, 175mm stroke, 38mm diameter x 278mm body, rod eyes mount, 8mm DIN 43650 Form C. | Stock | 192
LCR-38P-0200-C5-C1 | ProSense potentiometer linear position sensor, pivoting slide, 200mm stroke, 38mm diameter x 303mm body, rod eyes mount, 8mm DIN 43650 Form C. | Stock | 201
LCR-38P-0225-D5-C1 | ProSense potentiometer linear position sensor, pivoting slide, 225mm stroke, 38mm diameter x 328mm body, rod eyes mount, 8mm DIN 43650 Form C. | Stock | 204
LCR-38P-0250-D5-C1 | ProSense potentiometer linear position sensor, pivoting slide, 250mm stroke, 38mm diameter x 353mm body, rod eyes mount, 8mm DIN 43650 Form C. | Stock | 208
LCR-38P-0275-D5-C1 | ProSense potentiometer linear position sensor, pivoting slide, 275mm stroke, 38mm diameter x 378mm body, rod eyes mount, 8mm DIN 43650 Form C. | Stock | 210
LCR-38P-0300-D5-C1 | ProSense potentiometer linear position sensor, pivoting slide, 300mm stroke, 38mm diameter x 403mm body, rod eyes mount, 8mm DIN 43650 Form C. | Stock | 214
LCR-38P-0325-D5-C1 | ProSense potentiometer linear position sensor, pivoting slide, 325mm stroke, 38mm diameter x 428mm body, rod eyes mount, 8mm DIN 43650 Form C. | Stock | 215
LCR-38P-0350-D5-C1 | ProSense potentiometer linear position sensor, pivoting slide, 350mm stroke, 38mm diameter x 453mm body, rod eyes mount, 8mm DIN 43650 Form C. | Stock | 216
LCR-38P-0375-D5-C1 | ProSense potentiometer linear position sensor, pivoting slide, 375mm stroke, 38mm diameter x 478mm body, rod eyes mount, 8mm DIN 43650 Form C. | Stock | 219
PC-M-0050-L | Gefran potentiometer linear position sensor, pivoting slide, 50mm stroke, 32 x 35 x 180.5mm body, rod eyes mount, 8mm DIN 43650 Form C. | Stock | 381
PC-M-0100-L | Gefran potentiometer linear position sensor, pivoting slide, 100mm stroke, 32 x 35 x 230.5mm body, rod eyes mount, 8mm DIN 43650 Form C. | Stock | 406
PC-M-0125-L | Gefran potentiometer linear position sensor, pivoting slide, 125mm stroke, 32 x 35 x 255.5mm body, rod eyes mount, 8mm DIN 43650 Form C. | Stock | 417
PC-M-0150-L | Gefran potentiometer linear position sensor, pivoting slide, 150mm stroke, 32 x 35 x 280.5mm body, rod eyes mount, 8mm DIN 43650 Form C. | Stock | 431
PC-M-0175-L | Gefran potentiometer linear position sensor, pivoting slide, 175mm stroke, 32 x 35 x 305.5mm body, rod eyes mount, 8mm DIN 43650 Form C. | Stock | 439
PC-M-0200-L | Gefran potentiometer linear position sensor, pivoting slide, 200mm stroke, 32 x 35 x 331.5mm body, rod eyes mount, 8mm DIN 43650 Form C. | Stock | 446
PC-M-0225-L | Gefran potentiometer linear position sensor, pivoting slide, 225mm stroke, 32 x 35 x 356.5mm body, rod eyes mount, 8mm DIN 43650 Form C. | Stock | 457
PC-M-0275-L | Gefran potentiometer linear position sensor, pivoting slide, 275mm stroke, 32 x 35 x 406.5mm body, rod eyes mount, 8mm DIN 43650 Form C. | Stock | 472
PC-M-0300-L | Gefran potentiometer linear position sensor, pivoting slide, 300mm stroke, 32 x 35 x 431.5mm body, rod eyes mount, 8mm DIN 43650 Form C. | Stock | 475
PZ12-A-0025-L | Gefran potentiometer linear position sensor, pivoting slide, 25mm stroke, 12.7mm diameter x 102mm body, rod eyes mount, pigtail, 3.2ft/1m cable length. | Stock | 268
PZ12-A-0050-L | Gefran potentiometer linear position sensor, pivoting slide, 50mm stroke, 12.7mm diameter x 127mm body, rod eyes mount, pigtail, 3.2ft/1m cable length. | Stock | 347
PZ12-A-0075-L | Gefran potentiometer linear position sensor, pivoting slide, 75mm stroke, 12.7mm diameter x 152mm body, rod eyes mount, pigtail, 3.2ft/1m cable length. | Stock | 356
PZ12-A-0100-L | Gefran potentiometer linear position sensor, pivoting slide, 100mm stroke, 12.7mm diameter x 177mm body, rod eyes mount, pigtail, 3.2ft/1m cable length. | Stock | 361
PZ12-A-0200-L | Gefran potentiometer linear position sensor, pivoting slide, 200mm stroke, 12.7mm diameter x 277mm body, rod eyes mount, pigtail, 3.2ft/1m cable length. | Stock | 379
PZ34-A-0025-L | Gefran potentiometer linear position sensor, pivoting slide, 25mm stroke, 19mm diameter x 110mm body, rod eyes mount, pigtail, 3.2ft/1m cable length. | Stock | 246
PZ34-A-0050-L | Gefran potentiometer linear position sensor, pivoting slide, 50mm stroke, 19mm diameter x 135mm body, rod eyes mount, pigtail, 3.2ft/1m cable length. | Stock | 258
PZ34-A-0075-L | Gefran potentiometer linear position sensor, pivoting slide, 75mm stroke, 19mm diameter x 160mm body, rod eyes mount, pigtail, 3.2ft/1m cable length. | Stock | 262
PZ34-A-0100-L | Gefran potentiometer linear position sensor, pivoting slide, 100mm stroke, 19mm diameter x 185mm body, rod eyes mount, pigtail, 3.2ft/1m cable length. | Stock | 268
PZ34-A-0125-L | Gefran potentiometer linear position sensor, pivoting slide, 125mm stroke, 19mm diameter x 210mm body, rod eyes mount, pigtail, 3.2ft/1m cable length. | Stock | 273
PZ34-A-0150-L | Gefran potentiometer linear position sensor, pivoting slide, 150mm stroke, 19mm diameter x 235mm body, rod eyes mount, pigtail, 3.2ft/1m cable length. | Stock | 276
PZ34-A-0200-L | Gefran potentiometer linear position sensor, pivoting slide, 200mm stroke, 19mm diameter x 285mm body, rod eyes mount, pigtail, 3.2ft/1m cable length. | Stock | 280
PZ34-A-0250-L | Gefran potentiometer linear position sensor, pivoting slide, 250mm stroke, 19mm diameter x 385mm body, rod eyes mount, pigtail, 3.2ft/1m cable length. | Stock | 293
LRE19-025R-00-10A | Alliance Sensors inductive linear position sensor, pivoting slide, 25mm stroke, 0-10 VDC output, 19mm diameter x 90.5mm body, rod eyes mount, pigtail, 3.2ft/1m cable length. | Stock | 373
LRE19-050R-00-10A | Alliance Sensors inductive linear position sensor, pivoting slide, 50mm stroke, 0-10 VDC output, 19mm diameter x 120.4mm body, rod eyes mount, pigtail, 3.2ft/1m cable length. | Stock | 398
LRE19-075R-00-10A | Alliance Sensors inductive linear position sensor, pivoting slide, 75mm stroke, 0-10 VDC output, 19mm diameter x 145.8mm body, rod eyes mount, pigtail, 3.2ft/1m cable length. | Stock | 423
LRE19-100R-00-10A | Alliance Sensors inductive linear position sensor, pivoting slide, 100mm stroke, 0-10 VDC output, 19mm diameter x 171.2mm body, rod eyes mount, pigtail, 3.2ft/1m cable length. | Stock | 448
LRE19-150R-00-10A | Alliance Sensors inductive linear position sensor, pivoting slide, 150mm stroke, 0-10 VDC output, 19mm diameter x 222.0mm body, rod eyes mount, pigtail, 3.2ft/1m cable length. | Stock | 498
LRE19-200R-00-10A | Alliance Sensors inductive linear position sensor, pivoting slide, 200mm stroke, 0-10 VDC output, 19mm diameter x 272.8mm body, rod eyes mount, pigtail, 3.2ft/1m cable length. | Stock | 548
LRI19-025R-00-20A | Alliance Sensors inductive linear position sensor, pivoting slide, 25mm stroke, 4-20 mA output, 19mm diameter x 90.5mm body, rod eyes mount, pigtail, 3.2ft/1m cable length. | Stock | 373
LRI19-050R-00-20A | Alliance Sensors inductive linear position sensor, pivoting slide, 50mm stroke, 4-20 mA output, 19mm diameter x 120.4mm body, rod eyes mount, pigtail, 3.2ft/1m cable length. | Stock | 398
LRI19-075R-00-20A | Alliance Sensors inductive linear position sensor, pivoting slide, 75mm stroke, 4-20 mA output, 19mm diameter x 145.8mm body, rod eyes mount, pigtail, 3.2ft/1m cable length. | Stock | 423
LRI19-100R-00-20A | Alliance Sensors inductive linear position sensor, pivoting slide, 100mm stroke, 4-20 mA output, 19mm diameter x 171.2mm body, rod eyes mount, pigtail, 3.2ft/1m cable length. | Stock | 448
LRI19-150R-00-20A | Alliance Sensors inductive linear position sensor, pivoting slide, 150mm stroke, 4-20 mA output, 19mm diameter x 222.0mm body, rod eyes mount, pigtail, 3.2ft/1m cable length. | Stock | 498
LRI19-200R-00-20A | Alliance Sensors inductive linear position sensor, pivoting slide, 200mm stroke, 4-20 mA output, 19mm diameter x 272.8mm body, rod eyes mount, pigtail, 3.2ft/1m cable length. | Stock | 548
LRE27-025R-00-10A | Alliance Sensors inductive linear position sensor, pivoting slide, 25mm stroke, 0-10 VDC output, 27mm diameter x 114.3mm body, rod eyes mount, pigtail, 3.2ft/1m cable length. | Stock | 520
LRE27-050R-00-10A | Alliance Sensors inductive linear position sensor, pivoting slide, 50mm stroke, 0-10 VDC output, 27mm diameter x 127.0mm body, rod eyes mount, pigtail, 3.2ft/1m cable length. | Stock | 545
LRE27-075R-00-10A | Alliance Sensors inductive linear position sensor, pivoting slide, 75mm stroke, 0-10 VDC output, 27mm diameter x 152.4mm body, rod eyes mount, pigtail, 3.2ft/1m cable length. | Stock | 570
LRE27-100R-00-10A | Alliance Sensors inductive linear position sensor, pivoting slide, 100mm stroke, 0-10 VDC output, 27mm diameter x 177.8mm body, rod eyes mount, pigtail, 3.2ft/1m cable length. | Stock | 595
LRE27-150R-00-10A | Alliance Sensors inductive linear position sensor, pivoting slide, 150mm stroke, 0-10 VDC output, 27mm diameter x 228.6mm body, rod eyes mount, pigtail, 3.2ft/1m cable length. | Stock | 645
LRI27-025R-00-20A | Alliance Sensors inductive linear position sensor, pivoting slide, 25mm stroke, 4-20 mA output, 27mm diameter x 114.3mm body, rod eyes mount, pigtail, 3.2ft/1m cable length. | Stock | 520
LRI27-050R-00-20A | Alliance Sensors inductive linear position sensor, pivoting slide, 50mm stroke, 4-20 mA output, 27mm diameter x 127.0mm body, rod eyes mount, pigtail, 3.2ft/1m cable length. | Stock | 545
LRI27-075R-00-20A | Alliance Sensors inductive linear position sensor, pivoting slide, 75mm stroke, 4-20 mA output, 27mm diameter x 152.4mm body, rod eyes mount, pigtail, 3.2ft/1m cable length. | Stock | 570
LRI27-100R-00-20A | Alliance Sensors inductive linear position sensor, pivoting slide, 100mm stroke, 4-20 mA output, 27mm diameter x 177.8mm body, rod eyes mount, pigtail, 3.2ft/1m cable length. | Stock | 595
LRI27-150R-00-20A | Alliance Sensors inductive linear position sensor, pivoting slide, 150mm stroke, 4-20 mA output, 27mm diameter x 228.6mm body, rod eyes mount, pigtail, 3.2ft/1m cable length. | Stock | 645
LRLE27-200R-00-10A | Alliance Sensors inductive linear position sensor, pivoting slide, 200mm stroke, 0-10 VDC output, 27mm diameter x 292.1mm body, rod eyes mount, pigtail, 3.2ft/1m cable length. | Stock | 813
LRLE27-250R-00-10A | Alliance Sensors inductive linear position sensor, pivoting slide, 250mm stroke, 0-10 VDC output, 27mm diameter x 342.0mm body, rod eyes mount, pigtail, 3.2ft/1m cable length. | Stock | 863
LRLE27-300R-00-10A | Alliance Sensors inductive linear position sensor, pivoting slide, 300mm stroke, 0-10 VDC output, 27mm diameter x 393.7mm body, rod eyes mount, pigtail, 3.2ft/1m cable length. | Stock | 913
LRLE27-350R-00-10A | Alliance Sensors inductive linear position sensor, pivoting slide, 350mm stroke, 0-10 VDC output, 27mm diameter x 444.5mm body, rod eyes mount, pigtail, 3.2ft/1m cable length. | Stock | 963
LRLE27-400R-00-10A | Alliance Sensors inductive linear position sensor, pivoting slide, 400mm stroke, 0-10 VDC output, 27mm diameter x 495.3mm body, rod eyes mount, pigtail, 3.2ft/1m cable length. | Stock | 1013
LRLE27-450R-00-10A | Alliance Sensors inductive linear position sensor, pivoting slide, 450mm stroke, 0-10 VDC output, 27mm diameter x 546.1mm body, rod eyes mount, pigtail, 3.2ft/1m cable length. | Stock | 1063
LRLI27-200R-00-20A | Alliance Sensors inductive linear position sensor, pivoting slide, 200mm stroke, 4-20 mA output, 27mm diameter x 292.1mm body, rod eyes mount, pigtail, 3.2ft/1m cable length. | Stock | 813
LRLI27-250R-00-20A | Alliance Sensors inductive linear position sensor, pivoting slide, 250mm stroke, 4-20 mA output, 27mm diameter x 342.0mm body, rod eyes mount, pigtail, 3.2ft/1m cable length. | Stock | 863
LRLI27-300R-00-20A | Alliance Sensors inductive linear position sensor, pivoting slide, 300mm stroke, 4-20 mA output, 27mm diameter x 393.7mm body, rod eyes mount, pigtail, 3.2ft/1m cable length. | Stock | 913
LRLI27-350R-00-20A | Alliance Sensors inductive linear position sensor, pivoting slide, 350mm stroke, 4-20 mA output, 27mm diameter x 444.5mm body, rod eyes mount, pigtail, 3.2ft/1m cable length. | Stock | 963
LRLI27-400R-00-20A | Alliance Sensors inductive linear position sensor, pivoting slide, 400mm stroke, 4-20 mA output, 27mm diameter x 495.3mm body, rod eyes mount, pigtail, 3.2ft/1m cable length. | Stock | 1013
LRLI27-450R-00-20A | Alliance Sensors inductive linear position sensor, pivoting slide, 450mm stroke, 4-20 mA output, 27mm diameter x 546.1mm body, rod eyes mount, pigtail, 3.2ft/1m cable length. | Stock | 1063
LVE45-100R-01-10S | Alliance Sensors inductive linear position sensor, pivoting slide, 100mm stroke, 12.5mm shaft diameter, 0-10 VDC output, 45mm diameter x 250.9mm body, rod eyes mount, 5-pin M12 quick-disconnect. | Stock | 1165
LVE45-150R-01-10S | Alliance Sensors inductive linear position sensor, pivoting slide, 150mm stroke, 12.5mm shaft diameter, 0-10 VDC output, 45mm diameter x 301.7mm body, rod eyes mount, 5-pin M12 quick-disconnect. | Stock | 1290
LVE45-200R-01-10S | Alliance Sensors inductive linear position sensor, pivoting slide, 200mm stroke, 12.5mm shaft diameter, 0-10 VDC output, 45mm diameter x 352.5mm body, rod eyes mount, 5-pin M12 quick-disconnect. | Stock | 1415
LVE45-250R-01-10S | Alliance Sensors inductive linear position sensor, pivoting slide, 250mm stroke, 12.5mm shaft diameter, 0-10 VDC output, 45mm diameter x 403.3mm body, rod eyes mount, 5-pin M12 quick-disconnect. | Stock | 1465
LVE45-300R-01-10S | Alliance Sensors inductive linear position sensor, pivoting slide, 300mm stroke, 12.5mm shaft diameter, 0-10 VDC output, 45mm diameter x 454.1mm body, rod eyes mount, 5-pin M12 quick-disconnect. | Stock | 1515
LVE45-375R-01-10S | Alliance Sensors inductive linear position sensor, pivoting slide, 375mm stroke, 12.5mm shaft diameter, 0-10 VDC output, 45mm diameter x 530.4mm body, rod eyes mount, 5-pin M12 quick-disconnect. | Stock | 1565
LVI45-100R-01-20S | Alliance Sensors inductive linear position sensor, pivoting slide, 100mm stroke, 12.5mm shaft diameter, 4-20 mA output, 45mm diameter x 250.9mm body, rod eyes mount, 5-pin M12 quick-disconnect. | Stock | 1165
LVI45-150R-01-20S | Alliance Sensors inductive linear position sensor, pivoting slide, 150mm stroke, 12.5mm shaft diameter, 4-20 mA output, 45mm diameter x 301.7mm body, rod eyes mount, 5-pin M12 quick-disconnect. | Stock | 1290
LVI45-200R-01-20S | Alliance Sensors inductive linear position sensor, pivoting slide, 200mm stroke, 12.5mm shaft diameter, 4-20 mA output, 45mm diameter x 352.5mm body, rod eyes mount, 5-pin M12 quick-disconnect. | Stock | 1415
LVI45-250R-01-20S | Alliance Sensors inductive linear position sensor, pivoting slide, 250mm stroke, 12.5mm shaft diameter, 4-20 mA output, 45mm diameter x 403.3mm body, rod eyes mount, 5-pin M12 quick-disconnect. | Stock | 1465
LVI45-300R-01-20S | Alliance Sensors inductive linear position sensor, pivoting slide, 300mm stroke, 12.5mm shaft diameter, 4-20 mA output, 45mm diameter x 454.1mm body, rod eyes mount, 5-pin M12 quick-disconnect. | Stock | 1515
LVI45-375R-01-20S | Alliance Sensors inductive linear position sensor, pivoting slide, 375mm stroke, 12.5mm shaft diameter, 4-20 mA output, 45mm diameter x 530.4mm body, rod eyes mount, 5-pin M12 quick-disconnect. | Stock | 1565
Accessories for Linear Position Sensors
LSR33-ACC-KIT | ProSense mounting hardware, replacement. For use with ProSense LSR-33P Linear Potentiometers. | Stock | 33
LSRS33-ACC-KIT | ProSense mounting hardware, replacement. For use with ProSense LSRS-33P Linear Potentiometers. | Stock | 17
LCR38-ACC-KIT | ProSense mounting hardware, replacement. For use with ProSense LCR-38P Linear Potentiometers. | Stock | 27.5
LSSR33-ACC-KIT | ProSense mounting hardware, replacement. For use with ProSense LSSR-33P Linear Potentiometers. | Stock | 17
AR01X-WHEEL-A | Lika Electronic encoder measuring wheel, replacement, 4in diameter (12.5in circumference), 15mm shaft, aluminum, smooth Buna-N contact surface. For use with Lika Electronic AR01 series measuring wheel encoder assemblies. | Stock | 50
AR01X-WHEEL-B | Lika Electronic encoder measuring wheel, replacement, 80mm diameter (250mm circumference), 15mm shaft, aluminum, smooth Buna-N contact surface. For use with Lika Electronic AR01 series measuring wheel encoder assemblies. | Stock | 84
CON006-1KJ | Gefran field wireable connector, 18mm DIN 43650 Form A, 90-degree cable entry, 4-pole. For use with Gefran LT, PK and WPG linear position sensors. | Stock | 10
CON008-1KJ | Gefran field wireable connector, 9.4mm DIN 43650 Form C, 90-degree cable entry, 4-pole. For use with Gefran PC series potentiometers. | Stock | 10
PKIT009-1KJ | Gefran mounting brackets, for use with Gefran LT Series potentiometers. | Stock | 14.5
PKIT015-1KJ | Gefran rod eye joint accessory, for use with Gefran LT Series potentiometers. | Stock | 26.5
PKIT059-1KJ | Gefran mounting brackets, for use with 100 to 900mm Gefran PK Series potentiometers. | Stock | 14.5
PKIT061-1KJ | Gefran mounting brackets, for use with 1000 to 2000mm Gefran PK Series potentiometers. | Stock | 17.5
STA074-1KJ | Gefran mounting brackets, for use with Gefran PZ12-S Series potentiometers. | Stock | 6.25
PT06A-10-6S-SR | Alliance Sensors connector, PT0 6-pin solder, straight cable entry, 6-pole. For use with GHSx linear position sensors. | Stock | 41.5
PCUR202-1KJ | Gefran cursor, floating mount. For use with Gefran WPG and WPP series magnetostrictive sensors. | Stock | 39.5
PCUR210-1KJ | Gefran cursor, 5mm axial joint low process connection, slide mount. For use with Gefran WPP series magnetostrictive sensors. | Stock | 44
PCUR211-1KJ | Gefran cursor, 5mm axial joint high process connection, slide mount. For use with Gefran WPP series magnetostrictive sensors. | Stock | 47.5
PCUR212-1KJ | Gefran cursor, 5mm axial joint process connection, slide mount. For use with Gefran WPP series magnetostrictive sensors. | Stock | 47.5
PCUR220-1KJ | Gefran cursor, 5mm axial joint low process connection, slide mount. For use with Gefran WPG series magnetostrictive sensors. | Stock | 44
PCUR221-1KJ | Gefran cursor, 5mm axial joint high process connection, slide mount. For use with Gefran WPG series magnetostrictive sensors. | Stock | 47.5
PCUR222-1KJ | Gefran cursor, 5mm axial joint process connection, slide mount. For use with Gefran WPG series magnetostrictive sensors. | Stock | 47.5
PKIT090-1KJ | Gefran mounting brackets, 42.5mm hole spacing. For use with Gefran WPP series magnetostrictive sensors. | Stock | 10
PKIT091-1KJ | Gefran mounting brackets, 50mm hole spacing. For use with Gefran WPP series magnetostrictive sensors. | Stock | 10
PKIT590-1KJ | Gefran mounting brackets, 42.5mm hole spacing. For use with Gefran WPG series magnetostrictive sensors. | Stock | 10
PKIT591-1KJ | Gefran mounting brackets, 50mm hole spacing. For use with Gefran WPG series magnetostrictive sensors. | Stock | 10
Inclination Sensors
GIB-Z-360-V-2A | Gefran inclination sensor, 1 axis, +/- 180 degrees, +/-0.5 degrees accuracy, 0-10 VDC output, IP67 IP69K, thermoplastic (PBT) housing, pigtail, 6.5ft/2m cable length. | Stock | 247
GIB-Z-360-A-2A | Gefran inclination sensor, 1 axis, +/- 180 degrees, +/-0.5 degrees accuracy, 4-20 mA output, IP67 IP69K, thermoplastic (PBT) housing, pigtail, 6.5ft/2m cable length. | Stock | 243
GIB-XY-015-V-2A | Gefran inclination sensor, 2 axes, +/- 15 degrees, +/-0.5 degrees accuracy, 0-10 VDC output, IP67 IP69K, thermoplastic (PBT) housing, pigtail, 6.5ft/2m cable length. | Stock | 247
GIB-XY-015-A-2A | Gefran inclination sensor, 2 axes, +/- 15 degrees, +/-0.5 degrees accuracy, 4-20 mA output, IP67 IP69K, thermoplastic (PBT) housing, pigtail, 6.5ft/2m cable length. | Stock | 243
GIB-XY-045-V-2A | Gefran inclination sensor, 2 axes, +/- 45 degrees, +/-0.5 degrees accuracy, 0-10 VDC output, IP67 IP69K, thermoplastic (PBT) housing, pigtail, 6.5ft/2m cable length. | Stock | 247
GIB-XY-045-A-2A | Gefran inclination sensor, 2 axes, +/- 45 degrees, +/-0.5 degrees accuracy, 4-20 mA output, IP67 IP69K, thermoplastic (PBT) housing, pigtail, 6.5ft/2m cable length. | Stock | 243
GIB-XY-085-V-2A | Gefran inclination sensor, 2 axes, +/- 85 degrees, +/-0.5 degrees accuracy, 0-10 VDC output, IP67 IP69K, thermoplastic (PBT) housing, pigtail, 6.5ft/2m cable length. | Stock | 247
GIB-XY-085-A-2A | Gefran inclination sensor, 2 axes, +/- 85 degrees, +/-0.5 degrees accuracy, 4-20 mA output, IP67 IP69K, thermoplastic (PBT) housing, pigtail, 6.5ft/2m cable length. | Stock | 243
GIG-Z-360-V-M12 | Gefran inclination sensor, 1 axis, +/- 180 degrees, +/-0.5 degrees accuracy, redundant 0-10 VDC output, IP67, thermoplastic (PBT) housing, (2) 5-pin M12 quick-disconnect. | Stock | 398
GIG-Z-360-A-M12 | Gefran inclination sensor, 1 axis, +/- 180 degrees, +/-0.5 degrees accuracy, redundant 4-20 mA output, IP67, thermoplastic (PBT) housing, (2) 5-pin M12 quick-disconnect. | Stock | 385
GIG-XY-015-V-M12 | Gefran inclination sensor, 2 axes, +/- 15 degrees, +/-0.5 degrees accuracy, redundant 0-10 VDC output, IP67, thermoplastic (PBT) housing, (2) 5-pin M12 quick-disconnect. | Stock | 398
GIG-XY-015-A-M12 | Gefran inclination sensor, 2 axes, +/- 15 degrees, +/-0.5 degrees accuracy, redundant 4-20 mA output, IP67, thermoplastic (PBT) housing, (2) 5-pin M12 quick-disconnect. | Stock | 385
GIG-XY-045-V-M12 | Gefran inclination sensor, 2 axes, +/- 45 degrees, +/-0.5 degrees accuracy, redundant 0-10 VDC output, IP67, thermoplastic (PBT) housing, (2) 5-pin M12 quick-disconnect. | Stock | 398
GIG-XY-045-A-M12 | Gefran inclination sensor, 2 axes, +/- 45 degrees, +/-0.5 degrees accuracy, redundant 4-20 mA output, IP67, thermoplastic (PBT) housing, (2) 5-pin M12 quick-disconnect. | Stock | 385
GIG-XY-085-V-M12 | Gefran inclination sensor, 2 axes, +/- 85 degrees, +/-0.5 degrees accuracy, redundant 0-10 VDC output, IP67, thermoplastic (PBT) housing, (2) 5-pin M12 quick-disconnect. | Stock | 398
GIG-XY-085-A-M12 | Gefran inclination sensor, 2 axes, +/- 85 degrees, +/-0.5 degrees accuracy, redundant 4-20 mA output, IP67, thermoplastic (PBT) housing, (2) 5-pin M12 quick-disconnect. | Stock | 385
PKIT312-1QJ | Gefran magnetic pen, for use with Gefran GIB-XY inclination sensors. | Stock | 43.5
Limit Switches with Plunger Actuator
BP060A-F | Metrol limit switch, precision touch, 6mm diameter, threaded, 1mm pitch, 32.8mm length, 3mm head, stainless steel, ball plunger, 1N contact force, (1) N.O. contact(s), 6.5ft/2m cable length, pigtail. | Stock | 55
BP060A-L | Metrol limit switch, precision touch, 6mm diameter, threaded, 1mm pitch, 32.8mm length, 3mm head, stainless steel, ball plunger, 8-13N contact force, (1) N.O. contact(s), 6.5ft/2m cable length, pigtail. | Stock | 65
BP060A-LF | Metrol limit switch, precision touch, 6mm diameter, threaded, 1mm pitch, 32.8mm length, 3mm head, stainless steel, ball plunger, 1N contact force, (1) N.O. contact(s), 6.5ft/2m cable length, pigtail. | Stock | 65
BP080A-L | Metrol limit switch, precision touch, 8mm diameter, threaded, 1.25mm pitch, 30mm length, 4mm head, stainless steel, ball plunger, 10-16N contact force, (1) N.O. contact(s), 6.5ft/2m cable length, pigtail. | Stock | 78
BP080A-LF | Metrol limit switch, precision touch, 8mm diameter, threaded, 1.25mm pitch, 30mm length, 4mm head, stainless steel, ball plunger, 1N contact force, (1) N.O. contact(s), 6.5ft/2m cable length, pigtail. | Stock | 78
BP100A-L | Metrol limit switch, precision touch, 10mm diameter, threaded, 1.5mm pitch, 33mm length, 5mm head, stainless steel, ball plunger, 15-20N contact force, (1) N.O. contact(s), 6.5ft/2m cable length, pigtail. | Stock | 81
BP100A-LF | Metrol limit switch, precision touch, 10mm diameter, threaded, 1.5mm pitch, 33mm length, 5mm head, stainless steel, ball plunger, 1N contact force, (1) N.O. contact(s), 6.5ft/2m cable length, pigtail. | Stock | 81
BP4SWA | Metrol limit switch, precision touch, 4mm diameter, smooth, 12.8mm length, 3mm head, tungsten carbide, ball plunger, 1N contact force, (1) N.O. contact(s), 1.6ft/0.5m cable length, core wire. | Stock | 92
BP5MWA | Metrol limit switch, precision touch, 5mm diameter, threaded, 0.5mm pitch, 20mm length, 3mm head, tungsten carbide, ball plunger, 1N contact force, (1) N.O. contact(s), 1.6ft/0.5m cable length, core wire. | Stock | 86
SP080A-L | Metrol limit switch, spring plunger, 8mm diameter, threaded, 1.25mm pitch, 37mm length, 1.25mm radius head, stainless steel, 2.5mm plunger, 8N contact force, (1) N.O. contact(s), 6.5ft/2m cable length, pigtail. | Stock | 60
CS065A-CL | Metrol limit switch, precision touch, 6mm diameter, threaded, 0.5mm pitch, 55.5mm length, 1.5mm flat head, stainless steel, needle plunger, 1N contact force, (1) N.O. contact(s), 9.8ft/3m cable length, pigtail. | Stock | 79
CS065A-L | Metrol limit switch, precision touch, 6mm diameter, threaded, 0.5mm pitch, 42mm length, 1.5mm radius head, stainless steel, 2mm plunger, 1N contact force, (1) N.O. contact(s), 9.8ft/3m cable length, pigtail. | Stock | 70
CS065A-LR | Metrol limit switch, precision touch, 6mm diameter, threaded, 0.5mm pitch, 40mm length, 1.5mm radius head, stainless steel, 2mm plunger, 1N contact force, (1) N.O. contact(s), 9.8ft/3m cable length, 90 degree exit, pigtail. | Stock | 79
CS067A-B | Metrol limit switch, precision touch, 6mm diameter, threaded, 0.75mm pitch, 42mm length, 4mm flat head, stainless steel, 2mm plunger, 1N contact force, (1) N.O. contact(s), 9.8ft/3m cable length, pigtail. | Stock | 65
CS067A-BL | Metrol limit switch, precision touch, 6mm diameter, threaded, 0.75mm pitch, 42mm length, 4mm flat head, stainless steel, 2mm plunger, 1N contact force, (1) N.O. contact(s), 9.8ft/3m cable length, pigtail. | Stock | 77
CS067A-BLR | Metrol limit switch, precision touch, 6mm diameter, threaded, 0.75mm pitch, 40mm length, 4.5mm flat head, stainless steel, 2mm plunger, 1N contact force, (1) N.O. contact(s), 9.8ft/3m cable length, 90 degree exit, pigtail. | Stock | 79
CS067A | Metrol limit switch, precision touch, 6mm diameter, threaded, 0.75mm pitch, 42mm length, 1.5mm radius head, stainless steel, 2mm plunger, 1N contact force, (1) N.O. contact(s), 9.8ft/3m cable length, pigtail. | Stock | 60
CS067A-CL | Metrol limit switch, precision touch, 6mm diameter, threaded, 0.75mm pitch, 55.5mm length, 1.5mm flat head, stainless steel, needle plunger, 1N contact force, (1) N.O. contact(s), 9.8ft/3m cable length, pigtail. | Stock | 98
CS067A-L | Metrol limit switch, precision touch, 6mm diameter, threaded, 0.75mm pitch, 42mm length, 1.5mm radius head, stainless steel, 2mm plunger, 1N contact force, (1) N.O. contact(s), 9.8ft/3m cable length, pigtail. | Stock | 70
CS067A-LG | Metrol limit switch, low contact force, precision touch, 6mm diameter, threaded, 0.75mm pitch, 42mm length, 1.5mm radius head, stainless steel, 2mm plunger, 0.5N contact force, (1) N.O. contact(s), 9.8ft/3m cable length, pigtail. | Stock | 71
CS067A-LR | Metrol limit switch, precision touch, 6mm diameter, threaded, 0.75mm pitch, 40mm length, 1.5mm radius head, stainless steel, 2mm plunger, 1N contact force, (1) N.O. contact(s), 9.8ft/3m cable length, 90 degree exit, pigtail. | Stock | 77
CS067B | Metrol limit switch, precision touch, 6mm diameter, threaded, 0.75mm pitch, 42mm length, 1.5mm radius head, stainless steel, 2mm plunger, 1N contact force, (1) N.C. contact(s), 9.8ft/3m cable length, pigtail. | Stock | 60
CS067B-L | Metrol limit switch, precision touch, 6mm diameter, threaded, 0.75mm pitch, 42mm length, 1.5mm radius head, stainless steel, 2mm plunger, 1N contact force, (1) N.C. contact(s), 9.8ft/3m cable length, pigtail. | Stock | 70
CS067B-LR | Metrol limit switch, precision touch, 6mm diameter, threaded, 0.75mm pitch, 37mm length, 1.5mm radius head, stainless steel, 2mm plunger, 1N contact force, (1) N.C. contact(s), 9.8ft/3m cable length, 90 degree exit, pigtail. | Stock | 77
CS087A-L | Metrol limit switch, precision touch, 8mm diameter, threaded, 0.75mm pitch, 43.5mm length, 3mm radius head, stainless steel, 3.5mm plunger, 1N contact force, (1) N.O. contact(s), 9.8ft/3m cable length, pigtail. | Stock | 70
CS087A-LR | Metrol limit switch, precision touch, 8mm diameter, threaded, 0.75mm pitch, 49.5mm length, 1.5mm radius head, stainless steel, 2mm plunger, 1N contact force, (1) N.O. contact(s), 9.8ft/3m cable length, 90 degree exit, pigtail. | Stock | 77
CSFN105A-H6X | Metrol limit switch, precision touch, 10mm diameter, threaded, 0.5mm pitch, 30mm length, 1.5mm radius head, stainless steel, 2mm plunger, 0.1N contact force, NPN, N.O., 9.8ft/3m cable length, pigtail. | Stock | 55
CSH121A-A | Metrol limit switch, sliding/angled, precision touch, 12mm diameter, threaded, 1mm pitch, 59.5mm length, 5mm radius head, stainless steel, 10mm plunger, 1.5N contact force, (1) N.O. contact(s), 6.5ft/2m cable length, pigtail. | Stock | 93
CSH121A-AL | Metrol limit switch, sliding/angled, precision touch, 12mm diameter, threaded, 1mm pitch, 59.5mm length, 5mm radius head, stainless steel, 10mm plunger, 1.5N contact force, (1) N.O. contact(s), 6.5ft/2m cable length, pigtail. | Stock | 92
CSH121A-APL | Metrol limit switch, sliding/angled, precision touch, 12mm diameter, threaded, 1mm pitch, 59.5mm length, 5mm radius head, plastic, 10mm plunger, 1.5N contact force, (1) N.O. contact(s), 6.5ft/2m cable length, pigtail. | Stock | 106
CSH121B-AL | Metrol limit switch, sliding/angled, precision touch, 12mm diameter, threaded, 1mm pitch, 59.5mm length, 5mm radius head, stainless steel, 10mm plunger, 1.5N contact force, (1) N.C. contact(s), 6.5ft/2m cable length, pigtail. | Stock | 95
CSH121B-APL | Metrol limit switch, sliding/angled, precision touch, 12mm diameter, threaded, 1mm pitch, 59.5mm length, 5mm radius head, plastic, 10mm plunger, 1.5N contact force, (1) N.C. contact(s), 6.5ft/2m cable length, pigtail. | Stock | 106
CSHP085A-L | Metrol limit switch, sliding/angled, precision touch, 8mm diameter, threaded, 0.5mm pitch, 62.5mm length, 3mm radius head, stainless steel, 4.7mm plunger, 1N contact force, (1) N.O. contact(s), 6.5ft/2m cable length, pigtail. | Stock | 186
CSHP085B-L | Metrol limit switch, sliding/angled, precision touch, 8mm diameter, threaded, 0.5mm pitch, 62.5mm length, 3mm radius head, stainless steel, 4.7mm plunger, 1N contact force, (1) N.C. contact(s), 6.5ft/2m cable length, pigtail. | Stock | 186
CSJ055A-CG | Metrol limit switch, low contact force, precision touch, 5mm diameter, threaded, 0.5mm pitch, 55.5mm length, 1.5mm flat head, stainless steel, needle plunger, 0.5N contact force, (1) N.O. contact(s), 9.8ft/3m cable length, pigtail. | Stock | 62
CSJ055A-CL | Metrol limit switch, precision touch, 5mm diameter, threaded, 0.5mm pitch, 55.5mm length, 1.5mm flat head, stainless steel, needle plunger, 1N contact force, (1) N.O. contact(s), 9.8ft/3m cable length, pigtail. | Stock | 70
CSJ055A | Metrol limit switch, precision touch, 5mm diameter, threaded, 0.5mm pitch, 42mm length, 1.5mm radius head, stainless steel, 2mm plunger, 1N contact force, (1) N.O. contact(s), 9.8ft/3m cable length, pigtail. | Stock | 53
CSJ055A-L | Metrol limit switch, precision touch, 5mm diameter, threaded, 0.5mm pitch, 42mm length, 1.5mm radius head, stainless steel, 2mm plunger, 1N contact force, (1) N.O. contact(s), 9.8ft/3m cable length, pigtail. | Stock | 63
CSJ055A-LR | Metrol limit switch, precision touch, 5mm diameter, threaded, 0.5mm pitch, 40mm length, 1.5mm radius head, stainless steel, 2mm plunger, 1N contact force, (1) N.O. contact(s), 9.8ft/3m cable length, 90 degree exit, pigtail. | Stock | 69
CSJS50A | Metrol limit switch, precision touch, 5mm diameter, smooth, 42mm length, 1.5mm radius head, stainless steel, 2mm plunger, 1N contact force, (1) N.O. contact(s), 9.8ft/3m cable length, pigtail. | Stock | 53
CSJS50A-L | Metrol limit switch, precision touch, 5mm diameter, smooth, 42mm length, 1.5mm radius head, stainless steel, 2mm plunger, 1N contact force, (1) N.O. contact(s), 9.8ft/3m cable length, pigtail. | Stock | 63
CSJS50A-LR | Metrol limit switch, precision touch, 5mm diameter, smooth, 40mm length, 1.5mm radius head, stainless steel, 2mm plunger, 1N contact force, (1) N.O. contact(s), 9.8ft/3m cable length, 90 degree exit, pigtail. | Stock | 69
CSK087A | Metrol limit switch, precision touch, 8mm diameter, threaded, 0.75mm pitch, 54.5mm length, 3mm radius head, stainless steel, 3.5mm plunger, 1N contact force, (1) N.O. contact(s), 9.8ft/3m cable length, pigtail. | Stock | 68
CSK087A-L | Metrol limit switch, precision touch, 8mm diameter, threaded, 0.75mm pitch, 54.5mm length, 3mm radius head, stainless steel, 3.5mm plunger, 1N contact force, (1) N.O. contact(s), 9.8ft/3m cable length, pigtail. | Stock | 79
CSK087A-LR | Metrol limit switch, precision touch, 8mm diameter, threaded, 0.75mm pitch, 66.2mm length, 3mm radius head, stainless steel, 3.5mm plunger, 1N contact force, (1) N.O. contact(s), 9.8ft/3m cable length, 90 degree exit, pigtail. | Stock | 75
CSK087B-L | Metrol limit switch, precision touch, 8mm diameter, threaded, 0.75mm pitch, 54.5mm length, 3mm radius head, stainless steel, 3.5mm plunger, 1N contact force, (1) N.C. contact(s), 9.8ft/3m cable length, pigtail. | Stock | 79
CSK087B-LR | Metrol limit switch, precision touch, 8mm diameter, threaded, 0.75mm pitch, 66.2mm length, 3mm radius head, stainless steel, 3.5mm plunger, 1N contact force, (1) N.C. contact(s), 9.8ft/3m cable length, 90 degree exit, pigtail. | Stock | 75
CSM105CA | Metrol limit switch, precision touch, 10mm diameter, threaded, 0.5mm pitch, 21.5mm length, 2.5mm radius head, stainless steel, 3.5mm plunger, 1N contact force, (1) N.O. contact(s), 6.5ft/2m cable length, pigtail. | Stock | 65
CSM105CA-L | Metrol limit switch, precision touch, 10mm diameter, threaded, 0.5mm pitch, 21.5mm length, 2.5mm radius head, stainless steel, 3.5mm plunger, 1N contact force, (1) N.O. contact(s), 6.5ft/2m cable length, pigtail. | Stock | 72
CSM105WA | Metrol limit switch, precision touch, 10mm diameter, threaded, 0.5mm pitch, 15mm length, 2.5mm radius head, stainless steel, 3.5mm plunger, 1N contact force, (1) N.O. contact(s), 1.6ft/0.5m cable length, core wire. | Stock | 67
CSMP105CA-L | Metrol limit switch, precision touch, 10mm diameter, threaded, 0.5mm pitch, 24.7mm length, 2.5mm radius head, stainless steel, 2mm plunger with boot, 1N contact force, (1) N.O. contact(s), 6.5ft/2m cable length, pigtail. | Stock | 78
CSMP105WA | Metrol limit switch, precision touch, 10mm diameter, threaded, 0.5mm pitch, 20.5mm length, 2.5mm radius head, stainless steel, 2mm plunger with boot, 1N contact force, (1) N.O. contact(s), 1.6ft/0.5m cable length, core wire. | Stock | 70
CSP087A-AL | Metrol limit switch, precision touch, 8mm diameter, threaded, 0.75mm pitch, 52.8mm length, 2mm round head, stainless steel, 5.5mm plunger, 1N contact force, (1) N.O. contact(s), 9.8ft/3m cable length, pigtail. | Stock | 92
CSP087B-AL | Metrol limit switch, precision touch, 8mm diameter, threaded, 0.75mm pitch, 52.8mm length, 2mm round head, stainless steel, 5.5mm plunger, 1N contact force, (1) N.C. contact(s), 9.8ft/3m cable length, pigtail. | Stock | 92
CSS60A-L | Metrol limit switch, precision touch, 6mm diameter, smooth, 42mm length, 1.5mm radius head, stainless steel, 2mm plunger, 1N contact force, (1) N.O. contact(s), 9.8ft/3m cable length, pigtail. | Stock | 66
CSS60A-LR | Metrol limit switch, precision touch, 6mm diameter, smooth, 42mm length, 1.5mm radius head, stainless steel, 2mm plunger, 1N contact force, (1) N.O. contact(s), 9.8ft/3m cable length, 90 degree exit, pigtail. | Stock | 66
CSS60B-L | Metrol limit switch, precision touch, 6mm diameter, smooth, 42mm length, 1.5mm radius head, stainless steel, 2mm plunger, 1N contact force, (1) N.C. contact(s), 9.8ft/3m cable length, pigtail. | Stock | 66
CSS80A-L | Metrol limit switch, precision touch, 8mm diameter, smooth, 43.5mm length, 3mm radius head, stainless steel, 3.5mm plunger, 1N contact force, (1) N.O. contact(s), 9.8ft/3m cable length, pigtail. | Stock | 66
GN-BP161B | Metrol limit switch, vacuum, precision touch, 16mm diameter, threaded, 1mm pitch, 41mm length, 9.5mm head, stainless steel, 2mm plunger, 1.5N contact force, (1) N.C. contact(s), 1.6ft/0.5m cable length, pigtail. | Stock | 1339
GN-BP5MA | Metrol limit switch, vacuum, precision touch, 5mm diameter, threaded, 0.5mm pitch, 19mm length, 3mm head, stainless steel, ball plunger, 1N contact force, (1) N.O. contact(s), 1.6ft/0.5m cable length, pigtail. | Stock | 377
GN-BP5MA-R | Metrol limit switch, vacuum, precision touch, 5mm diameter, threaded, 0.5mm pitch, 19mm length, 3mm head, stainless steel, ball plunger, 1N contact force, (1) N.O. contact(s), 1.6ft/0.5m cable length, pigtail. | Stock | 384
GN-CSK141B | Metrol limit switch, vacuum, precision touch, 14mm diameter, threaded, 1mm pitch, 47mm length, 4mm radius head, stainless steel, 12mm plunger, 0.8N contact force, (1) N.C. contact(s), 1.6ft/0.5m cable length, pigtail. | Stock | 1339
GN-PT5M3A | Metrol limit switch, vacuum, precision touch, 5mm diameter, threaded, 0.5mm pitch, 21.5mm length, 2mm radius head, stainless steel, 1.5mm plunger, 0.5N contact force, (1) N.O. contact(s), 1.6ft/0.5m cable length, core wire. | Stock | 275
GN-PT5M3B | Metrol limit switch, vacuum, precision touch, 5mm diameter, threaded, 0.5mm pitch, 18.5mm length, 2mm radius head, stainless steel, 1.5mm plunger, 0.5N contact force, (1) N.C. contact(s), 1.6ft/0.5m cable length, core wire. | Stock | 275
HT-BP060A | Metrol limit switch, high temperature, precision touch, 6mm diameter, threaded, 1mm pitch, 47.8mm length, 3mm head, stainless steel, ball plunger, 6-13N contact force, (1) N.O. contact(s), 6.5ft/2m cable length, pigtail. | Stock | 251
HT-CS067A | Metrol limit switch, high temperature, precision touch, 6mm diameter, threaded, 0.75mm pitch, 45.5mm length, 1.5mm radius head, stainless steel, 2mm plunger, 1N contact force, (1) N.O. contact(s), 6.5ft/2m cable length, pigtail. | Stock | 277
P085DB-AL | Metrol limit switch, high precision touch, 8mm diameter, threaded, 0.5mm pitch, 48.8mm length, 2mm round head, stainless steel, 5.5mm plunger, 1N contact force, (1) N.C. contact(s), 9.8ft/3m cable length, pigtail. | Stock | 174
P10DA-AL | Metrol limit switch, high precision touch, 10mm diameter, threaded, 0.5mm pitch, 49.8mm length, 2mm round head, stainless steel, 8.5mm plunger, 1N contact force, (1) N.O. contact(s), 9.8ft/3m cable length, pigtail. | Stock | 174
P10DB-A | Metrol limit switch, high precision touch, 10mm diameter, threaded, 0.5mm pitch, 42mm length, 2mm round head, stainless steel, 8.5mm plunger, 1N contact force, (1) N.C. contact(s), 9.8ft/3m cable length, pigtail. | Stock | 152
P10DB-AL | Metrol limit switch, high precision touch, 10mm diameter, threaded, 0.5mm pitch, 42mm length, 2mm round head, stainless steel, 8.5mm plunger, 1N contact force, (1) N.C. contact(s), 9.8ft/3m cable length, pigtail. | Stock | 174
P10DHA-TML | Metrol limit switch, high precision touch, 14mm diameter, threaded, 0.5mm pitch, 61mm length, 8mm roller head, stainless steel, 2.5mm plunger, 1N contact force, (1) N.O. contact(s), 9.8ft/3m cable length, pigtail. | Stock | 366
P10DHB-TML | Metrol limit switch, high precision touch, 14mm diameter, threaded, 0.5mm pitch, 55mm length, 8mm roller head, stainless steel, 2.5mm plunger, 1N contact force, (1) N.C. contact(s), 9.8ft/3m cable length, pigtail. | Stock | 366
P10DHLTB-TML | Metrol limit switch, high precision touch, 14mm diameter, threaded, 0.5mm pitch, 84.5mm length, 8mm roller head, stainless steel, 2.5mm plunger, 1N contact force, (1) N.C. contact(s), 9.8ft/3m cable length, pigtail. | Stock | 403
P10DLB-AL | Metrol limit switch, high precision touch, 10mm diameter, threaded, 0.5mm pitch, 70mm length, 2mm round head, stainless steel, 8.5mm plunger, 1N contact force, (1) N.C. contact(s), 9.8ft/3m cable length, pigtail. | Stock | 175
P11DDB-DLD | Metrol limit switch, tool setter, high precision touch, 23 x 38 x 18mm, 5mm flat head, stainless steel, 16mm plunger, 1.5N contact force, (1) N.C. contact(s), 9.8ft/3m cable length, pigtail. | Stock | 202
P11DDB-DULD | Metrol limit switch, tool setter, high precision touch, 23 x 38 x 18mm, 5mm flat head, tungsten carbide, 16mm plunger, 1.5N contact force, (1) N.C. contact(s), 9.8ft/3m cable length, pigtail. | Stock | 219
P11EDB-DULD | Metrol limit switch, tool setter, high precision touch, 27 x 38 x 18mm, 5mm flat head, tungsten carbide, 16mm plunger, 1.5N contact force, (1) N.C. contact(s), 9.8ft/3m cable length, pigtail. | Stock | 219
P11DMB-DULD | Metrol limit switch, tool setter, high precision touch, 23 x 38 x 18mm, 5mm flat head, stainless steel, 16mm plunger, 1.5N contact force, (1) N.C. contact(s), 9.8ft/3m cable length, pigtail. | Stock | 202
P21EDBP-22-28 | Metrol limit switch, tool setter, high precision touch, 41 x 45 x 25mm, 10mm flat head, tungsten carbide, 18.5mm plunger, 1.5N contact force, (1) N.C. contact(s), 16.4ft/5m cable length, pigtail. | Stock | 745
PT5M3CB | Metrol limit switch, precision touch, 5mm diameter, threaded, 0.5mm pitch, 18.5mm length, 2mm radius head, stainless steel, 1.5mm plunger, 0.5N contact force, (1) N.C. contact(s), 6.5ft/2m cable length, pigtail. | Stock | 101
PT5M3CB-L | Metrol limit switch, precision touch, 5mm diameter, threaded, 0.5mm pitch, 18.5mm length, 2mm radius head, stainless steel, 1.5mm plunger, 0.5N contact force, (1) N.C. contact(s), 6.5ft/2m cable length, pigtail. | Stock | 102
PTP5M3CB-B | Metrol limit switch, precision touch, 5mm diameter, threaded, 0.5mm pitch, 25mm length, 3mm flat head, stainless steel, 1.5mm plunger, 0.8N contact force, (1) N.C. contact(s), 6.5ft/2m cable length, pigtail. | Stock | 119
PT5M1WA | Metrol limit switch, precision touch, 5mm diameter, threaded, 0.5mm pitch, 21.5mm length, 2mm radius head, stainless steel, 1.5mm plunger, 0.5N contact force, (1) N.O. contact(s), 1.6ft/0.5m cable length, core wire. | Stock | 109
PT5M3WA | Metrol limit switch, precision touch, 5mm diameter, threaded, 0.5mm pitch, 21.5mm length, 2mm radius head, stainless steel, 1.5mm plunger, 0.5N contact force, (1) N.O. contact(s), 1.6ft/0.5m cable length, core wire. | Stock | 84
PT5M3WB | Metrol limit switch, precision touch, 5mm diameter, threaded, 0.5mm pitch, 18.5mm length, 2mm radius head, stainless steel, 1.5mm plunger, 0.5N contact force, (1) N.C. contact(s), 1.6ft/0.5m cable length, core wire. | Stock | 84
PT5S3CB-L | Metrol limit switch, precision touch, 5mm diameter, smooth, 18.5mm length, 2mm radius head, stainless steel, 1.5mm plunger, 0.5N contact force, (1) N.C. contact(s), 6.5ft/2m cable length, pigtail. | Stock | 95
PTP5M3CB-L | Metrol limit switch, precision touch, 5mm diameter, threaded, 0.5mm pitch, 25mm length, 2mm radius head, stainless steel, 1.5mm plunger, 0.8N contact force, (1) N.C. contact(s), 6.5ft/2m cable length, pigtail. | Stock | 110
PTP5S3CB-L | Metrol limit switch, precision touch, 5mm diameter, smooth, 25mm length, 2mm radius head, stainless steel, 1.5mm plunger, 0.8N contact force, (1) N.C. contact(s), 6.5ft/2m cable length, pigtail. | Stock | 104
176101-1 | IDEM micro limit switch, metal pin plunger, (1) N.O./(1) N.C. contact(s), snap action, 25.4mm hole spacing, polybutylene terephthalate, screw terminals. | Stock | 19
176101-5 | IDEM micro limit switch, metal pin plunger, (1) N.O./(1) N.C. contact(s), snap action, 25.4mm hole spacing, polybutylene terephthalate, screw terminals. Package of 5. | Stock | 73
176104-1 | IDEM micro limit switch, metal pin plunger long, (1) N.O./(1) N.C. contact(s), snap action, 25.4mm hole spacing, polybutylene terephthalate, screw terminals. | Stock | 20
176104-5 | IDEM micro limit switch, metal pin plunger long, (1) N.O./(1) N.C. contact(s), snap action, 25.4mm hole spacing, polybutylene terephthalate, screw terminals. Package of 5. | Stock | 78
176105-1 | IDEM micro limit switch, metal plunger, (1) N.O./(1) N.C. contact(s), snap action, 25.4mm hole spacing, polybutylene terephthalate, screw terminals. | Stock | 20
176105-5 | IDEM micro limit switch, metal plunger, (1) N.O./(1) N.C. contact(s), snap action, 25.4mm hole spacing, polybutylene terephthalate, screw terminals. Package of 5. | Stock | 79
176106-1 | IDEM micro limit switch, metal plunger with fixing nuts, (1) N.O./(1) N.C. contact(s), snap action, 25.4mm hole spacing, polybutylene terephthalate, screw terminals. | Stock | 26
176106-5 | IDEM micro limit switch, metal plunger with fixing nuts, (1) N.O./(1) N.C. contact(s), snap action, 25.4mm hole spacing, polybutylene terephthalate, screw terminals. Package of 5. | Stock | 99
AAM2F11Z11 | AutomationDirect IEC limit switch, metal plunger, 90-degree adjustable head, (1) N.O./(1) N.C. contact(s), snap action, 20-22mm hole spacing, zinc alloy, (1) 1/2in NPT cable entry. | Stock | 15.5
AAM2T14Z11 | AutomationDirect IEC limit switch, metal plunger with dust cap, 90-degree adjustable head, (1) N.O./(1) N.C. contact(s), snap action, 20-22mm hole spacing, zinc alloy, (1) 1/2in NPT cable entry. | Stock | 17
AAP2T10Z11 | AutomationDirect IEC limit switch, plastic plunger, 90-degree adjustable head, (1) N.O./(1) N.C. contact(s), snap action, 20-22mm hole spacing, plastic, (1) PG11 cable entry with 1/2in NPT adapter. | Stock | 11
AAP2T14Z11 | AutomationDirect IEC limit switch, galvanized steel plunger, 90-degree adjustable head, (1) N.O./(1) N.C. contact(s), snap action, 20-22mm hole spacing, plastic, (1) PG11 cable entry with 1/2in NPT adapter. | Stock | 16.5
ABM1E11Z11 | AutomationDirect IEC limit switch, stainless steel plunger, 90-degree adjustable head, (1) N.O./(1) N.C. contact(s), snap action, 30mm hole spacing, aluminum, (1) PG13.5 cable entry. | Stock | 24.5
ABM2E11Z11 | AutomationDirect IEC limit switch, stainless steel plunger, 90-degree adjustable head, (1) N.O./(1) N.C. contact(s), snap action, 30mm hole spacing, aluminum, (1) 1/2in NPT cable entry. | Stock | 57
ABM5E11Z11 | AutomationDirect IEC limit switch, stainless steel plunger, 90-degree adjustable head, (1) N.O./(1) N.C. contact(s), snap action, 40mm hole spacing, aluminum, (3) PG13.5 cable entries. | Stock | 55
ABM6E11Z11 | AutomationDirect IEC limit switch, stainless steel plunger, 90-degree adjustable head, (1) N.O./(1) N.C. contact(s), snap action, 40mm hole spacing, aluminum, (3) 1/2in NPT cable entries. | Stock | 57
ABP1H14Z11 | AutomationDirect IEC limit switch, metal plunger, 90-degree adjustable head, (1) N.O./(1) N.C. contact(s), snap action, 30mm hole spacing, plastic, (1) PG13.5 cable entry. | Stock | 36.5
ABP2H14Z11 | AutomationDirect IEC limit switch, metal plunger, 90-degree adjustable head, (1) N.O./(1) N.C. contact(s), snap action, 30mm hole spacing, plastic, (1) 1/2in NPT cable entry. | Stock | 37.5
ADM2F11Z11 | AchieVe IEC limit switch, metal plunger, 90-degree adjustable head, (1) N.O./(1) N.C. contact(s), snap action, 20-22mm or 40-42mm hole spacing, zinc alloy, (3) 1/2in NPT entries. | Stock | 20
AHP2R002J02-024 | AchieVe IEC limit switch, plastic plunger, (2) N.C. contact(s), snap action, solenoid or manual reset, 20-22mm hole spacing, plastic, (2) PG11 and (1) 1/2in NPT cable entries. | Stock | 55
AHP2T11J02-024 | AchieVe IEC limit switch, metal plunger, 90-degree adjustable head, (2) N.C. contact(s), snap action, solenoid reset, 20-22mm hole spacing, plastic, (2) PG11 and (1) 1/2in NPT cable entries. | Stock | 49.5
PS116Z11-L200S200 | Schmersal compact limit switch, plastic plunger, 45-degree adjustable head, (1) N.O./(1) N.C. contact(s), snap action, 31mm wide body, 20-22mm hole spacing, die-cast zinc with plastic base, pigtail, 6.5ft/2m cable length, bottom exit. | Stock | 39.5
PS116Z11-LR200S200 | Schmersal compact limit switch, plastic plunger, 45-degree adjustable head, (1) N.O./(1) N.C. contact(s), snap action, 31mm wide body, 20-22mm hole spacing, die-cast zinc with plastic base, pigtail, 6.5ft/2m cable length, right exit. | Stock | 39.5
PS116Z11-STS200 | Schmersal compact limit switch, plastic plunger, 45-degree adjustable head, (1) N.O./(1) N.C. contact(s), snap action, 20-22mm hole spacing, die-cast zinc with plastic base, (1) 4-pin M12 quick-disconnect, bottom exit. | Stock | 39.5
PS116Z11-STRS200 | Schmersal compact limit switch, plastic plunger, 45-degree adjustable head, (1) N.O./(1) N.C. contact(s), snap action, 20-22mm hole spacing, die-cast zinc with plastic base, (1) 4-pin M12 quick-disconnect, right exit. | Stock | 39.5
PS116T11-L200S200 | Schmersal compact limit switch, plastic plunger, 45-degree adjustable head, (1) N.O./(1) N.C. contact(s), slow action break before make, 31mm wide body, 20-22mm hole spacing, die-cast zinc with plastic base, pigtail, 6.5ft/2m cable length, bottom exit. | Stock | 39.5
PS116T11-STRS200 | Schmersal compact limit switch, plastic plunger, 45-degree adjustable head, (1) N.O./(1) N.C. contact(s), slow action break before make, 20-22mm hole spacing, die-cast zinc with plastic base, (1) 4-pin M12 quick-disconnect, right exit. | Stock | 39.5
AEM2G1101Z11-3R | AutomationDirect compact limit switch, metal plunger, (1) N.O./(1) N.C. contact(s), snap action, 25mm hole spacing, zinc alloy, pigtail, 9.8ft/3m cable length, right exit. | Stock | 30
AEM2G1101Z11M | AutomationDirect compact limit switch, metal plunger, (1) N.O./(1) N.C. contact(s), snap action, 25mm hole spacing, zinc alloy, (1) 5-pin M12 quick-disconnect, bottom exit. | Stock | 29
AEM2G1101Z11MR | AutomationDirect compact limit switch, metal plunger, (1) N.O./(1) N.C. contact(s), snap action, 25mm hole spacing, zinc alloy, (1) 5-pin M12 quick-disconnect, right exit. | Stock | 29
AEM2G11X11-3 | AutomationDirect compact limit switch, metal plunger, (1) N.O./(1) N.C. contact(s), slow action break before make, 25mm hole spacing, zinc alloy, pigtail, 9.8ft/3m cable length, bottom exit. | Stock | 32.5
AEM2G11Z11-3 | AutomationDirect compact limit switch, metal plunger, (1) N.O./(1) N.C. contact(s), snap action, 25mm hole spacing, zinc alloy, pigtail, 9.8ft/3m cable length, bottom exit. | Stock | 32.5
AEM2G1101Z22-3 | AchieVe compact limit switch, metal plunger, (2) N.O./(2) N.C. contact(s), snap action, 25mm hole spacing, zinc alloy, pigtail, 9.8ft/3m cable length, bottom exit. | Stock | 39
AEM2G1601Z11-3R | AutomationDirect compact limit switch, metal plunger with dust cap, (1) N.O./(1) N.C. contact(s), snap action, 25mm hole spacing, zinc alloy, pigtail, 9.8ft/3m cable length, right exit. | Stock | 32.5
AEM2G1601Z11M | AutomationDirect compact limit switch, metal plunger with dust cap, (1) N.O./(1) N.C. contact(s), snap action, 25mm hole spacing, zinc alloy, (1) 5-pin M12 quick-disconnect, bottom exit. | Stock | 30
AEM2G1601Z11MR | AutomationDirect compact limit switch, metal plunger with dust cap, (1) N.O./(1) N.C. contact(s), snap action, 25mm hole spacing, zinc alloy, (1) 5-pin M12 quick-disconnect, right exit. | Stock | 30
AEM2G16X11-3 | AutomationDirect compact limit switch, metal plunger with dust cap, (1) N.O./(1) N.C. contact(s), slow action break before make, 25mm hole spacing, zinc alloy, pigtail, 9.8ft/3m cable length, bottom exit. | Stock | 37.5
AEM2G16Z11-3 | AutomationDirect compact limit switch, metal plunger with dust cap, (1) N.O./(1) N.C. contact(s), snap action, 25mm hole spacing, zinc alloy, pigtail, 9.8ft/3m cable length, bottom exit. | Stock | 37.5
AEM2G1601Z22-3 | AchieVe compact limit switch, metal plunger with dust cap, (2) N.O./(2) N.C. contact(s), snap action, 25mm hole spacing, zinc alloy, pigtail, 9.8ft/3m cable length, bottom exit. | Stock | 41
AEM2G16Z11-HF1 | AutomationDirect compact limit switch, metal plunger with dust cap, (1) N.O./(1) N.C. contact(s), snap action, 25mm hole spacing, zinc alloy, pigtail, 3.2ft/1m cable length, bottom exit. | Stock | 30.5
AEM2G18Z11-3 | AutomationDirect compact limit switch, metal plunger with bevel cut, (1) N.O./(1) N.C. contact(s), snap action, 25mm hole spacing, zinc alloy, pigtail, 9.8ft/3m cable length, bottom exit. | Stock | 45
AEM2G2101Z11-3R | AutomationDirect compact limit switch, metal plunger with fixing nuts, (1) N.O./(1) N.C. contact(s), snap action, 25mm hole spacing, zinc alloy, pigtail, 9.8ft/3m cable length, right exit. | Stock | 31
AEM2G2101Z11M | AutomationDirect compact limit switch, metal plunger with fixing nuts, (1) N.O./(1) N.C. contact(s), snap action, 25mm hole spacing, zinc alloy, (1) 5-pin M12 quick-disconnect, bottom exit. | Stock | 29
AEM2G2101Z11MR | AutomationDirect compact limit switch, metal plunger with fixing nuts, (1) N.O./(1) N.C. contact(s), snap action, 25mm hole spacing, zinc alloy, (1) 5-pin M12 quick-disconnect, right exit. | Stock | 29
AEM2G21X11-3 | AutomationDirect compact limit switch, metal plunger with fixing nuts, (1) N.O./(1) N.C. contact(s), slow action break before make, 25mm hole spacing, zinc alloy, pigtail, 9.8ft/3m cable length, bottom exit. | Stock | 35
AEM2G21Z11-3 | AutomationDirect compact limit switch, metal plunger with fixing nuts, (1) N.O./(1) N.C. contact(s), snap action, 25mm hole spacing, zinc alloy, pigtail, 9.8ft/3m cable length, bottom exit. | Stock | 35
AEM2G2101Z22-3 | AchieVe compact limit switch, metal plunger with fixing nuts, (2) N.O./(2) N.C. contact(s), snap action, 25mm hole spacing, zinc alloy, pigtail, 9.8ft/3m cable length, bottom exit. | Stock | 39
AEP2G11Z11-1 | AutomationDirect compact limit switch, metal plunger, (1) N.O./(1) N.C. contact(s), snap action, 25mm hole spacing, plastic, pigtail, 3.2ft/1m cable length, bottom exit. | Stock | 19
AEP2G11Z22-1 | AchieVe compact limit switch, metal plunger, (2) N.O./(2) N.C. contact(s), snap action, 25mm hole spacing, plastic, pigtail, 3.2ft/1m cable length, bottom exit. | Stock | 25.5
AEP2G11Z11MR | AutomationDirect compact limit switch, metal plunger, (1) N.O./(1) N.C. contact(s), snap action, 25mm hole spacing, plastic, (1) 5-pin M12 quick-disconnect, right exit. | Stock | 22.5
AEP2G16Z11-1 | AutomationDirect compact limit switch, metal plunger with dust cap, (1) N.O./(1) N.C. contact(s), snap action, 25mm hole spacing, plastic, pigtail, 3.2ft/1m cable length, bottom exit. | Stock | 21.5
AEP2G16Z22-1 | AchieVe compact limit switch, metal plunger with dust cap, (2) N.O./(2) N.C. contact(s), snap action, 25mm hole spacing, plastic, pigtail, 3.2ft/1m cable length, bottom exit. | Stock | 28.5
AEP2G16Z11MR | AutomationDirect compact limit switch, metal plunger with dust cap, (1) N.O./(1) N.C. contact(s), snap action, 25mm hole spacing, plastic, (1) 5-pin M12 quick-disconnect, right exit. | Stock | 25.5
AEP2G21Z22-1 | AchieVe compact limit switch, metal plunger with fixing nuts, (2) N.O./(2) N.C. contact(s), snap action, 25mm hole spacing, plastic, pigtail, 3.2ft/1m cable length, bottom exit. | Stock | 28.5
F25ASP1 | Eaton NEMA limit switch, side metal plunger, 90-degree adjustable head, (1) N.O./(1) N.C. contact(s), snap action, 29.4mm x 60mm hole spacing, die-cast zinc, (1) 1/2in NPT cable entry. | Stock | 177
F25ASP2 | Eaton NEMA limit switch, side metal plunger adjustable, 90-degree adjustable head, (1) N.O./(1) N.C. contact(s), snap action, 29.4mm x 60mm hole spacing, die-cast zinc, (1) 1/2in NPT cable entry. | Stock | 202
F25ATP1 | Eaton NEMA limit switch, metal plunger, 90-degree adjustable head, (1) N.O./(1) N.C. contact(s), snap action, 29.4mm x 60mm hole spacing, die-cast zinc, (1) 1/2in NPT cable entry. | Stock | 161
F25ATP2 | Eaton NEMA limit switch, metal plunger adjustable, 90-degree adjustable head, (1) N.O./(1) N.C. contact(s), snap action, 29.4mm x 60mm hole spacing, die-cast zinc, (1) 1/2in NPT cable entry. | Stock | 202
F25BSP1 | Eaton NEMA limit switch, side metal plunger, 90-degree adjustable head, (2) N.O./(2) N.C. contact(s), snap action, 29.4mm x 60mm hole spacing, die-cast zinc, (1) 1/2in NPT cable entry. | Stock | 224
F25BSP2 | Eaton NEMA limit switch, side metal plunger adjustable, 90-degree adjustable head, (2) N.O./(2) N.C. contact(s), snap action, 29.4mm x 60mm hole spacing, die-cast zinc, (1) 1/2in NPT cable entry. | Stock | 246
F25BTP1 | Eaton NEMA limit switch, metal plunger, 90-degree adjustable head, (2) N.O./(2) N.C. contact(s), snap action, 29.4mm x 60mm hole spacing, die-cast zinc, (1) 1/2in NPT cable entry. | Stock | 211
F25BTP2 | Eaton NEMA limit switch, metal plunger adjustable, 90-degree adjustable head, (2) N.O./(2) N.C. contact(s), snap action, 29.4mm x 60mm hole spacing, die-cast zinc, (1) 1/2in NPT cable entry. | Stock | 246
STE060PA-L | Metrol limit switch, stopper bolt, 6mm diameter, threaded, 1mm pitch, 31.7mm length, 3.4mm flat with hex head, stainless steel, 1.5mm plunger, 2N contact force, (1) N.O. contact(s), 6.5ft/2m cable length, pigtail. | Stock | 63
STE080PA-L | Metrol limit switch, stopper bolt, 8mm diameter, threaded, 1.25mm pitch, 37.5mm length, 4.5mm flat with hex head, stainless steel, 1.5mm plunger, 2N contact force, (1) N.O. contact(s), 6.5ft/2m cable length, pigtail. | Stock | 84
STE100PA-L | Metrol limit switch, stopper bolt, 10mm diameter, threaded, 1.5mm pitch, 37.5mm length, 4.5mm flat with hex head, stainless steel, 1.5mm plunger, 2N contact force, (1) N.O. contact(s), 6.5ft/2m cable length, pigtail. | Stock | 84
STM11A | Metrol limit switch, stopper, 8mm diameter, smooth, 8mm length, 8mm flat head, stainless steel, 3mm plunger, 0.8N contact force, (1) N.O. contact(s), 1.6ft/0.5m cable length, core wire. | Stock | 42
STM13A | Metrol limit switch, stopper, 10mm diameter, smooth, 8mm length, 8mm flat head, stainless steel, 3mm plunger, 0.8N contact force, (1) N.O. contact(s), 1.6ft/0.5m cable length, core wire. | Stock | 56
STM14A-L | Metrol limit switch, stopper, 10mm diameter, smooth, 15.5mm length, 8mm flat head, stainless steel, 3mm plunger, 0.8N contact force, (1) N.O. contact(s), 6.5ft/2m cable length, pigtail. | Stock | 78
STM31A | Metrol limit switch, stopper, 10mm diameter, threaded, 0.75mm pitch, 8.5mm length, 8mm flat head, stainless steel, 3mm plunger, 0.8N contact force, (1) N.O. contact(s), 1.6ft/0.5m cable length, core wire. | Stock | 58
STM32A | Metrol limit switch, stopper, 10mm diameter, threaded, 0.75mm pitch, 15.5mm length, 8mm flat head, stainless steel, 3mm plunger, 0.8N contact force, (1) N.O. contact(s), 6.5ft/2m cable length, pigtail. | Stock | 51
STM32A-L | Metrol limit switch, stopper, 10mm diameter, threaded, 0.75mm pitch, 15.5mm length, 8mm flat head, stainless steel, 3mm plunger, 0.8N contact force, (1) N.O. contact(s), 6.5ft/2m cable length, pigtail. | Stock | 84
STM34A | Metrol limit switch, stopper, 10mm diameter, threaded, 1.5mm pitch, 15.5mm length, 8mm flat head, stainless steel, 3mm plunger, 0.8N contact force, (1) N.O. contact(s), 6.5ft/2m cable length, pigtail. | Stock | 52
STM34A-L | Metrol limit switch, stopper, 10mm diameter, threaded, 1.5mm pitch, 15.5mm length, 13mm flat head, stainless steel, 3mm plunger, 0.8N contact force, (1) N.O. contact(s), 6.5ft/2m cable length, pigtail. | Stock | 86
STM36A-L | Metrol limit switch, stopper, 10mm diameter, threaded, 0.75mm pitch, 18mm length, 4.5mm flat head, stainless steel, 3mm plunger, 0.8N contact force, (1) N.O. contact(s), 6.5ft/2m cable length, pigtail. | Stock | 60
STM63A | Metrol limit switch, stopper, 11mm diameter, smooth, 11.8mm length, 2.5mm radius head, stainless steel, 3mm plunger with boot, 1N contact force, (1) N.O. contact(s), 1.6ft/0.5m cable length, core wire. | Stock | 72
STM64A-L | Metrol limit switch, stopper, 11mm diameter, smooth, 18.8mm length, 2.5mm radius head, stainless steel, 3mm plunger with boot, 1N contact force, (1) N.O. contact(s), 6.5ft/2m cable length, pigtail. | Stock | 92
STM81A | Metrol limit switch, stopper, 10mm diameter, threaded, 0.75mm pitch, 11.8mm length, 2.5mm radius head, stainless steel, 3mm plunger with boot, 1N contact force, (1) N.O. contact(s), 1.6ft/0.5m cable length, core wire. | Stock | 78
STM82A-HT2 | Metrol limit switch, high temperature, stopper, 10mm diameter, threaded, 0.75mm pitch, 19.5mm length, 2.5mm radius head, stainless steel, 3mm plunger with boot, 1N contact force, (1) N.O. contact(s), 6.5ft/2m cable length, pigtail. | Stock | 226
STM82A-L | Metrol limit switch, stopper, 10mm diameter, threaded, 0.75mm pitch, 19.8mm length, 2.5mm radius head, stainless steel, 3mm plunger with boot, 1N contact force, (1) N.O. contact(s), 6.5ft/2m cable length, pigtail. | Stock | 99
STM83A | Metrol limit switch, stopper, 10mm diameter, threaded, 1.5mm pitch, 12.8mm length, 2.5mm radius head, stainless steel, 3mm plunger with boot, 1N contact force, (1) N.O. contact(s), 1.6ft/0.5m cable length, core wire. | Stock | 72
STM84A-L | Metrol limit switch, stopper, 10mm diameter, threaded, 1.5mm pitch, 19.8mm length, 2.5mm radius head, stainless steel, 3mm plunger with boot, 1N contact force, (1) N.O. contact(s), 6.5ft/2m cable length, pigtail. | Stock | 104
STP100DA-L | Metrol limit switch, stopper bolt, 10mm diameter, threaded, 1.5mm pitch, 55.4mm length, 5mm radius head, stainless steel, 5.5mm plunger with downward cover, 4N contact force, (1) N.O. contact(s), 6.5ft/2m cable length, pigtail. | Stock | 97
STP100UA-L | Metrol limit switch, stopper bolt, 10mm diameter, threaded, 1.5mm pitch, 55.4mm length, 5mm radius head, stainless steel, 5.5mm plunger with upward cover, 4N contact force, (1) N.O. contact(s), 6.5ft/2m cable length, pigtail. | Stock | 97
STS060A-HT2 | Metrol limit switch, high temperature, stopper bolt, 6mm diameter, threaded, 1mm pitch, 31.7mm length, 3.4mm flat head, stainless steel, 1.5mm plunger, 1N contact force, (1) N.O. contact(s), 6.5ft/2m cable length, pigtail. | Stock | 231
STS060PA | Metrol limit switch, stopper bolt, 6mm diameter, threaded, 1mm pitch, 31.7mm length, 3.4mm flat head, stainless steel, 1.5mm plunger, 2N contact force, (1) N.O. contact(s), 6.5ft/2m cable length, pigtail. | Stock | 48.5
STS060PA-L | Metrol limit switch, stopper bolt, 6mm diameter, threaded, 1mm pitch, 31.7mm length, 3.4mm flat head, stainless steel, 1.5mm plunger, 2N contact force, (1) N.O. contact(s), 6.5ft/2m cable length, pigtail. | Stock | 59
STS080PA-L | Metrol limit switch, stopper bolt, 8mm diameter, threaded, 1.25mm pitch, 38.2mm length, 4.5mm flat head, stainless steel, 1.5mm plunger, 2N contact force, (1) N.O. contact(s), 6.5ft/2m cable length, pigtail. | Stock | 78
STS100PA-L | Metrol limit switch, stopper bolt, 10mm diameter, threaded, 1.5mm pitch, 38.2mm length, 4.5mm flat head, stainless steel, 1.5mm plunger, 2N contact force, (1) N.O. contact(s), 6.5ft/2m cable length, pigtail. | Stock | 81
Z4S-235-02Z | Schmersal IEC limit switch, metal plunger with fixing nuts, 90-degree adjustable head, (2) N.C. contact(s), snap action, 20-22mm hole spacing, zinc alloy, (1) M20 x 1.5 entry with 1/2in NPT adapter. | Stock | 44
Z4S-235-11Z | Schmersal IEC limit switch, metal plunger with fixing nuts, 90-degree adjustable head, (1) N.O./(1) N.C. contact(s), snap action, 20-22mm hole spacing, zinc alloy, (1) M20 x 1.5 entry with 1/2in NPT adapter. | Stock | 44
Z4S-236-02Z | Schmersal IEC limit switch, metal plunger with fixing nuts, 90-degree adjustable head, (2) N.C. contact(s), snap action, 20-22mm hole spacing, glass-fiber thermoplastic, (1) M20 x 1.5 entry with 1/2in NPT adapter. | Stock | 34
Z4S-236-11Z | Schmersal IEC limit switch, metal plunger with fixing nuts, 90-degree adjustable head, (1) N.O./(1) N.C. contact(s), snap action, 20-22mm hole spacing, glass-fiber thermoplastic, (1) M20 x 1.5 entry with 1/2in NPT adapter. | Stock | 34
ZS-235-02Z | Schmersal IEC limit switch, metal plunger, 90-degree adjustable head, (2) N.C. contact(s), snap action, 20-22mm hole spacing, zinc alloy, (1) M20 x 1.5 entry with 1/2in NPT adapter. | Stock | 35.5
ZS-235-11Z | Schmersal IEC limit switch, metal plunger, 90-degree adjustable head, (1) N.O./(1) N.C. contact(s), snap action, 20-22mm hole spacing, zinc alloy, (1) M20 x 1.5 entry with 1/2in NPT adapter. | Stock | 35.5
ZS-236-02Z | Schmersal IEC limit switch, plastic plunger, 90-degree adjustable head, (2) N.C. contact(s), snap action, 20-22mm hole spacing, glass-fiber thermoplastic, (1) M20 x 1.5 entry with 1/2in NPT adapter. | Stock | 18.5
ZS-236-11Z | Schmersal IEC limit switch, plastic plunger, 90-degree adjustable head, (1) N.O./(1) N.C. contact(s), snap action, 20-22mm hole spacing, glass-fiber thermoplastic, (1) M20 x 1.5 entry with 1/2in NPT adapter. | Stock | 18.5
ZS-335-11Z | Schmersal IEC limit switch, metal plunger, 90-degree adjustable head, (1) N.O./(1) N.C. contact(s), snap action, 30mm hole spacing, aluminum, (1) M20 x 1.5 entry with 1/2in NPT adapter. | Stock | 66
ZS-336-11Z | Schmersal IEC limit switch, metal plunger, 90-degree adjustable head, (1) N.O./(1) N.C. contact(s), snap action, 30mm hole spacing, glass-fiber thermoplastic, (1) M20 x 1.5 entry with 1/2in NPT adapter. | Stock | 27.5
Limit Switches with Plunger plus Roller Actuator
176107-1 | IDEM micro limit switch, metal plunger with metal roller and fixing nuts, (1) N.O./(1) N.C. contact(s), snap action, 25.4mm hole spacing, polybutylene terephthalate, screw terminals. | Stock | 31.5
176107-5 | IDEM micro limit switch, metal plunger with metal roller and fixing nuts, (1) N.O./(1) N.C. contact(s), snap action, 25.4mm hole spacing, polybutylene terephthalate, screw terminals. Package of 5. | Stock | 121
176108-1 | IDEM micro limit switch, metal plunger with metal cross roller and fixing nuts, (1) N.O./(1) N.C. contact(s), snap action, 25.4mm hole spacing, polybutylene terephthalate, screw terminals. | Stock | 31.5
176108-5 | IDEM micro limit switch, metal plunger with metal cross roller and fixing nuts, (1) N.O./(1) N.C. contact(s), snap action, 25.4mm hole spacing, polybutylene terephthalate, screw terminals. Package of 5. | Stock | 125
AAM2F12Z11 | AutomationDirect IEC limit switch, metal plunger with metal roller, 90-degree adjustable head, (1) N.O./(1) N.C. contact(s), snap action, 20-22mm hole spacing, zinc alloy, (1) 1/2in NPT cable entry. | Stock | 17
AAM7F12Z11 | AutomationDirect IEC limit switch, metal plunger with metal roller, 90-degree adjustable head, (1) N.O./(1) N.C. contact(s), snap action, 20-22mm hole spacing, zinc alloy, (1) 5-pin M12 quick-disconnect. | Stock | 24.5
AAP2T13Z11 | AutomationDirect IEC limit switch, galvanized steel plunger with polyamide plastic roller, 90-degree adjustable head, (1) N.O./(1) N.C. contact(s), snap action, 20-22mm hole spacing, plastic, (1) PG11 cable entry with 1/2in NPT adapter. | Stock | 16.5
AAP7T13Z11 | AutomationDirect IEC limit switch, galvanized steel plunger with polyamide plastic roller, 90-degree adjustable head, (1) N.O./(1) N.C. contact(s), snap action, 20-22mm hole spacing, plastic, (1) 5-pin M12 quick-disconnect. | Stock | 18
ABM2E13Z11 | AutomationDirect IEC limit switch, stainless steel plunger with metal roller, 90-degree adjustable head, (1) N.O./(1) N.C. contact(s), snap action, 30mm hole spacing, aluminum, (1) 1/2in NPT cable entry. | Stock | 57
ABM6E13Z11 | AutomationDirect IEC limit switch, stainless steel plunger with metal roller, 90-degree adjustable head, (1) N.O./(1) N.C. contact(s), snap action, 40mm hole spacing, aluminum, (3) 1/2in NPT cable entries. | Stock | 57
ABP1H19Z11 | AutomationDirect IEC limit switch, metal plunger with metal roller, 90-degree adjustable head, (1) N.O./(1) N.C. contact(s), snap action, 30mm hole spacing, plastic, (1) PG13.5 cable entry. | Stock | 36.5
ABP2H19Z11 | AutomationDirect IEC limit switch, metal plunger with metal roller, 90-degree adjustable head, (1) N.O./(1) N.C. contact(s), snap action, 30mm hole spacing, plastic, (1) 1/2in NPT cable entry. | Stock | 37
ADM2F12Z11 | AchieVe IEC limit switch, metal plunger with metal roller, 90-degree adjustable head, (1) N.O./(1) N.C. contact(s), snap action, 20-22mm or 40-42mm hole spacing, zinc alloy, (3) 1/2in NPT entries. | Stock | 22.5
ADP2T13Z11 | AchieVe IEC limit switch, metal plunger with metal roller, 90-degree adjustable head, (1) N.O./(1) N.C. contact(s), snap action, 20-22mm or 40-42mm hole spacing, plastic, (2) PG11 cable entries with (1) 1/2in NPT adapter. | Stock | 20
ADP2T14Z11 | AchieVe IEC limit switch, metal plunger with metal roller and dust cap, 90-degree adjustable head, (1) N.O./(1) N.C. contact(s), snap action, 20-22mm or 40-42mm hole spacing, plastic, (2) PG11 cable entries with (1) 1/2in NPT adapter. | Stock | 21.5
AHP2T12J02-024 | AchieVe IEC limit switch, metal plunger with metal roller, 90-degree adjustable head, (2) N.C. contact(s), snap action, solenoid reset, 20-22mm hole spacing, plastic, (2) PG11 and (1) 1/2in NPT cable entries. | Stock | 51
PS116Z11-L200R200 | Schmersal compact limit switch, plunger with plastic roller, 45-degree adjustable head, (1) N.O./(1) N.C. contact(s), snap action, 31mm wide body, 20-22mm hole spacing, die-cast zinc with plastic base, pigtail, 6.5ft/2m cable length, bottom exit. | Stock | 46
PS116Z11-LR200R200 | Schmersal compact limit switch, plunger with plastic roller, 45-degree adjustable head, (1) N.O./(1) N.C. contact(s), snap action, 31mm wide body, 20-22mm hole spacing, die-cast zinc with plastic base, pigtail, 6.5ft/2m cable length, right exit. | Stock | 46
PS116Z11-STR200 | Schmersal compact limit switch, plunger with plastic roller, 45-degree adjustable head, (1) N.O./(1) N.C. contact(s), snap action, 20-22mm hole spacing, die-cast zinc with plastic base, (1) 4-pin M12 quick-disconnect, bottom exit. | Stock | 46
PS116Z11-STRR200 | Schmersal compact limit switch, plunger with plastic roller, 45-degree adjustable head, (1) N.O./(1) N.C. contact(s), snap action, 20-22mm hole spacing, die-cast zinc with plastic base, (1) 4-pin M12 quick-disconnect, right exit. | Stock | 46
PS116T11-L200R200 | Schmersal compact limit switch, plunger with plastic roller, 45-degree adjustable head, (1) N.O./(1) N.C. contact(s), slow action break before make, 31mm wide body, 20-22mm hole spacing, die-cast zinc with plastic base, pigtail, 6.5ft/2m cable length, bottom exit. | Stock | 46
PS116T11-STRR200 | Schmersal compact limit switch, plunger with plastic roller, 45-degree adjustable head, (1) N.O./(1) N.C. contact(s), slow action break before make, 20-22mm hole spacing, die-cast zinc with plastic base, (1) 4-pin M12 quick-disconnect, right exit. | Stock | 46
AEM2G1201Z11-3R | AutomationDirect compact limit switch, metal plunger with metal roller, (1) N.O./(1) N.C. contact(s), snap action, 25mm hole spacing, zinc alloy, pigtail, 9.8ft/3m cable length, right exit. | Stock | 32.5
AEM2G1201Z11M | AutomationDirect compact limit switch, metal plunger with metal roller, (1) N.O./(1) N.C. contact(s), snap action, 25mm hole spacing, zinc alloy, (1) 5-pin M12 quick-disconnect, bottom exit. | Stock | 30
AEM2G1201Z11MR | AutomationDirect compact limit switch, metal plunger with metal roller, (1) N.O./(1) N.C. contact(s), snap action, 25mm hole spacing, zinc alloy, (1) 5-pin M12 quick-disconnect, right exit. | Stock | 30
AEM2G12X11-3 | AutomationDirect compact limit switch, metal plunger with metal roller, (1) N.O./(1) N.C. contact(s), slow action break before make, 25mm hole spacing, zinc alloy, pigtail, 9.8ft/3m cable length, bottom exit. | Stock | 39.5
AEM2G12Z11-3 | AutomationDirect compact limit switch, metal plunger with metal roller, (1) N.O./(1) N.C. contact(s), snap action, 25mm hole spacing, zinc alloy, pigtail, 9.8ft/3m cable length, bottom exit. | Stock | 39.5
AEM2G1201Z22-3 | AchieVe compact limit switch, metal plunger with metal roller, (2) N.O./(2) N.C. contact(s), snap action, 25mm hole spacing, zinc alloy, pigtail, 9.8ft/3m cable length, bottom exit. | Stock | 41
AEM2G12Z11-HF1 | AutomationDirect compact limit switch, metal plunger with metal roller, (1) N.O./(1) N.C. contact(s), snap action, 25mm hole spacing, zinc alloy, pigtail, 3.2ft/1m cable length, bottom exit. | Stock | 30.5
AEM2G1301Z11-3R | AutomationDirect compact limit switch, metal plunger with nylon roller, (1) N.O./(1) N.C. contact(s), snap action, 25mm hole spacing, zinc alloy, pigtail, 9.8ft/3m cable length, right exit. | Stock | 32.5
AEM2G1301Z11M | AutomationDirect compact limit switch, metal plunger with nylon roller, (1) N.O./(1) N.C. contact(s), snap action, 25mm hole spacing, zinc alloy, (1) 5-pin M12 quick-disconnect, bottom exit. | Stock | 30
AEM2G1301Z11MR | AutomationDirect compact limit switch, metal plunger with nylon roller, (1) N.O./(1) N.C. contact(s), snap action, 25mm hole spacing, zinc alloy, (1) 5-pin M12 quick-disconnect, right exit. | Stock | 30
AEM2G13X11-3 | AutomationDirect compact limit switch, metal plunger with nylon roller, (1) N.O./(1) N.C. contact(s), slow action break before make, 25mm hole spacing, zinc alloy, pigtail, 9.8ft/3m cable length, bottom exit. | Stock | 37
AEM2G13Z11-3 | AutomationDirect compact limit switch, metal plunger with nylon roller, (1) N.O./(1) N.C. contact(s), snap action, 25mm hole spacing, zinc alloy, pigtail, 9.8ft/3m cable length, bottom exit. | Stock | 37
AEM2G1401Z11-3R | AutomationDirect compact limit switch, metal plunger with metal cross roller, (1) N.O./(1) N.C. contact(s), snap action, 25mm hole spacing, zinc alloy, pigtail, 9.8ft/3m cable length, right exit. | Stock | 32.5
AEM2G1401Z11M | AutomationDirect compact limit switch, metal plunger with metal cross roller, (1) N.O./(1) N.C. contact(s), snap action, 25mm hole spacing, zinc alloy, (1) 5-pin M12 quick-disconnect, bottom exit. | Stock | 30
AEM2G1401Z11MR | AutomationDirect compact limit switch, metal plunger with metal cross roller, (1) N.O./(1) N.C. contact(s), snap action, 25mm hole spacing, zinc alloy, (1) 5-pin M12 quick-disconnect, right exit. | Stock | 30
AEM2G14X11-3 | AutomationDirect compact limit switch, metal plunger with metal cross roller, (1) N.O./(1) N.C. contact(s), slow action break before make, 25mm hole spacing, zinc alloy, pigtail, 9.8ft/3m cable length, bottom exit. | Stock | 39
AEM2G14Z11-3 | AutomationDirect compact limit switch, metal plunger with metal cross roller, (1) N.O./(1) N.C. contact(s), snap action, 25mm hole spacing, zinc alloy, pigtail, 9.8ft/3m cable length, bottom exit. | Stock | 39
AEM2G1501Z11-3R | AutomationDirect compact limit switch, metal plunger with nylon cross roller, (1) N.O./(1) N.C. contact(s), snap action, 25mm hole spacing, zinc alloy, pigtail, 9.8ft/3m cable length, right exit. | Stock | 31
AEM2G1501Z11M | AutomationDirect compact limit switch, metal plunger with nylon cross roller, (1) N.O./(1) N.C. contact(s), snap action, 25mm hole spacing, zinc alloy, (1) 5-pin M12 quick-disconnect, bottom exit. | Stock | 30
AEM2G1501Z11MR | AutomationDirect compact limit switch, metal plunger with nylon cross roller, (1) N.O./(1) N.C. contact(s), snap action, 25mm hole spacing, zinc alloy, (1) 5-pin M12 quick-disconnect, right exit. | Stock | 30
AEM2G15X11-3 | AutomationDirect compact limit switch, metal plunger with nylon cross roller, (1) N.O./(1) N.C. contact(s), slow action break before make, 25mm hole spacing, zinc alloy, pigtail, 9.8ft/3m cable length, bottom exit. | Stock | 36
AEM2G15Z11-3 | AutomationDirect compact limit switch, metal plunger with nylon cross roller, (1) N.O./(1) N.C. contact(s), snap action, 25mm hole spacing, zinc alloy, pigtail, 9.8ft/3m cable length, bottom exit. | Stock | 36
AEM2G1701Z11-3R | AutomationDirect compact limit switch, metal plunger with metal roller and dust cap, (1) N.O./(1) N.C. contact(s), snap action, 25mm hole spacing, zinc alloy, pigtail, 9.8ft/3m cable length, right exit. | Stock | 35
AEM2G1701Z11M | AutomationDirect compact limit switch, metal plunger with metal roller and dust cap, (1) N.O./(1) N.C. contact(s), snap action, 25mm hole spacing, zinc alloy, (1) 5-pin M12 quick-disconnect, bottom exit. | Stock | 31
AEM2G1701Z11MR | AutomationDirect compact limit switch, metal plunger with metal roller and dust cap, (1) N.O./(1) N.C. contact(s), snap action, 25mm hole spacing, zinc alloy, (1) 5-pin M12 quick-disconnect, right exit. | Stock | 31
AEM2G17Z11-3 | AutomationDirect compact limit switch, metal plunger with metal roller and dust cap, (1) N.O./(1) N.C. contact(s), snap action, 25mm hole spacing, zinc alloy, pigtail, 9.8ft/3m cable length, bottom exit. | Stock | 35
AEM2G2201Z11-3R | AutomationDirect compact limit switch, metal plunger with metal roller and fixing nuts, (1) N.O./(1) N.C. contact(s), snap action, 25mm hole spacing, zinc alloy, pigtail, 9.8ft/3m cable length, right exit. | Stock | 34
AEM2G2201Z11M | AutomationDirect compact limit switch, metal plunger with metal roller and fixing nuts, (1) N.O./(1) N.C. contact(s), snap action, 25mm hole spacing, zinc alloy, (1) 5-pin M12 quick-disconnect, bottom exit. | Stock | 31
AEM2G2201Z11MR | AutomationDirect compact limit switch, metal plunger with metal roller and fixing nuts, (1) N.O./(1) N.C. contact(s), snap action, 25mm hole spacing, zinc alloy, (1) 5-pin M12 quick-disconnect, right exit. | Stock | 31
AEM2G22X11-3 | AutomationDirect compact limit switch, metal plunger with metal roller and fixing nuts, (1) N.O./(1) N.C. contact(s), slow action break before make, 25mm hole spacing, zinc alloy, pigtail, 9.8ft/3m cable length, bottom exit. | Stock | 39
AEM2G22Z11-3 | AutomationDirect compact limit switch, metal plunger with metal roller and fixing nuts, (1) N.O./(1) N.C. contact(s), snap action, 25mm hole spacing, zinc alloy, pigtail, 9.8ft/3m cable length, bottom exit. | Stock | 39
AEM2G2201Z22-3 | AchieVe compact limit switch, metal plunger with metal roller and fixing nuts, (2) N.O./(2) N.C. contact(s), snap action, 25mm hole spacing, zinc alloy, pigtail, 9.8ft/3m cable length, bottom exit. | Stock | 41
AEM2G2301Z11-3R | AutomationDirect compact limit switch, metal plunger with nylon roller with fixing nuts, (1) N.O./(1) N.C. contact(s), snap action, 25mm hole spacing, zinc alloy, pigtail, 9.8ft/3m cable length, right exit. | Stock | 34
AEM2G24Z11-3 | AutomationDirect compact limit switch, metal plunger with metal cross roller and fixing nuts, (1) N.O./(1) N.C. contact(s), snap action, 25mm hole spacing, zinc alloy, pigtail, 9.8ft/3m cable length, bottom exit. | Stock | 39
AEM2G25Z11-3 | AutomationDirect compact limit switch, metal plunger with nylon cross roller and fixing nuts, (1) N.O./(1) N.C. contact(s), snap action, 25mm hole spacing, zinc alloy, pigtail, 9.8ft/3m cable length, bottom exit. | Stock | 39
AEP2G12Z11-1 | AutomationDirect compact limit switch, metal plunger with metal roller, (1) N.O./(1) N.C. contact(s), snap action, 25mm hole spacing, plastic, pigtail, 3.2ft/1m cable length, bottom exit. | Stock | 21.5
AEP2G12Z22-1 | AchieVe compact limit switch, metal plunger with metal roller, (2) N.O./(2) N.C. contact(s), snap action, 25mm hole spacing, plastic, pigtail, 3.2ft/1m cable length, bottom exit. | Stock | 29.5
AEP2G12Z11MR | AutomationDirect compact limit switch, metal plunger with metal roller, (1) N.O./(1) N.C. contact(s), snap action, 25mm hole spacing, plastic, (1) 5-pin M12 quick-disconnect, right exit. | Stock | 25.5
AEP2G22Z22-1 | AchieVe compact limit switch, metal plunger with metal roller and fixing nuts, (2) N.O./(2) N.C. contact(s), snap action, 25mm hole spacing, plastic, pigtail, 3.2ft/1m cable length, bottom exit. | Stock | 30.5
F25ASP3 | Eaton NEMA limit switch, side metal plunger with metal roller, 90-degree adjustable head, (1) N.O./(1) N.C. contact(s), snap action, 29.4mm x 60mm hole spacing, die-cast zinc, (1) 1/2in NPT cable entry. | Stock | 202
F25ATP3 | Eaton NEMA limit switch, metal plunger with metal roller, 90-degree adjustable head, (1) N.O./(1) N.C. contact(s), snap action, 29.4mm x 60mm hole spacing, die-cast zinc, (1) 1/2in NPT cable entry. | Stock | 177
F25BSP3 | Eaton NEMA limit switch, side metal plunger with metal roller, 90-degree adjustable head, (2) N.O./(2) N.C. contact(s), snap action, 29.4mm x 60mm hole spacing, die-cast zinc, (1) 1/2in NPT cable entry. | Stock | 241
F25BTP3 | Eaton NEMA limit switch, metal plunger with metal roller, 90-degree adjustable head, (2) N.O./(2) N.C. contact(s), snap action, 29.4mm x 60mm hole spacing, die-cast zinc, (1) 1/2in NPT cable entry. | Stock | 224
Z4R-235-02Z | Schmersal IEC limit switch, metal plunger with plastic roller with fixing nuts, 90-degree adjustable head, (2) N.C. contact(s), snap action, 20-22mm hole spacing, zinc alloy, (1) M20 x 1.5 entry with 1/2in NPT adapter. | Stock | 47.5
Z4R-235-11Z | Schmersal IEC limit switch, metal plunger with plastic roller with fixing nuts, 90-degree adjustable head, (1) N.O./(1) N.C. contact(s), snap action, 20-22mm hole spacing, zinc alloy, (1) M20 x 1.5 entry with 1/2in NPT adapter. | Stock | 47.5
Z4R-236-02Z | Schmersal IEC limit switch, metal plunger with plastic roller with fixing nuts, 90-degree adjustable head, (2) N.C. contact(s), snap action, 20-22mm hole spacing, glass-fiber thermoplastic, (1) M20 x 1.5 entry with 1/2in NPT adapter. | Stock | 38
Z4R-236-11Z | Schmersal IEC limit switch, metal plunger with plastic roller with fixing nuts, 90-degree adjustable head, (1) N.O./(1) N.C. contact(s), snap action, 20-22mm hole spacing, glass-fiber thermoplastic, (1) M20 x 1.5 entry with 1/2in NPT adapter. | Stock | 38
ZR-235-02Z | Schmersal IEC limit switch, metal plunger with plastic roller, 90-degree adjustable head, (2) N.C. contact(s), snap action, 20-22mm hole spacing, zinc alloy, (1) M20 x 1.5 entry with 1/2in NPT adapter. | Stock | 38
ZR-235-11Z | Schmersal IEC limit switch, metal plunger with plastic roller, 90-degree adjustable head, (1) N.O./(1) N.C. contact(s), snap action, 20-22mm hole spacing, zinc alloy, (1) M20 x 1.5 entry with 1/2in NPT adapter. | Stock | 38
ZR-236-02Z | Schmersal IEC limit switch, metal plunger with plastic roller, 90-degree adjustable head, (2) N.C. contact(s), snap action, 20-22mm hole spacing, glass-fiber thermoplastic, (1) M20 x 1.5 entry with 1/2in NPT adapter. | Stock | 21
ZR-236-11Z | Schmersal IEC limit switch, metal plunger with plastic roller, 90-degree adjustable head, (1) N.O./(1) N.C. contact(s), snap action, 20-22mm hole spacing, glass-fiber thermoplastic, (1) M20 x 1.5 entry with 1/2in NPT adapter. | Stock | 21
ZR-335-11Z | Schmersal IEC limit switch, metal plunger with plastic roller, 90-degree adjustable head, (1) N.O./(1) N.C. contact(s), snap action, 30mm hole spacing, aluminum, (1) M20 x 1.5 entry with 1/2in NPT adapter. | Stock | 68
ZR-336-11Z | Schmersal IEC limit switch, metal plunger with plastic roller, 90-degree adjustable head, (1) N.O./(1) N.C. contact(s), snap action, 30mm hole spacing, glass-fiber thermoplastic, (1) M20 x 1.5 entry with 1/2in NPT adapter. | Stock | 35.5
Limit Switches with One-way Lever plus Roller Actuator
176113-1 | IDEM micro limit switch, one-way horizontal hinge lever with steel roller, (1) N.O./(1) N.C. contact(s), snap action, 25.4mm hole spacing, polybutylene terephthalate, screw terminals. | Stock | 25
176113-5 | IDEM micro limit switch, one-way horizontal hinge lever with steel roller, (1) N.O./(1) N.C. contact(s), snap action, 25.4mm hole spacing, polybutylene terephthalate, screw terminals. Package of 5. | Stock | 94
AAM2T35Z11 | AutomationDirect IEC limit switch, one-way horizontal lever with nylon roller, 90-degree adjustable head, (1) N.O./(1) N.C. contact(s), snap action, 20-22mm hole spacing, zinc alloy, (1) 1/2in NPT cable entry. | Stock | 18
AAM7T35Z11 | AutomationDirect IEC limit switch, one-way horizontal lever with nylon roller, 90-degree adjustable head, (1) N.O./(1) N.C. contact(s), snap action, 20-22mm hole spacing, zinc alloy, (1) 5-pin M12 quick-disconnect. | Stock | 24.5
AAP2T35Z11 | AutomationDirect IEC limit switch, one-way horizontal lever with polyamide roller, 90-degree adjustable head, (1) N.O./(1) N.C. contact(s), snap action, 20-22mm hole spacing, plastic, (1) PG11 cable entry with 1/2in NPT adapter. | Stock | 16.5
AAP7T35Z11 | AutomationDirect IEC limit switch, one-way horizontal lever with polyamide roller, 90-degree adjustable head, (1) N.O./(1) N.C. contact(s), snap action, 20-22mm hole spacing, plastic, (1) 5-pin M12 quick-disconnect. | Stock | 20
ABM1E32Z11 | AutomationDirect IEC limit switch, one-way horizontal lever with stainless steel roller, 90-degree adjustable head, (1) N.O./(1) N.C. contact(s), snap action, 30mm hole spacing, aluminum, (1) PG13.5 cable entry. | Stock | 55
ABM2E32Z11 | AutomationDirect IEC limit switch, one-way horizontal lever with stainless steel roller, 90-degree adjustable head, (1) N.O./(1) N.C. contact(s), snap action, 30mm hole spacing, aluminum, (1) 1/2in NPT cable entry. | Stock | 57
ABM5E32Z11 | AutomationDirect IEC limit switch, one-way horizontal lever with stainless steel roller, 90-degree adjustable head, (1) N.O./(1) N.C. contact(s), snap action, 40mm hole spacing, aluminum, (3) PG13.5 cable entries. | Stock | 55
ABM6E32Z11 | AutomationDirect IEC limit switch, one-way horizontal lever with stainless steel roller, 90-degree adjustable head, (1) N.O./(1) N.C. contact(s), snap action, 40mm hole spacing, aluminum, (3) 1/2in NPT cable entries. | Stock | 57
ABP1H35Z11 | AutomationDirect IEC limit switch, one-way horizontal lever with polyamide roller, 90-degree adjustable head, (1) N.O./(1) N.C. contact(s), snap action, 30mm hole spacing, plastic, (1) PG13.5 cable entry. | Stock | 37
ABP2H35Z11 | AutomationDirect IEC limit switch, one-way horizontal lever with polyamide roller, 90-degree adjustable head, (1) N.O./(1) N.C. contact(s), snap action, 30mm hole spacing, plastic, (1) 1/2in NPT cable entry. | Stock | 37
ADM2T35Z11 | AchieVe IEC limit switch, one-way horizontal lever with metal roller and dust cap, 90-degree adjustable head, (1) N.O./(1) N.C. contact(s), snap action, 20-22mm or 40-42mm hole spacing, zinc alloy, (3) 1/2in NPT entries. | Stock | 24.5
ADP2T35Z11 | AchieVe IEC limit switch, one-way horizontal lever with metal roller and dust cap, 90-degree adjustable head, (1) N.O./(1) N.C. contact(s), snap action, 20-22mm or 40-42mm hole spacing, plastic, (2) PG11 cable entries with (1) 1/2in NPT adapter. | Stock | 23.5
AHP2T30J02-024 | AchieVe IEC limit switch, one-way horizontal lever with 12.5mm plastic roller, 90-degree adjustable head, (2) N.C. contact(s), snap action, solenoid reset, 20-22mm hole spacing, plastic, (2) PG11 and (1) 1/2in NPT cable entries. | Stock | 51
AHP2T32J02-024 | AchieVe IEC limit switch, one-way vertical lever with 12.5mm plastic roller, 90-degree adjustable head, (2) N.C. contact(s), snap action, solenoid reset, 20-22mm hole spacing, plastic, (2) PG11 and (1) 1/2in NPT cable entries. | Stock | 51
Z1K-335-11Z | Schmersal IEC limit switch, one-way horizontal lever with plastic roller, 90-degree adjustable head, (1) N.O./(1) N.C. contact(s), snap action, 30mm hole spacing, aluminum, (1) M20 x 1.5 entry with 1/2in NPT adapter. | Stock | 84
Z1K-336-11Z | Schmersal IEC limit switch, one-way horizontal lever with plastic roller, 90-degree adjustable head, (1) N.O./(1) N.C. contact(s), snap action, 30mm hole spacing, glass-fiber thermoplastic, (1) M20 x 1.5 entry with 1/2in NPT adapter. | Stock | 53
ZK-235-02Z | Schmersal IEC limit switch, one-way horizontal lever with plastic roller, 90-degree adjustable head, (2) N.C. contact(s), snap action, 20-22mm hole spacing, zinc alloy, (1) M20 x 1.5 entry with 1/2in NPT adapter. | Stock | 39
ZK-235-11Z | Schmersal IEC limit switch, one-way horizontal lever with plastic roller, 90-degree adjustable head, (1) N.O./(1) N.C. contact(s), snap action, 20-22mm hole spacing, zinc alloy, (1) M20 x 1.5 entry with 1/2in NPT adapter. | Stock | 39
ZK-236-02Z | Schmersal IEC limit switch, one-way horizontal lever with plastic roller, 90-degree adjustable head, (2) N.C. contact(s), snap action, 20-22mm hole spacing, glass-fiber thermoplastic, (1) M20 x 1.5 entry with 1/2in NPT adapter. | Stock | 25
ZK-236-11Z | Schmersal IEC limit switch, one-way horizontal lever with plastic roller, 90-degree adjustable head, (1) N.O./(1) N.C. contact(s), snap action, 20-22mm hole spacing, glass-fiber thermoplastic, (1) M20 x 1.5 entry with 1/2in NPT adapter. | Stock | 25
Limit Switches with Lever Actuator
176102-1 | IDEM micro limit switch, lever, (1) N.O./(1) N.C. contact(s), snap action, 25.4mm hole spacing, polybutylene terephthalate, screw terminals. | Stock | 19.5
176102-5 | IDEM micro limit switch, lever, (1) N.O./(1) N.C. contact(s), snap action, 25.4mm hole spacing, polybutylene terephthalate, screw terminals. Package of 5. | Stock | 75
176109-1 | IDEM micro limit switch, lever hinge long, (1) N.O./(1) N.C. contact(s), snap action, 25.4mm hole spacing, polybutylene terephthalate, screw terminals. | Stock | 21
176109-5 | IDEM micro limit switch, lever hinge long, (1) N.O./(1) N.C. contact(s), snap action, 25.4mm hole spacing, polybutylene terephthalate, screw terminals. Package of 5. | Stock | 78
176110-1 | IDEM micro limit switch, lever hinge, (1) N.O./(1) N.C. contact(s), snap action, 25.4mm hole spacing, polybutylene terephthalate, screw terminals. | Stock | 20
176110-5 | IDEM micro limit switch, lever hinge, (1) N.O./(1) N.C. contact(s), snap action, 25.4mm hole spacing, polybutylene terephthalate, screw terminals. Package of 5. | Stock | 77
Limit Switches with Lever plus Roller Actuator
176103-1 | IDEM micro limit switch, lever with steel roller, (1) N.O./(1) N.C. contact(s), snap action, 25.4mm hole spacing, polybutylene terephthalate, screw terminals. | Stock | 20
176103-5 | IDEM micro limit switch, lever with steel roller, (1) N.O./(1) N.C. contact(s), snap action, 25.4mm hole spacing, polybutylene terephthalate, screw terminals. Package of 5. | Stock | 78
176111-1 | IDEM micro limit switch, lever hinge long with steel roller, (1) N.O./(1) N.C. contact(s), snap action, 25.4mm hole spacing, polybutylene terephthalate, screw terminals. | Stock | 21.5
176111-5 | IDEM micro limit switch, lever hinge long with steel roller, (1) N.O./(1) N.C. contact(s), snap action, 25.4mm hole spacing, polybutylene terephthalate, screw terminals. Package of 5. | Stock | 82
176112-1 | IDEM micro limit switch, lever hinge with steel roller, (1) N.O./(1) N.C. contact(s), snap action, 25.4mm hole spacing, polybutylene terephthalate, screw terminals. | Stock | 21.5
176112-5 | IDEM micro limit switch, lever hinge with steel roller, (1) N.O./(1) N.C. contact(s), snap action, 25.4mm hole spacing, polybutylene terephthalate, screw terminals. Package of 5. | Stock | 82
Limit Switches with Side Rotary Adjustable Lever plus Roller Actuator
MD250-11Z | Schmersal heavy duty limit switch, side rotary lever with plastic roller, (1) N.O./(1) N.C. contact(s), snap action, 122mm hole spacing, cast iron, (2) M25 x 1.5 cable entry. | Stock | 549
MD250-22Z | Schmersal heavy duty limit switch, side rotary lever with plastic roller, (2) N.O./(2) N.C. contact(s), snap action, 122mm hole spacing, cast iron, (2) M25 x 1.5 cable entry. | Stock | 649
TD250-02/02Z | Schmersal heavy duty limit switch, side rotary lever with plastic roller, (2) N.C. left and (2) N.C. right contact(s), slow action, 122mm hole spacing, cast iron, (2) M25 x 1.5 cable entry. | Stock | 619
TD250-11/11Z | Schmersal heavy duty limit switch, side rotary lever with plastic roller, (1) N.O./(1 ) N.C. left and (1) N.O./(1) N.C. right contact(s), slow action, 122mm hole spacing, cast iron, (2) M25 x 1.5 cable entry. | Stock | 619
TD250-02Z | Schmersal heavy duty limit switch, side rotary lever with plastic roller, (2) N.C. contact(s), slow action, 122mm hole spacing, cast iron, (2) M25 x 1.5 cable entry. | Stock | 524
TD250-02/02Z-RMS | Schmersal heavy duty limit switch, side rotary lever with metal roller, (2) N.C. left and (2) N.C. right contact(s), slow action, 122mm hole spacing, cast iron, (2) M25 x 1.5 cable entry. | Stock | 619
TD250-10/10Z-T | Schmersal heavy duty limit switch, side rotary lever with metal roller, (1) N.O. left and (1) N.O. right contact(s), slow action, 122mm hole spacing, cast iron, (2) M25 x 1.5 cable entry. | Stock | 621
MD250-11Z-T | Schmersal heavy duty limit switch, side rotary lever with metal roller, (1) N.O./(1) N.C. contact(s), snap action, 122mm hole spacing, cast iron, (2) M25 x 1.5 cable entry. | Stock | 620
AAM2F43Z11 | AutomationDirect IEC limit switch, side rotary lever with 18mm metal roller, 90-degree adjustable head, (1) N.O./(1) N.C. contact(s), snap action, 20-22mm hole spacing, zinc alloy, (1) 1/2in NPT cable entry. | Stock | 18
AAM2F46Z11 | AutomationDirect IEC limit switch, side rotary lever inward with 18mm metal roller, 90-degree adjustable head, (1) N.O./(1) N.C. contact(s), snap action, 20-22mm hole spacing, zinc alloy, (1) 1/2in NPT cable entry. | Stock | 18
AAM2F53Z11 | AutomationDirect IEC limit switch, side rotary adjustable metal lever with 18mm metal roller, 90-degree adjustable head, (1) N.O./(1) N.C. contact(s), snap action, 20-22mm hole spacing, zinc alloy, (1) 1/2in NPT cable entry. | Stock | 18
AAM7F43Z11 | AutomationDirect IEC limit switch, side rotary lever with 18mm metal roller, 90-degree adjustable head, (1) N.O./(1) N.C. contact(s), snap action, 20-22mm hole spacing, zinc alloy, (1) 5-pin M12 quick-disconnect. | Stock | 24.5
AAM7F46Z11 | AutomationDirect IEC limit switch, side rotary lever inward with 18mm metal roller, 90-degree adjustable head, (1) N.O./(1) N.C. contact(s), snap action, 20-22mm hole spacing, zinc alloy, (1) 5-pin M12 quick-disconnect. | Stock | 25.5
AAM7F53Z11 | AutomationDirect IEC limit switch, side rotary adjustable metal lever with 18mm metal roller, 90-degree adjustable head, (1) N.O./(1) N.C. contact(s), snap action, 20-22mm hole spacing, zinc alloy, (1) 5-pin M12 quick-disconnect. | Stock | 25.5
AAP2T41Z11 | AutomationDirect IEC limit switch, side rotary lever with polyamide roller, 90-degree adjustable head, (1) N.O./(1) N.C. contact(s), snap action, 20-22mm hole spacing, plastic, (1) PG11 cable entry with 1/2in NPT adapter. | Stock | 16.5
AAP2T42Z11 | AutomationDirect IEC limit switch, side rotary lever with 50mm rubber roller, 90-degree adjustable head, (1) N.O./(1) N.C. contact(s), snap action, 20-22mm hole spacing, plastic, (1) PG11 cable entry with 1/2in NPT adapter. | Stock | 15.5
AAP2T45Z11 | AutomationDirect IEC limit switch, side rotary lever inward with 18mm nylon roller, 90-degree adjustable head, (1) N.O./(1) N.C. contact(s), snap action, 20-22mm hole spacing, plastic, (1) PG11 cable entry with 1/2in NPT adapter. | Stock | 15.5
AAP2T5100Z11 | AutomationDirect IEC limit switch, side rotary 2mm step adjustable lever with 18mm nylon roller, 90-degree adjustable head, (1) N.O./(1) N.C. contact(s), snap action, 20-22mm hole spacing, plastic, (1) PG11 cable entry with 1/2in NPT adapter. | Stock | 15.5
AAP2T51Z11 | AutomationDirect IEC limit switch, side rotary adjustable metal lever with polyamide roller, 90-degree adjustable head, (1) N.O./(1) N.C. contact(s), snap action, 20-22mm hole spacing, plastic, (1) PG11 cable entry with 1/2in NPT adapter. | Stock | 16.5
AAP2T5200Z11 | AutomationDirect IEC limit switch, side rotary adjustable lever with 50mm rubber roller, 90-degree adjustable head, (1) N.O./(1) N.C. contact(s), snap action, 20-22mm hole spacing, plastic, (1) PG11 cable entry with 1/2in NPT adapter. | Stock | 17
AAP7T41Z11 | AutomationDirect IEC limit switch, side rotary lever with polyamide roller, 90-degree adjustable head, (1) N.O./(1) N.C. contact(s), snap action, 20-22mm hole spacing, plastic, (1) 5-pin M12 quick-disconnect. | Stock | 19
AAP7T5100Z11 | AutomationDirect IEC limit switch, side rotary 2mm step adjustable lever with 18mm nylon roller, 90-degree adjustable head, (1) N.O./(1) N.C. contact(s), snap action, 20-22mm hole spacing, plastic, (1) 5-pin M12 quick-disconnect. | Stock | 20
AAP7T51Z11 | AutomationDirect IEC limit switch, side rotary adjustable metal lever with polyamide roller, 90-degree adjustable head, (1) N.O./(1) N.C. contact(s), snap action, 20-22mm hole spacing, plastic, (1) 5-pin M12 quick-disconnect. | Stock | 20
AAP7T5200Z11 | AutomationDirect IEC limit switch, side rotary adjustable lever with 50mm rubber roller, 90-degree adjustable head, (1) N.O./(1) N.C. contact(s), snap action, 20-22mm hole spacing, plastic, (1) 5-pin M12 quick-disconnect. | Stock | 21.5
ABM1E42Z11 | AutomationDirect IEC limit switch, side rotary lever with stainless steel roller, 90-degree adjustable head, (1) N.O./(1) N.C. contact(s), snap action, 30mm hole spacing, aluminum, (1) PG13.5 cable entry. | Stock | 57
ABM1E52Z11 | AutomationDirect IEC limit switch, side rotary adjustable lever with stainless steel roller, 90-degree adjustable head, (1) N.O./(1) N.C. contact(s), snap action, 30mm hole spacing, aluminum, (1) PG13.5 cable entry. | Stock | 57
ABM2E42Z11 | AutomationDirect IEC limit switch, side rotary lever with stainless steel roller, 90-degree adjustable head, (1) N.O./(1) N.C. contact(s), snap action, 30mm hole spacing, aluminum, (1) 1/2in NPT cable entry. | Stock | 57
ABM2E52Z11 | AutomationDirect IEC limit switch, side rotary adjustable lever with stainless steel roller, 90-degree adjustable head, (1) N.O./(1) N.C. contact(s), snap action, 30mm hole spacing, aluminum, (1) 1/2in NPT cable entry. | Stock | 57
ABM5E42Z11 | AutomationDirect IEC limit switch, side rotary lever with stainless steel roller, 90-degree adjustable head, (1) N.O./(1) N.C. contact(s), snap action, 40mm hole spacing, aluminum, (3) PG13.5 cable entries. | Stock | 57
ABM5E52Z11 | AutomationDirect IEC limit switch, side rotary adjustable lever with stainless steel roller, 90-degree adjustable head, (1) N.O./(1) N.C. contact(s), snap action, 40mm hole spacing, aluminum, (3) PG13.5 cable entries. | Stock | 55
ABM6E42Z11 | AutomationDirect IEC limit switch, side rotary lever with stainless steel roller, 90-degree adjustable head, (1) N.O./(1) N.C. contact(s), snap action, 40mm hole spacing, aluminum, (3) 1/2in NPT cable entries. | Stock | 57
ABM6E52Z11 | AutomationDirect IEC limit switch, side rotary adjustable lever with stainless steel roller, 90-degree adjustable head, (1) N.O./(1) N.C. contact(s), snap action, 40mm hole spacing, aluminum, (3) 1/2in NPT cable entries. | Stock | 57
ABP1H41Z11 | AutomationDirect IEC limit switch, side rotary lever with polyamide roller, 90-degree adjustable head, (1) N.O./(1) N.C. contact(s), snap action, 30mm hole spacing, plastic, (1) PG13.5 cable entry. | Stock | 36.5
ABP1H51Z11 | AutomationDirect IEC limit switch, side rotary adjustable lever with polyamide roller, 90-degree adjustable head, (1) N.O./(1) N.C. contact(s), snap action, 30mm hole spacing, plastic, (1) PG13.5 cable entry. | Stock | 37.5
ABP2H41Z11 | AutomationDirect IEC limit switch, side rotary lever with polyamide roller, 90-degree adjustable head, (1) N.O./(1) N.C. contact(s), snap action, 30mm hole spacing, plastic, (1) 1/2in NPT cable entry. | Stock | 37.5
ABP2H51Z11 | AutomationDirect IEC limit switch, side rotary adjustable lever with polyamide roller, 90-degree adjustable head, (1) N.O./(1) N.C. contact(s), snap action, 30mm hole spacing, plastic, (1) 1/2in NPT cable entry. | Stock | 37.5
ADM2F43Z11 | AchieVe IEC limit switch, side rotary lever with 18mm metal roller, 90-degree adjustable head, (1) N.O./(1) N.C. contact(s), snap action, 20-22mm or 40-42mm hole spacing, zinc alloy, (3) 1/2in NPT entries. | Stock | 25.5
ADM2F46Z11 | AchieVe IEC limit switch, side rotary lever inward with 18mm metal roller, 90-degree adjustable head, (1) N.O./(1) N.C. contact(s), snap action, 20-22mm or 40-42mm hole spacing, zinc alloy, (3) 1/2in NPT entries. | Stock | 27.5
ADM2F53Z11 | AchieVe IEC limit switch, side rotary adjustable metal lever with 18mm metal roller, 90-degree adjustable head, (1) N.O./(1) N.C. contact(s), snap action, 20-22mm or 40-42mm hole spacing, zinc alloy, (3) 1/2in NPT entries. | Stock | 27.5
ADP2T41Z11 | AchieVe IEC limit switch, side rotary lever with 18mm nylon roller, 90-degree adjustable head, (1) N.O./(1) N.C. contact(s), snap action, 20-22mm or 40-42mm hole spacing, plastic, (2) PG11 cable entries with (1) 1/2in NPT adapter. | Stock | 21.5
ADP2T45Z11 | AchieVe IEC limit switch, side rotary lever inward with 18mm nylon roller, 90-degree adjustable head, (1) N.O./(1) N.C. contact(s), snap action, 20-22mm or 40-42mm hole spacing, plastic, (2) PG11 cable entries with (1) 1/2in NPT adapter. | Stock | 22.5
ADP2T51Z11 | AchieVe IEC limit switch, side rotary adjustable lever with 18mm nylon roller, 90-degree adjustable head, (1) N.O./(1) N.C. contact(s), snap action, 20-22mm or 40-42mm hole spacing, plastic, (2) PG11 cable entries with (1) 1/2in NPT adapter. | Stock | 22.5
ADP2T5100Z11 | AchieVe IEC limit switch, side rotary 2mm step adjustable lever with 18mm nylon roller, 90-degree adjustable head, (1) N.O./(1) N.C. contact(s), snap action, 20-22mm or 40-42mm hole spacing, plastic, (2) PG11 cable entries with (1) 1/2in NPT adapter. | Stock | 22.5
AHP2T41J02-024 | AchieVe IEC limit switch, side rotary lever with 18mm nylon roller, 90-degree adjustable head, (2) N.C. contact(s), snap action, solenoid reset, 20-22mm hole spacing, plastic, (2) PG11 and (1) 1/2in NPT cable entries. | Stock | 52
AHP2T5100J02-024 | AchieVe IEC limit switch, side rotary 2mm step adjustable lever with 18mm nylon roller, 90-degree adjustable head, (2) N.C. contact(s), snap action, solenoid reset, 20-22mm hole spacing, plastic, (2) PG11 and (1) 1/2in NPT cable entries. | Stock | 53
AHP2T5200J02-024 | AchieVe IEC limit switch, side rotary 2mm step adjustable lever with 50mm nylon roller, 90-degree adjustable head, (2) N.C. contact(s), snap action, solenoid reset, 20-22mm hole spacing, plastic, (2) PG11 and (1) 1/2in NPT cable entries. | Stock | 55
PS116Z11-L200H200 | Schmersal compact limit switch, side rotary lever with plastic roller, 45-degree adjustable head, (1) N.O./(1) N.C. contact(s), snap action, 31mm wide body, 20-22mm hole spacing, die-cast zinc with plastic base, pigtail, 6.5ft/2m cable length, bottom exit. | Stock | 48.5
PS116Z11-LR200H200 | Schmersal compact limit switch, side rotary lever with plastic roller, 45-degree adjustable head, (1) N.O./(1) N.C. contact(s), snap action, 31mm wide body, 20-22mm hole spacing, die-cast zinc with plastic base, pigtail, 6.5ft/2m cable length, right exit. | Stock | 48.5
PS116Z11-STH200 | Schmersal compact limit switch, side rotary lever with plastic roller, 45-degree adjustable head, (1) N.O./(1) N.C. contact(s), snap action, 20-22mm hole spacing, die-cast zinc with plastic base, (1) 4-pin M12 quick-disconnect, bottom exit. | Stock | 48.5
PS116Z11-STRH200 | Schmersal compact limit switch, side rotary lever with plastic roller, 45-degree adjustable head, (1) N.O./(1) N.C. contact(s), snap action, 20-22mm hole spacing, die-cast zinc with plastic base, (1) 4-pin M12 quick-disconnect, right exit. | Stock | 48.5
PS116T11-L200H200 | Schmersal compact limit switch, side rotary lever with plastic roller, 45-degree adjustable head, (1) N.O./(1) N.C. contact(s), slow action break before make, 31mm wide body, 20-22mm hole spacing, die-cast zinc with plastic base, pigtail, 6.5ft/2m cable length. | Stock | 48
PS116T11-STRH200 | Schmersal compact limit switch, side rotary lever with plastic roller, 45-degree adjustable head, (1) N.O./(1) N.C. contact(s), slow action break before make, 20-22mm hole spacing, die-cast zinc with plastic base, (1) 4-pin M12 quick-disconnect, right exit. | Stock | 48
PS116Z11-L200N200 | Schmersal compact limit switch, side rotary adjustable lever with plastic roller, 45-degree adjustable head, (1) N.O./(1) N.C. contact(s), snap action, 31mm wide body, 20-22mm hole spacing, die-cast zinc with plastic base, pigtail, 6.5ft/2m cable length. | Stock | 52
PS116Z11-LR200N200 | Schmersal compact limit switch, side rotary adjustable lever with plastic roller, 45-degree adjustable head, (1) N.O./(1) N.C. contact(s), snap action, 31mm wide body, 20-22mm hole spacing, die-cast zinc with plastic base, pigtail, 6.5ft/2m cable length, right exit. | Stock | 52
PS116Z11-STN200 | Schmersal compact limit switch, side rotary adjustable lever with plastic roller, 45-degree adjustable head, (1) N.O./(1) N.C. contact(s), snap action, 20-22mm hole spacing, die-cast zinc with plastic base, (1) 4-pin M12 quick-disconnect, bottom exit. | Stock | 52
PS116Z11-STRN200 | Schmersal compact limit switch, side rotary adjustable lever with plastic roller, 45-degree adjustable head, (1) N.O./(1) N.C. contact(s), snap action, 20-22mm hole spacing, die-cast zinc with plastic base, (1) 4-pin M12 quick-disconnect, right exit. | Stock | 52
PS116T11-L200N200 | Schmersal compact limit switch, side rotary adjustable lever with plastic roller, 45-degree adjustable head, (1) N.O./(1) N.C. contact(s), slow action break before make, 31mm wide body, 20-22mm hole spacing, die-cast zinc with plastic base, pigtail. | Stock | 52
PS116T11-STRN200 | Schmersal compact limit switch, side rotary adjustable lever with plastic roller, 45-degree adjustable head, (1) N.O./(1) N.C. contact(s), slow action break before make, 20-22mm hole spacing, die-cast zinc with plastic base, (1) 4-pin M12 quick-disconnect. | Stock | 52
AEM2G4120Z11-3R | AutomationDirect compact limit switch, side rotary lever with 14mm nylon roller, (1) N.O./(1) N.C. contact(s), snap action, 25mm hole spacing, zinc alloy, pigtail, 9.8ft/3m cable length, right exit. | Stock | 31
AEM2G4120Z11M | AutomationDirect compact limit switch, side rotary lever with 14mm nylon roller, (1) N.O./(1) N.C. contact(s), snap action, 25mm hole spacing, zinc alloy, (1) 5-pin M12 quick-disconnect, bottom exit. | Stock | 29
AEM2G4120Z11MR | AutomationDirect compact limit switch, side rotary lever with 14mm nylon roller, (1) N.O./(1) N.C. contact(s), snap action, 25mm hole spacing, zinc alloy, (1) 5-pin M12 quick-disconnect, right exit. | Stock | 29
AEM2G41X11-3 | AutomationDirect compact limit switch, side rotary lever with 14mm nylon roller, (1) N.O./(1) N.C. contact(s), slow action break before make, 25mm hole spacing, zinc alloy, pigtail, 9.8ft/3m cable length, bottom exit. | Stock | 35
AEM2G41Z11-3 | AutomationDirect compact limit switch, side rotary lever with 14mm nylon roller, (1) N.O./(1) N.C. contact(s), snap action, 25mm hole spacing, zinc alloy, pigtail, 9.8ft/3m cable length, bottom exit. | Stock | 35
AEM2G4120Z22-3 | AchieVe compact limit switch, side rotary lever with 14mm nylon roller, (2) N.O./(2) N.C. contact(s), snap action, 25mm hole spacing, zinc alloy, pigtail, 9.8ft/3m cable length, bottom exit. | Stock | 39
AEM2G4220Z11-3R | AutomationDirect compact limit switch, side rotary lever with 14mm metal roller, (1) N.O./(1) N.C. contact(s), snap action, 25mm hole spacing, zinc alloy, pigtail, 9.8ft/3m cable length, right exit. | Stock | 31
AEM2G4220Z11M | AutomationDirect compact limit switch, side rotary lever with 14mm metal roller, (1) N.O./(1) N.C. contact(s), snap action, 25mm hole spacing, zinc alloy, (1) 5-pin M12 quick-disconnect, bottom exit. | Stock | 29
AEM2G4220Z11MR | AutomationDirect compact limit switch, side rotary lever with 14mm metal roller, (1) N.O./(1) N.C. contact(s), snap action, 25mm hole spacing, zinc alloy, (1) 5-pin M12 quick-disconnect, right exit. | Stock | 29
AEM2G42X11-3 | AutomationDirect compact limit switch, side rotary lever with 14mm metal roller, (1) N.O./(1) N.C. contact(s), slow action break before make, 25mm hole spacing, zinc alloy, pigtail, 9.8ft/3m cable length, bottom exit. | Stock | 35.5
AEM2G42Z11-3 | AutomationDirect compact limit switch, side rotary lever with 14mm metal roller, (1) N.O./(1) N.C. contact(s), snap action, 25mm hole spacing, zinc alloy, pigtail, 9.8ft/3m cable length, bottom exit. | Stock | 35.5
AEM2G42Z11-HF1 | AutomationDirect compact limit switch, side rotary lever with 14mm metal roller, (1) N.O./(1) N.C. contact(s), snap action, 25mm hole spacing, zinc alloy, pigtail, 3.2ft/1m cable length, bottom exit. | Stock | 30.5
AEM2G4320Z11-3R | AutomationDirect compact limit switch, side rotary lever with 14mm ball bearing roller, (1) N.O./(1) N.C. contact(s), snap action, 25mm hole spacing, zinc alloy, pigtail, 9.8ft/3m cable length, right exit. | Stock | 32.5
AEM2G4320Z11M | AutomationDirect compact limit switch, side rotary lever with 14mm ball bearing roller, (1) N.O./(1) N.C. contact(s), snap action, 25mm hole spacing, zinc alloy, (1) 5-pin M12 quick-disconnect, bottom exit. | Stock | 29
AEM2G4320Z11MR | AutomationDirect compact limit switch, side rotary lever with 14mm ball bearing roller, (1) N.O./(1) N.C. contact(s), snap action, 25mm hole spacing, zinc alloy, (1) 5-pin M12 quick-disconnect, right exit. | Stock | 29
AEM2G43X11-3 | AutomationDirect compact limit switch, side rotary lever with 14mm ball bearing roller, (1) N.O./(1) N.C. contact(s), slow action break before make, 25mm hole spacing, zinc alloy, pigtail, 9.8ft/3m cable length, bottom exit. | Stock | 36
AEM2G43Z11-3 | AutomationDirect compact limit switch, side rotary lever with 14mm ball bearing roller, (1) N.O./(1) N.C. contact(s), snap action, 25mm hole spacing, zinc alloy, pigtail, 9.8ft/3m cable length, bottom exit. | Stock | 36
AEM2G4520Z11-3R | AutomationDirect compact limit switch, side rotary lever with 18mm nylon roller, (1) N.O./(1) N.C. contact(s), snap action, 25mm hole spacing, zinc alloy, pigtail, 9.8ft/3m cable length, right exit. | Stock | 32.5
AEM2G4520Z11M | AutomationDirect compact limit switch, side rotary lever with 18mm nylon roller, (1) N.O./(1) N.C. contact(s), snap action, 25mm hole spacing, zinc alloy, (1) 5-pin M12 quick-disconnect, bottom exit. | Stock | 30
AEM2G4520Z11MR | AutomationDirect compact limit switch, side rotary lever with 18mm nylon roller, (1) N.O./(1) N.C. contact(s), snap action, 25mm hole spacing, zinc alloy, (1) 5-pin M12 quick-disconnect, right exit. | Stock | 30
AEM2G45X11-3 | AutomationDirect compact limit switch, side rotary lever with 18mm nylon roller, (1) N.O./(1) N.C. contact(s), slow action break before make, 25mm hole spacing, zinc alloy, pigtail, 9.8ft/3m cable length, bottom exit. | Stock | 37.5
AEM2G45Z11-3 | AutomationDirect compact limit switch, side rotary lever with 18mm nylon roller, (1) N.O./(1) N.C. contact(s), snap action, 25mm hole spacing, zinc alloy, pigtail, 9.8ft/3m cable length, bottom exit. | Stock | 37.5
AEM2G5120Z11-3R | AutomationDirect compact limit switch, side rotary adjustable lever with 18mm nylon roller, (1) N.O./(1) N.C. contact(s), snap action, 25mm hole spacing, zinc alloy, pigtail, 9.8ft/3m cable length, right exit. | Stock | 34
AEM2G5120Z11M | AutomationDirect compact limit switch, side rotary adjustable lever with 18mm nylon roller, (1) N.O./(1) N.C. contact(s), snap action, 25mm hole spacing, zinc alloy, (1) 5-pin M12 quick-disconnect, bottom exit. | Stock | 30
AEM2G5120Z11MR | AutomationDirect compact limit switch, side rotary adjustable lever with 18mm nylon roller, (1) N.O./(1) N.C. contact(s), snap action, 25mm hole spacing, zinc alloy, (1) 5-pin M12 quick-disconnect, right exit. | Stock | 30
AEM2G51X11-3 | AutomationDirect compact limit switch, side rotary adjustable lever with 18mm nylon roller, (1) N.O./(1) N.C. contact(s), slow action break before make, 25mm hole spacing, zinc alloy, pigtail, 9.8ft/3m cable length, bottom exit. | Stock | 39
AEM2G51Z11-3 | AutomationDirect compact limit switch, side rotary adjustable lever with 18mm nylon roller, (1) N.O./(1) N.C. contact(s), snap action, 25mm hole spacing, zinc alloy, pigtail, 9.8ft/3m cable length, bottom exit. | Stock | 39
AEM2G5120Z22-3 | AchieVe compact limit switch, side rotary adjustable lever with 18mm nylon roller, (2) N.O./(2) N.C. contact(s), snap action, 25mm hole spacing, zinc alloy, pigtail, 9.8ft/3m cable length, bottom exit. | Stock | 42
AEM2G51Z11-HF1 | AutomationDirect compact limit switch, side rotary adjustable lever with 18mm nylon roller, (1) N.O./(1) N.C. contact(s), snap action, 25mm hole spacing, zinc alloy, pigtail, 3.2ft/1m cable length, bottom exit. | Stock | 30.5
AEP2G41Z11-1 | AutomationDirect compact limit switch, side rotary lever with 14mm nylon roller, (1) N.O./(1) N.C. contact(s), snap action, 25mm hole spacing, plastic, pigtail, 3.2ft/1m cable length, bottom exit. | Stock | 20
AEP2G41Z22-1 | AchieVe compact limit switch, side rotary lever with 14mm nylon roller, (2) N.O./(2) N.C. contact(s), snap action, 25mm hole spacing, plastic, pigtail, 3.2ft/1m cable length, bottom exit. | Stock | 27.5
AEP2G41Z11MR | AutomationDirect compact limit switch, side rotary lever with 14mm nylon roller, (1) N.O./(1) N.C. contact(s), snap action, 25mm hole spacing, plastic, (1) 5-pin M12 quick-disconnect, right exit. | Stock | 24.5
AEP2G42Z11-1 | AutomationDirect compact limit switch, side rotary lever with 14mm metal roller, (1) N.O./(1) N.C. contact(s), snap action, 25mm hole spacing, plastic, pigtail, 3.2ft/1m cable length, bottom exit. | Stock | 20
AEP2G42Z11MR | AutomationDirect compact limit switch, side rotary lever with 14mm metal roller, (1) N.O./(1) N.C. contact(s), snap action, 25mm hole spacing, plastic, (1) 5-pin M12 quick-disconnect, right exit. | Stock | 24.5
AEP2G43Z11-1 | AutomationDirect compact limit switch, side rotary lever with 14mm ball bearing roller, (1) N.O./(1) N.C. contact(s), snap action, 25mm hole spacing, plastic, pigtail, 3.2ft/1m cable length, bottom exit. | Stock | 21.5
AEP2G43Z11MR | AutomationDirect compact limit switch, side rotary lever with 14mm ball bearing roller, (1) N.O./(1) N.C. contact(s), snap action, 25mm hole spacing, plastic, (1) 5-pin M12 quick-disconnect, right exit. | Stock | 25.5
AEP2G51Z11-1 | AutomationDirect compact limit switch, side rotary adjustable lever with 18mm nylon roller, (1) N.O./(1) N.C. contact(s), snap action, 25mm hole spacing, plastic, pigtail, 3.2ft/1m cable length, bottom exit. | Stock | 21.5
AEP2G51Z22-1 | AchieVe compact limit switch, side rotary adjustable lever with 18mm nylon roller, (2) N.O./(2) N.C. contact(s), snap action, 25mm hole spacing, plastic, pigtail, 3.2ft/1m cable length, bottom exit. | Stock | 28.5
AEP2G51Z11MR | AutomationDirect compact limit switch, side rotary adjustable lever with 18mm nylon roller, (1) N.O./(1) N.C. contact(s), snap action, 25mm hole spacing, plastic, (1) 5-pin M12 quick-disconnect, right exit. | Stock | 24.5
F25ASRL200 | Eaton NEMA limit switch, side rotary 1.5in stainless steel lever with Nylatron roller, 90-degree adjustable head, (1) N.O./(1) N.C. contact(s), snap action, 29.4mm x 60mm hole spacing, die-cast zinc, (1) 1/2in NPT cable entry. | Stock | 170
F25ASRL201 | Eaton NEMA limit switch, side rotary adjustable stainless steel lever with Nylatron roller, 90-degree adjustable head, (1) N.O./(1) N.C. contact(s), snap action, 29.4mm x 60mm hole spacing, die-cast zinc, (1) 1/2in NPT cable entry. | Stock | 187
F25ASRL355 | Eaton NEMA limit switch, side rotary 1.5in stainless steel lever with metal roller, 90-degree adjustable head, (1) N.O./(1) N.C. contact(s), snap action, 29.4mm x 60mm hole spacing, die-cast zinc, (1) 1/2in NPT cable entry. | Stock | 170
F25ASRL539 | Eaton NEMA limit switch, side rotary adjustable stainless steel lever with ball bearing roller, 90-degree adjustable head, (1) N.O./(1) N.C. contact(s), snap action, 29.4mm x 60mm hole spacing, die-cast zinc, (1) 1/2in NPT cable entry. | Stock | 194
F25ASRL548 | Eaton NEMA limit switch, side rotary 3in stainless steel lever with Nylatron roller, 90-degree adjustable head, (1) N.O./(1) N.C. contact(s), snap action, 29.4mm x 60mm hole spacing, die-cast zinc, (1) 1/2in NPT cable entry. | Stock | 188
F25ASRL549 | Eaton NEMA limit switch, side rotary 2in stainless steel lever with metal roller, 90-degree adjustable head, (1) N.O./(1) N.C. contact(s), snap action, 29.4mm x 60mm hole spacing, die-cast zinc, (1) 1/2in NPT cable entry. | Stock | 187
F25ASRL551 | Eaton NEMA limit switch, side rotary 3in stainless steel lever with metal roller, 90-degree adjustable head, (1) N.O./(1) N.C. contact(s), snap action, 29.4mm x 60mm hole spacing, die-cast zinc, (1) 1/2in NPT cable entry. | Stock | 188
F25BSRL200 | Eaton NEMA limit switch, side rotary 1.5in stainless steel lever with Nylatron roller, 90-degree adjustable head, (2) N.O./(2) N.C. contact(s), snap action, 29.4mm x 60mm hole spacing, die-cast zinc, (1) 1/2in NPT cable entry. | Stock | 210
F25BSRL201 | Eaton NEMA limit switch, side rotary adjustable stainless steel lever with Nylatron roller, 90-degree adjustable head, (2) N.O./(2) N.C. contact(s), snap action, 29.4mm x 60mm hole spacing, die-cast zinc, (1) 1/2in NPT cable entry. | Stock | 226
F25BSRL355 | Eaton NEMA limit switch, side rotary 1.5in stainless steel lever with metal roller, 90-degree adjustable head, (2) N.O./(2) N.C. contact(s), snap action, 29.4mm x 60mm hole spacing, die-cast zinc, (1) 1/2in NPT cable entry. | Stock | 210
F25BSRL539 | Eaton NEMA limit switch, side rotary adjustable stainless steel lever with ball bearing roller, 90-degree adjustable head, (2) N.O./(2) N.C. contact(s), snap action, 29.4mm x 60mm hole spacing, die-cast zinc, (1) 1/2in NPT cable entry. | Stock | 233
F25BSRL548 | Eaton NEMA limit switch, side rotary 3in stainless steel lever with Nylatron roller, 90-degree adjustable head, (2) N.O./(2) N.C. contact(s), snap action, 29.4mm x 60mm hole spacing, die-cast zinc, (1) 1/2in NPT cable entry. | Stock | 228
F25BSRL549 | Eaton NEMA limit switch, side rotary 2in stainless steel lever with metal roller, 90-degree adjustable head, (2) N.O./(2) N.C. contact(s), snap action, 29.4mm x 60mm hole spacing, die-cast zinc, (1) 1/2in NPT cable entry. | Stock | 226
F25BSRL551 | Eaton NEMA limit switch, side rotary 3in stainless steel lever with metal roller, 90-degree adjustable head, (2) N.O./(2) N.C. contact(s), snap action, 29.4mm x 60mm hole spacing, die-cast zinc, (1) 1/2in NPT cable entry. | Stock | 228
Z4V7H-335-02Z | Schmersal IEC limit switch, side rotary adjustable lever with plastic roller, 90-degree adjustable head, (2) N.C. contact(s), snap action, 30mm hole spacing, aluminum, (1) M20 x 1.5 entry with 1/2in NPT adapter. | Stock | 91
Z4V7H-335-11Z | Schmersal IEC limit switch, side rotary adjustable lever with plastic roller, 90-degree adjustable head, (1) N.O./(1) N.C. contact(s), snap action, 30mm hole spacing, aluminum, (1) M20 x 1.5 entry with 1/2in NPT adapter. | Stock | 91
Z4V7H-336-02Z | Schmersal IEC limit switch, side rotary adjustable lever with plastic roller, 90-degree adjustable head, (2) N.C. contact(s), snap action, 30mm hole spacing, glass-fiber thermoplastic, (1) M20 x 1.5 entry with 1/2in NPT adapter. | Stock | 46
Z4V7H-336-11Z | Schmersal IEC limit switch, side rotary adjustable lever with plastic roller, 90-degree adjustable head, (1) N.O./(1) N.C. contact(s), snap action, 30mm hole spacing, glass-fiber thermoplastic, (1) M20 x 1.5 entry with 1/2in NPT adapter. | Stock | 46
Z4VH-335-02Z | Schmersal IEC limit switch, side rotary lever with plastic roller, 90-degree adjustable head, (2) N.C. contact(s), snap action, 30mm hole spacing, aluminum, (1) M20 x 1.5 entry with 1/2in NPT adapter. | Stock | 91
Z4VH-335-11Z | Schmersal IEC limit switch, side rotary lever with plastic roller, 90-degree adjustable head, (1) N.O./(1) N.C. contact(s), snap action, 30mm hole spacing, aluminum, (1) M20 x 1.5 entry with 1/2in NPT adapter. | Stock | 91
Z4VH-336-02Z | Schmersal IEC limit switch, side rotary lever with plastic roller, 90-degree adjustable head, (2) N.C. contact(s), snap action, 30mm hole spacing, glass-fiber thermoplastic, (1) M20 x 1.5 entry with 1/2in NPT adapter. | Stock | 46
Z4VH-336-11Z | Schmersal IEC limit switch, side rotary lever with plastic roller, 90-degree adjustable head, (1) N.O./(1) N.C. contact(s), snap action, 30mm hole spacing, glass-fiber thermoplastic, (1) M20 x 1.5 entry with 1/2in NPT adapter. | Stock | 46
ZV12H-235-02Z | Schmersal IEC limit switch, side rotary lever with plastic roller, 90-degree adjustable head, (2) N.C. contact(s), snap action, 20-22mm hole spacing, zinc alloy, (1) M20 x 1.5 entry with 1/2in NPT adapter. | Stock | 54
ZV12H-235-11Z | Schmersal IEC limit switch, side rotary lever with plastic roller, 90-degree adjustable head, (1) N.O./(1) N.C. contact(s), snap action, 20-22mm hole spacing, zinc alloy, (1) M20 x 1.5 entry with 1/2in NPT adapter. | Stock | 54
ZV12H-236-02Z | Schmersal IEC limit switch, side rotary lever with plastic roller, 90-degree adjustable head, (2) N.C. contact(s), snap action, 20-22mm hole spacing, glass-fiber thermoplastic, (1) M20 x 1.5 entry with 1/2in NPT adapter. | Stock | 35.5
ZV12H-236-11Z | Schmersal IEC limit switch, side rotary lever with plastic roller, 90-degree adjustable head, (1) N.O./(1) N.C. contact(s), snap action, 20-22mm hole spacing, glass-fiber thermoplastic, (1) M20 x 1.5 entry with 1/2in NPT adapter. | Stock | 35.5
ZV7H-235-02Z | Schmersal IEC limit switch, side rotary adjustable lever with plastic roller, 90-degree adjustable head, (2) N.C. contact(s), snap action, 20-22mm hole spacing, zinc alloy, (1) M20 x 1.5 entry with 1/2in NPT adapter. | Stock | 58
ZV7H-235-11Z | Schmersal IEC limit switch, side rotary adjustable lever with plastic roller, 90-degree adjustable head, (1) N.O./(1) N.C. contact(s), snap action, 20-22mm hole spacing, zinc alloy, (1) M20 x 1.5 entry with 1/2in NPT adapter. | Stock | 58
ZV7H-236-02Z-2138 | Schmersal IEC limit switch, side rotary adjustable lever with plastic roller, 90-degree adjustable head, (2) N.C. contact(s), snap action, 20-22mm hole spacing, glass-fiber thermoplastic, (1) M20 x 1.5 entry with 1/2in NPT adapter. | Stock | 39
ZV7H-236-11Z-2138 | Schmersal IEC limit switch, side rotary adjustable lever with plastic roller, 90-degree adjustable head, (1) N.O./(1) N.C. contact(s), snap action, 20-22mm hole spacing, glass-fiber thermoplastic, (1) M20 x 1.5 entry with 1/2in NPT adapter. | Stock | 39
Limit Switches with Side Rotary Lever plus Belt Alignment Roller Actuator
M.250-11Z-1224 | Schmersal heavy duty limit switch, side rotary lever with metal belt roller, (1) N.O./(1) N.C. contact(s), snap action, 122mm hole spacing, cast iron, (2) M25 x 1.5 cable entry. | Stock | 798
M.250-22Z-1224 | Schmersal heavy duty limit switch, side rotary lever with metal belt roller, (2) N.O./(2) N.C. contact(s), snap action, 122mm hole spacing, cast iron, (2) M25 x 1.5 cable entry. | Stock | 899
T.250-02Z-H-966 | Schmersal heavy duty limit switch, side rotary lever with metal belt roller, (2) N.C. contact(s), slow action, 122mm hole spacing, cast iron, (2) M25 x 1.5 cable entry. | Stock | 756
Limit Switches with Side Rotary Rod Actuator
AAM2F71Z11 | AutomationDirect IEC limit switch, side rotary adjustable 3mm stainless steel rod, 90-degree adjustable head, (1) N.O./(1) N.C. contact(s), snap action, 20-22mm hole spacing, zinc alloy, (1) 1/2in NPT cable entry. | Stock | 18
AAM7F71Z11 | AutomationDirect IEC limit switch, side rotary adjustable 3mm stainless steel rod, 90-degree adjustable head, (1) N.O./(1) N.C. contact(s), snap action, 20-22mm hole spacing, zinc alloy, (1) 5-pin M12 quick-disconnect. | Stock | 25.5
AAP2T71Z11 | AutomationDirect IEC limit switch, side rotary adjustable stainless steel rod, 90-degree adjustable head, (1) N.O./(1) N.C. contact(s), snap action, 20-22mm hole spacing, plastic, (1) PG11 cable entry with 1/2in NPT adapter. | Stock | 16.5
AAP7T71Z11 | AutomationDirect IEC limit switch, side rotary adjustable 3mm stainless steel rod, 90-degree adjustable head, (1) N.O./(1) N.C. contact(s), snap action, 20-22mm hole spacing, plastic, (1) 5-pin M12 quick-disconnect. | Stock | 20
ABM1E71Z11 | AutomationDirect IEC limit switch, side rotary stainless steel rod, 90-degree adjustable head, (1) N.O./(1) N.C. contact(s), snap action, 30mm hole spacing, aluminum, (1) PG13.5 cable entry. | Stock | 57
ABM2E71Z11 | AutomationDirect IEC limit switch, side rotary stainless steel rod, 90-degree adjustable head, (1) N.O./(1) N.C. contact(s), snap action, 30mm hole spacing, aluminum, (1) 1/2in NPT cable entry. | Stock | 57
ABM5E71Z11 | AutomationDirect IEC limit switch, side rotary stainless steel rod, 90-degree adjustable head, (1) N.O./(1) N.C. contact(s), snap action, 40mm hole spacing, aluminum, (3) PG13.5 cable entries. | Stock | 31.5
ABM6E71Z11 | AutomationDirect IEC limit switch, side rotary stainless steel rod, 90-degree adjustable head, (1) N.O./(1) N.C. contact(s), snap action, 40mm hole spacing, aluminum, (3) 1/2in NPT cable entries. | Stock | 57
ABP1H71Z11 | AutomationDirect IEC limit switch, side rotary stainless steel rod, 90-degree adjustable head, (1) N.O./(1) N.C. contact(s), snap action, 30mm hole spacing, plastic, (1) PG13.5 cable entry. | Stock | 37.5
ABP2H71Z11 | AutomationDirect IEC limit switch, side rotary stainless steel rod, 90-degree adjustable head, (1) N.O./(1) N.C. contact(s), snap action, 30mm hole spacing, plastic, (1) 1/2in NPT cable entry. | Stock | 37.5
ADM2F71Z11 | AchieVe IEC limit switch, side rotary adjustable 3mm stainless steel rod, 90-degree adjustable head, (1) N.O./(1) N.C. contact(s), snap action, 20-22mm or 40-42mm hole spacing, zinc alloy, (3) 1/2in NPT entries. | Stock | 27.5
ADP2T71Z11 | AchieVe IEC limit switch, side rotary adjustable 3mm stainless steel rod, 90-degree adjustable head, (1) N.O./(1) N.C. contact(s), snap action, 20-22mm or 40-42mm hole spacing, plastic, (2) PG11 cable entries with (1) 1/2in NPT adapter. | Stock | 23.5
PS116Z11-L200J200 | Schmersal compact limit switch, side rotary adjustable plastic rod, 45-degree adjustable head, (1) N.O./(1) N.C. contact(s), snap action, 31mm wide body, 20-22mm hole spacing, die-cast zinc with plastic base, pigtail, 6.5ft/2m cable length, bottom exit. | Stock | 52
PS116Z11-LR200J200 | Schmersal compact limit switch, side rotary adjustable plastic rod, 45-degree adjustable head, (1) N.O./(1) N.C. contact(s), snap action, 31mm wide body, 20-22mm hole spacing, die-cast zinc with plastic base, pigtail, 6.5ft/2m cable length, right exit. | Stock | 52
PS116Z11-STJ200 | Schmersal compact limit switch, side rotary adjustable plastic rod, 45-degree adjustable head, (1) N.O./(1) N.C. contact(s), snap action, 20-22mm hole spacing, die-cast zinc with plastic base, (1) 4-pin M12 quick-disconnect, bottom exit. | Stock | 52
AEM2G6120Z11-3R | AutomationDirect compact limit switch, side rotary lever with nylon tipped stainless steel spring, (1) N.O./(1) N.C. contact(s), snap action, 25mm hole spacing, zinc alloy, pigtail, 9.8ft/3m cable length, right exit. | Stock | 32.5
AEM2G6120Z11M | AutomationDirect compact limit switch, side rotary lever with nylon tipped stainless steel spring, (1) N.O./(1) N.C. contact(s), snap action, 25mm hole spacing, zinc alloy, (1) 5-pin M12 quick-disconnect, bottom exit. | Stock | 30
AEM2G6120Z11MR | AutomationDirect compact limit switch, side rotary lever with nylon tipped stainless steel spring, (1) N.O./(1) N.C. contact(s), snap action, 25mm hole spacing, zinc alloy, (1) 5-pin M12 quick-disconnect, right exit. | Stock | 30
AEM2G61X11-3 | AutomationDirect compact limit switch, side rotary lever with nylon tipped stainless steel spring, (1) N.O./(1) N.C. contact(s), slow action break before make, 25mm hole spacing, zinc alloy, pigtail, 9.8ft/3m cable length, bottom exit. | Stock | 37.5
AEM2G61Z11-3 | AutomationDirect compact limit switch, side rotary lever with nylon tipped stainless steel spring, (1) N.O./(1) N.C. contact(s), snap action, 25mm hole spacing, zinc alloy, pigtail, 9.8ft/3m cable length, bottom exit. | Stock | 37.5
AEM2G7120Z11-3R | AutomationDirect compact limit switch, side rotary adjustable 3mm stainless steel rod, (1) N.O./(1) N.C. contact(s), snap action, 25mm hole spacing, zinc alloy, pigtail, 9.8ft/3m cable length, right exit. | Stock | 32.5
AEM2G7120Z11M | AutomationDirect compact limit switch, side rotary adjustable 3mm stainless steel rod, (1) N.O./(1) N.C. contact(s), snap action, 25mm hole spacing, zinc alloy, (1) 5-pin M12 quick-disconnect, bottom exit. | Stock | 30
AEM2G7120Z11MR | AutomationDirect compact limit switch, side rotary adjustable 3mm stainless steel rod, (1) N.O./(1) N.C. contact(s), snap action, 25mm hole spacing, zinc alloy, (1) 5-pin M12 quick-disconnect, right exit. | Stock | 30
AEM2G71X11-3 | AutomationDirect compact limit switch, side rotary adjustable 3mm stainless steel rod, (1) N.O./(1) N.C. contact(s), slow action break before make, 25mm hole spacing, zinc alloy, pigtail, 9.8ft/3m cable length, bottom exit. | Stock | 37.5
AEM2G71Z11-3 | AutomationDirect compact limit switch, side rotary adjustable 3mm stainless steel rod, (1) N.O./(1) N.C. contact(s), snap action, 25mm hole spacing, zinc alloy, pigtail, 9.8ft/3m cable length, bottom exit. | Stock | 37.5
AEM2G71Z11-HF1 | AutomationDirect compact limit switch, side rotary adjustable 3mm stainless steel rod, (1) N.O./(1) N.C. contact(s), snap action, 25mm hole spacing, zinc alloy, pigtail, 3.2ft/1m cable length, bottom exit. | Stock | 30.5
AEM2G7320Z11-3R | AutomationDirect compact limit switch, side rotary adjustable 6mm nylon rod, (1) N.O./(1) N.C. contact(s), snap action, 25mm hole spacing, zinc alloy, pigtail, 9.8ft/3m cable length, right exit. | Stock | 32.5
AEM2G7320Z11M | AutomationDirect compact limit switch, side rotary adjustable 6mm nylon rod, (1) N.O./(1) N.C. contact(s), snap action, 25mm hole spacing, zinc alloy, (1) 5-pin M12 quick-disconnect, bottom exit. | Stock | 30
AEM2G7320Z11MR | AutomationDirect compact limit switch, side rotary adjustable 6mm nylon rod, (1) N.O./(1) N.C. contact(s), snap action, 25mm hole spacing, zinc alloy, (1) 5-pin M12 quick-disconnect, right exit. | Stock | 30
AEM2G73X11-3 | AutomationDirect compact limit switch, side rotary adjustable 6mm nylon rod, (1) N.O./(1) N.C. contact(s), slow action break before make, 25mm hole spacing, zinc alloy, pigtail, 9.8ft/3m cable length, bottom exit. | Stock | 36.5
AEM2G73Z11-3 | AutomationDirect compact limit switch, side rotary adjustable 6mm nylon rod, (1) N.O./(1) N.C. contact(s), snap action, 25mm hole spacing, zinc alloy, pigtail, 9.8ft/3m cable length, bottom exit. | Stock | 36.5
AEM2G74Z11-3 | AutomationDirect compact limit switch, side rotary adjustable 6mm fiberglass rod, (1) N.O./(1) N.C. contact(s), snap action, 25mm hole spacing, zinc alloy, pigtail, 9.8ft/3m cable length, bottom exit. | Stock | 36.5
AEM2G75Z11-3 | AutomationDirect compact limit switch, side rotary adjustable 3mm square steel shaft, (1) N.O./(1) N.C. contact(s), snap action, 25mm hole spacing, zinc alloy, pigtail, 9.8ft/3m cable length, bottom exit. | Stock | 36.5
AEP2G71Z11-1 | AutomationDirect compact limit switch, side rotary adjustable 3mm stainless steel rod, (1) N.O./(1) N.C. contact(s), snap action, 25mm hole spacing, plastic, pigtail, 3.2ft/1m cable length, bottom exit. | Stock | 21.5
AEP2G71Z11MR | AutomationDirect compact limit switch, side rotary adjustable 3mm stainless steel rod, (1) N.O./(1) N.C. contact(s), snap action, 25mm hole spacing, plastic, (1) 5-pin M12 quick-disconnect, right exit. | Stock | 25.5
F25ASRL142 | Eaton NEMA limit switch, side rotary 6in Nylatron loop, 90-degree adjustable head, (1) N.O./(1) N.C. contact(s), snap action, 29.4mm x 60mm hole spacing, die-cast zinc, (1) 1/2in NPT cable entry. | Stock | 187
F25ASRL421 | Eaton NEMA limit switch, side rotary adjustable spring stainless steel rod, 90-degree adjustable head, (1) N.O./(1) N.C. contact(s), snap action, 29.4mm x 60mm hole spacing, die-cast zinc, (1) 1/2in NPT cable entry. | Stock | 187
F25BSRL142 | Eaton NEMA limit switch, side rotary 6in Nylatron loop, 90-degree adjustable head, (2) N.O./(2) N.C. contact(s), snap action, 29.4mm x 60mm hole spacing, die-cast zinc, (1) 1/2in NPT cable entry. | Stock | 226
F25BSRL421 | Eaton NEMA limit switch, side rotary adjustable spring stainless steel rod, 90-degree adjustable head, (2) N.O./(2) N.C. contact(s), snap action, 29.4mm x 60mm hole spacing, die-cast zinc, (1) 1/2in NPT cable entry. | Stock | 226
Z4V10H-335-02Z | Schmersal IEC limit switch, side rotary adjustable 6mm plastic rod, 90-degree adjustable head, (2) N.C. contact(s), snap action, 30mm hole spacing, aluminum, (1) M20 x 1.5 entry with 1/2in NPT adapter. | Stock | 91
Z4V10H-335-11Z | Schmersal IEC limit switch, side rotary adjustable 6mm plastic rod, 90-degree adjustable head, (1) N.O./(1) N.C. contact(s), snap action, 30mm hole spacing, aluminum, (1) M20 x 1.5 entry with 1/2in NPT adapter. | Stock | 91
Z4V10H-336-02Z | Schmersal IEC limit switch, side rotary adjustable 6mm plastic rod, 90-degree adjustable head, (2) N.C. contact(s), snap action, 30mm hole spacing, glass-fiber thermoplastic, (1) M20 x 1.5 entry with 1/2in NPT adapter. | Stock | 44
Z4V10H-336-11Z | Schmersal IEC limit switch, side rotary adjustable 6mm plastic rod, 90-degree adjustable head, (1) N.O./(1) N.C. contact(s), snap action, 30mm hole spacing, glass-fiber thermoplastic, (1) M20 x 1.5 entry with 1/2in NPT adapter. | Stock | 44
ZV10H-235-02Z | Schmersal IEC limit switch, side rotary adjustable 6mm plastic rod, 90-degree adjustable head, (2) N.C. contact(s), snap action, 20-22mm hole spacing, zinc alloy, (1) M20 x 1.5 entry with 1/2in NPT adapter. | Stock | 56
ZV10H-235-11Z | Schmersal IEC limit switch, side rotary adjustable 6mm plastic rod, 90-degree adjustable head, (1) N.O./(1) N.C. contact(s), snap action, 20-22mm hole spacing, zinc alloy, (1) M20 x 1.5 entry with 1/2in NPT adapter. | Stock | 56
ZV10H-236-02Z | Schmersal IEC limit switch, side rotary adjustable 6mm plastic rod, 90-degree adjustable head, (2) N.C. contact(s), snap action, 20-22mm hole spacing, glass-fiber thermoplastic, (1) M20 x 1.5 entry with 1/2in NPT adapter. | Stock | 38
ZV10H-236-11Z | Schmersal IEC limit switch, side rotary adjustable 6mm plastic rod, 90-degree adjustable head, (1) N.O./(1) N.C. contact(s), snap action, 20-22mm hole spacing, glass-fiber thermoplastic, (1) M20 x 1.5 entry with 1/2in NPT adapter. | Stock | 38
Limit Switches with 360-degree Rod or Spring Actuator
AAM2T93Z11 | AutomationDirect IEC limit switch, 360 degree stainless steel spring, 90-degree adjustable head, (1) N.O./(1) N.C. contact(s), snap action, 20-22mm hole spacing, zinc alloy, (1) 1/2in NPT cable entry. | Stock | 18
AAM7T93Z11 | AutomationDirect IEC limit switch, 360 degree stainless steel spring, 90-degree adjustable head, (1) N.O./(1) N.C. contact(s), snap action, 20-22mm hole spacing, zinc alloy, (1) 5-pin M12 quick-disconnect. | Stock | 25.5
AAP2T93Z11 | AutomationDirect IEC limit switch, 360 degree stainless steel spring, 90-degree adjustable head, (1) N.O./(1) N.C. contact(s), snap action, 20-22mm hole spacing, plastic, (1) PG11 cable entry with 1/2in NPT adapter. | Stock | 15.5
AAP7T93Z11 | AutomationDirect IEC limit switch, 360 degree stainless steel spring, 90-degree adjustable head, (1) N.O./(1) N.C. contact(s), snap action, 20-22mm hole spacing, plastic, (1) 5-pin M12 quick-disconnect. | Stock | 20
ABM1E92Z11 | AutomationDirect IEC limit switch, 360 degree stainless steel spring with polyamide tip, 90-degree adjustable head, (1) N.O./(1) N.C. contact(s), snap action, 30mm hole spacing, aluminum, (1) PG13.5 cable entry. | Stock | 28
ABM1E93Z11 | AutomationDirect IEC limit switch, 360 degree stainless steel spring, 90-degree adjustable head, (1) N.O./(1) N.C. contact(s), snap action, 30mm hole spacing, aluminum, (1) PG13.5 cable entry. | Stock | 57
ABM2E92Z11 | AutomationDirect IEC limit switch, 360 degree stainless steel spring with polyamide tip, 90-degree adjustable head, (1) N.O./(1) N.C. contact(s), snap action, 30mm hole spacing, aluminum, (1) 1/2in NPT cable entry. | Stock | 57
ABM2E93Z11 | AutomationDirect IEC limit switch, 360 degree stainless steel spring, 90-degree adjustable head, (1) N.O./(1) N.C. contact(s), snap action, 30mm hole spacing, aluminum, (1) 1/2in NPT cable entry. | Stock | 57
ABM6E92Z11 | AutomationDirect IEC limit switch, 360 degree stainless steel spring with polyamide tip, 90-degree adjustable head, (1) N.O./(1) N.C. contact(s), snap action, 40mm hole spacing, aluminum, (3) 1/2in NPT cable entries. | Stock | 55
ABM6E93Z11 | AutomationDirect IEC limit switch, 360 degree stainless steel spring, 90-degree adjustable head, (1) N.O./(1) N.C. contact(s), snap action, 40mm hole spacing, aluminum, (3) 1/2in NPT cable entries. | Stock | 57
ABP1H92Z11 | AutomationDirect IEC limit switch, 360 degree stainless steel spring with polyamide tip, 90-degree adjustable head, (1) N.O./(1) N.C. contact(s), snap action, 30mm hole spacing, plastic, (1) PG13.5 cable entry. | Stock | 37.5
ABP1H93Z11 | AutomationDirect IEC limit switch, 360 degree stainless steel spring, 90-degree adjustable head, (1) N.O./(1) N.C. contact(s), snap action, 30mm hole spacing, plastic, (1) PG13.5 cable entry. | Stock | 37.5
ABP2H92Z11 | AutomationDirect IEC limit switch, 360 degree stainless steel spring with polyamide tip, 90-degree adjustable head, (1) N.O./(1) N.C. contact(s), snap action, 30mm hole spacing, plastic, (1) 1/2in NPT cable entry. | Stock | 37.5
ABP2H93Z11 | AutomationDirect IEC limit switch, 360 degree stainless steel spring, 90-degree adjustable head, (1) N.O./(1) N.C. contact(s), snap action, 30mm hole spacing, plastic, (1) 1/2in NPT cable entry. | Stock | 37.5
ADM2T93Z11 | AchieVe IEC limit switch, 360 degree stainless steel spring, 90-degree adjustable head, (1) N.O./(1) N.C. contact(s), snap action, 20-22mm or 40-42mm hole spacing, zinc alloy, (3) 1/2in NPT entries. | Stock | 23.5
AEM2G9201Z11-3R | AutomationDirect compact limit switch, 360 degree stainless steel spring with nylon tip, (1) N.O./(1) N.C. contact(s), snap action, 25mm hole spacing, zinc alloy, pigtail, 9.8ft/3m cable length, right exit. | Stock | 32.5
AEM2G9201Z11M | AutomationDirect compact limit switch, 360 degree stainless steel spring with nylon tip, (1) N.O./(1) N.C. contact(s), snap action, 25mm hole spacing, zinc alloy, (1) 5-pin M12 quick-disconnect, bottom exit. | Stock | 29
AEM2G9201Z11MR | AutomationDirect compact limit switch, 360 degree stainless steel spring with nylon tip, (1) N.O./(1) N.C. contact(s), snap action, 25mm hole spacing, zinc alloy, (1) 5-pin M12 quick-disconnect, right exit. | Stock | 29
AEM2G92Z11-3 | AutomationDirect compact limit switch, 360 degree stainless steel spring with nylon tip, (1) N.O./(1) N.C. contact(s), snap action, 25mm hole spacing, zinc alloy, pigtail, 9.8ft/3m cable length, bottom exit. | Stock | 36
AEM2G9301Z11-3R | AutomationDirect compact limit switch, 360 degree stainless steel spring, (1) N.O./(1) N.C. contact(s), snap action, 25mm hole spacing, zinc alloy, pigtail, 9.8ft/3m cable length, right exit. | Stock | 32.5
AEM2G9301Z11M | AutomationDirect compact limit switch, 360 degree stainless steel spring, (1) N.O./(1) N.C. contact(s), snap action, 25mm hole spacing, zinc alloy, (1) 5-pin M12 quick-disconnect, bottom exit. | Stock | 30
AEM2G9301Z11MR | AutomationDirect compact limit switch, 360 degree stainless steel spring, (1) N.O./(1) N.C. contact(s), snap action, 25mm hole spacing, zinc alloy, (1) 5-pin M12 quick-disconnect, right exit. | Stock | 30
AEM2G93Z11-3 | AutomationDirect compact limit switch, 360 degree stainless steel spring, (1) N.O./(1) N.C. contact(s), snap action, 25mm hole spacing, zinc alloy, pigtail, 9.8ft/3m cable length, bottom exit. | Stock | 36
AEM2G9301Z22-3 | AchieVe compact limit switch, 360 degree stainless steel spring, (2) N.O./(2) N.C. contact(s), snap action, 25mm hole spacing, zinc alloy, pigtail, 9.8ft/3m cable length, bottom exit. | Stock | 40
AEM2G93Z11-HF1 | AutomationDirect compact limit switch, 360 degree stainless steel spring, (1) N.O./(1) N.C. contact(s), snap action, 25mm hole spacing, zinc alloy, pigtail, 3.2ft/1m cable length, bottom exit. | Stock | 30.5
AEP2G92Z11-1 | AutomationDirect compact limit switch, 360 degree stainless steel spring with nylon tip, (1) N.O./(1) N.C. contact(s), snap action, 25mm hole spacing, plastic, pigtail, 3.2ft/1m cable length, bottom exit. | Stock | 21.5
AEP2G92Z11MR | AutomationDirect compact limit switch, 360 degree stainless steel spring with nylon tip, (1) N.O./(1) N.C. contact(s), snap action, 25mm hole spacing, plastic, (1) 5-pin M12 quick-disconnect, right exit. | Stock | 25.5
AEP2G93Z11-1 | AutomationDirect compact limit switch, 360 degree stainless steel spring, (1) N.O./(1) N.C. contact(s), snap action, 25mm hole spacing, plastic, pigtail, 3.2ft/1m cable length, bottom exit. | Stock | 21.5
AEP2G93Z22-1 | AchieVe compact limit switch, 360 degree stainless steel spring, (2) N.O./(2) N.C. contact(s), snap action, 25mm hole spacing, plastic, pigtail, 3.2ft/1m cable length, bottom exit. | Stock | 30.5
AEP2G93Z11MR | AutomationDirect compact limit switch, 360 degree stainless steel spring, (1) N.O./(1) N.C. contact(s), snap action, 25mm hole spacing, plastic, (1) 5-pin M12 quick-disconnect, right exit. | Stock | 25.5
F25AW2 | Eaton NEMA limit switch, 360 degree nylon rod, 90-degree adjustable head, (1) N.O./(1) N.C. contact(s), snap action, 29.4mm x 60mm hole spacing, die-cast zinc, (1) 1/2in NPT cable entry. | Stock | 157
F25AW3 | Eaton NEMA limit switch, 360 degree stainless steel rod, 90-degree adjustable head, (1) N.O./(1) N.C. contact(s), snap action, 29.4mm x 60mm hole spacing, die-cast zinc, (1) 1/2in NPT cable entry. | Stock | 157
F25AW4 | Eaton NEMA limit switch, 360 degree stainless steel spring, 90-degree adjustable head, (1) N.O./(1) N.C. contact(s), snap action, 29.4mm x 60mm hole spacing, die-cast zinc, (1) 1/2in NPT cable entry. | Stock | 161
F25BW2 | Eaton NEMA limit switch, 360 degree nylon rod, 90-degree adjustable head, (2) N.O./(2) N.C. contact(s), snap action, 29.4mm x 60mm hole spacing, die-cast zinc, (1) 1/2in NPT cable entry. | Stock | 230
F25BW3 | Eaton NEMA limit switch, 360 degree stainless steel rod, 90-degree adjustable head, (2) N.O./(2) N.C. contact(s), snap action, 29.4mm x 60mm hole spacing, die-cast zinc, (1) 1/2in NPT cable entry. | Stock | 230
F25BW4 | Eaton NEMA limit switch, 360 degree stainless steel spring, 90-degree adjustable head, (2) N.O./(2) N.C. contact(s), snap action, 29.4mm x 60mm hole spacing, die-cast zinc, (1) 1/2in NPT cable entry. | Stock | 230
Limit Switches with Pull Action
ADM2T9805Z11A | AchieVe IEC limit switch, pull action with ring, 90-degree adjustable head, (1) N.O./(1) N.C. contact(s), snap action, 20-22mm or 40-42mm hole spacing, zinc alloy, (3) 1/2in NPT entries. | Stock | 33
Accessories for Limit Switches
176000-1 | IDEM terminal enclosure, PVC. For use with IDEM micro limit switches. | Stock | 3
176000-5 | IDEM terminal enclosure, PVC. Package of 5. For use with IDEM micro limit switches. | Stock | 11.5
AGZ11-SWITCH | Contact block, snap action, (1) N.O. and (1) N.C contact(s). For use with limit switches. | Stock | 7.5
AGZ02-SWITCH | Contact block, snap action, (2) N.C. contact(s). For use with limit switches. | Stock | 6.75
AGX11-SWITCH | Contact block, slow action, delay, (1) N.O. and (1) N.C contact(s). For use with limit switches. | Stock | 6.75
AGY11-SWITCH | Contact block, slow action, overlay, (1) N.O. and (1) N.C contact(s). For use with limit switches. | Stock | 6.75
AGW02-SWITCH | Contact block, slow action, delay, (2) N.C. contact(s). For use with limit switches. | Stock | 7.75
AGW20-SWITCH | Contact block, slow action, overlay, (2) N.O. contact(s). For use with limit switches. | Stock | 5.25
AGE42-LEVER | Actuator, lever with stainless steel roller. For use with E42 ABM and ABP switches. | Stock | 7.25
AGE44-LEVER | Actuator, lever with rubber roller. For use with E42 ABM and ABP switches. | Stock | 6.75
AGE52-LEVER | Actuator, adjustable lever with stainless steel roller. For use with E52 ABM and ABP switches. | Stock | 8.75
AGE54-LEVER | Actuator, adjustable lever with rubber roller. For use with E52 ABM and ABP switches. | Stock | 8.75
Detection Light Grids
FLG-H26-0220 | ProSense FLG light grid, sender/receiver pair, object detection, 20mm resolution, 220mm detection height, 0.1-10m operating distance, NPN/PNP, (1) 8-pin M12 quick-disconnect and (1) 12-pin M12 quick-disconnect. | Stock | 333
FLG-H26-0300 | ProSense FLG light grid, sender/receiver pair, object detection, 20mm resolution, 300mm detection height, 0.1-10m operating distance, NPN/PNP, (1) 8-pin M12 quick-disconnect and (1) 12-pin M12 quick-disconnect. | Stock | 373
FLG-H26-0460 | ProSense FLG light grid, sender/receiver pair, object detection, 20mm resolution, 460mm detection height, 0.1-10m operating distance, NPN/PNP, (1) 8-pin M12 quick-disconnect and (1) 12-pin M12 quick-disconnect. | Stock | 485
FLG-H26-0540 | ProSense FLG light grid, sender/receiver pair, object detection, 20mm resolution, 540mm detection height, 0.1-10m operating distance, NPN/PNP, (1) 8-pin M12 quick-disconnect and (1) 12-pin M12 quick-disconnect. | Stock | 544
FLG-H26-0700 | ProSense FLG light grid, sender/receiver pair, object detection, 20mm resolution, 700mm detection height, 0.1-10m operating distance, NPN/PNP, (1) 8-pin M12 quick-disconnect and (1) 12-pin M12 quick-disconnect. | Stock | 646
FLG-H26-0780 | ProSense FLG light grid, sender/receiver pair, object detection, 20mm resolution, 780mm detection height, 0.1-10m operating distance, NPN/PNP, (1) 8-pin M12 quick-disconnect and (1) 12-pin M12 quick-disconnect. | Stock | 687
FLG-H26-0940 | ProSense FLG light grid, sender/receiver pair, object detection, 20mm resolution, 940mm detection height, 0.1-10m operating distance, NPN/PNP, (1) 8-pin M12 quick-disconnect and (1) 12-pin M12 quick-disconnect. | Stock | 784
FLG-H26-1020 | ProSense FLG light grid, sender/receiver pair, object detection, 20mm resolution, 1020mm detection height, 0.1-10m operating distance, NPN/PNP, (1) 8-pin M12 quick-disconnect and (1) 12-pin M12 quick-disconnect. | Stock | 844
FLG-H26-1100 | ProSense FLG light grid, sender/receiver pair, object detection, 20mm resolution, 1100mm detection height, 0.1-10m operating distance, NPN/PNP, (1) 8-pin M12 quick-disconnect and (1) 12-pin M12 quick-disconnect. | Stock | 894
FLG-H26-1260 | ProSense FLG light grid, sender/receiver pair, object detection, 20mm resolution, 1260mm detection height, 0.1-10m operating distance, NPN/PNP, (1) 8-pin M12 quick-disconnect and (1) 12-pin M12 quick-disconnect. | Stock | 993
FLG-H26-1340 | ProSense FLG light grid, sender/receiver pair, object detection, 20mm resolution, 1340mm detection height, 0.1-10m operating distance, NPN/PNP, (1) 8-pin M12 quick-disconnect and (1) 12-pin M12 quick-disconnect. | Stock | 1038
FLG-H26-1420 | ProSense FLG light grid, sender/receiver pair, object detection, 20mm resolution, 1420mm detection height, 0.1-10m operating distance, NPN/PNP, (1) 8-pin M12 quick-disconnect and (1) 12-pin M12 quick-disconnect. | Stock | 1114
FLG-H26-1500 | ProSense FLG light grid, sender/receiver pair, object detection, 20mm resolution, 1500mm detection height, 0.1-10m operating distance, NPN/PNP, (1) 8-pin M12 quick-disconnect and (1) 12-pin M12 quick-disconnect. | Stock | 1137
FLG-H26-1580 | ProSense FLG light grid, sender/receiver pair, object detection, 20mm resolution, 1580mm detection height, 0.1-10m operating distance, NPN/PNP, (1) 8-pin M12 quick-disconnect and (1) 12-pin M12 quick-disconnect. | Stock | 1368
FLG-A46-0280 | ProSense FLG light grid, sender/receiver pair, object detection, 40mm resolution, 280mm detection height, 0.1-10m operating distance, NPN/PNP, (1) 8-pin M12 quick-disconnect and (1) 12-pin M12 quick-disconnect. | Stock | 314
FLG-A46-0440 | ProSense FLG light grid, sender/receiver pair, object detection, 40mm resolution, 440mm detection height, 0.1-10m operating distance, NPN/PNP, (1) 8-pin M12 quick-disconnect and (1) 12-pin M12 quick-disconnect. | Stock | 399
FLG-A46-0600 | ProSense FLG light grid, sender/receiver pair, object detection, 40mm resolution, 600mm detection height, 0.1-10m operating distance, NPN/PNP, (1) 8-pin M12 quick-disconnect and (1) 12-pin M12 quick-disconnect. | Stock | 470
FLG-A46-0760 | ProSense FLG light grid, sender/receiver pair, object detection, 40mm resolution, 760mm detection height, 0.1-10m operating distance, NPN/PNP, (1) 8-pin M12 quick-disconnect and (1) 12-pin M12 quick-disconnect. | Stock | 550
FLG-A46-0920 | ProSense FLG light grid, sender/receiver pair, object detection, 40mm resolution, 920mm detection height, 0.1-10m operating distance, NPN/PNP, (1) 8-pin M12 quick-disconnect and (1) 12-pin M12 quick-disconnect. | Stock | 622
FLG-A46-1080 | ProSense FLG light grid, sender/receiver pair, object detection, 40mm resolution, 1080mm detection height, 0.1-10m operating distance, NPN/PNP, (1) 8-pin M12 quick-disconnect and (1) 12-pin M12 quick-disconnect. | Stock | 706
FLG-A46-1240 | ProSense FLG light grid, sender/receiver pair, object detection, 40mm resolution, 1240mm detection height, 0.1-10m operating distance, NPN/PNP, (1) 8-pin M12 quick-disconnect and (1) 12-pin M12 quick-disconnect. | Stock | 794
FLG-A46-1400 | ProSense FLG light grid, sender/receiver pair, object detection, 40mm resolution, 1400mm detection height, 0.1-10m operating distance, NPN/PNP, (1) 8-pin M12 quick-disconnect and (1) 12-pin M12 quick-disconnect. | Stock | 846
MI151-C | ReeR Micron light grid, sender/receiver pair, object detection, 10mm resolution, 140mm detection height, 0-10m operating distance, (2) push-pull complementary, (2) 5-pin M12 quick-disconnects. | Stock | 468
MI301-C | ReeR Micron light grid, sender/receiver pair, object detection, 10mm resolution, 290mm detection height, 0-10m operating distance, (2) push-pull complementary, (2) 5-pin M12 quick-disconnects. | Stock | 605
MI451-C | ReeR Micron light grid, sender/receiver pair, object detection, 10mm resolution, 440mm detection height, 0-10m operating distance, (2) push-pull complementary, (2) 5-pin M12 quick-disconnects. | Stock | 741
MI601-C | ReeR Micron light grid, sender/receiver pair, object detection, 10mm resolution, 590mm detection height, 0-10m operating distance, (2) push-pull complementary, (2) 5-pin M12 quick-disconnects. | Stock | 885
MI751-C | ReeR Micron light grid, sender/receiver pair, object detection, 10mm resolution, 740mm detection height, 0-10m operating distance, (2) push-pull complementary, (2) 5-pin M12 quick-disconnects. | Stock | 1027
MI153-C | ReeR Micron light grid, sender/receiver pair, object detection, 30mm resolution, 120mm detection height, 0-10m operating distance, (2) push-pull complementary, (2) 5-pin M12 quick-disconnects. | Stock | 409
MI303-C | ReeR Micron light grid, sender/receiver pair, object detection, 30mm resolution, 270mm detection height, 0-10m operating distance, (2) push-pull complementary, (2) 5-pin M12 quick-disconnects. | Stock | 507
MI453-C | ReeR Micron light grid, sender/receiver pair, object detection, 30mm resolution, 420mm detection height, 0-10m operating distance, (2) push-pull complementary, (2) 5-pin M12 quick-disconnects. | Stock | 599
MI603-C | ReeR Micron light grid, sender/receiver pair, object detection, 30mm resolution, 570mm detection height, 0-10m operating distance, (2) push-pull complementary, (2) 5-pin M12 quick-disconnects. | Stock | 686
MI753-C | ReeR Micron light grid, sender/receiver pair, object detection, 30mm resolution, 720mm detection height, 0-10m operating distance, (2) push-pull complementary, (2) 5-pin M12 quick-disconnects. | Stock | 777
CX0E1RP-05-016V | Micro Detectors CX light grid, sender/receiver pair, object detection, 5mm resolution, 160mm detection height, 0.3-3m operating distance, PNP, (1) 4-pin and (1) 5-pin M12 quick-disconnect. | Stock | 391
CX0E1RP-10-016V | Micro Detectors CX light grid, sender/receiver pair, object detection, 10mm resolution, 160mm detection height, 0.5-6m operating distance, PNP, (1) 4-pin and (1) 5-pin M12 quick-disconnect. | Stock | 289
CX0E1RP-10-032V | Micro Detectors CX light grid, sender/receiver pair, object detection, 10mm resolution, 320mm detection height, 1-6m operating distance, PNP, (1) 4-pin and (1) 5-pin M12 quick-disconnect. | Stock | 490
BX80B-1P-0H | Micro Detectors BX light grid, receiver, object detection, 6mm resolution, 70mm detection height, 0.3-2m operating distance, switch PNP, N.O./N.C. selectable, 4-pin M12 quick-disconnect. | Stock | 284
BX80B-1N-0H | Micro Detectors BX light grid, receiver, object detection, 6mm resolution, 70mm detection height, 0.3-2m operating distance, switch NPN, N.O./N.C. selectable, 4-pin M12 quick-disconnect. | Stock | 284
BX80S-10-0H | Micro Detectors BX light grid, sender, object detection, 6mm resolution, 70mm detection height, 0.3-2m operating distance, 4-pin M12 quick-disconnect. | Stock | 239
Measuring Light Grids
MI301-AC | ReeR Micron light grid, sender/receiver pair, measuring, 10mm resolution, 290mm detection height, 0-10m operating distance, (2) push-pull, (2) 4-20mA analog output, configurable, (1) 5-pin M12 quick-disconnect and (1) 8-pin M12 quick-disconnect. | Stock | 710
MI601-AC | ReeR Micron light grid, sender/receiver pair, measuring, 10mm resolution, 590mm detection height, 0-10m operating distance, (2) push-pull, (2) 4-20mA analog output, configurable, (1) 5-pin M12 quick-disconnect and (1) 8-pin M12 quick-disconnect. | Stock | 975
MI901-AC | ReeR Micron light grid, sender/receiver pair, measuring, 10mm resolution, 890mm detection height, 0-10m operating distance, (2) push-pull, (2) 4-20mA analog output, configurable, (1) 5-pin M12 quick-disconnect and (1) 8-pin M12 quick-disconnect. | Stock | 1251
MI1201-AC | ReeR Micron light grid, sender/receiver pair, measuring, 10mm resolution, 1190mm detection height, 0-10m operating distance, (2) push-pull, (2) 4-20mA analog output, configurable, (1) 5-pin M12 quick-disconnect and (1) 8-pin M12 quick-disconnect. | Stock | 1532
MI1501-AC | ReeR Micron light grid, sender/receiver pair, measuring, 10mm resolution, 1490mm detection height, 0-10m operating distance, (2) push-pull, (2) 4-20mA analog output, configurable, (1) 5-pin M12 quick-disconnect and (1) 8-pin M12 quick-disconnect. | Stock | 1821
MI303-AC | ReeR Micron light grid, sender/receiver pair, measuring, 30mm resolution, 270mm detection height, 0-10m operating distance, (2) push-pull, (2) 4-20mA analog output, configurable, (1) 5-pin M12 quick-disconnect and (1) 8-pin M12 quick-disconnect. | Stock | 602
MI603-AC | ReeR Micron light grid, sender/receiver pair, measuring, 30mm resolution, 570mm detection height, 0-10m operating distance, (2) push-pull, (2) 4-20mA analog output, configurable, (1) 5-pin M12 quick-disconnect and (1) 8-pin M12 quick-disconnect. | Stock | 800
MI903-AC | ReeR Micron light grid, sender/receiver pair, measuring, 30mm resolution, 870mm detection height, 0-10m operating distance, (2) push-pull, (2) 4-20mA analog output, configurable, (1) 5-pin M12 quick-disconnect and (1) 8-pin M12 quick-disconnect. | Stock | 997
MI1203-AC | ReeR Micron light grid, sender/receiver pair, measuring, 30mm resolution, 1170mm detection height, 0-10m operating distance, (2) push-pull, (2) 4-20mA analog output, configurable, (1) 5-pin M12 quick-disconnect and (1) 8-pin M12 quick-disconnect. | Stock | 1199
MI1503-AC | ReeR Micron light grid, sender/receiver pair, measuring, 30mm resolution, 1470mm detection height, 0-10m operating distance, (2) push-pull, (2) 4-20mA analog output, configurable, (1) 5-pin M12 quick-disconnect and (1) 8-pin M12 quick-disconnect. | Stock | 1406
MI901-IOL | ReeR Micron light grid, sender/receiver pair, measuring, 10mm resolution, 890mm detection height, 0-10m operating distance, PNP, configurable, (2) 5-pin M12 quick-disconnects, IO-Link compatible. | Stock | 1377
MI1201-IOL | ReeR Micron light grid, sender/receiver pair, measuring, 10mm resolution, 1190mm detection height, 0-10m operating distance, PNP, configurable, (2) 5-pin M12 quick-disconnects, IO-Link compatible. | Stock | 1685
MI1501-IOL | ReeR Micron light grid, sender/receiver pair, measuring, 10mm resolution, 1490mm detection height, 0-10m operating distance, PNP, configurable, (2) 5-pin M12 quick-disconnects, IO-Link compatible. | Stock | 2003
MI603-IOL | ReeR Micron light grid, sender/receiver pair, measuring, 30mm resolution, 570mm detection height, 0-10m operating distance, PNP, configurable, (2) 5-pin M12 quick-disconnects, IO-Link compatible. | Stock | 882
MI1203-IOL | ReeR Micron light grid, sender/receiver pair, measuring, 30mm resolution, 1170mm detection height, 0-10m operating distance, PNP, configurable, (2) 5-pin M12 quick-disconnects, IO-Link compatible. | Stock | 1319
CX2E0RF-05-016V | Micro Detectors CX light grid, sender/receiver pair, measuring, 5mm resolution, 160mm detection height, 0.1-3m operating distance, PNP, 0-10 VDC analog output, configurable, (1) 4-pin and (1) 8-pin M12 quick-disconnect. | Stock | 391
CX2E0RD-05-016V | Micro Detectors CX light grid, sender/receiver pair, measuring, 5mm resolution, 160mm detection height, 0.1-3m operating distance, PNP, 4-20 mA analog output, configurable, (1) 4-pin and (1) 8-pin M12 quick-disconnect. | Stock | 391
CX2E0RF-05-032V | Micro Detectors CX light grid, sender/receiver pair, measuring, 5mm resolution, 320mm detection height, 0.1-3m operating distance, PNP, 0-10 VDC analog output, configurable, (1) 4-pin and (1) 8-pin M12 quick-disconnect. | Stock | 705
CX2E0RD-05-032V | Micro Detectors CX light grid, sender/receiver pair, measuring, 5mm resolution, 320mm detection height, 0.1-3m operating distance, PNP, 4-20 mA analog output, configurable, (1) 4-pin and (1) 8-pin M12 quick-disconnect. | Stock | 705
CX2E0RF-05-048V | Micro Detectors CX light grid, sender/receiver pair, measuring, 5mm resolution, 480mm detection height, 0.1-3m operating distance, PNP, 0-10 VDC analog output, configurable, (1) 4-pin and (1) 8-pin M12 quick-disconnect. | Stock | 1004
CX2E0RD-05-048V | Micro Detectors CX light grid, sender/receiver pair, measuring, 5mm resolution, 480mm detection height, 0.1-3m operating distance, PNP, 4-20 mA analog output, configurable, (1) 4-pin and (1) 8-pin M12 quick-disconnect. | Stock | 1004
CX2E0RF-10-016V | Micro Detectors CX light grid, sender/receiver pair, measuring, 10mm resolution, 160mm detection height, 0.3-6m operating distance, PNP, 0-10 VDC analog output, configurable, (1) 4-pin and (1) 8-pin M12 quick-disconnect. | Stock | 367
CX2E0RD-10-016V | Micro Detectors CX light grid, sender/receiver pair, measuring, 10mm resolution, 160mm detection height, 0.3-6m operating distance, PNP, 4-20 mA analog output, configurable, (1) 4-pin and (1) 8-pin M12 quick-disconnect. | Stock | 367
CX2E0RF-10-032V | Micro Detectors CX light grid, sender/receiver pair, measuring, 10mm resolution, 320mm detection height, 0.3-6m operating distance, PNP, 0-10 VDC analog output, configurable, (1) 4-pin and (1) 8-pin M12 quick-disconnect. | Stock | 518
CX2E0RD-10-032V | Micro Detectors CX light grid, sender/receiver pair, measuring, 10mm resolution, 320mm detection height, 0.3-6m operating distance, PNP, 4-20 mA analog output, configurable, (1) 4-pin and (1) 8-pin M12 quick-disconnect. | Stock | 518
CX2E0RF-10-048V | Micro Detectors CX light grid, sender/receiver pair, measuring, 10mm resolution, 480mm detection height, 0.3-6m operating distance, PNP, 0-10 VDC analog output, configurable, (1) 4-pin and (1) 8-pin M12 quick-disconnect. | Stock | 705
CX2E0RD-10-048V | Micro Detectors CX light grid, sender/receiver pair, measuring, 10mm resolution, 480mm detection height, 0.3-6m operating distance, PNP, 4-20 mA analog output, configurable, (1) 4-pin and (1) 8-pin M12 quick-disconnect. | Stock | 705
CX2E0RF-10-064V | Micro Detectors CX light grid, sender/receiver pair, measuring, 10mm resolution, 640mm detection height, 0.3-6m operating distance, PNP, 0-10 VDC analog output, configurable, (1) 4-pin and (1) 8-pin M12 quick-disconnect. | Stock | 831
CX2E0RD-10-064V | Micro Detectors CX light grid, sender/receiver pair, measuring, 10mm resolution, 640mm detection height, 0.3-6m operating distance, PNP, 4-20 mA analog output, configurable, (1) 4-pin and (1) 8-pin M12 quick-disconnect. | Stock | 831
CX2E0RF-10-080V | Micro Detectors CX light grid, sender/receiver pair, measuring, 10mm resolution, 800mm detection height, 0.3-6m operating distance, PNP, 0-10 VDC analog output, configurable, (1) 4-pin and (1) 8-pin M12 quick-disconnect. | Stock | 1010
CX2E0RD-10-080V | Micro Detectors CX light grid, sender/receiver pair, measuring, 10mm resolution, 800mm detection height, 0.3-6m operating distance, PNP, 4-20 mA analog output, configurable, (1) 4-pin and (1) 8-pin M12 quick-disconnect. | Stock | 1010
CX2E0RF-10-096V | Micro Detectors CX light grid, sender/receiver pair, measuring, 10mm resolution, 960mm detection height, 0.3-6m operating distance, PNP, 0-10 VDC analog output, configurable, (1) 4-pin and (1) 8-pin M12 quick-disconnect. | Stock | 1140
CX2E0RD-10-096V | Micro Detectors CX light grid, sender/receiver pair, measuring, 10mm resolution, 960mm detection height, 0.3-6m operating distance, PNP, 4-20 mA analog output, configurable, (1) 4-pin and (1) 8-pin M12 quick-disconnect. | Stock | 1140
Accessories for Light Grids
CSU-M5 | ReeR programming cable, USB Type A male to M5, black, 6.5ft/2m cable length. For use with Micron X-AC analog models. | Stock | 68
LAD4 | ReeR laser alignment tool, Class 2 laser light emission, 50m operating range. For use with ReeR Micron light grids. 2 AAA batteries included. | Stock | 511
SAV8E | ReeR anti-vibration mounting bracket, 90-degree, steel. Package of 8. For use with ReeR Micron light grids. Hardware included. | Stock | 44.5
SFBE180 | ReeR mounting bracket, 180-degree, vertical and horizontal adjustment, steel. Package of 4. For use with ReeR Micron light grids. Hardware included. | Stock | 53
CSY-IOL-H | ReeR IO-Link high signal cable, 3-pin M12 quick-disconnect to (2) 5-pin M12 quick-disconnects, black, 1.3ft/400mm cable length. For use with Micron X-IOL IO-Link models. | Stock | 70
CSY-IOL-L | ReeR IO-Link low signal cable, 3-pin M12 quick-disconnect to (2) 5-pin M12 quick-disconnects, black, 1.3ft/400mm cable length. For use with Micron X-IOL IO-Link models. | Stock | 70
ST151 | Micro Detectors mounting bracket, replacement, right-angle, zinc plated steel. Package of 2. For use with CX light grids. | Stock | 11
ST4VS | Micro Detectors mounting bracket, right-angle, zinc plated steel, anti-vibration mount. Package of 4. For use with 160mm height CX light grids. | Stock | 25
ST8VS | Micro Detectors mounting bracket, right-angle, zinc plated steel, anti-vibration mount. Package of 8. For use with 320-960mm height CX light grids. | Stock | 32.5
FLG-BRKT-01 | ProSense FLG series mounting bracket, replacement, lateral orientable, vertical and horizontal adjustment, aluminum. Package of 2. For use with ProSense light grids. Mounting hardware included. | Stock | 12
FLG-BRKT-02 | ProSense FLG series mounting bracket, lateral orientable, aluminum. Package of 2. For use with ProSense light grids. Mounting hardware included. | Stock | 8.75
FLG-WE025 | ProSense connection cable, 8-pin M12 quick-disconnect to pigtail, PVC jacket, gray, 8.2ft/2.5m cable length. For use with ProSense light grid senders. | Stock | 27
FLG-WE050 | ProSense connection cable, 8-pin M12 quick-disconnect to pigtail, PVC jacket, gray, 16.4ft/5m cable length. For use with ProSense light grid senders. | Stock | 39
FLG-WE100 | ProSense connection cable, 8-pin M12 quick-disconnect to pigtail, PVC jacket, gray, 32.8ft/10m cable length. For use with ProSense light grid senders. | Stock | 63
FLG-WR025 | ProSense connection cable, 12-pin M12 quick-disconnect to pigtail, PVC jacket, black, 8.2ft/2.5m cable length. For use with ProSense light grid receivers. | Stock | 30.5
FLG-WR050 | ProSense connection cable, 12-pin M12 quick-disconnect to pigtail, PVC jacket, black, 16.4ft/5m cable length. For use with ProSense light grid receivers. | Stock | 45.5
FLG-WR100 | ProSense connection cable, 12-pin M12 quick-disconnect to pigtail, PVC jacket, black, 32.8ft/10m cable length. For use with ProSense light grid receivers. | Stock | 74
Position Indicators
DD51-AN-0.050-D12 | Elesa position indicator, 4-digit mechanical, inclined upper, 0.050 counts per revolution, clockwise, 1/2in mounting hole size, IP65. | Stock | 57
DD51-AN-00.20-D12 | Elesa position indicator, 4-digit mechanical, inclined upper, 00.20 counts per revolution, clockwise, 1/2in mounting hole size, IP65. | Stock | 57
DD51-AN-00.20-S12 | Elesa position indicator, 4-digit mechanical, inclined upper, 00.20 counts per revolution, counter clockwise, 1/2in mounting hole size, IP65. | Stock | 57
DD51-AR-00.20-D12 | Elesa position indicator, 4-digit mechanical, inclined lower, 00.20 counts per revolution, clockwise, 1/2in mounting hole size, IP65. | Stock | 57
DD51-AR-00.20-S12 | Elesa position indicator, 4-digit mechanical, inclined lower, 00.20 counts per revolution, counter clockwise, 1/2in mounting hole size, IP65. | Stock | 57
DD51-AN-001.0-D12 | Elesa position indicator, 4-digit mechanical, inclined upper, 001.0 counts per revolution, clockwise, 1/2in mounting hole size, IP65. | Stock | 57
DD51-AN-001.0-S12 | Elesa position indicator, 4-digit mechanical, inclined upper, 001.0 counts per revolution, counter clockwise, 1/2in mounting hole size, IP65. | Stock | 57
DD51-AR-001.0-D12 | Elesa position indicator, 4-digit mechanical, inclined lower, 001.0 counts per revolution, clockwise, 1/2in mounting hole size, IP65. | Stock | 57
DD51-AR-001.0-S12 | Elesa position indicator, 4-digit mechanical, inclined lower, 001.0 counts per revolution, counter clockwise, 1/2in mounting hole size, IP65. | Stock | 57
DD51-AN-0.100-D | Elesa position indicator, 4-digit mechanical, inclined upper, 0.100 counts per revolution, clockwise, 14mm mounting hole size, IP65. | Stock | 57
DD51-AN-00.50-D | Elesa position indicator, 4-digit mechanical, inclined upper, 00.50 counts per revolution, clockwise, 14mm mounting hole size, IP65. | Stock | 57
DD51-AN-00.50-S | Elesa position indicator, 4-digit mechanical, inclined upper, 00.50 counts per revolution, counter clockwise, 14mm mounting hole size, IP65. | Stock | 57
DD51-AR-00.50-D | Elesa position indicator, 4-digit mechanical, inclined lower, 00.50 counts per revolution, clockwise, 14mm mounting hole size, IP65. | Stock | 57
DD51-AR-00.50-S | Elesa position indicator, 4-digit mechanical, inclined lower, 00.50 counts per revolution, counter clockwise, 14mm mounting hole size, IP65. | Stock | 57
DD51-AN-001.0-D | Elesa position indicator, 4-digit mechanical, inclined upper, 001.0 counts per revolution, clockwise, 14mm mounting hole size, IP65. | Stock | 57
DD51-AN-001.0-S | Elesa position indicator, 4-digit mechanical, inclined upper, 001.0 counts per revolution, counter clockwise, 14mm mounting hole size, IP65. | Stock | 57
DD51-AR-001.0-D | Elesa position indicator, 4-digit mechanical, inclined lower, 001.0 counts per revolution, clockwise, 14mm mounting hole size, IP65. | Stock | 57
DD51-AR-001.0-S | Elesa position indicator, 4-digit mechanical, inclined lower, 001.0 counts per revolution, counter clockwise, 14mm mounting hole size, IP65. | Stock | 57
DD51-AN-005.0-D | Elesa position indicator, 4-digit mechanical, inclined upper, 005.0 counts per revolution, clockwise, 14mm mounting hole size, IP65. | Stock | 57
DD52R-AN-000.10-D34 | Elesa position indicator, 5-digit mechanical, inclined upper, 000.10 counts per revolution, clockwise, 3/4in mounting hole size, IP65. | Stock | 58
DD52R-AN-000.20-D34 | Elesa position indicator, 5-digit mechanical, inclined upper, 000.20 counts per revolution, clockwise, 3/4in mounting hole size, IP65. | Stock | 58
DD52R-AN-000.20-S34 | Elesa position indicator, 5-digit mechanical, inclined upper, 000.20 counts per revolution, counter clockwise, 3/4in mounting hole size, IP65. | Stock | 58
DD52R-AR-000.20-D34 | Elesa position indicator, 5-digit mechanical, inclined lower, 000.20 counts per revolution, clockwise, 3/4in mounting hole size, IP65. | Stock | 58
DD52R-AR-000.20-S34 | Elesa position indicator, 5-digit mechanical, inclined lower, 000.20 counts per revolution, counter clockwise, 3/4in mounting hole size, IP65. | Stock | 58
DD52R-AN-000.25-D34 | Elesa position indicator, 5-digit mechanical, inclined upper, 000.25 counts per revolution, clockwise, 3/4in mounting hole size, IP65. | Stock | 58
DD52R-AN-000.50-D34 | Elesa position indicator, 5-digit mechanical, inclined upper, 000.50 counts per revolution, clockwise, 3/4in mounting hole size, IP65. | Stock | 58
DD52R-AN-000.50-S34 | Elesa position indicator, 5-digit mechanical, inclined upper, 000.50 counts per revolution, counter clockwise, 3/4in mounting hole size, IP65. | Stock | 58
DD52R-AR-000.50-D34 | Elesa position indicator, 5-digit mechanical, inclined lower, 000.50 counts per revolution, clockwise, 3/4in mounting hole size, IP65. | Stock | 58
DD52R-AR-000.50-S34 | Elesa position indicator, 5-digit mechanical, inclined lower, 000.50 counts per revolution, counter clockwise, 3/4in mounting hole size, IP65. | Stock | 58
DD52R-AN-001.00-D34 | Elesa position indicator, 5-digit mechanical, inclined upper, 001.00 counts per revolution, clockwise, 3/4in mounting hole size, IP65. | Stock | 58
DD52R-AN-0001.0-D34 | Elesa position indicator, 5-digit mechanical, inclined upper, 0001.0 counts per revolution, clockwise, 3/4in mounting hole size, IP65. | Stock | 58
DD52R-AN-0001.0-S34 | Elesa position indicator, 5-digit mechanical, inclined upper, 0001.0 counts per revolution, counter clockwise, 3/4in mounting hole size, IP65. | Stock | 58
DD52R-AR-0001.0-D34 | Elesa position indicator, 5-digit mechanical, inclined lower, 0001.0 counts per revolution, clockwise, 3/4in mounting hole size, IP65. | Stock | 58
DD52R-AR-0001.0-S34 | Elesa position indicator, 5-digit mechanical, inclined lower, 0001.0 counts per revolution, counter clockwise, 3/4in mounting hole size, IP65. | Stock | 58
DD52R-AN-000.50-D | Elesa position indicator, 5-digit mechanical, inclined upper, 000.50 counts per revolution, clockwise, 20mm mounting hole size, IP65. | Stock | 58
DD52R-AN-000.50-S | Elesa position indicator, 5-digit mechanical, inclined upper, 000.50 counts per revolution, counter clockwise, 20mm mounting hole size, IP65. | Stock | 58
DD52R-AR-000.50-D | Elesa position indicator, 5-digit mechanical, inclined lower, 000.50 counts per revolution, clockwise, 20mm mounting hole size, IP65. | Stock | 58
DD52R-AR-000.50-S | Elesa position indicator, 5-digit mechanical, inclined lower, 000.50 counts per revolution, counter clockwise, 20mm mounting hole size, IP65. | Stock | 58
DD52R-AN-0001.0-D | Elesa position indicator, 5-digit mechanical, inclined upper, 0001.0 counts per revolution, clockwise, 20mm mounting hole size, IP65. | Stock | 58
DD52R-AN-0001.0-S | Elesa position indicator, 5-digit mechanical, inclined upper, 0001.0 counts per revolution, counter clockwise, 20mm mounting hole size, IP65. | Stock | 58
DD52R-AR-0001.0-D | Elesa position indicator, 5-digit mechanical, inclined lower, 0001.0 counts per revolution, clockwise, 20mm mounting hole size, IP65. | Stock | 58
DD52R-AR-0001.0-S | Elesa position indicator, 5-digit mechanical, inclined lower, 0001.0 counts per revolution, counter clockwise, 20mm mounting hole size, IP65. | Stock | 58
DD51E-SST-IP65F12 | Elesa position indicator, 8mm 5-digit LCD, programmable, 1/2in mounting hole size, IP65. | Stock | 194
DD51E-SST-IP67F12 | Elesa position indicator, 8mm 5-digit LCD, programmable, 1/2in mounting hole size, IP67. | Stock | 216
DD51E-SST-IP65 | Elesa position indicator, 8mm 5-digit LCD, programmable, 14mm mounting hole size, IP65. | Stock | 199
DD51E-SST-IP67 | Elesa position indicator, 8mm 5-digit LCD, programmable, 14mm mounting hole size, IP67. | Stock | 221
DD52RE-SST-IP65F34 | Elesa position indicator, 12mm 6-digit LCD, programmable, 3/4in mounting hole size, IP65. | Stock | 230
DD52RE-SST-IP67F34 | Elesa position indicator, 12mm 6-digit LCD, programmable, 3/4in mounting hole size, IP67. | Stock | 256
DD52RE-SST-IP65 | Elesa position indicator, 12mm 6-digit LCD, programmable, 20mm mounting hole size, IP65. | Stock | 236
DD52RE-SST-IP67 | Elesa position indicator, 12mm 6-digit LCD, programmable, 20mm mounting hole size, IP67. | Stock | 262
Handwheels
VRTP-80-IR-A516 | Elesa handwheel, spoked, 3in diameter, 5/16in bore, foldaway revolving handle, polypropylene, matte black. | Stock | 35.5
VRTP-100-IR-A38 | Elesa handwheel, spoked, 4in diameter, 3/8in bore, foldaway revolving handle, polypropylene, matte black. | Stock | 50
VRTP-125-IR-A38 | Elesa handwheel, spoked, 5in diameter, 3/8in bore, foldaway revolving handle, polypropylene, matte black. | Stock | 52
VRTP-160-IR-A12 | Elesa handwheel, spoked, 6in diameter, 1/2in bore, foldaway revolving handle, polypropylene, matte black. | Stock | 57
VRTP-200-IR-A58 | Elesa handwheel, spoked, 8in diameter, 5/8in bore, foldaway revolving handle, polypropylene, matte black. | Stock | 67
VRTP-80-A516 | Elesa handwheel, spoked, 3in diameter, 5/16in bore, polypropylene, matte black. | Stock | 12
VRTP-100-A38 | Elesa handwheel, spoked, 4in diameter, 3/8in bore, polypropylene, matte black. | Stock | 14.5
VRTP-125-A38 | Elesa handwheel, spoked, 5in diameter, 3/8in bore, polypropylene, matte black. | Stock | 15.5
VRTP-160-A12 | Elesa handwheel, spoked, 6in diameter, 1/2in bore, polypropylene, matte black. | Stock | 20.5
VRTP-200-A58 | Elesa handwheel, spoked, 8in diameter, 5/8in bore, polypropylene, matte black. | Stock | 32.5
VRTP-80-IR-A8 | Elesa handwheel, spoked, 80mm diameter, 8mm bore, foldaway revolving handle, polypropylene, matte black. | Stock | 38.5
VRTP-100-IR-A10 | Elesa handwheel, spoked, 100mm diameter, 10mm bore, foldaway revolving handle, polypropylene, matte black. | Stock | 44
VRTP-125-IR-A12 | Elesa handwheel, spoked, 125mm diameter, 12mm bore, foldaway revolving handle, polypropylene, matte black. | Stock | 46
VRTP-160-IR-A14 | Elesa handwheel, spoked, 160mm diameter, 14mm bore, foldaway revolving handle, polypropylene, matte black. | Stock | 52
VRTP-200-IR-A16 | Elesa handwheel, spoked, 200mm diameter, 16mm bore, foldaway revolving handle, polypropylene, matte black. | Stock | 63
VRTP-80-A8 | Elesa handwheel, spoked, 80mm diameter, 8mm bore, polypropylene, matte black. | Stock | 11
VRTP-100-A10 | Elesa handwheel, spoked, 100mm diameter, 10mm bore, polypropylene, matte black. | Stock | 12
VRTP-125-A12 | Elesa handwheel, spoked, 125mm diameter, 12mm bore, polypropylene, matte black. | Stock | 14.5
VRTP-160-A14 | Elesa handwheel, spoked, 160mm diameter, 14mm bore, polypropylene, matte black. | Stock | 20.5
VRTP-200-A16 | Elesa handwheel, spoked, 200mm diameter, 16mm bore, polypropylene, matte black. | Stock | 30.5
Reducer Bushings for Position Indicators
RB51-6 | Elesa reducer bushing, 14mm outside diameter, 6mm inside diameter, black oxide steel. For use with Elesa DD51 metric indicators. | Stock | 7.75
RB51-6-SST-304 | Elesa reducer bushing, 14mm outside diameter, 6mm inside diameter, 304 stainless steel. For use with Elesa DD51 metric indicators. | Stock | 20.5
RB51-8 | Elesa reducer bushing, 14mm outside diameter, 8mm inside diameter, black oxide steel. For use with Elesa DD51 metric indicators. | Stock | 7.75
RB51-8-SST-304 | Elesa reducer bushing, 14mm outside diameter, 8mm inside diameter, 304 stainless steel. For use with Elesa DD51 metric indicators. | Stock | 20.5
RB51-10 | Elesa reducer bushing, 14mm outside diameter, 10mm inside diameter, black oxide steel. For use with Elesa DD51 metric indicators. | Stock | 7.75
RB51-10-SST-304 | Elesa reducer bushing, 14mm outside diameter, 10mm inside diameter, 304 stainless steel. For use with Elesa DD51 metric indicators. | Stock | 20.5
RB51-12 | Elesa reducer bushing, 14mm outside diameter, 12mm inside diameter, black oxide steel. For use with Elesa DD51 metric indicators. | Stock | 7.75
RB51-12-SST-304 | Elesa reducer bushing, 14mm outside diameter, 12mm inside diameter, 304 stainless steel. For use with Elesa DD51 metric indicators. | Stock | 20.5
RB52-12 | Elesa reducer bushing, 20mm outside diameter, 12mm inside diameter, black oxide steel. For use with Elesa DD52 metric indicators. | Stock | 8.25
RB52-12-SST-304 | Elesa reducer bushing, 20mm outside diameter, 12mm inside diameter, 304 stainless steel. For use with Elesa DD52 metric indicators. | Stock | 23.5
RB52-14 | Elesa reducer bushing, 20mm outside diameter, 14mm inside diameter, black oxide steel. For use with Elesa DD52 metric indicators. | Stock | 8.25
RB52-14-SST-304 | Elesa reducer bushing, 20mm outside diameter, 14mm inside diameter, 304 stainless steel. For use with Elesa DD52 metric indicators. | Stock | 23.5
RB52-15 | Elesa reducer bushing, 20mm outside diameter, 15mm inside diameter, black oxide steel. For use with Elesa DD52 metric indicators. | Stock | 8.25
RB52-15-SST-304 | Elesa reducer bushing, 20mm outside diameter, 15mm inside diameter, 304 stainless steel. For use with Elesa DD52 metric indicators. | Stock | 23.5
RB52-16 | Elesa reducer bushing, 20mm outside diameter, 16mm inside diameter, black oxide steel. For use with Elesa DD52 metric indicators. | Stock | 8.25
RB52-16-SST-304 | Elesa reducer bushing, 20mm outside diameter, 16mm inside diameter, 304 stainless steel. For use with Elesa DD52 metric indicators. | Stock | 23.5
RB51-12-14 | Elesa reducer bushing, 1/2in outside diameter, 1/4in inside diameter, black oxide steel. For use with Elesa DD51 imperial indicators. | Stock | 8.75
RB51-12-14-SST-304 | Elesa reducer bushing, 1/2in outside diameter, 1/4in inside diameter, 304 stainless steel. For use with Elesa DD51 imperial indicators. | Stock | 21.5
RB51-12-38 | Elesa reducer bushing, 1/2in outside diameter, 3/8in inside diameter, black oxide steel. For use with Elesa DD51 imperial indicators. | Stock | 8.75
RB51-12-38-SST-304 | Elesa reducer bushing, 1/2in outside diameter, 3/8in inside diameter, 304 stainless steel. For use with Elesa DD51 imperial indicators. | Stock | 21.5
RB52-34-14 | Elesa reducer bushing, 3/4in outside diameter, 1/4in inside diameter, black oxide steel. For use with Elesa DD52 imperial indicators. | Stock | 10
RB52-34-38 | Elesa reducer bushing, 3/4in outside diameter, 3/8in inside diameter, black oxide steel. For use with Elesa DD52 imperial indicators. | Stock | 10
RB52-34-38-SST-304 | Elesa reducer bushing, 3/4in outside diameter, 3/8in inside diameter, 304 stainless steel. For use with Elesa DD52 imperial indicators. | Stock | 25.5
RB52-34-12 | Elesa reducer bushing, 3/4in outside diameter, 1/2in inside diameter, black oxide steel. For use with Elesa DD52 imperial indicators. | Stock | 10
RB52-34-12-SST-304 | Elesa reducer bushing, 3/4in outside diameter, 1/2in inside diameter, 304 stainless steel. For use with Elesa DD52 imperial indicators. | Stock | 25.5
RB52-34-58 | Elesa reducer bushing, 3/4in outside diameter, 5/8in inside diameter, black oxide steel. For use with Elesa DD52 imperial indicators. | Stock | 10
RB52-34-58-SST-304 | Elesa reducer bushing, 3/4in outside diameter, 5/8in inside diameter, 304 stainless steel. For use with Elesa DD52 imperial indicators. | Stock | 25.5
1-Phase AC Current Transducers
ACT050-10-F | AcuAMP AC current transducer, 1-phase, fixed core, 0-10, 0-20, or 0-50A selectable sensing range, 0-10 VDC output. | Stock | 122
ACT200-10-F | AcuAMP AC current transducer, 1-phase, fixed core, 0-100, 0-150, or 0-200A selectable sensing range, 0-10 VDC output. | Stock | 129
ACT050-10-S | AcuAMP AC current transducer, 1-phase, split core, 0-10, 0-20, or 0-50A selectable sensing range, 0-10 VDC output. | Stock | 136
ACT200-10-S | AcuAMP AC current transducer, 1-phase, split core, 0-100, 0-150, or 0-200A selectable sensing range, 0-10 VDC output. | Stock | 141
ACT005-42L-F | AcuAMP AC current transducer, 1-phase, fixed core, 0-2 or 0-5A selectable sensing range, 4-20 mA output. | Stock | 105
ACT050-42L-F | AcuAMP AC current transducer, 1-phase, fixed core, 0-10, 0-20, or 0-50A selectable sensing range, 4-20 mA output. | Stock | 108
ACT200-42L-F | AcuAMP AC current transducer, 1-phase, fixed core, 0-100, 0-150, or 0-200A selectable sensing range, 4-20 mA output. | Stock | 153
ACT750-42L-F | AcuAMP AC current transducer, 1-phase, fixed core, 0-375, 0-500, or 0-750A selectable sensing range, 4-20 mA output. | Stock | 255
ACT2000-42L-F | AcuAMP AC current transducer, 1-phase, fixed core, 0-1000, 0-1333, or 0-2000A selectable sensing range, 4-20 mA output. | Stock | 336
ACT005-42L-S | AcuAMP AC current transducer, 1-phase, split core, 0-2 or 0-5A selectable sensing range, 4-20 mA output. | Stock | 140
ACT050-42L-S | AcuAMP AC current transducer, 1-phase, split core, 0-10, 0-20, or 0-50A selectable sensing range, 4-20 mA output. | Stock | 150
ACT200-42L-S | AcuAMP AC current transducer, 1-phase, split core, 0-100, 0-150, or 0-200A selectable sensing range, 4-20 mA output. | Stock | 164
ACT400-42L-S | AcuAMP AC current transducer, 1-phase, split core, 0-400A sensing range, 4-20 mA output. | Stock | 267
ACT600-42L-S | AcuAMP AC current transducer, 1-phase, split core, 0-600A sensing range, 4-20 mA output. | Stock | 267
ACT800-42L-S | AcuAMP AC current transducer, 1-phase, split core, 0-800A sensing range, 4-20 mA output. | Stock | 267
ACT1200-42L-S | AcuAMP AC current transducer, 1-phase, split core, 0-1200A sensing range, 4-20 mA output. | Stock | 347
ACTR005-42L-F | AcuAMP AC current transducer, 1-phase, fixed core, 0-2 or 0-5A selectable sensing range, True RMS, 4-20 mA output. | Stock | 193
ACTR050-42L-F | AcuAMP AC current transducer, 1-phase, fixed core, 0-10, 0-20, or 0-50A selectable sensing range, True RMS, 4-20 mA output. | Stock | 178
ACTR200-42L-F | AcuAMP AC current transducer, 1-phase, fixed core, 0-100, 0-150, or 0-200A selectable sensing range, True RMS, 4-20 mA output. | Stock | 180
ACTR750-42L-F | AcuAMP AC current transducer, 1-phase, fixed core, 0-375, 0-500, or 0-750A selectable sensing range, True RMS, 4-20 mA output. | Stock | 292
ACTR2000-42L-F | AcuAMP AC current transducer, 1-phase, fixed core, 0-1000, 0-1333, or 0-2000A selectable sensing range, True RMS, 4-20 mA output. | Stock | 380
ACTR005-42L-S | AcuAMP AC current transducer, 1-phase, split core, 0-2 or 0-5A selectable sensing range, True RMS, 4-20 mA output. | Stock | 221
ACTR050-42L-S | AcuAMP AC current transducer, 1-phase, split core, 0-10, 0-20, or 0-50A selectable sensing range, True RMS, 4-20 mA output. | Stock | 223
ACTR200-42L-S | AcuAMP AC current transducer, 1-phase, split core, 0-100, 0-150, or 0-200A selectable sensing range, True RMS, 4-20 mA output. | Stock | 227
ACTR400-42L-S | AcuAMP AC current transducer, 1-phase, split core, 0-400A sensing range, True RMS, 4-20 mA output. | Stock | 308
ACTR600-42L-S | AcuAMP AC current transducer, 1-phase, split core, 0-600A sensing range, True RMS, 4-20 mA output. | Stock | 308
ACTR800-42L-S | AcuAMP AC current transducer, 1-phase, split core, 0-800A sensing range, True RMS, 4-20 mA output. | Stock | 308
ACTR1200-42L-S | AcuAMP AC current transducer, 1-phase, split core, 0-1200A sensing range, True RMS, 4-20 mA output. | Stock | 382
ACTR500-42L-S | AcuAMP AC current transducer, 1-phase, flexible split core, 0-500A sensing range, True RMS, 4-20 mA output. | Stock | 417
ACTR1000-42L-S | AcuAMP AC current transducer, 1-phase, flexible split core, 0-1000A sensing range, True RMS, 4-20 mA output. | Stock | 454
ACTR2000-42L-S | AcuAMP AC current transducer, 1-phase, flexible split core, 0-2000A sensing range, True RMS, 4-20 mA output. | Stock | 454
ACTH005-42-24-S | AcuAMP AC current transducer, 1-phase, split core, 0-2, 0-5A selectable, with time integration sensing range, True RMS, 4-20 mA output. | Stock | 227
ACTH050-42-24-S | AcuAMP AC current transducer, 1-phase, split core, 0-10, 0-20, 0-50A selectable, with time integration sensing range, True RMS, 4-20 mA output. | Stock | 227
3-Phase AC Current Transducers
3ACT030-42-24-F | AcuAMP AC current transducer, 3-phase, fixed core, 0-10, 0-15, or 0-30A selectable sensing range, 4-20 mA output. | Stock | 396
3ACT100-42-24-F | AcuAMP AC current transducer, 3-phase, fixed core, 0-30, 0-50, or 0-100A selectable sensing range, 4-20 mA output. | Stock | 396
3ACT200-42-24-F | AcuAMP AC current transducer, 3-phase, fixed core, 0-100, 0-150, or 0-200A selectable sensing range, 4-20 mA output. | Stock | 396
3ACTR030-42-24-F | AcuAMP AC current transducer, 3-phase, fixed core, 0-10, 0-15, or 0-30A selectable sensing range, True RMS, 4-20 mA output. | Stock | 429
3ACTR100-42-24-F | AcuAMP AC current transducer, 3-phase, fixed core, 0-30, 0-50, or 0-100A selectable sensing range, True RMS, 4-20 mA output. | Stock | 429
3ACTR200-42-24-F | AcuAMP AC current transducer, 3-phase, fixed core, 0-100, 0-150, or 0-200A selectable sensing range, True RMS, 4-20 mA output. | Stock | 429
DC Current Transducers
DCT100-42-24-F | AcuAMP DC current transducer, fixed core, 0-50, 0-75, or 0-100A selectable sensing range, 4-20 mA output. | Stock | 166
DCT200-42-24-F | AcuAMP DC current transducer, fixed core, 0-100, 0-150, or 0-200A selectable sensing range, 4-20 mA output. | Stock | 166
DCT500-42-24-F | AcuAMP DC current transducer, large aperture fixed core, 0-500A sensing range, 4-20 mA output. | Stock | 292
DCT750-42-24-F | AcuAMP DC current transducer, large aperture fixed core, 0-750A sensing range, 4-20 mA output. | Stock | 301
DCT100-42-24-S | AcuAMP DC current transducer, split core, 0-50, 0-75, or 0-100A selectable sensing range, 4-20 mA output. | Stock | 220
DCT200-42-24-S | AcuAMP DC current transducer, split core, 0-100, 0-150, or 0-200A selectable sensing range, 4-20 mA output. | Stock | 220
DCT400-42-24-S | AcuAMP DC current transducer, split core, 0-200, 0-300, or 0-400A selectable sensing range, 4-20 mA output. | Stock | 220
DCT100-10B-24-S | AcuAMP DC current transducer, split core, bi-directional 0-100A sensing range, bipolar +/- 0-10 VDC output. | Stock | 251
DCT200-10B-24-S | AcuAMP DC current transducer, split core, bi-directional 0-200A sensing range, bipolar +/- 0-10 VDC output. | Stock | 251
DCT300-10B-24-S | AcuAMP DC current transducer, split core, bi-directional 0-300A sensing range, bipolar +/- 0-10 VDC output. | Stock | 251
AC Current Switches
ACSN100-AE-F | AcuAMP AC current switch, fixed core, 0-100A sensing range, 0.5A non-adjustable trip point, solid state switch, N.O. output, 0.15A @ 120 VAC/VDC output rating. | Stock | 42
ACSN250-AE-F | AcuAMP AC current switch, fixed core, 0-250A sensing range, 0.75A non-adjustable trip point, solid state switch, N.O. output, 0.15A @ 240 VAC/VDC output rating. | Stock | 64
ACSN250-AE-S | AcuAMP AC current switch, split core, 0-250A sensing range, 1.25A non-adjustable trip point, solid state switch, N.O. output, 0.15A @ 240 VAC/VDC output rating. | Stock | 78
ACS150-AE-F | AcuAMP AC current switch, fixed core, 1-150A sensing range, 1-150A adjustable trip point, 15-turn potentiometer, solid state switch, N.O. output, 0.15A @ 240 VAC/VDC output rating. | Stock | 86
ACS150-CE-F | AcuAMP AC current switch, fixed core, 1-150A sensing range, 1-150A adjustable trip point, 15-turn potentiometer, solid state switch, N.C. output, 0.2A @ 135 VAC/VDC output rating. | Stock | 86
ACS150-AE-S | AcuAMP AC current switch, split core, 1.75-150A sensing range, 1.75-150A adjustable trip point, 4-turn potentiometer, solid state switch, N.O. output, 0.15A @ 240 VAC/VDC output rating. | Stock | 106
ACS150-CE-S | AcuAMP AC current switch, split core, 1.75-150A sensing range, 1.75-150A adjustable trip point, 4-turn potentiometer, solid state switch, N.C. output, 0.2A @ 135 VAC/VDC output rating. | Stock | 106
ACSL010-AE-F | AcuAMP AC current switch, fixed core, 0-150A sensing range, 1-10A adjustable trip point, single-turn scaled potentiometer, solid state switch, N.O. output, 0.15A @ 240 VAC/VDC output rating. | Stock | 94
ACSL050-AE-F | AcuAMP AC current switch, fixed core, 0-150A sensing range, 10-50A adjustable trip point, single-turn scaled potentiometer, solid state switch, N.O. output, 0.15A @ 240 VAC/VDC output rating. | Stock | 94
ACSL020-AE-S | AcuAMP AC current switch, split core, 0-150A sensing range, 2-20A adjustable trip point, single-turn scaled potentiometer, solid state switch, N.O. output, 0.15A @ 240 VAC/VDC output rating. | Stock | 109
ACSL050-AE-S | AcuAMP AC current switch, split core, 0-150A sensing range, 20-50A adjustable trip point, single-turn scaled potentiometer, solid state switch, N.O. output, 0.15A @ 240 VAC/VDC output rating. | Stock | 109
ACS035-2C-24-F | AcuAMP AC current switch, fixed core, 2-35A sensing range, (2) 2-35A adjustable trip point, (2) single-turn potentiometers, (2) SPDT relays output, 1A @ 120 VAC, 2A @ 30 VDC output rating. | Stock | 237
ACS400-2C-24-F | AcuAMP AC current switch, fixed core, 25-400A sensing range, (2) 25-400A adjustable trip point, (2) single-turn potentiometers, (2) SPDT relays output, 1A @ 120 VAC, 2A @ 30 VDC output rating. | Stock | 237
ACS050-AA-24-FD | AcuAMP AC current switch, fixed core, 1-50A sensing range, 1-50A adjustable trip point, single-turn potentiometer with trip point display, solid state switch, N.O. output, 1A @ 240 VAC output rating. | Stock | 124
ACS200-AA-24-FD | AcuAMP AC current switch, fixed core, 4-200A sensing range, 4-200A adjustable trip point, single-turn potentiometer with trip point display, solid state switch, N.O. output, 1A @ 240 VAC output rating. | Stock | 124
ACS200-AA-F | AcuAMP AC current switch, fixed core, 1-6, 6-40, or 40-175A selectable sensing range, 1-175A adjustable trip point, 4-turn potentiometer, solid state switch, N.O. output, 1A @ 240 VAC output rating. | Stock | 93
ACS200-AA-FT | AcuAMP AC current switch, fixed core, 1-6, 6-40, or 40-175A selectable sensing range, 1-175A adjustable trip point, 15-turn potentiometer, solid state switch, N.O. output, 1A @ 240 VAC output rating. | Stock | 93
ACS200-AA3-FT | AcuAMP AC current switch, fixed core, 1-6, 6-40, or 40-175A selectable sensing range, 1-175A adjustable trip point, 15-turn potentiometer, solid state switch, N.O. output, 3A @ 120 VAC output rating. | Stock | 109
ACS200-CA-F | AcuAMP AC current switch, fixed core, 1-6, 6-40, or 40-175A selectable sensing range, 1-175A adjustable trip point, 4-turn potentiometer, solid state switch, N.C. output, 1A @ 240 VAC output rating. | Stock | 93
ACS200-CA-FT | AcuAMP AC current switch, fixed core, 1-6, 6-40, or 40-175A selectable sensing range, 1-175A adjustable trip point, 15-turn potentiometer, solid state switch, N.C. output, 1A @ 240 VAC output rating. | Stock | 93
ACS200-AD-F | AcuAMP AC current switch, fixed core, 1-6, 6-40, or 40-175A selectable sensing range, 1-175A adjustable trip point, 4-turn potentiometer, solid state switch, N.O. output, 0.15A @ 30 VDC output rating. | Stock | 93
ACS200-CD-F | AcuAMP AC current switch, fixed core, 1-6, 6-40, or 40-175A selectable sensing range, 1-175A adjustable trip point, 4-turn potentiometer, solid state switch, N.C. output, 0.15A @ 30 VDC output rating. | Stock | 93
ACS200-AA-S | AcuAMP AC current switch, split core, 1.75-6, 6-40, or 40-200A selectable sensing range, 1.75-200A adjustable trip point, 4-turn potentiometer, solid state switch, N.O. output, 1A @ 240 VAC output rating. | Stock | 109
ACS200-CA-S | AcuAMP AC current switch, split core, 1.75-6, 6-40, or 40-200A selectable sensing range, 1.75-200A adjustable trip point, 4-turn potentiometer, solid state switch, N.C. output, 1A @ 240 VAC output rating. | Stock | 109
ACS200-AD-S | AcuAMP AC current switch, split core, 1.75-6, 6-40, or 40-200A selectable sensing range, 1.75-200A adjustable trip point, 4-turn potentiometer, solid state switch, N.O. output, 0.15A @ 30 VDC output rating. | Stock | 109
ACS200-CD-S | AcuAMP AC current switch, split core, 1.75-6, 6-40, or 40-200A selectable sensing range, 1.75-200A adjustable trip point, 4-turn potentiometer, solid state switch, N.C. output, 0.15A @ 30 VDC output rating. | Stock | 109
ACSX200-AE-F | AcuAMP AC current switch, fixed core, 1.5-12, 12-55, or 55-175A selectable sensing range, 1.5-175A adjustable trip point, 15-turn potentiometer, solid state switch, N.O., adjustable time delay output, 0.15A @ 240 VAC/VDC output rating. | Stock | 109
ACSX200-CE-F | AcuAMP AC current switch, fixed core, 1.5-12, 12-55, or 55-175A selectable sensing range, 1.5-175A adjustable trip point, 15-turn potentiometer, solid state switch, N.C., adjustable time delay output, 0.2A @ 135 VAC/VDC output rating. | Stock | 109
ACSX200-AA-F | AcuAMP AC current switch, fixed core, 1.5-12, 12-55, or 50-175A selectable sensing range, 1.5-175A adjustable trip point, 15-turn potentiometer, solid state switch, N.O., adjustable time delay output, 1A @ 240 VAC output rating. | Stock | 126
ACSX200-AE-S | AcuAMP AC current switch, split core, 2-12, 12-55, or 55-200A selectable sensing range, 2-200A adjustable trip point, 4-turn potentiometer, solid state switch, N.O., adjustable time delay output, 0.15A @ 240 VAC/VDC output rating. | Stock | 122
ACSX200-CE-S | AcuAMP AC current switch, split core, 2-12, 12-55, or 55-200A selectable sensing range, 2-200A adjustable trip point, 4-turn potentiometer, solid state switch, N.C., adjustable time delay output, 0.2A @ 135 VAC/VDC output rating. | Stock | 122
ACSX200-AA-S | AcuAMP AC current switch, split core, 2-12, 12-55, or 55-200A selectable sensing range, 2-200A adjustable trip point, 4-turn potentiometer, solid state switch, N.O., adjustable time delay output, 1A @ 240 VAC output rating. | Stock | 127
ACSX200-CA-S | AcuAMP AC current switch, split core, 2-12, 12-55, or 55-200A selectable sensing range, 2-200A adjustable trip point, 4-turn potentiometer, solid state switch, N.C., adjustable time delay output, 1A @ 240 VAC output rating. | Stock | 127
DC Current Switches
DCS100-AE-24-F | AcuAMP DC current switch, fixed core, 5-15, 10-50, or 20-100A selectable sensing range, 5-100A adjustable trip point, 11-turn potentiometer, solid state switch, N.O. output, 0.15A @ 240 VAC/VDC output rating. | Stock | 124
DCS100-1C-24-F | AcuAMP DC current switch, fixed core, 5-15, 10-50, or 20-100A selectable sensing range, 5-100A adjustable trip point, 11-turn potentiometer, relay, SPDT output, 5A @ 240 VAC or 3A @ 30 VDC output rating. | Stock | 130
AC Current Indicator
ACL1 | AcuAMP AC current indicator, fixed core, 0.5-100A sensing range, 0.5A non-adjustable trip point. | Stock | 23
Current Transducer / Switch Combo Units
ACTS050-42AA-24-FD | AcuAMP AC current transducer/switch, 1-phase, fixed core, 0-50A sensing range, 1-50A adjustable trip point, single-turn potentiometer with trip point display, 4-20 mA or solid state switch, N.O. output, 1A @ 240 VAC output rating. | Stock | 165
ACTS200-42AA-24-FD | AcuAMP AC current transducer/switch, 1-phase, fixed core, 0-200A sensing range, 4-200A adjustable trip point, single-turn potentiometer with trip point display, 4-20 mA or solid state switch, N.O. output, 1A @ 240 VAC output rating. | Stock | 165
DC Current Shunts
YN01-06505WL2000ST | Sifam Tinsley B4 DC current shunt, 0-20A, M5 terminal stud input connection, M4 screw output connection, 0-50mV output, panel or DIN rail mount. | Stock | 22.5
YN01-15505WL2000ST | Sifam Tinsley B4 DC current shunt, 0-75A, thru-bolt input connection, M4 screw output connection, 0-50mV output, busbar mount. | Stock | 22.5
YN01-17505WL2000ST | Sifam Tinsley B4 DC current shunt, 0-100A, thru-bolt input connection, M4 screw output connection, 0-50mV output, busbar mount. | Stock | 22.5
YN01-19505WL2000ST | Sifam Tinsley B4 DC current shunt, 0-150A, thru-bolt input connection, M4 screw output connection, 0-50mV output, busbar mount. | Stock | 22.5
YN01-21505WL2000ST | Sifam Tinsley B4 DC current shunt, 0-200A, thru-bolt input connection, M5 screw output connection, 0-50mV output, busbar mount. | Stock | 34
YN01-24505WS2000ST | Sifam Tinsley B4 DC current shunt, 0-400A, thru-bolt input connection, M5 screw output connection, 0-50mV output, busbar mount. | Stock | 43
YN01-25505WL2000ST | Sifam Tinsley B4 DC current shunt, 0-500A, thru-bolt input connection, M5 screw output connection, 0-50mV output, busbar mount. | Stock | 43
Voltage Transducers
VACT150-42L | AcuAMP AC voltage transducer, 1-phase, 0-150 VAC sensing range, True RMS, 4-20 mA output, 22-40 VDC operating voltage. | Stock | 190
VACT500-42L | AcuAMP AC voltage transducer, 1-phase, 0-500 VAC sensing range, True RMS, 4-20 mA output, 22-40 VDC operating voltage. | Stock | 190
VDCT015-42-24 | AcuAMP DC voltage transducer, 0-15 VDC sensing range, 4-20 mA output, 24 VAC/VDC operating voltage. | Stock | 190
VDCT050-42-24 | AcuAMP DC voltage transducer, 0-50 VDC sensing range, 4-20 mA output, 24 VAC/VDC operating voltage. | Stock | 190
VADT015-42-24 | AcuAMP AC/DC voltage transducer, 1-phase, 0-15 VAC/VDC sensing range, True RMS, 4-20 mA output, 24 VAC/VDC operating voltage. | Stock | 190
VADT050-42-24 | AcuAMP AC/DC voltage transducer, 1-phase, 0-50 VAC/VDC sensing range, True RMS, 4-20 mA output, 24 VAC/VDC operating voltage. | Stock | 190
VADT150-42-24 | AcuAMP AC/DC voltage transducer, 1-phase, 0-150 VAC/VDC sensing range, True RMS, 4-20 mA output, 24 VAC/VDC operating voltage. | Stock | 190
VADT500-42-24 | AcuAMP AC/DC voltage transducer, 1-phase, 0-500 VAC/VDC sensing range, True RMS, 4-20 mA output, 24 VAC/VDC operating voltage. | Stock | 190
3-Phase AC Voltage Transducers
3VACT150-LL-42-120A | AcuAMP AC voltage transducer, 3-phase, 0-150 VAC line-to-line sensing range, True RMS, (4) 4-20 mA and (1) relay, SPST-N.O. output, 0.5A @ 125 VAC, 1A @ 30 VDC output rating, phase loss @ 90 VAC non-adjustable trip point, 120 VAC operating voltage. | Stock | 687
3VACT300-LL-42-120A | AcuAMP AC voltage transducer, 3-phase, 0-300 VAC line-to-line sensing range, True RMS, (4) 4-20 mA and (1) relay, SPST-N.O. output, 0.5A @ 125 VAC, 1A @ 30 VDC output rating, phase loss @ 180 VAC non-adjustable trip point, 120 VAC operating voltage. | Stock | 687
3VACT600-LL-42-120A | AcuAMP AC voltage transducer, 3-phase, 0-600 VAC line-to-line sensing range, True RMS, (4) 4-20 mA and (1) relay, SPST-N.O. output, 0.5A @ 125 VAC, 1A @ 30 VDC output rating, phase loss @ 360 VAC non-adjustable trip point, 120 VAC operating voltage. | Stock | 687
3VACT150-LN-42-120A | AcuAMP AC voltage transducer, 3-phase, 0-150 VAC line-to-neutral sensing range, True RMS, (4) 4-20 mA and (1) relay, SPST-N.O. output, 0.5A @ 125 VAC, 1A @ 30 VDC output rating, phase loss @ 90 VAC non-adjustable trip point, 120 VAC operating voltage. | Stock | 687
3VACT300-LN-42-120A | AcuAMP AC voltage transducer, 3-phase, 0-300 VAC line-to-neutral sensing range, True RMS, (4) 4-20 mA and (1) relay, SPST-N.O. output, 0.5A @ 125 VAC, 1A @ 30 VDC output rating, phase loss @ 180 VAC non-adjustable trip point, 120 VAC operating voltage. | Stock | 687
3VACT150-LL-42-24 | AcuAMP AC voltage transducer, 3-phase, 0-150 VAC line-to-line sensing range, True RMS, (4) 4-20 mA and (1) relay, SPST-N.O. output, 0.5A @ 125 VAC, 1A @ 30 VDC output rating, phase loss @ 90 VAC non-adjustable trip point, 24 VAC/VDC operating voltage. | Stock | 687
3VACT300-LL-42-24 | AcuAMP AC voltage transducer, 3-phase, 0-300 VAC line-to-line sensing range, True RMS, (4) 4-20 mA and (1) relay, SPST-N.O. output, 0.5A @ 125 VAC, 1A @ 30 VDC output rating, phase loss @ 180 VAC non-adjustable trip point, 24 VAC/VDC operating voltage. | Stock | 687
3VACT600-LL-42-24 | AcuAMP AC voltage transducer, 3-phase, 0-600 VAC line-to-line sensing range, True RMS, (4) 4-20 mA and (1) relay, SPST-N.O. output, 0.5A @ 125 VAC, 1A @ 30 VDC output rating, phase loss @ 360 VAC non-adjustable trip point, 24 VAC/VDC operating voltage. | Stock | 687
3VACT150-LN-42-24 | AcuAMP AC voltage transducer, 3-phase, 0-150 VAC line-to-neutral sensing range, True RMS, (4) 4-20 mA and (1) relay, SPST-N.O. output, 0.5A @ 125 VAC, 1A @ 30 VDC output rating, phase loss @ 90 VAC non-adjustable trip point, 24 VAC/VDC operating voltage. | Stock | 687
3VACT300-LN-42-24 | AcuAMP AC voltage transducer, 3-phase, 0-300 VAC line-to-neutral sensing range, True RMS, (4) 4-20 mA and (1) relay, SPST-N.O. output, 0.5A @ 125 VAC, 1A @ 30 VDC output rating, phase loss @ 180 VAC non-adjustable trip point, 24 VAC/VDC operating voltage. | Stock | 687
Accessories for Current and Voltage Sensors
DRA-2B | DIN rail adapter, package of 2. For use with 35mm DIN rail. | Stock | 6
Ground Fault Sensors
GFS30-M1A-24-F | AcuAMP ground fault sensor, fixed core, 5, 10, or 30 mA selectable trip point, relay, SPST-N.O., manual reset output, 24 VAC/VDC operating voltage. | Stock | 283
GFS30-M1B-24-F | AcuAMP ground fault sensor, fixed core, 5, 10, or 30 mA selectable trip point, relay, SPST-N.C., manual reset output, 24 VAC/VDC operating voltage. | Stock | 283
GFS30-D1C-24-F | AcuAMP ground fault sensor, fixed core, 5, 10, or 30 mA selectable trip point, relay, SPDT normally de-energized, automatic reset output, 24 VAC/VDC operating voltage. | Stock | 193
GFS30-E1C-24-F | AcuAMP ground fault sensor, fixed core, 5, 10, or 30 mA selectable trip point, relay, SPDT normally energized, automatic reset output, 24 VAC/VDC operating voltage. | Stock | 205
GFS30-M1A-120A-F | AcuAMP ground fault sensor, fixed core, 5, 10, or 30 mA selectable trip point, relay, SPST-N.O., manual reset output, 120 VAC operating voltage. | Stock | 283
GFS30-M1B-120A-F | AcuAMP ground fault sensor, fixed core, 5, 10, or 30 mA selectable trip point, relay, SPST-N.C., manual reset output, 120 VAC operating voltage. | Stock | 283
GFS30-D1C-120A-F | AcuAMP ground fault sensor, fixed core, 5, 10, or 30 mA selectable trip point, relay, SPDT normally de-energized, automatic reset output, 120 VAC operating voltage. | Stock | 193
GFS30-E1C-120A-F | AcuAMP ground fault sensor, fixed core, 5, 10, or 30 mA selectable trip point, relay, SPDT normally energized, automatic reset output, 120 VAC operating voltage. | Stock | 205
GFSL30-M1A-24-F | AcuAMP ground fault sensor, large aperture fixed core, 5, 10, or 30 mA selectable trip point, relay, SPST-N.O., manual reset output, 24 VAC/VDC operating voltage. | Stock | 326
GFSL30-M1B-24-F | AcuAMP ground fault sensor, large aperture fixed core, 5, 10, or 30 mA selectable trip point, relay, SPST-N.C., manual reset output, 24 VAC/VDC operating voltage. | Stock | 326
GFSL30-D1C-24-F | AcuAMP ground fault sensor, large aperture fixed core, 5, 10, or 30 mA selectable trip point, relay, SPDT normally de-energized, automatic reset output, 24 VAC/VDC operating voltage. | Stock | 306
GFSL30-E1C-24-F | AcuAMP ground fault sensor, large aperture fixed core, 5, 10, or 30 mA selectable trip point, relay, SPDT normally energized, automatic reset output, 24 VAC/VDC operating voltage. | Stock | 306
GFSL30-M1A-120A-F | AcuAMP ground fault sensor, large aperture fixed core, 5, 10, or 30 mA selectable trip point, relay, SPST-N.O., manual reset output, 120 VAC operating voltage. | Stock | 326
GFSL30-M1B-120A-F | AcuAMP ground fault sensor, large aperture fixed core, 5, 10, or 30 mA selectable trip point, relay, SPST-N.C., manual reset output, 120 VAC operating voltage. | Stock | 326
GFSL30-D1C-120A-F | AcuAMP ground fault sensor, large aperture fixed core, 5, 10, or 30 mA selectable trip point, relay, SPDT normally de-energized, automatic reset output, 120 VAC operating voltage. | Stock | 306
GFSL30-E1C-120A-F | AcuAMP ground fault sensor, large aperture fixed core, 5, 10, or 30 mA selectable trip point, relay, SPDT normally energized, automatic reset output, 120 VAC operating voltage. | Stock | 306
AC/DC Residual Current Monitors
RN5883-001-24-80V | Dold residual current monitor, 10 mA to 3A selectable trip point, voltage and relay, (2) SPDT, normally energized or normally de-energized, manual reset output, 24-80 VAC/VDC operating voltage. Requires Dold ND5015-24-61 or ND5015-35-61 transformers. | Stock | 478
RN5883-001-80-230V | Dold residual current monitor, 10 mA to 3A selectable trip point, voltage and relay, (2) SPDT, normally energized or normally de-energized, manual reset output, 80-230 VAC/VDC operating voltage. Requires Dold ND5015-24-61 or ND5015-35-61 transformers. | Stock | 478
RN5883-011-24-80V | Dold residual current monitor, 10 mA to 3A selectable trip point, voltage and relay, (2) SPDT, normally energized or normally de-energized, manual reset output, 24-80 VAC/VDC operating voltage. Requires Dold ND5015-070-61 transformer. | Stock | 478
RN5883-011-80-230V | Dold residual current monitor, 10 mA to 3A selectable trip point, voltage and relay, (2) SPDT, normally energized or normally de-energized, manual reset output, 80-230 VAC/VDC operating voltage. Requires Dold ND5015-070-61 transformer. | Stock | 478
Accessories for Ground Fault Sensors
ND5015-24-61 | Dold AC/DC current transformer, solid core, 24mm diameter sensing window, +/- 3% accuracy. For use with Dold RN5883-001-24-80V or RN5883-001-80-230V residual current monitors. | Stock | 97
ND5015-35-61 | Dold AC/DC current transformer, solid core, 35mm diameter sensing window, +/- 3% accuracy. For use with Dold RN5883-001-24-80V or RN5883-001-80-230V residual current monitors. | Stock | 117
ND5015-070-61 | Dold AC/DC current transformer, solid core, 70mm diameter sensing window, +/- 3% accuracy. For use with Dold RN5883-011-24-80V or RN5883-011-80-230V residual current monitors. | Stock | 193
Sensor Signal Converters
209541 | di-soric patch cable signal converter, 4-pin M8 axial female to 4-pin M8 axial male, pulse stretcher, 10-35 VDC operating voltage. | Stock | 27
202855 | di-soric patch cable signal converter, 3-pin M8 axial female to 4-pin M8 axial male, antivalence, 10-35 VDC operating voltage. | Stock | 48
202857 | di-soric patch cable signal converter, 3-pin M8 axial female to 3-pin M8 axial male, pulse stretcher, 10-35 VDC operating voltage. | Stock | 27
203161 | di-soric patch cable signal converter, 3-pin M8 axial female to 3-pin M8 axial male, NPN to PNP, 10-35 VDC operating voltage. | Stock | 27
202853 | di-soric patch cable signal converter, 3-pin M8 axial female to 3-pin M8 axial male, inverter, 10-35 VDC operating voltage. | Stock | 27
202851 | di-soric patch cable signal converter, 3-pin M8 axial female to 3-pin M8 axial male, PNP to NPN, 10-35 VDC operating voltage. | Stock | 27
202856 | di-soric patch cable signal converter, 4-pin M12 axial female to 4-pin M12 axial male, antivalence, 10-35 VDC operating voltage. | Stock | 39
203162 | di-soric patch cable signal converter, 4-pin M12 axial female to 3-pin M12 axial male, NPN to PNP, 10-35 VDC operating voltage. | Stock | 27
202854 | di-soric patch cable signal converter, 4-pin M12 axial female to 3-pin M12 axial male, inverter, 10-35 VDC operating voltage. | Stock | 27
202852 | di-soric patch cable signal converter, 4-pin M12 axial female to 3-pin M12 axial male, PNP to NPN, 10-35 VDC operating voltage. | Stock | 27
202858 | di-soric patch cable signal converter, 4-pin M12 axial female to 3-pin M12 axial male, pulse stretcher, 10-35 VDC operating voltage. | Stock | 27
204383 | di-soric T-coupler patch cable signal converter, (2) 3-pin M8 axial female to 3-pin M8 axial male, AND/OR, 10-35 VDC operating voltage. | Stock | 78
204382 | di-soric T-coupler patch cable signal converter, (2) 3-pin M12 axial female to 3-pin M12 axial male, AND/OR, 10-35 VDC operating voltage. | Stock | 78
2000-5420-1399-0987 | WAGO PNP/NPN converter, 19.2-28.8 VDC input, 24 VDC output, 0.1A, 2.4W, plastic housing, 35mm DIN rail mount, cage clamp. | Stock | 58
2000-5491-5 | WAGO end cover, package of 5. For use with WAGO PNP/NPN converters. | Stock | 6
Basic Temperature Controllers
SLB4848-R0 | SOLO basic temperature controller, 48 x 48mm, RTD or thermocouple input, relay output, (1) 5A Form A (SPST) relay, 100-240 VAC. | Stock | 53
SLB4848-R2 | SOLO basic temperature controller, 48 x 48mm, RTD or thermocouple input, relay output, (1) 5A Form A (SPST) relay, (2) 3A Form A (SPST) relays, 100-240 VAC. | Stock | 62
SLB4848-V0 | SOLO basic temperature controller, 48 x 48mm, RTD or thermocouple input, pulse output, 100-240 VAC. | Stock | 53
SLB4848-V2 | SOLO basic temperature controller, 48 x 48mm, RTD or thermocouple input, pulse and relay output, (2) 3A Form A (SPST) relays, 100-240 VAC. | Stock | 62
SLB4848-C0 | SOLO basic temperature controller, 48 x 48mm, RTD or thermocouple input, current output, 100-240 VAC. | Stock | 53
SLB4848-C2 | SOLO basic temperature controller, 48 x 48mm, RTD or thermocouple input, current and relay output, (2) 3A Form A (SPST) relays, 100-240 VAC. | Stock | 62
Standard Temperature Controllers
SL4824-RR | SOLO standard temperature controller, 48 x 24mm, current, voltage, RTD or thermocouple input, relay output, (2) 3A Form A (SPST) relays, 100-240 VAC, RS-485. | Stock | 128
SL4824-RR-D | SOLO standard temperature controller, 48 x 24mm, current, voltage, RTD or thermocouple input, relay output, (2) 3A Form A (SPST) relays, 24 VDC, RS-485. | Stock | 128
SL4824-VR | SOLO standard temperature controller, 48 x 24mm, current, voltage, RTD or thermocouple input, pulse and relay output, (1) 3A Form A (SPST) relay, 100-240 VAC, RS-485. | Stock | 128
SL4824-VR-D | SOLO standard temperature controller, 48 x 24mm, current, voltage, RTD or thermocouple input, pulse and relay output, (1) 3A Form A (SPST) relay, 24 VDC, RS-485. | Stock | 128
SL4824-CR | SOLO standard temperature controller, 48 x 24mm, current, voltage, RTD or thermocouple input, current and relay output, (1) 3A Form A (SPST) relay, 100-240 VAC, RS-485. | Stock | 128
SL4824-CR-D | SOLO standard temperature controller, 48 x 24mm, current, voltage, RTD or thermocouple input, current and relay output, (1) 3A Form A (SPST) relay, 24 VDC, RS-485. | Stock | 128
SL4824-LR | SOLO standard temperature controller, 48 x 24mm, current, voltage, RTD or thermocouple input, voltage and relay output, (1) 3A Form A (SPST) relay, 100-240 VAC, RS-485. | Stock | 128
SL4848-RR | SOLO standard temperature controller, 48 x 48mm, current, voltage, RTD or thermocouple input, relay output, (2) 5A Form A (SPST) relays, (2) 3A Form A (SPST) relays, 100-240 VAC, RS-485. | Stock | 143
SL4848-RR-D | SOLO standard temperature controller, 48 x 48mm, current, voltage, RTD or thermocouple input, relay output, (2) 5A Form A (SPST) relays, (2) 3A Form A (SPST) relays, 24 VDC, RS-485. | Stock | 143
SL4848-VR | SOLO standard temperature controller, 48 x 48mm, current, voltage, RTD or thermocouple input, pulse and relay output, (1) 5A Form A (SPST) relay, (2) 3A Form A (SPST) relays, 100-240 VAC, RS-485. | Stock | 143
SL4848-VR-D | SOLO standard temperature controller, 48 x 48mm, current, voltage, RTD or thermocouple input, pulse and relay output, (1) 5A Form A (SPST) relay, (2) 3A Form A (SPST) relays, 24 VDC, RS-485. | Stock | 143
SL4848-CR | SOLO standard temperature controller, 48 x 48mm, current, voltage, RTD or thermocouple input, current and relay output, (1) 5A Form A (SPST) relay, (2) 3A Form A (SPST) relays, 100-240 VAC, RS-485. | Stock | 143
SL4848-CR-D | SOLO standard temperature controller, 48 x 48mm, current, voltage, RTD or thermocouple input, current, pulse and relay output, (1) 5A Form A (SPST) relay, (2) 3A Form A (SPST) relays, 24 VDC, RS-485. | Stock | 143
SL4848-LR | SOLO standard temperature controller, 48 x 48mm, current, voltage, RTD or thermocouple input, voltage and relay output, (1) 5A Form A (SPST) relay, (2) 3A Form A (SPST) relays, 100-240 VAC, RS-485. | Stock | 143
SL4848-VV | SOLO standard temperature controller, 48 x 48mm, current, voltage, RTD or thermocouple input, pulse and relay output, (2) 3A Form A (SPST) relays, 100-240 VAC, RS-485. | Stock | 143
SL4848-CV | SOLO standard temperature controller, 48 x 48mm, current, voltage, RTD or thermocouple input, current, pulse and relay output, (2) 3A Form A (SPST) relays, 100-240 VAC, RS-485. | Stock | 143
SL4848-LV | SOLO standard temperature controller, 48 x 48mm, current, voltage, RTD or thermocouple input, voltage, pulse and relay output, (2) 3A Form A (SPST) relays, 100-240 VAC, RS-485. | Stock | 143
SL4896-RRE | SOLO standard temperature controller, 48 x 96mm, current, voltage, RTD, thermocouple or event input, relay output, (2) 5A Form C (SPDT) relays, (2) 3A Form A (SPST) relays, 100-240 VAC, RS-485. | Stock | 155
SL4896-RRE-D | SOLO standard temperature controller, 48 x 96mm, current, voltage, RTD, thermocouple or event input, relay output, (2) 5A Form C (SPDT) relays, (2) 3A Form A (SPST) relays, 24 VDC, RS-485. | Stock | 155
SL4896-VRE | SOLO standard temperature controller, 48 x 96mm, current, voltage, RTD, thermocouple or event input, pulse and relay output, (1) 5A Form A (SPST) relay, (2) 3A Form A (SPST) relays, 100-240 VAC, RS-485. | Stock | 155
SL4896-CRE | SOLO standard temperature controller, 48 x 96mm, current, voltage, RTD, thermocouple or event input, current and relay output, (1) 5A Form A (SPST) relay, (2) 3A Form A (SPST) relays, 100-240 VAC, RS-485. | Stock | 155
SL4896-LRE | SOLO standard temperature controller, 48 x 96mm, current, voltage, RTD, thermocouple or event input, voltage and relay output, (1) 5A Form A (SPST) relay, (2) 3A Form A (SPST) relays, 100-240 VAC, RS-485. | Stock | 155
SL9696-RRE | SOLO standard temperature controller, 96 x 96mm, current, voltage, RTD, thermocouple or event input, relay output, (2) 5A Form C (SPDT) relays, (2) 3A Form A (SPST) relays, 100-240 VAC, RS-485. | Stock | 183
SL9696-RRE-D | SOLO standard temperature controller, 96 x 96mm, current, voltage, RTD, thermocouple or event input, relay output, (2) 5A Form C (SPDT) relays, (2) 3A Form A (SPST) relays, 24 VDC, RS-485. | Stock | 183
SL9696-VRE | SOLO standard temperature controller, 96 x 96mm, current, voltage, RTD, thermocouple or event input, pulse and relay output, (1) 5A Form A (SPST) relay, (2) 3A Form A (SPST) relays, 100-240 VAC, RS-485. | Stock | 183
SL9696-CRE | SOLO standard temperature controller, 96 x 96mm, current, voltage, RTD, thermocouple or event input, current and relay output, (1) 5A Form A (SPST) relay, (2) 3A Form A (SPST) relays, 100-240 VAC, RS-485. | Stock | 183
SL9696-LRE | SOLO standard temperature controller, 96 x 96mm, current, voltage, RTD, thermocouple or event input, voltage and relay output, (1) 5A Form A (SPST) relay, (2) 3A Form A (SPST) relays, 100-240 VAC, RS-485. | Stock | 183
SL9696-VVE | SOLO standard temperature controller, 96 x 96mm, current, voltage, RTD, thermocouple or event input, pulse and relay output, (2) 3A Form A (SPST) relays, 100-240 VAC, RS-485. | Stock | 183
SL9696-CVE | SOLO standard temperature controller, 96 x 96mm, current, voltage, RTD, thermocouple or event input, current, pulse and relay output, (2) 3A Form A (SPST) relays, 100-240 VAC, RS-485. | Stock | 183
SL9696-LVE | SOLO standard temperature controller, 96 x 96mm, current, voltage, RTD, thermocouple or event input, voltage, pulse and relay output, (2) 3A Form A (SPST) relays, 100-240 VAC, RS-485. | Stock | 183
Modular Temperature Controllers
SLM1-C | SOLO modular temperature controller, main module, current, voltage, thermocouple or RTD input, current, relay and retransmission output, 24 VDC, RS-485. | Stock | 89
SLM1-L | SOLO modular temperature controller, main module, current, voltage, thermocouple or RTD input, voltage, relay and retransmission output, 24 VDC, RS-485. | Stock | 89
SLM1-R | SOLO modular temperature controller, main module, current, voltage, thermocouple or RTD input, relay output, (2) 3A Form A (SPST) relays, 24 VDC, RS-485. | Stock | 89
SLM1-V | SOLO modular temperature controller, main module, current, voltage, thermocouple or RTD input, pulse and relay output, (1) 3A Form A (SPST) relay, 24 VDC, RS-485. | Stock | 89
SLM2-C | SOLO modular temperature controller, extension module, current, voltage, thermocouple or RTD input, current, relay and retransmission output, 24 VDC. | Stock | 89
SLM2-L | SOLO modular temperature controller, extension module, current, voltage, thermocouple or RTD input, voltage, relay and retransmission output, 24 VDC. | Stock | 89
SLM2-R | SOLO modular temperature controller, extension module, current, voltage, thermocouple or RTD input, relay output, (2) 3A Form A (SPST) relays, 24 VDC. | Stock | 89
SLM2-V | SOLO modular temperature controller, extension module, current, voltage, thermocouple or RTD input, pulse and relay output, (1) 3A Form A (SPST) relay, 24 VDC. | Stock | 89
Advanced Process Controllers
PPC5-1000 | ProSense advanced process controller, 96 x 96mm, current, voltage, RTD, thermocouple or discrete input, current, pulse, relay and retransmission output, (1) 3A Form C (SPDT) relay, (3) 1A Form A (SPST) relays, 100-240 VAC. | Stock | 467
PPC5-1001 | ProSense advanced process controller, 96 x 96mm, current, voltage, RTD, thermocouple or discrete input, current, pulse, relay and retransmission output, (1) 3A Form C (SPDT) relay, (3) 1A Form A (SPST) relays, 100-240 VAC, RS-485. | Stock | 553
PPC5-1002 | ProSense advanced process controller, 96 x 96mm, current, voltage, RTD, thermocouple or discrete input, current, pulse, relay and retransmission output, (1) 3A Form C (SPDT) relay, (3) 1A Form A (SPST) relays, 100-240 VAC, Ethernet and RS-485. | Stock | 596
PPC5-1100 | ProSense advanced process controller, 96 x 96mm, current, voltage, RTD, thermocouple, discrete or auxiliary analog input, current, pulse, relay and retransmission output, (1) 3A Form C (SPDT) relay, (3) 1A Form A (SPST) relays, 100-240 VAC. | Stock | 546
PPC5-1101 | ProSense advanced process controller, 96 x 96mm, current, voltage, RTD, thermocouple, discrete or auxiliary analog input, current, pulse, relay and retransmission output, (1) 3A Form C (SPDT) relay, (3) 1A Form A (SPST) relays, 100-240 VAC, RS-485. | Stock | 632
PPC5-1102 | ProSense advanced process controller, 96 x 96mm, current, voltage, RTD, thermocouple, discrete or auxiliary analog input, current, pulse, relay and retransmission output, (1) 3A Form C (SPDT) relay, (3) 1A Form A (SPST) relays, 100-240 VAC, Ethernet and RS-485. | Stock | 676
Spare Parts and Accessories for Process Controllers
SL-CLP-1 | Mounting clips, package of 8. For use with SL4824 SOLO standard temperature controllers. | Stock | 18
SL-CLP-2 | Mounting clips, package of 20. For use with SL4848, SL4896 and SL9696 SOLO standard temperature controllers. | Stock | 14
SL-SOFT | SOLO Windows configuration and monitoring software, free download only. For use with SOLO temperature controllers. Requires USB-485M USB to RS-485 communication adapter. | Stock | 0
PPC5-CBL1 | ProSense configuration cable, USB to micro-USB, 9ft/2.7m cable length. For use with PPC5 Series advanced process controllers. | Stock | 253
Digital Panel Meters with Analog Input
DPM1-A-LP | ProSense digital panel meter, panel mount, 1/32 DIN, 10mm 4-digit red LED, loop powered current input. | Stock | 118
DPM1-A-H | ProSense digital panel meter, panel mount, 1/32 DIN, 10mm 4-digit red LED, current or voltage input, 85-265 VAC/100-300 VDC operating voltage. | Stock | 137
DPM1-A-L | ProSense digital panel meter, panel mount, 1/32 DIN, 10mm 4-digit red LED, current or voltage input, 21-53 VAC/10.5-70 VDC operating voltage. | Stock | 137
DPM1-A-2R-H | ProSense digital panel meter, panel mount, 1/32 DIN, 8mm 4-digit red LED, current or voltage input, (2) 5A SPST relays output, 85-265 VAC/100-300 VDC operating voltage. | Stock | 151
DPM1-A-2R-L | ProSense digital panel meter, panel mount, 1/32 DIN, 8mm 4-digit red LED, current or voltage input, (2) 5A SPST relays output, 21-53 VAC/10.5-70 VDC operating voltage. | Stock | 151
DPM1-A-A2R-H | ProSense digital panel meter, panel mount, 1/32 DIN, 8mm 4-digit red LED, current or voltage input, 0/4-20 mA, (2) 5A SPST relays output, 85-265 VAC/100-300 VDC operating voltage. | Stock | 166
DPM1-A-A2R-L | ProSense digital panel meter, panel mount, 1/32 DIN, 8mm 4-digit red LED, current or voltage input, 0/4-20 mA, (2) 5A SPST relays output, 21-53 VAC/13.5-70 VDC operating voltage. | Stock | 166
DEFINE-LPI610 | Define Instruments digital panel meter, panel mount, 17.5mm 6-digit black LCD, backlight, loop powered current input. | Stock | 282
LPM1-A-PNL | ProSense digital panel meter, panel mount, 1/8 DIN, 17mm 5-digit black LCD, bar graph LCD, backlight, loop powered current input. | Stock | 177
LPM1-A-ENC | ProSense digital panel meter, field mount, 17mm 5-digit black LCD, bar graph LCD, backlight, loop powered current input. | Stock | 253
LPM1-A-HAZ | ProSense digital panel meter, field mount, 17mm 5-digit black LCD, bar graph LCD, backlight, loop powered current input, hazardous location rated. | Stock | 377
DPM2-AT-HL | ProSense digital panel meter, panel mount, 1/8 DIN, 14mm 4-digit red LED, current, voltage, RTD, thermocouple or potentiometer input, 20-265 VAC/11-265 VDC operating voltage. | Stock | 159
DPM2-AT-2R-HL | ProSense digital panel meter, panel mount, 1/8 DIN, 14mm 4-digit red LED, current, voltage, RTD, thermocouple or potentiometer input, (2) 8A SPDT relays output, 20-265 VAC/11-265 VDC operating voltage. | Stock | 173
DPM2L-AT-HL | ProSense digital panel meter, panel mount, 1/8 DIN, 20mm 4-digit red LED, current, voltage, RTD, thermocouple or potentiometer input, 20-265 VAC/11-265 VDC operating voltage. | Stock | 170
DPM2L-AT-2R-HL | ProSense digital panel meter, panel mount, 1/8 DIN, 20mm 4-digit red LED, current, voltage, RTD, thermocouple or potentiometer input, (2) 8A SPDT relays output, 20-265 VAC/11-265 VDC operating voltage. | Stock | 188
DEFINE-MERLIN | Define Instruments digital panel meter, panel mount, 1/8 DIN, 20mm 4-digit red LED, current, voltage, RTD, thermocouple, thermistor, pulse or potentiometer input, 24-250 VAC/19.5-250 VDC operating voltage. | Stock | 235
DEFINE-MERLIN-R2A | Define Instruments digital panel meter, panel mount, 1/8 DIN, 20mm 4-digit red LED, current, voltage, RTD, thermocouple, thermistor, pulse or potentiometer input, 4-20 mA or 20-4 mA, (2) 3A (total) SPST relays output, 24-250 VAC/19.5-250 VDC operating voltage. | Stock | 314
DPM3-AT-H | ProSense digital panel meter, panel mount, 1/8 DIN, 14mm 5-digit tri-color (red, green, amber) LED, current, voltage, load cell, RTD or thermocouple input, 85-265 VAC/100-300 VDC operating voltage. | Stock | 198
DPM3-AT-L | ProSense digital panel meter, panel mount, 1/8 DIN, 14mm 5-digit tri-color (red, green, amber) LED, current, voltage, load cell, RTD or thermocouple input, 22-53 VAC/10.5-70 VDC operating voltage. | Stock | 198
DPM3-AT-2R-H | ProSense digital panel meter, panel mount, 1/8 DIN, 14mm 5-digit tri-color (red, green, amber) LED, current, voltage, load cell, RTD or thermocouple input, (2) 8A SPDT relays output, 85-265 VAC/100-300 VDC operating voltage. | Stock | 223
DPM3-AT-2R-L | ProSense digital panel meter, panel mount, 1/8 DIN, 14mm 5-digit tri-color (red, green, amber) LED, current, voltage, load cell, RTD or thermocouple input, (2) 8A SPDT relays output, 22-53 VAC/10.5-70 VDC operating voltage. | Stock | 223
DPM3-AT-4R-H | ProSense digital panel meter, panel mount, 1/8 DIN, 14mm 5-digit tri-color (red, green, amber) LED, current, voltage, load cell, RTD or thermocouple input, (4) 5A SPST relays output, 85-265 VAC/100-300 VDC operating voltage. | Stock | 241
DPM3-AT-4R-L | ProSense digital panel meter, panel mount, 1/8 DIN, 14mm 5-digit tri-color (red, green, amber) LED, current, voltage, load cell, RTD or thermocouple input, (4) 5A SPST relays output, 22-53 VAC/10.5-70 VDC operating voltage. | Stock | 241
DPM3-AT-A-H | ProSense digital panel meter, panel mount, 1/8 DIN, 14mm 5-digit tri-color (red, green, amber) LED, current, voltage, load cell, RTD or thermocouple input, 4-20 mA output, 85-265 VAC/100-300 VDC operating voltage. | Stock | 223
DPM3-AT-A-L | ProSense digital panel meter, panel mount, 1/8 DIN, 14mm 5-digit tri-color (red, green, amber) LED, current, voltage, load cell, RTD or thermocouple input, 4-20 mA output, 22-53 VAC/10.5-70 VDC operating voltage. | Stock | 223
DPM3-AT-A2R-H | ProSense digital panel meter, panel mount, 1/8 DIN, 14mm 5-digit tri-color (red, green, amber) LED, current, voltage, load cell, RTD or thermocouple input, 4-20 mA, (2) 8A SPDT relays output, 85-265 VAC/100-300 VDC operating voltage. | Stock | 249
DPM3-AT-A2R-L | ProSense digital panel meter, panel mount, 1/8 DIN, 14mm 5-digit tri-color (red, green, amber) LED, current, voltage, load cell, RTD or thermocouple input, 4-20 mA, (2) 8A SPDT relays output, 22-53 VAC/10.5-70 VDC operating voltage. | Stock | 249
DPM4-AT-H | ProSense digital panel meter, panel mount, 1/8 DIN, 14mm 6-digit red LED and 8mm 2+6-digit green LED, analog, load cell, RTD, thermocouple or potentiometer input, 115/230 VAC operating voltage. | Stock | 295
DPM4-A-HS-H | ProSense digital panel meter, panel mount, 1/8 DIN, 14mm 5-digit red LED and 8mm 1-digit green LED, analog, load cell or potentiometer input, 115/230 VAC operating voltage. | Stock | 350
DPM4-A-HS-L | ProSense digital panel meter, panel mount, 1/8 DIN, 14mm 5-digit red LED and 8mm 1-digit green LED, analog, load cell or potentiometer input, 10-30 VDC operating voltage. | Stock | 370
LPD5-A-AC | ProSense digital process meter, field mount, 100mm 5-digit red sunlight readable LED, current or voltage input, (2) 5A SPDT relays output, 100-240 VAC operating voltage, IP65. | Stock | 1274
LPD5-A-DC | ProSense digital process meter, field mount, 100mm 5-digit red sunlight readable LED, current or voltage input, (2) 5A SPDT relays output, 19-36 VDC operating voltage, IP65. | Stock | 1325
Digital Panel Meters with Temperature Input
DPM1-T-H | ProSense digital panel meter, panel mount, 1/32 DIN, 10mm 4-digit red LED, RTD or thermocouple input, 85-265 VAC/100-300 VDC operating voltage. | Stock | 137
DPM1-T-L | ProSense digital panel meter, panel mount, 1/32 DIN, 10mm 4-digit red LED, RTD or thermocouple input, 21-53 VAC/10.5-70 VDC operating voltage. | Stock | 137
Digital Panel Meters with AC/DC Current / Voltage Input
DPM1-E-H | ProSense digital panel meter, panel mount, 1/32 DIN, 10mm 4-digit red LED, AC/DC current or voltage input, 85-265 VAC/100-300 VDC operating voltage. | Stock | 137
DPM1-E-L | ProSense digital panel meter, panel mount, 1/32 DIN, 10mm 4-digit red LED, AC/DC current or voltage input, 21-53 VAC/10.5-70 VDC operating voltage. | Stock | 137
DPM2-E-HL | ProSense digital panel meter, panel mount, 1/8 DIN, 14mm 4-digit red LED, AC/DC current or voltage input, 20-265 VAC/11-265 VDC operating voltage. | Stock | 156
DPM2-E-2R-HL | ProSense digital panel meter, panel mount, 1/8 DIN, 14mm 4-digit red LED, AC/DC current or voltage input, (2) 8A SPDT relays output, 20-265 VAC/11-265 VDC operating voltage. | Stock | 173
DPM3-E-H | ProSense digital panel meter, panel mount, 1/8 DIN, 14mm 5-digit tri-color (red, green, amber) LED, True RMS AC/DC current or voltage input, 85-265 VAC/100-300 VDC operating voltage. | Stock | 231
DPM3-E-L | ProSense digital panel meter, panel mount, 1/8 DIN, 14mm 5-digit tri-color (red, green, amber) LED, True RMS AC/DC current or voltage input, 22-53 VAC/10.5-70 VDC operating voltage. | Stock | 231
DPM3-E-A2R-H | ProSense digital panel meter, panel mount, 1/8 DIN, 14mm 5-digit tri-color (red, green, amber) LED, True RMS AC/DC current or voltage input, 4-20 mA, (2) 8A SPDT relays output, 85-265 VAC/100-300 VDC operating voltage. | Stock | 273
DPM3-E-A2R-L | ProSense digital panel meter, panel mount, 1/8 DIN, 14mm 5-digit tri-color (red, green, amber) LED, True RMS AC/DC current or voltage input, 4-20 mA, (2) 8A SPDT relays output, 22-53 VAC/10.5-70 VDC operating voltage. | Stock | 273
Digital Panel Meters with Pulse / Frequency Input
DPM1-P-H | ProSense digital panel meter, panel mount, 1/32 DIN, 10mm 4-digit red LED, pulse or frequency input, 85-265 VAC/100-300 VDC operating voltage. | Stock | 137
DPM1-P-L | ProSense digital panel meter, panel mount, 1/32 DIN, 10mm 4-digit red LED, pulse or frequency input, 21-53 VAC/10.5-70 VDC operating voltage. | Stock | 137
DPM1-P-A2R-H | ProSense digital panel meter, panel mount, 1/32 DIN, 8mm 4-digit red LED, pulse or frequency input, 0/4-20 mA and (2) 5A SPST relays output, 85-265 VAC/100-300 VDC operating voltage. | Stock | 166
DPM1-P-A2R-L | ProSense digital panel meter, panel mount, 1/32 DIN, 8mm 4-digit red LED, pulse or frequency input, 0/4-20 mA and (2) 5A SPST relays output, 21-53 VAC/13.5-70 VDC operating voltage. | Stock | 166
DPM2-P-HL | ProSense digital panel meter, panel mount, 1/8 DIN, 14mm 4-digit red LED, pulse or frequency input, 20-265 VAC/11-265 VDC operating voltage. | Stock | 159
DPM2-P-2R-HL | ProSense digital panel meter, panel mount, 1/8 DIN, 14mm 4-digit red LED, pulse or frequency input, (2) 8A SPDT relays output, 20-265 VAC/11-265 VDC operating voltage. | Stock | 173
DPM3-P-H | ProSense digital panel meter, panel mount, 1/8 DIN, 14mm 5-digit tri-color (red, green, amber) LED, pulse or frequency input, 85-265 VAC/100-300 VDC operating voltage. | Stock | 198
DPM3-P-L | ProSense digital panel meter, panel mount, 1/8 DIN, 14mm 5-digit tri-color (red, green, amber) LED, pulse or frequency input, 22-53 VAC/10.5-70 VDC operating voltage. | Stock | 198
DPM3-P-A2R-H | ProSense digital panel meter, panel mount, 1/8 DIN, 14mm 5-digit tri-color (red, green, amber) LED, pulse or frequency input, 4-20 mA, (2) 8A SPDT relays output, 85-265 VAC/100-300 VDC operating voltage. | Stock | 249
DPM3-P-A2R-L | ProSense digital panel meter, panel mount, 1/8 DIN, 14mm 5-digit tri-color (red, green, amber) LED, pulse or frequency input, 4-20 mA, (2) 8A SPDT relays output, 22-53 VAC/10.5-70 VDC operating voltage. | Stock | 249
Accessories for Digital Panel Meters
DPM-BKT1 | ProSense panel mount bracket, for use with DPM2 and DPM3 series 1/8 DIN digital panel meters. Hardware included. | Stock | 26
LPM1-BKT1 | ProSense wall/pipe mount bracket, for use with LPM1-A-ENC and LPM1-A-HAZ digital panel meters. Hardware included. | Stock | 41
DPM-RS232 | ProSense communication module, Modbus RTU and ASCII, 1 port, (1) RS-232 (RJ11) port(s). For use with ProSense DPM4 series panel meters. 6ft connection cable included. | Stock | 42
DPM-RS485 | ProSense communication module, Modbus RTU and ASCII, 1 port, (1) RS-485 (RJ12) port(s). For use with ProSense DPM4 series panel meters. 6ft connection cable and splitter included. | Stock | 42
DPM-ANALOG | ProSense analog output module, 1-channel, current/voltage, 12-bit, isolated. | Stock | 52
DPM-RELAY | ProSense relay output module, 4-point, 277 VAC/125 VDC, (4) Form A, 1 common(s), 4 point(s) per common, 5A/point. | Stock | 39
DPM-NPN | ProSense discrete output module, 4-point, 50 VDC, sinking, 1 common(s), 4 point(s) per common, 50 mA/point. | Stock | 39
DPM-PNP | ProSense discrete output module, 4-point, 50 VDC, sourcing, 1 common(s), 4 point(s) per common, 50 mA/point. | Stock | 39
Electrical Hour Meters
7511 | Trumeter electrical hour meter, 9mm 8-digit LCD, discrete input, remote, manual or disabled reset, rectangular flush mount with clip, screw terminals. | Stock | 42.5
6320-0000-0000 | Trumeter electrical hour meter, 8mm 8-digit LCD, discrete input, remote reset, rectangular flush mount with clip, screw terminals. | Stock | 40.5
6320-1000-0000 | Trumeter electrical hour meter, 8mm 8-digit LCD, 3-30 VDC input, remote reset, rectangular flush mount with clip, screw terminals. | Stock | 40.5
6320-2000-0000 | Trumeter electrical hour meter, 8mm 8-digit LCD, 10-300 VDC or 20-300 VAC input, remote reset, rectangular flush mount with clip, screw terminals. | Stock | 40.5
7511HV | Trumeter electrical hour meter, 9mm 8-digit LCD, 5-110 VDC or 10-240 VAC input, remote, manual or disabled reset, rectangular flush mount with clip, screw terminals. | Stock | 52
3410-2000 | Trumeter electrical hour meter, 7mm 8-digit LCD, 10-300 VDC or 20-300 VAC input, rectangular flush mount with clip, 1/4in (6.4mm) spade terminals. | Stock | 26
3410-2010 | Trumeter electrical hour meter, 7mm 8-digit LCD, 10-300 VDC or 20-300 VAC input, remote reset, rectangular flush mount with clip, 1/4in (6.4mm) spade terminals. | Stock | 27
3410-0000 | Trumeter electrical hour meter, 7mm 8-digit LCD, 10-300 VDC or 20-300 VAC input, rectangular 2-hole mount, 1/4in (6.4mm) spade terminals. | Stock | 26
3410-0010 | Trumeter electrical hour meter, 7mm 8-digit LCD, 10-300 VDC or 20-300 VAC input, remote reset, rectangular 2-hole mount, 1/4in (6.4mm) spade terminals. | Stock | 27
Electromechanical Hour Meters
732-0002 | Trumeter electromechanical hour meter, 3.6mm 6-digit analog, 10-80 VDC input, rectangular flush mount with clip, 1/4in (6.4mm) spade terminals. | Stock | 25.5
722-0002 | Trumeter electromechanical hour meter, 3.6mm 6-digit analog, 90-264 VAC input, rectangular flush mount with clip, 1/4in (6.4mm) spade terminals. | Stock | 26
732-0003 | Trumeter electromechanical hour meter, 3.6mm 6-digit analog, 10-80 VDC input, round flush mount with clip, 1/4in (6.4mm) spade terminals. | Stock | 25.5
722-0003 | Trumeter electromechanical hour meter, 3.6mm 6-digit analog, 90-264 VAC input, round flush mount with clip, 1/4in (6.4mm) spade terminals. | Stock | 26
732-0001 | Trumeter electromechanical hour meter, 3.6mm 6-digit analog, 10-80 VDC input, round 3-hole mount, 1/4in (6.4mm) spade terminals. | Stock | 25.5
722-0004 | Trumeter electromechanical hour meter, 3.6mm 6-digit analog, 90-264 VAC input, round 3-hole mount, 1/4in (6.4mm) spade terminals. | Stock | 26
732-0004 | Trumeter electromechanical hour meter, 3.6mm 6-digit analog, 10-80 VDC input, rectangular 2-hole mount, 1/4in (6.4mm) spade terminals. | Stock | 25.5
722-0001 | Trumeter electromechanical hour meter, 3.6mm 6-digit analog, 90-264 VAC input, rectangular 2-hole mount, 1/4in (6.4mm) spade terminals. | Stock | 26
Electrical Counters
7111 | Trumeter electrical counter, 9mm 8-digit LCD, discrete input, remote, manual or disabled reset, rectangular flush mount with clip, screw terminals. | Stock | 42.5
6300-0000-0000 | Trumeter electrical counter, 8mm 8-digit LCD, discrete input, remote reset, rectangular flush mount with clip, screw terminals. | Stock | 39
6300-1000-0000 | Trumeter electrical counter, 8mm 8-digit LCD, 3-30 VDC input, remote reset, rectangular flush mount with clip, screw terminals. | Stock | 39
6301-2000-0000 | Trumeter electrical counter, 8mm 8-digit LCD, 10-300 VDC or 20-300 VAC input, remote reset, rectangular flush mount with clip, screw terminals. | Stock | 39
7111HV | Trumeter electrical counter, 9mm 8-digit LCD, 5-110 VDC or 10-240 VAC input, remote, manual or disabled reset, rectangular flush mount with clip, screw terminals. | Stock | 52
3400-2000 | Trumeter electrical counter, 7mm 8-digit LCD, 10-300 VDC or 20-300 VAC input, rectangular flush mount with clip, 1/4in (6.4mm) spade terminals. | Stock | 25
3400-2010 | Trumeter electrical counter, 7mm 8-digit LCD, 10-300 VDC or 20-300 VAC input, remote reset, rectangular flush mount with clip, 1/4in (6.4mm) spade terminals. | Stock | 25.5
3400-0000 | Trumeter electrical counter, 7mm 8-digit LCD, 10-300 VDC or 20-300 VAC input, rectangular 2-hole mount, 1/4in (6.4mm) spade terminals. | Stock | 25
3400-0010 | Trumeter electrical counter, 7mm 8-digit LCD, 10-300 VDC or 20-300 VAC input, remote reset, rectangular 2-hole mount, 1/4in (6.4mm) spade terminals. | Stock | 25.5
Electromechanical Counters
RV9-4916D | Trumeter electromechanical counter, 4mm 6-digit analog, 12 VDC input, rectangular 2-hole/4-hole base mount, (2) 11in 22 AWG pigtails. | Stock | 28
RV8-4916D | Trumeter electromechanical counter, 4mm 6-digit analog, 24 VDC input, rectangular 2-hole/4-hole base mount, (2) 11in 22 AWG pigtails. | Stock | 28
RV2-4916 | Trumeter electromechanical counter, 4mm 6-digit analog, 120 VAC input, rectangular 2-hole/4-hole base mount, (2) 11in 22 AWG pigtails. | Stock | 29
P9-4906 | Trumeter electromechanical counter, 4mm 6-digit analog, 12 VDC input, manual reset, rectangular 2-hole mount, (2) 10in 22 AWG pigtails. | Stock | 69
P8-4906 | Trumeter electromechanical counter, 4mm 6-digit analog, 24 VDC input, manual reset, rectangular 2-hole mount, (2) 10in 22 AWG pigtails. | Stock | 69
P2-4906 | Trumeter electromechanical counter, 4mm 6-digit analog, 115 VAC input, manual reset, rectangular 2-hole mount, (2) 10in 22 AWG pigtails. | Stock | 66
Gaskets and Accessories for Hour Meters and Counters
5003-008 | Trumeter gasket, neoprene, NEMA 4/4X. For use with Trumeter 722 and 732 type round flush-mount counters and hour meters. | Stock | 2.75
5003-009 | Trumeter gasket, neoprene, NEMA 4/4X. For use with Trumeter 722, 732, 3400 and 3410 type rectangular flush-mount and round SAE counters and hour meters. | Stock | 2.75
5003-010 | Trumeter gasket, neoprene, NEMA 4/4X. For use with Trumeter 722, 732, 3400 and 3410 type rectangular 2-hole counters and hour meters. | Stock | 2.75
5003-011 | Trumeter gasket, neoprene, NEMA 4/4X. For use with Trumeter 722 and 732 type 3-hole round counters and hour meters. | Stock | 2.75
5003-013 | Trumeter gasket, nitrile rubber, NEMA 4/4X. For use with Trumeter 6300 and 6320 type rectangular DIN 1/32 counters and hour meters. | Stock | 2.75
Temperature Switches
TSDA25N-0P-0284-H | ProSense temperature sensor/switch, Pt1000 RTD, direct mount probe, 50mm insertion length, 6mm probe diameter, 1/4in male NPT process connection, -4 to 284 deg F, Output: switch PNP, N.O./N.C. complementary. | Stock | 116
TSDA25N-AP-0284-H | ProSense temperature sensor/switch, Pt1000 RTD, direct mount probe, 50mm insertion length, 6mm probe diameter, 1/4in male NPT process connection, -13 to 284 deg F, Output: switch PNP, N.O., Output 2: switch PNP, N.O. | Stock | 116
Digital Temperature Switches and Transmitters
ETS50N-30-1001 | ProSense digital temperature sensor/transmitter, Pt100 RTD, direct mount probe, 30mm insertion length, 1/2in male NPT process connection, -58 to 302 deg F, Output: switch PNP, N.O./N.C. selectable or 4-20 mA, Output 2: switch PNP, N.O./N.C. selectable or 4-20 mA. | Stock | 238
ETS50N-50-1001 | ProSense digital temperature sensor/transmitter, Pt100 RTD, direct mount probe, 50mm insertion length, 1/2in male NPT process connection, -58 to 302 deg F, Output: switch PNP, N.O./N.C. selectable or 4-20 mA, Output 2: switch PNP, N.O./N.C. selectable or 4-20 mA. | Stock | 239
ETS50N-100-1001 | ProSense digital temperature sensor/transmitter, Pt100 RTD, direct mount probe, 100mm insertion length, 1/2in male NPT process connection, -58 to 302 deg F, Output: switch PNP, N.O./N.C. selectable or 4-20 mA, Output 2: switch PNP, N.O./N.C. selectable or 4-20 mA. | Stock | 241
ETS50N-150-1001 | ProSense digital temperature sensor/transmitter, Pt100 RTD, direct mount probe, 150mm insertion length, 1/2in male NPT process connection, -58 to 302 deg F, Output: switch PNP, N.O./N.C. selectable or 4-20 mA, Output 2: switch PNP, N.O./N.C. selectable or 4-20 mA. | Stock | 242
ETS25N-30-1001 | ProSense digital temperature sensor/transmitter, Pt100 RTD, direct mount probe, 30mm insertion length, 1/4in male NPT process connection, -58 to 302 deg F, Output: switch PNP, N.O./N.C. selectable or 4-20 mA, Output 2: switch PNP, N.O./N.C. selectable or 4-20 mA. | Stock | 235
ETS25N-50-1001 | ProSense digital temperature sensor/transmitter, Pt100 RTD, direct mount probe, 50mm insertion length, 1/4in male NPT process connection, -58 to 302 deg F, Output: switch PNP, N.O./N.C. selectable or 4-20 mA, Output 2: switch PNP, N.O./N.C. selectable or 4-20 mA. | Stock | 236
ETS50N-30-1003 | ProSense digital temperature sensor/switch, Pt100 RTD, direct mount probe, 30mm insertion length, 1/2in male NPT process connection, -58 to 302 deg F, Output: switch PNP, N.O./N.C. selectable, Output 2: switch PNP, N.O./N.C. selectable. | Stock | 168
ETS50N-50-1003 | ProSense digital temperature sensor/switch, Pt100 RTD, direct mount probe, 50mm insertion length, 1/2in male NPT process connection, -58 to 302 deg F, Output: switch PNP, N.O./N.C. selectable, Output 2: switch PNP, N.O./N.C. selectable. | Stock | 170
ETS50N-100-1003 | ProSense digital temperature sensor/switch, Pt100 RTD, direct mount probe, 100mm insertion length, 1/2in male NPT process connection, -58 to 302 deg F, Output: switch PNP, N.O./N.C. selectable, Output 2: switch PNP, N.O./N.C. selectable. | Stock | 171
ETS50N-150-1003 | ProSense digital temperature sensor/switch, Pt100 RTD, direct mount probe, 150mm insertion length, 1/2in male NPT process connection, -58 to 302 deg F, Output: switch PNP, N.O./N.C. selectable, Output 2: switch PNP, N.O./N.C. selectable. | Stock | 172
ETS25N-30-1003 | ProSense digital temperature sensor/switch, Pt100 RTD, direct mount probe, 30mm insertion length, 1/4in male NPT process connection, -58 to 302 deg F, Output: switch PNP, N.O./N.C. selectable, Output 2: switch PNP, N.O./N.C. selectable. | Stock | 168
ETS25N-50-1003 | ProSense digital temperature sensor/switch, Pt100 RTD, direct mount probe, 50mm insertion length, 1/4in male NPT process connection, -58 to 302 deg F, Output: switch PNP, N.O./N.C. selectable, Output 2: switch PNP, N.O./N.C. selectable. | Stock | 170
Temperature Sensors
THMJ-C04-03 | ProSense temperature sensor, Type J thermocouple, connection head spring-loaded probe, ungrounded, 4in insertion length, 1/4in probe diameter, stainless steel sheath, 1/2in male NPT process connection, aluminum screw cover head with terminals. | Stock | 87
THMJ-C06-01 | ProSense temperature sensor, Type J thermocouple, connection head probe, ungrounded, 6in insertion length, 1/4in probe diameter, stainless steel sheath, 1/2in male NPT process connection, aluminum screw cover head with terminals. | Stock | 82
THMJ-C06-02 | ProSense temperature sensor, Type J thermocouple, connection head probe, ungrounded, 6in insertion length, 1/4in probe diameter, stainless steel sheath, aluminum screw cover head with terminals. | Stock | 78
THMJ-C06-03 | ProSense temperature sensor, Type J thermocouple, connection head spring-loaded probe, ungrounded, 6in insertion length, 1/4in probe diameter, stainless steel sheath, 1/2in male NPT process connection, aluminum screw cover head with terminals. | Stock | 90
THMJ-C12-01 | ProSense temperature sensor, Type J thermocouple, connection head probe, ungrounded, 12in insertion length, 1/4in probe diameter, stainless steel sheath, 1/2in male NPT process connection, aluminum screw cover head with terminals. | Stock | 88
THMJ-C12-02 | ProSense temperature sensor, Type J thermocouple, connection head probe, ungrounded, 12in insertion length, 1/4in probe diameter, stainless steel sheath, aluminum screw cover head with terminals. | Stock | 79
THMJ-C12-03 | ProSense temperature sensor, Type J thermocouple, connection head spring-loaded probe, ungrounded, 12in insertion length, 1/4in probe diameter, stainless steel sheath, 1/2in male NPT process connection, aluminum screw cover head with terminals. | Stock | 96
THMJ-C18-01 | ProSense temperature sensor, Type J thermocouple, connection head probe, ungrounded, 18in insertion length, 1/4in probe diameter, stainless steel sheath, 1/2in male NPT process connection, aluminum screw cover head with terminals. | Stock | 92
THMJ-C18-02 | ProSense temperature sensor, Type J thermocouple, connection head probe, ungrounded, 18in insertion length, 1/4in probe diameter, stainless steel sheath, aluminum screw cover head with terminals. | Stock | 81
THMK-C04-03 | ProSense temperature sensor, Type K thermocouple, connection head spring-loaded probe, ungrounded, 4in insertion length, 1/4in probe diameter, stainless steel sheath, 1/2in male NPT process connection, aluminum screw cover head with terminals. | Stock | 87
THMK-C06-01 | ProSense temperature sensor, Type K thermocouple, connection head probe, ungrounded, 6in insertion length, 1/4in probe diameter, stainless steel sheath, 1/2in male NPT process connection, aluminum screw cover head with terminals. | Stock | 82
THMK-C06-02 | ProSense temperature sensor, Type K thermocouple, connection head probe, ungrounded, 6in insertion length, 1/4in probe diameter, stainless steel sheath, aluminum screw cover head with terminals. | Stock | 78
THMK-C06-03 | ProSense temperature sensor, Type K thermocouple, connection head spring-loaded probe, ungrounded, 6in insertion length, 1/4in probe diameter, stainless steel sheath, 1/2in male NPT process connection, aluminum screw cover head with terminals. | Stock | 90
THMK-C06-04 | ProSense temperature sensor, Type K thermocouple, connection head probe, ungrounded, 6in insertion length, 1/4in probe diameter, Inconel Alloy 600 sheath, 1/2in male NPT process connection, aluminum screw cover head with terminals. | Stock | 84
THMK-C12-01 | ProSense temperature sensor, Type K thermocouple, connection head probe, ungrounded, 12in insertion length, 1/4in probe diameter, stainless steel sheath, 1/2in male NPT process connection, aluminum screw cover head with terminals. | Stock | 88
THMK-C12-02 | ProSense temperature sensor, Type K thermocouple, connection head probe, ungrounded, 12in insertion length, 1/4in probe diameter, stainless steel sheath, aluminum screw cover head with terminals. | Stock | 79
THMK-C12-03 | ProSense temperature sensor, Type K thermocouple, connection head spring-loaded probe, ungrounded, 12in insertion length, 1/4in probe diameter, stainless steel sheath, 1/2in male NPT process connection, aluminum screw cover head with terminals. | Stock | 96
THMK-C12-04 | ProSense temperature sensor, Type K thermocouple, connection head probe, ungrounded, 12in insertion length, 1/4in probe diameter, Inconel Alloy 600 sheath, 1/2in male NPT process connection, aluminum screw cover head with terminals. | Stock | 95
THMK-C18-01 | ProSense temperature sensor, Type K thermocouple, connection head probe, ungrounded, 18in insertion length, 1/4in probe diameter, stainless steel sheath, 1/2in male NPT process connection, aluminum screw cover head with terminals. | Stock | 92
THMK-C18-02 | ProSense temperature sensor, Type K thermocouple, connection head probe, ungrounded, 18in insertion length, 1/4in probe diameter, stainless steel sheath, aluminum screw cover head with terminals. | Stock | 81
THMK-C18-04 | ProSense temperature sensor, Type K thermocouple, connection head probe, ungrounded, 18in insertion length, 1/4in probe diameter, Inconel Alloy 600 sheath, 1/2in male NPT process connection, aluminum screw cover head with terminals. | Stock | 104
RTD1-C04-03 | ProSense temperature sensor, Pt100 RTD, connection head spring-loaded probe, 4in insertion length, 1/4in probe diameter, stainless steel sheath, 1/2in male NPT process connection, aluminum screw cover head with terminals. | Stock | 106
RTD1-C06-01 | ProSense temperature sensor, Pt100 RTD, connection head probe, 6in insertion length, 1/4in probe diameter, stainless steel sheath, 1/2in male NPT process connection, aluminum screw cover head with terminals. | Stock | 104
RTD1-C06-02 | ProSense temperature sensor, Pt100 RTD, connection head probe, 6in insertion length, 1/4in probe diameter, stainless steel sheath, aluminum screw cover head with terminals. | Stock | 100
RTD1-C06-03 | ProSense temperature sensor, Pt100 RTD, connection head spring-loaded probe, 6in insertion length, 1/4in probe diameter, stainless steel sheath, 1/2in male NPT process connection, aluminum screw cover head with terminals. | Stock | 110
RTD1-C12-01 | ProSense temperature sensor, Pt100 RTD, connection head probe, 12in insertion length, 1/4in probe diameter, stainless steel sheath, 1/2in male NPT process connection, aluminum screw cover head with terminals. | Stock | 108
RTD1-C12-02 | ProSense temperature sensor, Pt100 RTD, connection head probe, 12in insertion length, 1/4in probe diameter, stainless steel sheath, aluminum screw cover head with terminals. | Stock | 99
RTD1-C12-03 | ProSense temperature sensor, Pt100 RTD, connection head spring-loaded probe, 12in insertion length, 1/4in probe diameter, stainless steel sheath, 1/2in male NPT process connection, aluminum screw cover head with terminals. | Stock | 116
RTD1-C18-01 | ProSense temperature sensor, Pt100 RTD, connection head probe, 18in insertion length, 1/4in probe diameter, stainless steel sheath, 1/2in male NPT process connection, aluminum screw cover head with terminals. | Stock | 111
RTD1-C18-02 | ProSense temperature sensor, Pt100 RTD, connection head probe, 18in insertion length, 1/4in probe diameter, stainless steel sheath, aluminum screw cover head with terminals. | Stock | 103
NTC10K3-C06-01 | ProSense temperature sensor, 10K Type 3 thermistor, connection head probe, 6in insertion length, 1/4in probe diameter, stainless steel sheath, 1/2in male NPT process connection, aluminum screw cover head with 2ft 24 AWG wire leads. | Stock | 76
NTC10K3-C12-01 | ProSense temperature sensor, 10K Type 3 thermistor, connection head probe, 12in insertion length, 1/4in probe diameter, stainless steel sheath, 1/2in male NPT process connection, aluminum screw cover head with 2ft 24 AWG wire leads. | Stock | 78
NTC10K3-C18-01 | ProSense temperature sensor, 10K Type 3 thermistor, connection head probe, 18in insertion length, 1/4in probe diameter, stainless steel sheath, 1/2in male NPT process connection, aluminum screw cover head with 2ft 24 AWG wire leads. | Stock | 81
NTC10K3-C06-02 | ProSense temperature sensor, 10K Type 3 thermistor, connection head probe, 6in insertion length, 1/4in probe diameter, stainless steel sheath, aluminum screw cover head with 2ft 24 AWG wire leads. | Stock | 69
NTC10K3-C12-02 | ProSense temperature sensor, 10K Type 3 thermistor, connection head probe, 12in insertion length, 1/4in probe diameter, stainless steel sheath, aluminum screw cover head with 2ft 24 AWG wire leads. | Stock | 72
NTC10K3-C18-02 | ProSense temperature sensor, 10K Type 3 thermistor, connection head probe, 18in insertion length, 1/4in probe diameter, stainless steel sheath, aluminum screw cover head with 2ft 24 AWG wire leads. | Stock | 74
NTC10K3-C04-03 | ProSense temperature sensor, 10K Type 3 thermistor, connection head spring-loaded probe, 4in insertion length, 1/4in probe diameter, stainless steel sheath, 1/2in male NPT process connection, aluminum screw cover head with 2ft 24 AWG wire leads. | Stock | 77
NTC10K3-C06-03 | ProSense temperature sensor, 10K Type 3 thermistor, connection head spring-loaded probe, 6in insertion length, 1/4in probe diameter, stainless steel sheath, 1/2in male NPT process connection, aluminum screw cover head with 2ft 24 AWG wire leads. | Stock | 78
NTC10K3-C12-03 | ProSense temperature sensor, 10K Type 3 thermistor, connection head spring-loaded probe, 12in insertion length, 1/4in probe diameter, stainless steel sheath, 1/2in male NPT process connection, aluminum screw cover head with 2ft 24 AWG wire leads. | Stock | 80
NTC10K3-JB06-01 | ProSense temperature sensor, 10K Type 3 thermistor, junction box probe, 6in insertion length, 1/4in probe diameter, stainless steel sheath, 1/2in male NPT process connection, 2 x 4in junction box with 2ft 24 AWG wire leads. | Stock | 59
NTC10K3-JB12-01 | ProSense temperature sensor, 10K Type 3 thermistor, junction box probe, 12in insertion length, 1/4in probe diameter, stainless steel sheath, 1/2in male NPT process connection, 2 x 4in junction box with 2ft 24 AWG wire leads. | Stock | 62
NTC10K3-JB18-01 | ProSense temperature sensor, 10K Type 3 thermistor, junction box probe, 18in insertion length, 1/4in probe diameter, stainless steel sheath, 1/2in male NPT process connection, 2 x 4in junction box with 2ft 24 AWG wire leads. | Stock | 64
NTC10K3-JB06-02 | ProSense temperature sensor, 10K Type 3 thermistor, junction box probe, 6in insertion length, 1/4in probe diameter, stainless steel sheath, 2 x 4in junction box with 2ft 24 AWG wire leads. | Stock | 54
NTC10K3-JB12-02 | ProSense temperature sensor, 10K Type 3 thermistor, junction box probe, 12in insertion length, 1/4in probe diameter, stainless steel sheath, 2 x 4in junction box with 2ft 24 AWG wire leads. | Stock | 55
NTC10K3-JB18-02 | ProSense temperature sensor, 10K Type 3 thermistor, junction box probe, 18in insertion length, 1/4in probe diameter, stainless steel sheath, 2 x 4in junction box with 2ft 24 AWG wire leads. | Stock | 58
NTC10K3-JB04-03 | ProSense temperature sensor, 10K Type 3 thermistor, junction box spring-loaded probe, 4in insertion length, 1/4in probe diameter, stainless steel sheath, 1/2in male NPT process connection, 2 x 4in junction box with 2ft 24 AWG wire leads. | Stock | 64
NTC10K3-JB06-03 | ProSense temperature sensor, 10K Type 3 thermistor, junction box spring-loaded probe, 6in insertion length, 1/4in probe diameter, stainless steel sheath, 1/2in male NPT process connection, 2 x 4in junction box with 2ft 24 AWG wire leads. | Stock | 66
NTC10K3-JB12-03 | ProSense temperature sensor, 10K Type 3 thermistor, junction box spring-loaded probe, 12in insertion length, 1/4in probe diameter, stainless steel sheath, 1/2in male NPT process connection, 2 x 4in junction box with 2ft 24 AWG wire leads. | Stock | 68
THMJ-HT34-01 | ProSense temperature sensor, Type J thermocouple, heat trace probe, ungrounded junction, stainless steel sheath, aluminum screw cover head with terminals. | Stock | 77
RTD1-HT34-01 | ProSense temperature sensor, Pt100 RTD, heat trace probe, stainless steel sheath, aluminum screw cover head with terminals. | Stock | 95
THMJ-H04L01-02 | ProSense temperature sensor, Type J thermocouple, hex nipple spring-loaded probe, ungrounded, 4in insertion length, 1/4in probe diameter, stainless steel sheath, 1/2in male NPT process connection, 1/2in male NPT with 3in 24 AWG wire leads. | Stock | 58
THMJ-H06L01-01 | ProSense temperature sensor, Type J thermocouple, hex nipple probe, ungrounded, 6in insertion length, 1/4in probe diameter, stainless steel sheath, 1/2in male NPT process connection, 1/2in male NPT with 3in 24 AWG wire leads. | Stock | 54
THMJ-H06L01-02 | ProSense temperature sensor, Type J thermocouple, hex nipple spring-loaded probe, ungrounded, 6in insertion length, 1/4in probe diameter, stainless steel sheath, 1/2in male NPT process connection, 1/2in male NPT with 3in 24 AWG wire leads. | Stock | 64
THMJ-H12L01-01 | ProSense temperature sensor, Type J thermocouple, hex nipple probe, ungrounded, 12in insertion length, 1/4in probe diameter, stainless steel sheath, 1/2in male NPT process connection, 1/2in male NPT with 3in 24 AWG wire leads. | Stock | 57
THMJ-H12L01-02 | ProSense temperature sensor, Type J thermocouple, hex nipple spring-loaded probe, ungrounded, 12in insertion length, 1/4in probe diameter, stainless steel sheath, 1/2in male NPT process connection, 1/2in male NPT with 3in 24 AWG wire leads. | Stock | 67
THMJ-H18L01-01 | ProSense temperature sensor, Type J thermocouple, hex nipple probe, ungrounded, 18in insertion length, 1/4in probe diameter, stainless steel sheath, 1/2in male NPT process connection, 1/2in male NPT with 3in 24 AWG wire leads. | Stock | 64
THMK-H04L01-02 | ProSense temperature sensor, Type K thermocouple, hex nipple spring-loaded probe, ungrounded, 4in insertion length, 1/4in probe diameter, stainless steel sheath, 1/2in male NPT process connection, 1/2in male NPT with 3in 24 AWG wire leads. | Stock | 58
THMK-H06L01-01 | ProSense temperature sensor, Type K thermocouple, hex nipple probe, ungrounded, 6in insertion length, 1/4in probe diameter, stainless steel sheath, 1/2in male NPT process connection, 1/2in male NPT with 3in 24 AWG wire leads. | Stock | 54
THMK-H06L01-02 | ProSense temperature sensor, Type K thermocouple, hex nipple spring-loaded probe, ungrounded, 6in insertion length, 1/4in probe diameter, stainless steel sheath, 1/2in male NPT process connection, 1/2in male NPT with 3in 24 AWG wire leads. | Stock | 64
THMK-H06L01-03 | ProSense temperature sensor, Type K thermocouple, hex nipple probe, ungrounded, 6in insertion length, 1/4in probe diameter, Inconel Alloy 600 sheath, 1/2in male NPT process connection, 1/2in male NPT with 3in 24 AWG wire leads. | Stock | 56
THMK-H12L01-01 | ProSense temperature sensor, Type K thermocouple, hex nipple probe, ungrounded, 12in insertion length, 1/4in probe diameter, stainless steel sheath, 1/2in male NPT process connection, 1/2in male NPT with 3in 24 AWG wire leads. | Stock | 57
THMK-H12L01-02 | ProSense temperature sensor, Type K thermocouple, hex nipple spring-loaded probe, ungrounded, 12in insertion length, 1/4in probe diameter, stainless steel sheath, 1/2in male NPT process connection, 1/2in male NPT with 3in 24 AWG wire leads. | Stock | 67
THMK-H12L01-03 | ProSense temperature sensor, Type K thermocouple, hex nipple probe, ungrounded, 12in insertion length, 1/4in probe diameter, Inconel Alloy 600 sheath, 1/2in male NPT process connection, 1/2in male NPT with 3in 24 AWG wire leads. | Stock | 65
THMK-H18L01-01 | ProSense temperature sensor, Type K thermocouple, hex nipple probe, ungrounded, 18in insertion length, 1/4in probe diameter, stainless steel sheath, 1/2in male NPT process connection, 1/2in male NPT with 3in 24 AWG wire leads. | Stock | 64
THMK-H18L01-03 | ProSense temperature sensor, Type K thermocouple, hex nipple probe, ungrounded, 18in insertion length, 1/4in probe diameter, Inconel Alloy 600 sheath, 1/2in male NPT process connection, 1/2in male NPT with 3in 24 AWG wire leads. | Stock | 70
RTD1-H04L01-02 | ProSense temperature sensor, Pt100 RTD, hex nipple spring-loaded probe, 4in insertion length, 1/4in probe diameter, stainless steel sheath, 1/2in male NPT process connection, 1/2in male NPT with 3in 24 AWG wire leads. | Stock | 84
RTD1-H06L01-01 | ProSense temperature sensor, Pt100 RTD, hex nipple probe, 6in insertion length, 1/4in probe diameter, stainless steel sheath, 1/2in male NPT process connection, 1/2in male NPT with 3in 24 AWG wire leads. | Stock | 77
RTD1-H06L01-02 | ProSense temperature sensor, Pt100 RTD, hex nipple spring-loaded probe, 6in insertion length, 1/4in probe diameter, stainless steel sheath, 1/2in male NPT process connection, 1/2in male NPT with 3in 24 AWG wire leads. | Stock | 88
RTD1-H12L01-01 | ProSense temperature sensor, Pt100 RTD, hex nipple probe, 12in insertion length, 1/4in probe diameter, stainless steel sheath, 1/2in male NPT process connection, 1/2in male NPT with 3in 24 AWG wire leads. | Stock | 82
RTD1-H12L01-02 | ProSense temperature sensor, Pt100 RTD, hex nipple spring-loaded probe, 12in insertion length, 1/4in probe diameter, stainless steel sheath, 1/2in male NPT process connection, 1/2in male NPT with 3in 24 AWG wire leads. | Stock | 95
RTD1-H18L01-01 | ProSense temperature sensor, Pt100 RTD, hex nipple probe, 18in insertion length, 1/4in probe diameter, stainless steel sheath, 1/2in male NPT process connection, 1/2in male NPT with 3in 24 AWG wire leads. | Stock | 89
NTC10K3-H06L01-01 | ProSense temperature sensor, 10K Type 3 thermistor, hex nipple probe, 6in insertion length, 1/4in probe diameter, stainless steel sheath, 1/2in male NPT process connection, 1/2in male NPT with 2ft 24 AWG wire leads. | Stock | 50
NTC10K3-H12L01-01 | ProSense temperature sensor, 10K Type 3 thermistor, hex nipple probe, 12in insertion length, 1/4in probe diameter, stainless steel sheath, 1/2in male NPT process connection, 1/2in male NPT with 2ft 24 AWG wire leads. | Stock | 53
NTC10K3-H18L01-01 | ProSense temperature sensor, 10K Type 3 thermistor, hex nipple probe, 18in insertion length, 1/4in probe diameter, stainless steel sheath, 1/2in male NPT process connection, 1/2in male NPT with 2ft 24 AWG wire leads. | Stock | 55
NTC10K3-H04L01-02 | ProSense temperature sensor, 10K Type 3 thermistor, hex nipple spring-loaded probe, 4in insertion length, 1/4in probe diameter, stainless steel sheath, 1/2in male NPT process connection, 1/2in male NPT with 2ft 24 AWG wire leads. | Stock | 51
NTC10K3-H06L01-02 | ProSense temperature sensor, 10K Type 3 thermistor, hex nipple spring-loaded probe, 6in insertion length, 1/4in probe diameter, stainless steel sheath, 1/2in male NPT process connection, 1/2in male NPT with 2ft 24 AWG wire leads. | Stock | 52
NTC10K3-H12L01-02 | ProSense temperature sensor, 10K Type 3 thermistor, hex nipple spring-loaded probe, 12in insertion length, 1/4in probe diameter, stainless steel sheath, 1/2in male NPT process connection, 1/2in male NPT with 2ft 24 AWG wire leads. | Stock | 54
THMJ-P06-01 | ProSense temperature sensor, Type J thermocouple, attached plug probe, ungrounded, 6in insertion length, 1/8in probe diameter, stainless steel sheath, 2-pin miniature size plug. | Stock | 28.5
THMJ-P06-02 | ProSense temperature sensor, Type J thermocouple, attached plug probe, ungrounded, 6in insertion length, 1/4in probe diameter, stainless steel sheath, 2-pin standard size plug. | Stock | 35
THMJ-P12-01 | ProSense temperature sensor, Type J thermocouple, attached plug probe, ungrounded, 12in insertion length, 1/8in probe diameter, stainless steel sheath, 2-pin miniature size plug. | Stock | 29.5
THMJ-P12-02 | ProSense temperature sensor, Type J thermocouple, attached plug probe, ungrounded, 12in insertion length, 1/4in probe diameter, stainless steel sheath, 2-pin standard size plug. | Stock | 38
THMJ-P18-01 | ProSense temperature sensor, Type J thermocouple, attached plug probe, ungrounded, 18in insertion length, 1/8in probe diameter, stainless steel sheath, 2-pin miniature size plug. | Stock | 33
THMJ-P18-02 | ProSense temperature sensor, Type J thermocouple, attached plug probe, ungrounded, 18in insertion length, 1/4in probe diameter, stainless steel sheath, 2-pin standard size plug. | Stock | 45.5
THMK-P06-01 | ProSense temperature sensor, Type K thermocouple, attached plug probe, ungrounded, 6in insertion length, 1/8in probe diameter, stainless steel sheath, 2-pin miniature size plug. | Stock | 28.5
THMK-P06-02 | ProSense temperature sensor, Type K thermocouple, attached plug probe, ungrounded, 6in insertion length, 1/4in probe diameter, stainless steel sheath, 2-pin standard size plug. | Stock | 35
THMK-P12-01 | ProSense temperature sensor, Type K thermocouple, attached plug probe, ungrounded, 12in insertion length, 1/8in probe diameter, stainless steel sheath, 2-pin miniature size plug. | Stock | 29.5
THMK-P12-02 | ProSense temperature sensor, Type K thermocouple, attached plug probe, ungrounded, 12in insertion length, 1/4in probe diameter, stainless steel sheath, 2-pin standard size plug. | Stock | 38
THMK-P18-01 | ProSense temperature sensor, Type K thermocouple, attached plug probe, ungrounded, 18in insertion length, 1/8in probe diameter, stainless steel sheath, 2-pin miniature size plug. | Stock | 33
THMK-P18-02 | ProSense temperature sensor, Type K thermocouple, attached plug probe, ungrounded, 18in insertion length, 1/4in probe diameter, stainless steel sheath, 2-pin standard size plug. | Stock | 45.5
THMT-P06-01 | ProSense temperature sensor, Type T thermocouple, attached plug probe, ungrounded, 6in insertion length, 1/8in probe diameter, stainless steel sheath, 2-pin miniature size plug. | Stock | 27.5
THMT-P12-01 | ProSense temperature sensor, Type T thermocouple, attached plug probe, ungrounded, 12in insertion length, 1/8in probe diameter, stainless steel sheath, 2-pin miniature size plug. | Stock | 28.5
THMT-P18-01 | ProSense temperature sensor, Type T thermocouple, attached plug probe, ungrounded, 18in insertion length, 1/8in probe diameter, stainless steel sheath, 2-pin miniature size plug. | Stock | 31.5
RTD1-P06-01 | ProSense temperature sensor, Pt100 RTD, attached plug probe, 6in insertion length, 1/4in probe diameter, stainless steel sheath, 3-pin standard size plug. | Stock | 62
RTD1-P12-01 | ProSense temperature sensor, Pt100 RTD, attached plug probe, 12in insertion length, 1/4in probe diameter, stainless steel sheath, 3-pin standard size plug. | Stock | 66
RTD1-P18-01 | ProSense temperature sensor, Pt100 RTD, attached plug probe, 18in insertion length, 1/4in probe diameter, stainless steel sheath, 3-pin standard size plug. | Stock | 70
NTC10K3-P06-02 | ProSense temperature sensor, 10K Type 3 thermistor, attached plug probe, 6in insertion length, 1/4in probe diameter, stainless steel sheath, 2-pin standard size plug. | Stock | 34.5
NTC10K3-P12-02 | ProSense temperature sensor, 10K Type 3 thermistor, attached plug probe, 12in insertion length, 1/4in probe diameter, stainless steel sheath, 2-pin standard size plug. | Stock | 37.5
NTC10K3-P18-02 | ProSense temperature sensor, 10K Type 3 thermistor, attached plug probe, 18in insertion length, 1/4in probe diameter, stainless steel sheath, 2-pin standard size plug. | Stock | 41.5
THMJ-T06L06-01 | ProSense temperature sensor, Type J thermocouple, lead wire transition probe, ungrounded, 6in insertion length, 1/8in probe diameter, stainless steel sheath, 6ft 20 AWG wire leads. | Stock | 45.5
THMJ-T06L06-02 | ProSense temperature sensor, Type J thermocouple, lead wire transition probe, ungrounded, 6in insertion length, 1/4in probe diameter, stainless steel sheath, 6ft 20 AWG wire leads. | Stock | 50
THMJ-T12L06-01 | ProSense temperature sensor, Type J thermocouple, lead wire transition probe, ungrounded, 12in insertion length, 1/8in probe diameter, stainless steel sheath, 6ft 20 AWG wire leads. | Stock | 48.5
THMJ-T12L06-02 | ProSense temperature sensor, Type J thermocouple, lead wire transition probe, ungrounded, 12in insertion length, 1/4in probe diameter, stainless steel sheath, 6ft 20 AWG wire leads. | Stock | 53
THMJ-T18L06-01 | ProSense temperature sensor, Type J thermocouple, lead wire transition probe, ungrounded, 18in insertion length, 1/8in probe diameter, stainless steel sheath, 6ft 20 AWG wire leads. | Stock | 50
THMJ-T18L06-02 | ProSense temperature sensor, Type J thermocouple, lead wire transition probe, ungrounded, 18in insertion length, 1/4in probe diameter, stainless steel sheath, 6ft 20 AWG wire leads. | Stock | 58
THMK-T06L06-01 | ProSense temperature sensor, Type K thermocouple, lead wire transition probe, ungrounded, 6in insertion length, 1/8in probe diameter, stainless steel sheath, 6ft 20 AWG wire leads. | Stock | 46
THMK-T06L06-02 | ProSense temperature sensor, Type K thermocouple, lead wire transition probe, ungrounded, 6in insertion length, 1/4in probe diameter, stainless steel sheath, 6ft 20 AWG wire leads. | Stock | 50
THMK-T06L06-03 | ProSense temperature sensor, Type K thermocouple, lead wire transition probe, ungrounded, 6in insertion length, 1/4in probe diameter, Inconel Alloy 600 sheath, 6ft 20 AWG wire leads. | Stock | 52
THMK-T12L06-01 | ProSense temperature sensor, Type K thermocouple, lead wire transition probe, ungrounded, 12in insertion length, 1/8in probe diameter, stainless steel sheath, 6ft 20 AWG wire leads. | Stock | 48.5
THMK-T12L06-02 | ProSense temperature sensor, Type K thermocouple, lead wire transition probe, ungrounded, 12in insertion length, 1/4in probe diameter, stainless steel sheath, 6ft 20 AWG wire leads. | Stock | 53
THMK-T12L06-03 | ProSense temperature sensor, Type K thermocouple, lead wire transition probe, ungrounded, 12in insertion length, 1/4in probe diameter, Inconel Alloy 600 sheath, 6ft 20 AWG wire leads. | Stock | 59
THMK-T18L06-01 | ProSense temperature sensor, Type K thermocouple, lead wire transition probe, ungrounded, 18in insertion length, 1/8in probe diameter, stainless steel sheath, 6ft 20 AWG wire leads. | Stock | 50
THMK-T18L06-02 | ProSense temperature sensor, Type K thermocouple, lead wire transition probe, ungrounded, 18in insertion length, 1/4in probe diameter, stainless steel sheath, 6ft 20 AWG wire leads. | Stock | 58
THMK-T18L06-03 | ProSense temperature sensor, Type K thermocouple, lead wire transition probe, ungrounded, 18in insertion length, 1/4in probe diameter, Inconel Alloy 600 sheath, 6ft 20 AWG wire leads. | Stock | 67
THMT-T06L06-01 | ProSense temperature sensor, Type T thermocouple, lead wire transition probe, ungrounded, 6in insertion length, 1/8in probe diameter, stainless steel sheath, 6ft 20 AWG wire leads. | Stock | 44
THMT-T12L06-01 | ProSense temperature sensor, Type T thermocouple, lead wire transition probe, ungrounded, 12in insertion length, 1/8in probe diameter, stainless steel sheath, 6ft 20 AWG wire leads. | Stock | 45
THMT-T18L06-01 | ProSense temperature sensor, Type T thermocouple, lead wire transition probe, ungrounded, 18in insertion length, 1/8in probe diameter, stainless steel sheath, 6ft 20 AWG wire leads. | Stock | 48
RTD1-T06L06-01 | ProSense temperature sensor, Pt100 RTD, lead wire transition probe, 6in insertion length, 1/4in probe diameter, stainless steel sheath, 6ft 24 AWG wire leads. | Stock | 74
RTD1-T12L06-01 | ProSense temperature sensor, Pt100 RTD, lead wire transition probe, 12in insertion length, 1/4in probe diameter, stainless steel sheath, 6ft 24 AWG wire leads. | Stock | 76
RTD1-T18L06-01 | ProSense temperature sensor, Pt100 RTD, lead wire transition probe, 18in insertion length, 1/4in probe diameter, stainless steel sheath, 6ft 24 AWG wire leads. | Stock | 84
NTC10K3-T06L06-02 | ProSense temperature sensor, 10K Type 3 thermistor, lead wire transition probe, 6in insertion length, 1/4in probe diameter, stainless steel sheath, 6ft 24 AWG wire leads. | Stock | 35
NTC10K3-T12L06-02 | ProSense temperature sensor, 10K Type 3 thermistor, lead wire transition probe, 12in insertion length, 1/4in probe diameter, stainless steel sheath, 6ft 24 AWG wire leads. | Stock | 38.5
NTC10K3-T18L06-02 | ProSense temperature sensor, 10K Type 3 thermistor, lead wire transition probe, 18in insertion length, 1/4in probe diameter, stainless steel sheath, 6ft 24 AWG wire leads. | Stock | 42
THMJ-F06L06-01 | ProSense temperature sensor, Type J thermocouple, flange mount probe, ungrounded junction, 6in insertion length, 1/4in probe diameter, stainless steel sheath, mounting flange process connection, 6ft 20 AWG wire leads. | Stock | 52
THMJ-F12L06-01 | ProSense temperature sensor, Type J thermocouple, flange mount probe, ungrounded junction, 12in insertion length, 1/4in probe diameter, stainless steel sheath, mounting flange process connection, 6ft 20 AWG wire leads. | Stock | 54
THMJ-F18L06-01 | ProSense temperature sensor, Type J thermocouple, flange mount probe, ungrounded junction, 18in insertion length, 1/4in probe diameter, stainless steel sheath, mounting flange process connection, 6ft 20 AWG wire leads. | Stock | 56
THMK-F06L06-01 | ProSense temperature sensor, Type K thermocouple, flange mount probe, ungrounded junction, 6in insertion length, 1/4in probe diameter, stainless steel sheath, mounting flange process connection, 6ft 20 AWG wire leads. | Stock | 55
THMK-F12L06-01 | ProSense temperature sensor, Type K thermocouple, flange mount probe, ungrounded junction, 12in insertion length, 1/4in probe diameter, stainless steel sheath, mounting flange process connection, 6ft 20 AWG wire leads. | Stock | 58
THMK-F18L06-01 | ProSense temperature sensor, Type K thermocouple, flange mount probe, ungrounded junction, 18in insertion length, 1/4in probe diameter, stainless steel sheath, mounting flange process connection, 6ft 20 AWG wire leads. | Stock | 58
RTD1-F06L06-01 | ProSense temperature sensor, Pt100 RTD, flange mount probe, 6in insertion length, 1/4in probe diameter, stainless steel sheath, mounting flange process connection, 6ft 24 AWG wire leads. | Stock | 85
RTD1-F12L06-01 | ProSense temperature sensor, Pt100 RTD, flange mount probe, 12in insertion length, 1/4in probe diameter, stainless steel sheath, mounting flange process connection, 6ft 24 AWG wire leads. | Stock | 87
RTD1-F18L06-01 | ProSense temperature sensor, Pt100 RTD, flange mount probe, 18in insertion length, 1/4in probe diameter, stainless steel sheath, mounting flange process connection, 6ft 24 AWG wire leads. | Stock | 90
NTC10K3-F06L06-01 | ProSense temperature sensor, 10K Type 3 thermistor, flange mount probe, 6in insertion length, 1/4in probe diameter, stainless steel sheath, mounting flange process connection, 6ft 24 AWG wire leads. | Stock | 39
NTC10K3-F12L06-01 | ProSense temperature sensor, 10K Type 3 thermistor, flange mount probe, 12in insertion length, 1/4in probe diameter, stainless steel sheath, mounting flange process connection, 6ft 24 AWG wire leads. | Stock | 41.5
NTC10K3-F18L06-01 | ProSense temperature sensor, 10K Type 3 thermistor, flange mount probe, 18in insertion length, 1/4in probe diameter, stainless steel sheath, mounting flange process connection, 6ft 24 AWG wire leads. | Stock | 44.5
THMJ-V24L06-01 | ProSense temperature sensor, Type J thermocouple, cuttable probe, ungrounded junction, 24in insertion length, 1/4in probe diameter, stainless steel sheath, 2ft 20 AWG wire leads. | Stock | 47.5
THMK-V24L06-01 | ProSense temperature sensor, Type K thermocouple, cuttable probe, ungrounded junction, 24in insertion length, 1/4in probe diameter, stainless steel sheath, 2ft 20 AWG wire leads. | Stock | 45
RTD1-V24L06-01 | ProSense temperature sensor, Pt100 RTD, cuttable probe, 24in insertion length, 1/4in probe diameter, stainless steel sheath, 2ft 24 AWG wire leads. | Stock | 60
NTC10K3-V24L06-01 | ProSense temperature sensor, 10K Type 3 thermistor, cuttable probe, 24in insertion length, 1/4in probe diameter, stainless steel sheath, 2ft 24 AWG wire leads. | Stock | 40.5
THMJ-MB3T00-01 | ProSense temperature sensor, Type J thermocouple, melt bolt probe, grounded junction, 3in bolt length, flush tip, stainless steel sheath, 1/2-20 UNF process connection, 6in lead wire extension with 2-pin standard size plug. | Stock | 54
THMJ-MB3T18-01 | ProSense temperature sensor, Type J thermocouple, melt bolt probe, grounded junction, 3in bolt length, 1/8in tip, stainless steel sheath, 1/2-20 UNF process connection, 6in lead wire extension with 2-pin standard size plug. | Stock | 54
THMJ-MB3T14-01 | ProSense temperature sensor, Type J thermocouple, melt bolt probe, grounded junction, 3in bolt length, 1/4in tip, stainless steel sheath, 1/2-20 UNF process connection, 6in lead wire extension with 2-pin standard size plug. | Stock | 54
THMJ-MB3T00-02 | ProSense temperature sensor, Type J thermocouple, melt bolt probe, ungrounded junction, 3in bolt length, flush tip, stainless steel sheath, 1/2-20 UNF process connection, 6in lead wire extension with 2-pin standard size plug. | Stock | 57
THMJ-MB3T18-02 | ProSense temperature sensor, Type J thermocouple, melt bolt probe, ungrounded junction, 3in bolt length, 1/8in tip, stainless steel sheath, 1/2-20 UNF process connection, 6in lead wire extension with 2-pin standard size plug. | Stock | 57
THMJ-MB3T14-02 | ProSense temperature sensor, Type J thermocouple, melt bolt probe, ungrounded junction, 3in bolt length, 1/4in tip, stainless steel sheath, 1/2-20 UNF process connection, 6in lead wire extension with 2-pin standard size plug. | Stock | 57
THMJ-MB6T00-01 | ProSense temperature sensor, Type J thermocouple, melt bolt probe, grounded junction, 6in bolt length, flush tip, stainless steel sheath, 1/2-20 UNF process connection, 6in lead wire extension with 2-pin standard size plug. | Stock | 68
THMJ-MB6T18-01 | ProSense temperature sensor, Type J thermocouple, melt bolt probe, grounded junction, 6in bolt length, 1/8in tip, stainless steel sheath, 1/2-20 UNF process connection, 6in lead wire extension with 2-pin standard size plug. | Stock | 68
THMJ-MB6T14-01 | ProSense temperature sensor, Type J thermocouple, melt bolt probe, grounded junction, 6in bolt length, 1/4in tip, stainless steel sheath, 1/2-20 UNF process connection, 6in lead wire extension with 2-pin standard size plug. | Stock | 68
THMJ-MB6T00-02 | ProSense temperature sensor, Type J thermocouple, melt bolt probe, ungrounded junction, 6in bolt length, flush tip, stainless steel sheath, 1/2-20 UNF process connection, 6in lead wire extension with 2-pin standard size plug. | Stock | 70
THMJ-MB6T18-02 | ProSense temperature sensor, Type J thermocouple, melt bolt probe, ungrounded junction, 6in bolt length, 1/8in tip, stainless steel sheath, 1/2-20 UNF process connection, 6in lead wire extension with 2-pin standard size plug. | Stock | 70
THMJ-MB6T14-02 | ProSense temperature sensor, Type J thermocouple, melt bolt probe, ungrounded junction, 6in bolt length, 1/4in tip, stainless steel sheath, 1/2-20 UNF process connection, 6in lead wire extension with 2-pin standard size plug. | Stock | 70
THMJ-MB3TA-01 | ProSense temperature sensor, Type J thermocouple, melt bolt probe, exposed junction, 3in bolt length, 0 to 1in adjustable tip, stainless steel sheath, 1/2-20 UNF process connection, 2-pin standard size plug. | Stock | 174
THMJ-MB6TA-01 | ProSense temperature sensor, Type J thermocouple, melt bolt probe, exposed junction, 6in bolt length, 0 to 1in adjustable tip, stainless steel sheath, 1/2-20 UNF process connection, 2-pin standard size plug. | Stock | 178
RTD1-MB3T00-01 | ProSense temperature sensor, Pt100 RTD, melt bolt probe, 3in bolt length, flush tip, stainless steel sheath, 1/2-20 UNF process connection, 6in lead wire extension with 3-pin standard size plug. | Stock | 87
RTD1-MB3T18-01 | ProSense temperature sensor, Pt100 RTD, melt bolt probe, 3in bolt length, 1/8in tip, stainless steel sheath, 1/2-20 UNF process connection, 6in lead wire extension with 3-pin standard size plug. | Stock | 87
RTD1-MB3T14-01 | ProSense temperature sensor, Pt100 RTD, melt bolt probe, 3in bolt length, 1/4in tip, stainless steel sheath, 1/2-20 UNF process connection, 6in lead wire extension with 3-pin standard size plug. | Stock | 87
RTD1-MB6T00-01 | ProSense temperature sensor, Pt100 RTD, melt bolt probe, 6in bolt length, flush tip, stainless steel sheath, 1/2-20 UNF process connection, 6in lead wire extension with 3-pin standard size plug. | Stock | 96
RTD1-MB6T18-01 | ProSense temperature sensor, Pt100 RTD, melt bolt probe, 6in bolt length, 1/8in tip, stainless steel sheath, 1/2-20 UNF process connection, 6in lead wire extension with 3-pin standard size plug. | Stock | 96
RTD1-MB6T14-01 | ProSense temperature sensor, Pt100 RTD, melt bolt probe, 6in bolt length, 1/4in tip, stainless steel sheath, 1/2-20 UNF process connection, 6in lead wire extension with 3-pin standard size plug. | Stock | 96
THMJ-D08L04-01 | ProSense temperature sensor, Type J thermocouple, spring adjustable immersion probe, grounded, 1/4in insertion length, 3/16in probe diameter, stainless steel sheath, bayonet cap process connection, 4ft 20 AWG wire leads. | Stock | 31.5
THMJ-D08L06-01 | ProSense temperature sensor, Type J thermocouple, spring adjustable immersion probe, grounded, 1/4in insertion length, 3/16in probe diameter, stainless steel sheath, bayonet cap process connection, 6ft 20 AWG wire leads. | Stock | 35
THMJ-D08L10-01 | ProSense temperature sensor, Type J thermocouple, spring adjustable immersion probe, grounded, 1/4in insertion length, 3/16in probe diameter, stainless steel sheath, bayonet cap process connection, 10ft 20 AWG wire leads. | Stock | 39.5
THMJ-D08L10-02 | ProSense temperature sensor, Type J thermocouple, spring adjustable immersion probe, ungrounded, 1/4in insertion length, 3/16in probe diameter, stainless steel sheath, bayonet cap process connection, 10ft 20 AWG wire leads. | Stock | 39.5
THMK-D08L04-01 | ProSense temperature sensor, Type K thermocouple, spring adjustable immersion probe, grounded, 1/4in insertion length, 3/16in probe diameter, stainless steel sheath, bayonet cap process connection, 4ft 20 AWG wire leads. | Stock | 31.5
THMK-D08L06-01 | ProSense temperature sensor, Type K thermocouple, spring adjustable immersion probe, grounded, 1/4in insertion length, 3/16in probe diameter, stainless steel sheath, bayonet cap process connection, 6ft 20 AWG wire leads. | Stock | 35
THMK-D08L10-01 | ProSense temperature sensor, Type K thermocouple, spring adjustable immersion probe, grounded, 1/4in insertion length, 3/16in probe diameter, stainless steel sheath, bayonet cap process connection, 10ft 20 AWG wire leads. | Stock | 39.5
THMK-D08L10-02 | ProSense temperature sensor, Type K thermocouple, spring adjustable immersion probe, ungrounded, 1/4in insertion length, 3/16in probe diameter, stainless steel sheath, bayonet cap process connection, 10ft 20 AWG wire leads. | Stock | 39.5
RTD1-D08L10-01 | ProSense temperature sensor, Pt100 RTD, spring adjustable immersion probe, 1/4in insertion length, 3/16in probe diameter, stainless steel sheath, bayonet cap process connection, 10ft 24 AWG wire leads. | Stock | 66
THMJ-A01L04-01 | ProSense temperature sensor, Type J thermocouple, armor adjustable immersion probe, grounded, 1/4in insertion length, 3/16in probe diameter, stainless steel sheath, bayonet cap process connection, 4ft 20 AWG wire leads. | Stock | 33.5
THMJ-A01L06-01 | ProSense temperature sensor, Type J thermocouple, armor adjustable immersion probe, grounded, 1/4in insertion length, 3/16in probe diameter, stainless steel sheath, bayonet cap process connection, 6ft 20 AWG wire leads. | Stock | 37
THMJ-A01L10-01 | ProSense temperature sensor, Type J thermocouple, armor adjustable immersion probe, grounded, 1/4in insertion length, 3/16in probe diameter, stainless steel sheath, bayonet cap process connection, 10ft 20 AWG wire leads. | Stock | 45
THMJ-A01L10-02 | ProSense temperature sensor, Type J thermocouple, armor adjustable immersion probe, ungrounded, 1/4in insertion length, 3/16in probe diameter, stainless steel sheath, bayonet cap process connection, 10ft 20 AWG wire leads. | Stock | 46
THMK-A01L04-01 | ProSense temperature sensor, Type K thermocouple, armor adjustable immersion probe, grounded, 1/4in insertion length, 3/16in probe diameter, stainless steel sheath, bayonet cap process connection, 4ft 20 AWG wire leads. | Stock | 34
THMK-A01L06-01 | ProSense temperature sensor, Type K thermocouple, armor adjustable immersion probe, grounded, 1/4in insertion length, 3/16in probe diameter, stainless steel sheath, bayonet cap process connection, 6ft 20 AWG wire leads. | Stock | 38
THMK-A01L10-01 | ProSense temperature sensor, Type K thermocouple, armor adjustable immersion probe, grounded, 1/4in insertion length, 3/16in probe diameter, stainless steel sheath, bayonet cap process connection, 10ft 20 AWG wire leads. | Stock | 46
THMK-A01L10-02 | ProSense temperature sensor, Type K thermocouple, armor adjustable immersion probe, ungrounded, 1/4in insertion length, 3/16in probe diameter, stainless steel sheath, bayonet cap process connection, 10ft 20 AWG wire leads. | Stock | 47
THMJ-B01L06-01 | ProSense temperature sensor, Type J thermocouple, bolt-on ring, grounded junction, stainless steel sheath, #6 - #10 (4-5mm) screw or bolt size process connection, 6ft 20 AWG wire leads. | Stock | 25.5
THMJ-B02L06-01 | ProSense temperature sensor, Type J thermocouple, bolt-on ring, grounded junction, stainless steel sheath, #12, 1/4 - 5/16in (5-8mm) screw or bolt size process connection, 6ft 20 AWG wire leads. | Stock | 25
THMJ-B01L06-02 | ProSense temperature sensor, Type J thermocouple, bolt-on ring, ungrounded junction, brass sheath, #6 - #10 (4-5mm) screw or bolt size process connection, 6ft 20 AWG wire leads. | Stock | 37.5
THMJ-B02L06-02 | ProSense temperature sensor, Type J thermocouple, bolt-on ring, ungrounded junction, brass sheath, #12, 1/4 - 5/16in (5-8mm) screw or bolt size process connection, 6ft 20 AWG wire leads. | Stock | 38.5
THMK-B01L06-01 | ProSense temperature sensor, Type K thermocouple, bolt-on ring, grounded junction, stainless steel sheath, #6 - #10 (4-5mm) screw or bolt size process connection, 6ft 20 AWG wire leads. | Stock | 26
THMK-B02L06-01 | ProSense temperature sensor, Type K thermocouple, bolt-on ring, grounded junction, stainless steel sheath, #12, 1/4 - 5/16in (5-8mm) screw or bolt size process connection, 6ft 20 AWG wire leads. | Stock | 26.5
THMK-B01L06-02 | ProSense temperature sensor, Type K thermocouple, bolt-on ring, ungrounded junction, brass sheath, #6 - #10 (4-5mm) screw or bolt size process connection, 6ft 20 AWG wire leads. | Stock | 42
THMK-B02L06-02 | ProSense temperature sensor, Type K thermocouple, bolt-on ring, ungrounded junction, brass sheath, #12, 1/4 - 5/16in (5-8mm) screw or bolt size process connection, 6ft 20 AWG wire leads. | Stock | 44
RTD1-B01L06-01 | ProSense temperature sensor, Pt100 RTD, bolt-on ring, brass sheath, #6 - #10 (4-5mm) screw or bolt size process connection, 6ft 24 AWG wire leads. | Stock | 80
RTD1-B02L06-01 | ProSense temperature sensor, Pt100 RTD, bolt-on ring, brass sheath, #12, 1/4 - 5/16in (5-8mm) screw or bolt size process connection, 6ft 24 AWG wire leads. | Stock | 84
NTC10K3-B01L06-02 | ProSense temperature sensor, 10K Type 3 thermistor, bolt-on ring, brass sheath, #6 - #10 (4-5mm) screw or bolt size process connection, 6ft 24 AWG wire leads. | Stock | 44.5
NTC10K3-B02L06-02 | ProSense temperature sensor, 10K Type 3 thermistor, bolt-on ring, brass sheath, #12, 1/4 - 5/16in (5-8mm) screw or bolt size process connection, 6ft 24 AWG wire leads. | Stock | 44.5
THMJ-N38P14-01 | ProSense temperature sensor, Type J thermocouple, threaded bolt sensor, grounded junction, 3/8in bolt length, 3/16in tip, stainless steel sheath, 1/4-28 UNF process connection, 6ft 24 AWG wire leads. | Stock | 36
THMJ-N38P14-02 | ProSense temperature sensor, Type J thermocouple, threaded bolt sensor, ungrounded junction, 3/8in bolt length, 3/16in tip, stainless steel sheath, 1/4-28 UNF process connection, 6ft 24 AWG wire leads. | Stock | 37
THMK-N38P14-01 | ProSense temperature sensor, Type K thermocouple, threaded bolt sensor, grounded junction, 3/8in bolt length, 3/16in tip, stainless steel sheath, 1/4-28 UNF process connection, 6ft 24 AWG wire leads. | Stock | 42
THMK-N38P14-02 | ProSense temperature sensor, Type K thermocouple, threaded bolt sensor, ungrounded junction, 3/8in bolt length, 3/16in tip, stainless steel sheath, 1/4-28 UNF process connection, 6ft 24 AWG wire leads. | Stock | 38.5
RTD1-N38P14-01 | ProSense temperature sensor, Pt100 RTD, threaded bolt sensor, 3/8in bolt length, 3/16in tip, stainless steel sheath, 1/4-28 UNF process connection, 6ft 24 AWG wire leads. | Stock | 71
NTC10K3-N38P14-01 | ProSense temperature sensor, 10K Type 3 thermistor, threaded bolt sensor, 3/8in bolt length, 3/16in tip, stainless steel sheath, 1/4-28 UNF process connection, 6ft 24 AWG wire leads. | Stock | 38
NTC10K3-BR01L06-01 | ProSense temperature sensor, 10K Type 3 thermistor, bead sensor, 6ft 24 AWG wire leads. | Stock | 24
THMJ-R01-02 | ProSense temperature sensor, Type J thermocouple, room sensor, plastic ventilated housing, plastic wall mounting subplate process connection, terminal strip. | Stock | 29.5
RTD1-R01-02 | ProSense temperature sensor, Pt100 RTD, room sensor, plastic ventilated housing, plastic wall mounting subplate process connection, terminal strip. | Stock | 35.5
NTC10K3-R02-01 | ProSense temperature sensor, 10K Type 3 thermistor, room sensor, plastic ventilated housing, plastic wall mounting subplate process connection, terminal strip. | Stock | 30.5
THMJ-S01L06-01 | ProSense temperature sensor, Type J thermocouple, spade sensor, grounded junction, stainless steel, 6ft 20 AWG wire leads. | Stock | 31
THMJ-S02L06-01 | ProSense temperature sensor, Type J thermocouple, spade sensor, ungrounded junction, flexible polyimide with adhesive tape backing, 6ft 24 AWG wire leads. | Stock | 33.5
THMK-S01L06-01 | ProSense temperature sensor, Type K thermocouple, spade sensor, grounded junction, stainless steel, 6ft 20 AWG wire leads. | Stock | 34.5
THMK-S02L06-01 | ProSense temperature sensor, Type K thermocouple, spade sensor, ungrounded junction, flexible polyimide with adhesive tape backing, 6ft 24 AWG wire leads. | Stock | 36
RTD1-S02L06-01 | ProSense temperature sensor, Pt100 RTD, spade sensor, flexible polyimide with adhesive tape backing, 6ft 24 AWG wire leads. | Stock | 59
NTC10K3-S02L06-01 | ProSense temperature sensor, 10K Type 3 thermistor, spade sensor, flexible polyimide with adhesive tape backing, 6ft 24 AWG wire leads. | Stock | 39
THMJ-M01L06-01 | ProSense temperature sensor, Type J thermocouple, magnet mount sensor, exposed junction, 10 lb pull magnet process connection, 6ft 20 AWG wire leads. | Stock | 126
THMK-M01L06-01 | ProSense temperature sensor, Type K thermocouple, magnet mount sensor, exposed junction, 10 lb pull magnet process connection, 6ft 20 AWG wire leads. | Stock | 145
RTD0100-06-010-H | ProSense temperature sensor, Pt100 RTD, compression probe, 160mm insertion length, 6mm probe diameter, stainless steel sheath, 4-pin M12 quick-disconnect. | Stock | 48.5
RTD0100-06-020-H | ProSense temperature sensor, Pt100 RTD, compression probe, 260mm insertion length, 6mm probe diameter, stainless steel sheath, 4-pin M12 quick-disconnect. | Stock | 50
RTD0100-06-030-H | ProSense temperature sensor, Pt100 RTD, compression probe, 360mm insertion length, 6mm probe diameter, stainless steel sheath, 4-pin M12 quick-disconnect. | Stock | 55
RTD0100-10-010-H | ProSense temperature sensor, Pt100 RTD, compression probe, 160mm insertion length, 10mm probe diameter, stainless steel sheath, 4-pin M12 quick-disconnect. | Stock | 48.5
RTD1-25N-030-H | ProSense temperature sensor, Pt100 RTD, direct mount probe, 30mm insertion length, 6mm probe diameter, stainless steel sheath, 1/4in male NPT process connection, 4-pin M12 quick-disconnect. | Stock | 79
RTD1-25N-050-H | ProSense temperature sensor, Pt100 RTD, direct mount probe, 50mm insertion length, 6mm probe diameter, stainless steel sheath, 1/4in male NPT process connection, 4-pin M12 quick-disconnect. | Stock | 80
RTD1-25N-100-H | ProSense temperature sensor, Pt100 RTD, direct mount probe, 100mm insertion length, 6mm probe diameter, stainless steel sheath, 1/4in male NPT process connection, 4-pin M12 quick-disconnect. | Stock | 81
RTD1-25N-150-H | ProSense temperature sensor, Pt100 RTD, direct mount probe, 150mm insertion length, 6mm probe diameter, stainless steel sheath, 1/4in male NPT process connection, 4-pin M12 quick-disconnect. | Stock | 82
RTD1-50N-030-H | ProSense temperature sensor, Pt100 RTD, direct mount probe, 30mm insertion length, 6mm probe diameter, stainless steel sheath, 1/2in male NPT process connection, 4-pin M12 quick-disconnect. | Stock | 81
RTD1-50N-050-H | ProSense temperature sensor, Pt100 RTD, direct mount probe, 50mm insertion length, 6mm probe diameter, stainless steel sheath, 1/2in male NPT process connection, 4-pin M12 quick-disconnect. | Stock | 82
RTD1-50N-100-H | ProSense temperature sensor, Pt100 RTD, direct mount probe, 100mm insertion length, 6mm probe diameter, stainless steel sheath, 1/2in male NPT process connection, 4-pin M12 quick-disconnect. | Stock | 84
RTD1-50N-150-H | ProSense temperature sensor, Pt100 RTD, direct mount probe, 150mm insertion length, 6mm probe diameter, stainless steel sheath, 1/2in male NPT process connection, 4-pin M12 quick-disconnect. | Stock | 86
RTD1-S15-030-H | ProSense temperature sensor, Pt100 RTD, sanitary connection probe, 30mm insertion length, 6mm probe diameter, stainless steel sheath, 1-1/2in sanitary tri-clamp process connection, 4-pin M12 quick-disconnect. | Stock | 125
RTD1-S15-050-H | ProSense temperature sensor, Pt100 RTD, sanitary connection probe, 50mm insertion length, 6mm probe diameter, stainless steel sheath, 1-1/2in sanitary tri-clamp process connection, 4-pin M12 quick-disconnect. | Stock | 126
RTD1-S15-100-H | ProSense temperature sensor, Pt100 RTD, sanitary connection probe, 100mm insertion length, 6mm probe diameter, stainless steel sheath, 1-1/2in sanitary tri-clamp process connection, 4-pin M12 quick-disconnect. | Stock | 130
RTD1-S15-150-H | ProSense temperature sensor, Pt100 RTD, sanitary connection probe, 150mm insertion length, 6mm probe diameter, stainless steel sheath, 1-1/2in sanitary tri-clamp process connection, 4-pin M12 quick-disconnect. | Stock | 131
RTD1-S04-01 | ProSense temperature sensor, Pt100 RTD, sanitary connection probe, 4in insertion length, 1/4in probe diameter, stainless steel sheath, 1-1/2in sanitary tri-clamp process connection, white polypropylene screw cover head with terminals. | Stock | 129
RTD1-S04-02 | ProSense temperature sensor, Pt100 RTD, sanitary connection probe, 4in insertion length, 1/4in probe diameter, stainless steel sheath, 2in sanitary tri-clamp process connection, white polypropylene screw cover head with terminals. | Stock | 139
RTD1-S04-03 | ProSense temperature sensor, Pt100 RTD, sanitary connection probe, 4in insertion length, 3/8in reduced to 3/16in probe diameter, stainless steel sheath, 1-1/2in sanitary tri-clamp process connection. | Stock | 165
RTD1-S04-04 | ProSense temperature sensor, Pt100 RTD, sanitary connection probe, 4in insertion length, 3/8in reduced to 3/16in probe diameter, stainless steel sheath, 2in sanitary tri-clamp process connection, white polypropylene screw cover head with terminals. | Stock | 167
Temperature Transmitters with Integral Sensor
XTP25N-030-N40140F | ProSense temperature sensor/transmitter, Pt100 RTD, direct mount probe, -40 to 140 deg F, 30mm insertion length, 6mm probe diameter, 1/4in male NPT process connection, Output: 1-channel, current, 4-pin M12 quick-disconnect. | Stock | 171
XTP25N-050-N40140F | ProSense temperature sensor/transmitter, Pt100 RTD, direct mount probe, -40 to 140 deg F, 50mm insertion length, 6mm probe diameter, 1/4in male NPT process connection, Output: 1-channel, current, 4-pin M12 quick-disconnect. | Stock | 172
XTP25N-100-N40140F | ProSense temperature sensor/transmitter, Pt100 RTD, direct mount probe, -40 to 140 deg F, 100mm insertion length, 6mm probe diameter, 1/4in male NPT process connection, Output: 1-channel, current, 4-pin M12 quick-disconnect. | Stock | 175
XTP25N-150-N40140F | ProSense temperature sensor/transmitter, Pt100 RTD, direct mount probe, -40 to 140 deg F, 150mm insertion length, 6mm probe diameter, 1/4in male NPT process connection, Output: 1-channel, current, 4-pin M12 quick-disconnect. | Stock | 178
XTP25N-030-0300F | ProSense temperature sensor/transmitter, Pt100 RTD, direct mount probe, 0 to 300 deg F, 30mm insertion length, 6mm probe diameter, 1/4in male NPT process connection, Output: 1-channel, current, 4-pin M12 quick-disconnect. | Stock | 171
XTP25N-050-0300F | ProSense temperature sensor/transmitter, Pt100 RTD, direct mount probe, 0 to 300 deg F, 50mm insertion length, 6mm probe diameter, 1/4in male NPT process connection, Output: 1-channel, current, 4-pin M12 quick-disconnect. | Stock | 172
XTP25N-100-0300F | ProSense temperature sensor/transmitter, Pt100 RTD, direct mount probe, 0 to 300 deg F, 100mm insertion length, 6mm probe diameter, 1/4in male NPT process connection, Output: 1-channel, current, 4-pin M12 quick-disconnect. | Stock | 175
XTP25N-150-0300F | ProSense temperature sensor/transmitter, Pt100 RTD, direct mount probe, 0 to 300 deg F, 150mm insertion length, 6mm probe diameter, 1/4in male NPT process connection, Output: 1-channel, current, 4-pin M12 quick-disconnect. | Stock | 178
XTP25N-030-0100C | ProSense temperature sensor/transmitter, Pt100 RTD, direct mount probe, 0 to 100 deg C, 30mm insertion length, 6mm probe diameter, 1/4in male NPT process connection, Output: 1-channel, current, 4-pin M12 quick-disconnect. | Stock | 171
XTP25N-050-0100C | ProSense temperature sensor/transmitter, Pt100 RTD, direct mount probe, 0 to 100 deg C, 50mm insertion length, 6mm probe diameter, 1/4in male NPT process connection, Output: 1-channel, current, 4-pin M12 quick-disconnect. | Stock | 172
XTP25N-100-0100C | ProSense temperature sensor/transmitter, Pt100 RTD, direct mount probe, 0 to 100 deg C, 100mm insertion length, 6mm probe diameter, 1/4in male NPT process connection, Output: 1-channel, current, 4-pin M12 quick-disconnect. | Stock | 175
XTP25N-150-0100C | ProSense temperature sensor/transmitter, Pt100 RTD, direct mount probe, 0 to 100 deg C, 150mm insertion length, 6mm probe diameter, 1/4in male NPT process connection, Output: 1-channel, current, 4-pin M12 quick-disconnect. | Stock | 178
XTP50N-030-N40140F | ProSense temperature sensor/transmitter, Pt100 RTD, direct mount probe, -40 to 140 deg F, 30mm insertion length, 6mm probe diameter, 1/2in male NPT process connection, Output: 1-channel, current, 4-pin M12 quick-disconnect. | Stock | 171
XTP50N-050-N40140F | ProSense temperature sensor/transmitter, Pt100 RTD, direct mount probe, -40 to 140 deg F, 50mm insertion length, 6mm probe diameter, 1/2in male NPT process connection, Output: 1-channel, current, 4-pin M12 quick-disconnect. | Stock | 172
XTP50N-100-N40140F | ProSense temperature sensor/transmitter, Pt100 RTD, direct mount probe, -40 to 140 deg F, 100mm insertion length, 6mm probe diameter, 1/2in male NPT process connection, Output: 1-channel, current, 4-pin M12 quick-disconnect. | Stock | 175
XTP50N-150-N40140F | ProSense temperature sensor/transmitter, Pt100 RTD, direct mount probe, -40 to 140 deg F, 150mm insertion length, 6mm probe diameter, 1/2in male NPT process connection, Output: 1-channel, current, 4-pin M12 quick-disconnect. | Stock | 178
XTP50N-030-0300F | ProSense temperature sensor/transmitter, Pt100 RTD, direct mount probe, 0 to 300 deg F, 30mm insertion length, 6mm probe diameter, 1/2in male NPT process connection, Output: 1-channel, current, 4-pin M12 quick-disconnect. | Stock | 171
XTP50N-050-0300F | ProSense temperature sensor/transmitter, Pt100 RTD, direct mount probe, 0 to 300 deg F, 50mm insertion length, 6mm probe diameter, 1/2in male NPT process connection, Output: 1-channel, current, 4-pin M12 quick-disconnect. | Stock | 172
XTP50N-100-0300F | ProSense temperature sensor/transmitter, Pt100 RTD, direct mount probe, 0 to 300 deg F, 100mm insertion length, 6mm probe diameter, 1/2in male NPT process connection, Output: 1-channel, current, 4-pin M12 quick-disconnect. | Stock | 175
XTP50N-150-0300F | ProSense temperature sensor/transmitter, Pt100 RTD, direct mount probe, 0 to 300 deg F, 150mm insertion length, 6mm probe diameter, 1/2in male NPT process connection, Output: 1-channel, current, 4-pin M12 quick-disconnect. | Stock | 178
XTP50N-030-0100C | ProSense temperature sensor/transmitter, Pt100 RTD, direct mount probe, 0 to 100 deg C, 30mm insertion length, 6mm probe diameter, 1/2in male NPT process connection, Output: 1-channel, current, 4-pin M12 quick-disconnect. | Stock | 171
XTP50N-050-0100C | ProSense temperature sensor/transmitter, Pt100 RTD, direct mount probe, 0 to 100 deg C, 50mm insertion length, 6mm probe diameter, 1/2in male NPT process connection, Output: 1-channel, current, 4-pin M12 quick-disconnect. | Stock | 172
XTP50N-100-0100C | ProSense temperature sensor/transmitter, Pt100 RTD, direct mount probe, 0 to 100 deg C, 100mm insertion length, 6mm probe diameter, 1/2in male NPT process connection, Output: 1-channel, current, 4-pin M12 quick-disconnect. | Stock | 175
XTP50N-150-0100C | ProSense temperature sensor/transmitter, Pt100 RTD, direct mount probe, 0 to 100 deg C, 150mm insertion length, 6mm probe diameter, 1/2in male NPT process connection, Output: 1-channel, current, 4-pin M12 quick-disconnect. | Stock | 178
XTP-160-N40140F | ProSense temperature sensor/transmitter, Pt100 RTD, compression probe, -40 to 140 deg F, 160mm insertion length, 6mm probe diameter, Output: 1-channel, current, 4-pin M12 quick-disconnect. | Stock | 134
XTP-260-N40140F | ProSense temperature sensor/transmitter, Pt100 RTD, compression probe, -40 to 140 deg F, 260mm insertion length, 6mm probe diameter, Output: 1-channel, current, 4-pin M12 quick-disconnect. | Stock | 136
XTP-360-N40140F | ProSense temperature sensor/transmitter, Pt100 RTD, compression probe, -40 to 140 deg F, 360mm insertion length, 6mm probe diameter, Output: 1-channel, current, 4-pin M12 quick-disconnect. | Stock | 138
XTP-160-0300F | ProSense temperature sensor/transmitter, Pt100 RTD, compression probe, 0 to 300 deg F, 160mm insertion length, 6mm probe diameter, Output: 1-channel, current, 4-pin M12 quick-disconnect. | Stock | 134
XTP-260-0300F | ProSense temperature sensor/transmitter, Pt100 RTD, compression probe, 0 to 300 deg F, 260mm insertion length, 6mm probe diameter, Output: 1-channel, current, 4-pin M12 quick-disconnect. | Stock | 136
XTP-360-0300F | ProSense temperature sensor/transmitter, Pt100 RTD, compression probe, 0 to 300 deg F, 360mm insertion length, 6mm probe diameter, Output: 1-channel, current, 4-pin M12 quick-disconnect. | Stock | 138
XTP-160-0100C | ProSense temperature sensor/transmitter, Pt100 RTD, compression probe, 0 to 100 deg C, 160mm insertion length, 6mm probe diameter, Output: 1-channel, current, 4-pin M12 quick-disconnect. | Stock | 134
XTP-260-0100C | ProSense temperature sensor/transmitter, Pt100 RTD, compression probe, 0 to 100 deg C, 260mm insertion length, 6mm probe diameter, Output: 1-channel, current, 4-pin M12 quick-disconnect. | Stock | 136
XTP-360-0100C | ProSense temperature sensor/transmitter, Pt100 RTD, compression probe, 0 to 100 deg C, 360mm insertion length, 6mm probe diameter, Output: 1-channel, current, 4-pin M12 quick-disconnect. | Stock | 138
XTPS15-030-0300F | ProSense temperature sensor/transmitter, Pt100 RTD, direct mount probe, 0 to 300 deg F, 30mm insertion length, 6mm probe diameter, 1-1/2in sanitary tri-clamp process connection, Output: 1-channel, current, 4-pin M12 quick-disconnect. | Stock | 224
XTPS15-050-0300F | ProSense temperature sensor/transmitter, Pt100 RTD, direct mount probe, 0 to 300 deg F, 50mm insertion length, 6mm probe diameter, 1-1/2in sanitary tri-clamp process connection, Output: 1-channel, current, 4-pin M12 quick-disconnect. | Stock | 225
XTPS15-100-0300F | ProSense temperature sensor/transmitter, Pt100 RTD, direct mount probe, 0 to 300 deg F, 100mm insertion length, 6mm probe diameter, 1-1/2in sanitary tri-clamp process connection, Output: 1-channel, current, 4-pin M12 quick-disconnect. | Stock | 226
XTPS15-150-0300F | ProSense temperature sensor/transmitter, Pt100 RTD, direct mount probe, 0 to 300 deg F, 150mm insertion length, 6mm probe diameter, 1-1/2in sanitary tri-clamp process connection, Output: 1-channel, current, 4-pin M12 quick-disconnect. | Stock | 228
TM311-P801/0 | Endress+Hauser iTHERM temperature sensor/transmitter, Pt100 RTD, direct mount probe, 0 to 150 deg C, 30mm insertion length, 6mm probe diameter, 1/4in male NPT process connection, Output: 1-channel, current/IO-Link, 4-pin M12 quick-disconnect. | Stock | 267
TM311-TLN8/0 | Endress+Hauser iTHERM temperature sensor/transmitter, Pt100 RTD, direct mount probe, 0 to 150 deg C, 50mm insertion length, 6mm probe diameter, 1/4in male NPT process connection, Output: 1-channel, current/IO-Link, 4-pin M12 quick-disconnect. | Stock | 273
TM311-T5U0/0 | Endress+Hauser iTHERM temperature sensor/transmitter, Pt100 RTD, direct mount probe, 0 to 150 deg C, 100mm insertion length, 6mm probe diameter, 1/4in male NPT process connection, Output: 1-channel, current/IO-Link, 4-pin M12 quick-disconnect. | Stock | 273
TM311-TLP9/0 | Endress+Hauser iTHERM temperature sensor/transmitter, Pt100 RTD, direct mount probe, 0 to 150 deg C, 150mm insertion length, 6mm probe diameter, 1/4in male NPT process connection, Output: 1-channel, current/IO-Link, 4-pin M12 quick-disconnect. | Stock | 273
TM311-ART9/0 | Endress+Hauser iTHERM temperature sensor/transmitter, Pt100 RTD, direct mount probe, 0 to 150 deg C, 30mm insertion length, 6mm probe diameter, 1/2in male NPT process connection, Output: 1-channel, current/IO-Link, 4-pin M12 quick-disconnect. | Stock | 267
TM311-TLR0/0 | Endress+Hauser iTHERM temperature sensor/transmitter, Pt100 RTD, direct mount probe, 0 to 150 deg C, 50mm insertion length, 6mm probe diameter, 1/2in male NPT process connection, Output: 1-channel, current/IO-Link, 4-pin M12 quick-disconnect. | Stock | 273
TM311-2F91/0 | Endress+Hauser iTHERM temperature sensor/transmitter, Pt100 RTD, direct mount probe, 0 to 150 deg C, 100mm insertion length, 6mm probe diameter, 1/2in male NPT process connection, Output: 1-channel, current/IO-Link, 4-pin M12 quick-disconnect. | Stock | 273
TM311-TLT0/0 | Endress+Hauser iTHERM temperature sensor/transmitter, Pt100 RTD, direct mount probe, 0 to 150 deg C, 150mm insertion length, 6mm probe diameter, 1/2in male NPT process connection, Output: 1-channel, current/IO-Link, 4-pin M12 quick-disconnect. | Stock | 273
TM311-TLU6/0 | Endress+Hauser iTHERM temperature sensor/transmitter, Pt100 RTD, direct mount probe, 0 to 150 deg C, 30mm insertion length, 6mm probe diameter, 1-1/2in sanitary tri-clamp process connection, Output: 1-channel, current/IO-Link, 4-pin M12 quick-disconnect. | Stock | 253
TM311-TLV1/0 | Endress+Hauser iTHERM temperature sensor/transmitter, Pt100 RTD, direct mount probe, 0 to 150 deg C, 50mm insertion length, 6mm probe diameter, 1-1/2in sanitary tri-clamp process connection, Output: 1-channel, current/IO-Link, 4-pin M12 quick-disconnect. | Stock | 258
TM311-TWH1/0 | Endress+Hauser iTHERM temperature sensor/transmitter, Pt100 RTD, direct mount probe, 0 to 150 deg C, 100mm insertion length, 6mm probe diameter, 1-1/2in sanitary tri-clamp process connection, Output: 1-channel, current/IO-Link, 4-pin M12 quick-disconnect. | Stock | 258
TM311-TLX2/0 | Endress+Hauser iTHERM temperature sensor/transmitter, Pt100 RTD, direct mount probe, 0 to 150 deg C, 150mm insertion length, 6mm probe diameter, 1-1/2in sanitary tri-clamp process connection, Output: 1-channel, current/IO-Link, 4-pin M12 quick-disconnect. | Stock | 258
Temperature Transmitters
XTH-0100F-J | ProSense temperature transmitter, isolated, Input: 1-channel, Type J thermocouple, 0 to 100 deg F fixed, Output: 1-channel, output current signal range(s) of 4-20 mA, 8-35 VDC operating voltage, DIN Form B connection head mount, screw terminals. | Stock | 97
XTH2-0100F-J | ProSense temperature transmitter, isolated, Input: 1-channel, Type J thermocouple, 0 to 100 deg F fixed, Output: 1-channel, output current signal range(s) of 4-20 mA, 10-36 VDC operating voltage, DIN Form B connection head mount, screw terminals. | Stock | 99
XTH2-0200F-J | ProSense temperature transmitter, isolated, Input: 1-channel, Type J thermocouple, 0 to 200 deg F fixed, Output: 1-channel, output current signal range(s) of 4-20 mA, 10-36 VDC operating voltage, DIN Form B connection head mount, screw terminals. | Stock | 99
XTH2-0300F-J | ProSense temperature transmitter, isolated, Input: 1-channel, Type J thermocouple, 0 to 300 deg F fixed, Output: 1-channel, output current signal range(s) of 4-20 mA, 10-36 VDC operating voltage, DIN Form B connection head mount, screw terminals. | Stock | 99
XTH-0500F-J | ProSense temperature transmitter, isolated, Input: 1-channel, Type J thermocouple, 0 to 500 deg F fixed, Output: 1-channel, output current signal range(s) of 4-20 mA, 8-35 VDC operating voltage, DIN Form B connection head mount, screw terminals. | Stock | 97
XTH2-0500F-J | ProSense temperature transmitter, isolated, Input: 1-channel, Type J thermocouple, 0 to 500 deg F fixed, Output: 1-channel, output current signal range(s) of 4-20 mA, 10-36 VDC operating voltage, DIN Form B connection head mount, screw terminals. | Stock | 99
XTH-0800F-J | ProSense temperature transmitter, isolated, Input: 1-channel, Type J thermocouple, 0 to 800 deg F fixed, Output: 1-channel, output current signal range(s) of 4-20 mA, 8-35 VDC operating voltage, DIN Form B connection head mount, screw terminals. | Stock | 97
XTH2-0800F-J | ProSense temperature transmitter, isolated, Input: 1-channel, Type J thermocouple, 0 to 800 deg F fixed, Output: 1-channel, output current signal range(s) of 4-20 mA, 10-36 VDC operating voltage, DIN Form B connection head mount, screw terminals. | Stock | 99
XTH-01000F-J | ProSense temperature transmitter, isolated, Input: 1-channel, Type J thermocouple, 0 to 1000 deg F fixed, Output: 1-channel, output current signal range(s) of 4-20 mA, 8-35 VDC operating voltage, DIN Form B connection head mount, screw terminals. | Stock | 97
XTH2-01000F-J | ProSense temperature transmitter, isolated, Input: 1-channel, Type J thermocouple, 0 to 1000 deg F fixed, Output: 1-channel, output current signal range(s) of 4-20 mA, 10-36 VDC operating voltage, DIN Form B connection head mount, screw terminals. | Stock | 99
XTH-0100F-K | ProSense temperature transmitter, isolated, Input: 1-channel, Type K thermocouple, 0 to 100 deg F fixed, Output: 1-channel, output current signal range(s) of 4-20 mA, 8-35 VDC operating voltage, DIN Form B connection head mount, screw terminals. | Stock | 97
XTH-0200F-K | ProSense temperature transmitter, isolated, Input: 1-channel, Type K thermocouple, 0 to 200 deg F fixed, Output: 1-channel, output current signal range(s) of 4-20 mA, 8-35 VDC operating voltage, DIN Form B connection head mount, screw terminals. | Stock | 97
XTH2-0200F-K | ProSense temperature transmitter, isolated, Input: 1-channel, Type K thermocouple, 0 to 200 deg F fixed, Output: 1-channel, output current signal range(s) of 4-20 mA, 10-36 VDC operating voltage, DIN Form B connection head mount, screw terminals. | Stock | 99
XTH2-0300F-K | ProSense temperature transmitter, isolated, Input: 1-channel, Type K thermocouple, 0 to 300 deg F fixed, Output: 1-channel, output current signal range(s) of 4-20 mA, 10-36 VDC operating voltage, DIN Form B connection head mount, screw terminals. | Stock | 99
XTH-0500F-K | ProSense temperature transmitter, isolated, Input: 1-channel, Type K thermocouple, 0 to 500 deg F fixed, Output: 1-channel, output current signal range(s) of 4-20 mA, 8-35 VDC operating voltage, DIN Form B connection head mount, screw terminals. | Stock | 97
XTH2-0500F-K | ProSense temperature transmitter, isolated, Input: 1-channel, Type K thermocouple, 0 to 500 deg F fixed, Output: 1-channel, output current signal range(s) of 4-20 mA, 10-36 VDC operating voltage, DIN Form B connection head mount, screw terminals. | Stock | 99
XTH-0800F-K | ProSense temperature transmitter, isolated, Input: 1-channel, Type K thermocouple, 0 to 800 deg F fixed, Output: 1-channel, output current signal range(s) of 4-20 mA, 8-35 VDC operating voltage, DIN Form B connection head mount, screw terminals. | Stock | 97
XTH2-0800F-K | ProSense temperature transmitter, isolated, Input: 1-channel, Type K thermocouple, 0 to 800 deg F fixed, Output: 1-channel, output current signal range(s) of 4-20 mA, 10-36 VDC operating voltage, DIN Form B connection head mount, screw terminals. | Stock | 99
XTH-01000F-K | ProSense temperature transmitter, isolated, Input: 1-channel, Type K thermocouple, 0 to 1000 deg F fixed, Output: 1-channel, output current signal range(s) of 4-20 mA, 8-35 VDC operating voltage, DIN Form B connection head mount, screw terminals. | Stock | 97
XTH2-01000F-K | ProSense temperature transmitter, isolated, Input: 1-channel, Type K thermocouple, 0 to 1000 deg F fixed, Output: 1-channel, output current signal range(s) of 4-20 mA, 10-36 VDC operating voltage, DIN Form B connection head mount, screw terminals. | Stock | 99
XTH-01500F-K | ProSense temperature transmitter, isolated, Input: 1-channel, Type K thermocouple, 0 to 1500 deg F fixed, Output: 1-channel, output current signal range(s) of 4-20 mA, 8-35 VDC operating voltage, DIN Form B connection head mount, screw terminals. | Stock | 97
XTH2-01500F-K | ProSense temperature transmitter, isolated, Input: 1-channel, Type K thermocouple, 0 to 1500 deg F fixed, Output: 1-channel, output current signal range(s) of 4-20 mA, 10-36 VDC operating voltage, DIN Form B connection head mount, screw terminals. | Stock | 99
XTH-02000F-K | ProSense temperature transmitter, isolated, Input: 1-channel, Type K thermocouple, 0 to 2000 deg F fixed, Output: 1-channel, output current signal range(s) of 4-20 mA, 8-35 VDC operating voltage, DIN Form B connection head mount, screw terminals. | Stock | 97
XTH2-02000F-K | ProSense temperature transmitter, isolated, Input: 1-channel, Type K thermocouple, 0 to 2000 deg F fixed, Output: 1-channel, output current signal range(s) of 4-20 mA, 10-36 VDC operating voltage, DIN Form B connection head mount, screw terminals. | Stock | 99
XTH-N2000F-T | ProSense temperature transmitter, isolated, Input: 1-channel, Type T thermocouple, -200 to 0 deg F fixed, Output: 1-channel, output current signal range(s) of 4-20 mA, 8-35 VDC operating voltage, DIN Form B connection head mount, screw terminals. | Stock | 97
XTH-N100100F-T | ProSense temperature transmitter, isolated, Input: 1-channel, Type T thermocouple, -100 to 100 deg F fixed, Output: 1-channel, output current signal range(s) of 4-20 mA, 8-35 VDC operating voltage, DIN Form B connection head mount, screw terminals. | Stock | 97
XTH2-N100100F-T | ProSense temperature transmitter, isolated, Input: 1-channel, Type T thermocouple, -100 to 100 deg F fixed, Output: 1-channel, output current signal range(s) of 4-20 mA, 10-36 VDC operating voltage, DIN Form B connection head mount, screw terminals. | Stock | 99
XTH2-0200F-T | ProSense temperature transmitter, isolated, Input: 1-channel, Type T thermocouple, 0 to 200 deg F fixed, Output: 1-channel, output current signal range(s) of 4-20 mA, 10-36 VDC operating voltage, DIN Form B connection head mount, screw terminals. | Stock | 99
XTH2-N40140F-PT1 | ProSense temperature transmitter, non-isolated, Input: 1-channel, Pt100 RTD, -40 to 140 deg F fixed, Output: 1-channel, output current signal range(s) of 4-20 mA, 10-36 VDC operating voltage, DIN Form B connection head mount, screw terminals. | Stock | 99
XTH2-0100F-PT1 | ProSense temperature transmitter, non-isolated, Input: 1-channel, Pt100 RTD, 0 to 100 deg F fixed, Output: 1-channel, output current signal range(s) of 4-20 mA, 10-36 VDC operating voltage, DIN Form B connection head mount, screw terminals. | Stock | 99
XTH2-0200F-PT1 | ProSense temperature transmitter, non-isolated, Input: 1-channel, Pt100 RTD, 0 to 200 deg F fixed, Output: 1-channel, output current signal range(s) of 4-20 mA, 10-36 VDC operating voltage, DIN Form B connection head mount, screw terminals. | Stock | 99
XTH2-0300F-PT1 | ProSense temperature transmitter, non-isolated, Input: 1-channel, Pt100 RTD, 0 to 300 deg F fixed, Output: 1-channel, output current signal range(s) of 4-20 mA, 10-36 VDC operating voltage, DIN Form B connection head mount, screw terminals. | Stock | 99
XTH2-0500F-PT1 | ProSense temperature transmitter, non-isolated, Input: 1-channel, Pt100 RTD, 0 to 500 deg F fixed, Output: 1-channel, output current signal range(s) of 4-20 mA, 10-36 VDC operating voltage, DIN Form B connection head mount, screw terminals. | Stock | 99
XTH2-0-UNV-S | ProSense programmable temperature transmitter, isolated, Input: 1-channel, RTD/thermocouple/voltage/potentiometer, deg F or deg C, Output: 1-channel, loop powered current, 10-36 VDC operating voltage, DIN Form B connection head mount, screw terminals. | Stock | 126
XTH2-0-UNV-P | ProSense programmable temperature transmitter, isolated, Input: 1-channel, RTD/thermocouple/voltage/potentiometer, deg F or deg C, Output: 1-channel, loop powered current, 10-36 VDC operating voltage, DIN Form B connection head mount, push-in terminals. | Stock | 126
DEFINE-TM-2HL | Define Instruments programmable temperature transmitter, non-isolated, Input: 1-channel, RTD/thermistor, deg F or deg C, Output: 1-channel, loop powered current, 9.5-36 VDC operating voltage, DIN Form B connection head mount, screw terminals. | Stock | 54
DEFINE-TM-2HLI | Define Instruments programmable temperature transmitter, isolated, Input: 1-channel, RTD/thermocouple/thermistor, deg F or deg C, Output: 1-channel, loop powered current, 9.5-36 VDC operating voltage, DIN Form B connection head mount, screw terminals. | Stock | 95
XTD-0100F-J | ProSense temperature transmitter, isolated, Input: 1-channel, Type J thermocouple, 0 to 100 deg F fixed, Output: 1-channel, output current signal range(s) of 4-20 mA, 12-35 VDC operating voltage, 35mm DIN rail mount, removable screw terminal plugs. | Stock | 123
XTD2-0100F-J | ProSense temperature transmitter, isolated, Input: 1-channel, Type J thermocouple, 0 to 100 deg F fixed, Output: 1-channel, output current signal range(s) of 4-20 mA, 10-36 VDC operating voltage, 35mm DIN rail mount, removable screw terminal plugs. | Stock | 125
XTD-0200F-J | ProSense temperature transmitter, isolated, Input: 1-channel, Type J thermocouple, 0 to 200 deg F fixed, Output: 1-channel, output current signal range(s) of 4-20 mA, 12-35 VDC operating voltage, 35mm DIN rail mount, removable screw terminal plugs. | Stock | 123
XTD2-0200F-J | ProSense temperature transmitter, isolated, Input: 1-channel, Type J thermocouple, 0 to 200 deg F fixed, Output: 1-channel, output current signal range(s) of 4-20 mA, 10-36 VDC operating voltage, 35mm DIN rail mount, removable screw terminal plugs. | Stock | 125
XTD-0300F-J | ProSense temperature transmitter, isolated, Input: 1-channel, Type J thermocouple, 0 to 300 deg F fixed, Output: 1-channel, output current signal range(s) of 4-20 mA, 12-35 VDC operating voltage, 35mm DIN rail mount, removable screw terminal plugs. | Stock | 123
XTD2-0300F-J | ProSense temperature transmitter, isolated, Input: 1-channel, Type J thermocouple, 0 to 300 deg F fixed, Output: 1-channel, output current signal range(s) of 4-20 mA, 10-36 VDC operating voltage, 35mm DIN rail mount, removable screw terminal plugs. | Stock | 125
XTD2-0500F-J | ProSense temperature transmitter, isolated, Input: 1-channel, Type J thermocouple, 0 to 500 deg F fixed, Output: 1-channel, output current signal range(s) of 4-20 mA, 10-36 VDC operating voltage, 35mm DIN rail mount, removable screw terminal plugs. | Stock | 125
XTD-0800F-J | ProSense temperature transmitter, isolated, Input: 1-channel, Type J thermocouple, 0 to 800 deg F fixed, Output: 1-channel, output current signal range(s) of 4-20 mA, 12-35 VDC operating voltage, 35mm DIN rail mount, removable screw terminal plugs. | Stock | 123
XTD2-0800F-J | ProSense temperature transmitter, isolated, Input: 1-channel, Type J thermocouple, 0 to 800 deg F fixed, Output: 1-channel, output current signal range(s) of 4-20 mA, 10-36 VDC operating voltage, 35mm DIN rail mount, removable screw terminal plugs. | Stock | 125
XTD-01000F-J | ProSense temperature transmitter, isolated, Input: 1-channel, Type J thermocouple, 0 to 1000 deg F fixed, Output: 1-channel, output current signal range(s) of 4-20 mA, 12-35 VDC operating voltage, 35mm DIN rail mount, removable screw terminal plugs. | Stock | 123
XTD2-01000F-J | ProSense temperature transmitter, isolated, Input: 1-channel, Type J thermocouple, 0 to 1000 deg F fixed, Output: 1-channel, output current signal range(s) of 4-20 mA, 10-36 VDC operating voltage, 35mm DIN rail mount, removable screw terminal plugs. | Stock | 125
XTD-0100F-K | ProSense temperature transmitter, isolated, Input: 1-channel, Type K thermocouple, 0 to 100 deg F fixed, Output: 1-channel, output current signal range(s) of 4-20 mA, 12-35 VDC operating voltage, 35mm DIN rail mount, removable screw terminal plugs. | Stock | 123
XTD2-0200F-K | ProSense temperature transmitter, isolated, Input: 1-channel, Type K thermocouple, 0 to 200 deg F fixed, Output: 1-channel, output current signal range(s) of 4-20 mA, 10-36 VDC operating voltage, 35mm DIN rail mount, removable screw terminal plugs. | Stock | 125
XTD2-0300F-K | ProSense temperature transmitter, isolated, Input: 1-channel, Type K thermocouple, 0 to 300 deg F fixed, Output: 1-channel, output current signal range(s) of 4-20 mA, 10-36 VDC operating voltage, 35mm DIN rail mount, removable screw terminal plugs. | Stock | 125
XTD-0500F-K | ProSense temperature transmitter, isolated, Input: 1-channel, Type K thermocouple, 0 to 500 deg F fixed, Output: 1-channel, output current signal range(s) of 4-20 mA, 12-35 VDC operating voltage, 35mm DIN rail mount, removable screw terminal plugs. | Stock | 123
XTD2-0500F-K | ProSense temperature transmitter, isolated, Input: 1-channel, Type K thermocouple, 0 to 500 deg F fixed, Output: 1-channel, output current signal range(s) of 4-20 mA, 10-36 VDC operating voltage, 35mm DIN rail mount, removable screw terminal plugs. | Stock | 125
XTD-0800F-K | ProSense temperature transmitter, isolated, Input: 1-channel, Type K thermocouple, 0 to 800 deg F fixed, Output: 1-channel, output current signal range(s) of 4-20 mA, 12-35 VDC operating voltage, 35mm DIN rail mount, removable screw terminal plugs. | Stock | 123
XTD2-0800F-K | ProSense temperature transmitter, isolated, Input: 1-channel, Type K thermocouple, 0 to 800 deg F fixed, Output: 1-channel, output current signal range(s) of 4-20 mA, 10-36 VDC operating voltage, 35mm DIN rail mount, removable screw terminal plugs. | Stock | 125
XTD-01000F-K | ProSense temperature transmitter, isolated, Input: 1-channel, Type K thermocouple, 0 to 1000 deg F fixed, Output: 1-channel, output current signal range(s) of 4-20 mA, 12-35 VDC operating voltage, 35mm DIN rail mount, removable screw terminal plugs. | Stock | 123
XTD2-01000F-K | ProSense temperature transmitter, isolated, Input: 1-channel, Type K thermocouple, 0 to 1000 deg F fixed, Output: 1-channel, output current signal range(s) of 4-20 mA, 10-36 VDC operating voltage, 35mm DIN rail mount, removable screw terminal plugs. | Stock | 125
XTD-01500F-K | ProSense temperature transmitter, isolated, Input: 1-channel, Type K thermocouple, 0 to 1500 deg F fixed, Output: 1-channel, output current signal range(s) of 4-20 mA, 12-35 VDC operating voltage, 35mm DIN rail mount, removable screw terminal plugs. | Stock | 123
XTD2-01500F-K | ProSense temperature transmitter, isolated, Input: 1-channel, Type K thermocouple, 0 to 1500 deg F fixed, Output: 1-channel, output current signal range(s) of 4-20 mA, 10-36 VDC operating voltage, 35mm DIN rail mount, removable screw terminal plugs. | Stock | 125
XTD2-02000F-K | ProSense temperature transmitter, isolated, Input: 1-channel, Type K thermocouple, 0 to 2000 deg F fixed, Output: 1-channel, output current signal range(s) of 4-20 mA, 10-36 VDC operating voltage, 35mm DIN rail mount, removable screw terminal plugs. | Stock | 125
XTD-N2000F-T | ProSense temperature transmitter, isolated, Input: 1-channel, Type T thermocouple, -200 to 0 deg F fixed, Output: 1-channel, output current signal range(s) of 4-20 mA, 12-35 VDC operating voltage, 35mm DIN rail mount, removable screw terminal plugs. | Stock | 123
XTD-N100100F-T | ProSense temperature transmitter, isolated, Input: 1-channel, Type T thermocouple, -100 to 100 deg F fixed, Output: 1-channel, output current signal range(s) of 4-20 mA, 12-35 VDC operating voltage, 35mm DIN rail mount, removable screw terminal plugs. | Stock | 123
XTD2-N100100F-T | ProSense temperature transmitter, isolated, Input: 1-channel, Type T thermocouple, -100 to 100 deg F fixed, Output: 1-channel, output current signal range(s) of 4-20 mA, 10-36 VDC operating voltage, 35mm DIN rail mount, removable screw terminal plugs. | Stock | 125
XTD-0200F-T | ProSense temperature transmitter, isolated, Input: 1-channel, Type T thermocouple, 0 to 200 deg F fixed, Output: 1-channel, output current signal range(s) of 4-20 mA, 12-35 VDC operating voltage, 35mm DIN rail mount, removable screw terminal plugs. | Stock | 123
XTD2-0200F-T | ProSense temperature transmitter, isolated, Input: 1-channel, Type T thermocouple, 0 to 200 deg F fixed, Output: 1-channel, output current signal range(s) of 4-20 mA, 10-36 VDC operating voltage, 35mm DIN rail mount, removable screw terminal plugs. | Stock | 125
XTD2-N40140F-PT1 | ProSense temperature transmitter, non-isolated, Input: 1-channel, Pt100 RTD, -40 to 140 deg F fixed, Output: 1-channel, output current signal range(s) of 4-20 mA, 10-36 VDC operating voltage, 35mm DIN rail mount, removable screw terminal plugs. | Stock | 125
XTD-0100F-PT1 | ProSense temperature transmitter, isolated, Input: 1-channel, Pt100 RTD, 0 to 100 deg F fixed, Output: 1-channel, output current signal range(s) of 4-20 mA, 12-35 VDC operating voltage, 35mm DIN rail mount, removable screw terminal plugs. | Stock | 123
XTD2-0100F-PT1 | ProSense temperature transmitter, non-isolated, Input: 1-channel, Pt100 RTD, 0 to 100 deg F fixed, Output: 1-channel, output current signal range(s) of 4-20 mA, 10-36 VDC operating voltage, 35mm DIN rail mount, removable screw terminal plugs. | Stock | 125
XTD2-0200F-PT1 | ProSense temperature transmitter, non-isolated, Input: 1-channel, Pt100 RTD, 0 to 200 deg F fixed, Output: 1-channel, output current signal range(s) of 4-20 mA, 10-36 VDC operating voltage, 35mm DIN rail mount, removable screw terminal plugs. | Stock | 125
XTD2-0300F-PT1 | ProSense temperature transmitter, non-isolated, Input: 1-channel, Pt100 RTD, 0 to 300 deg F fixed, Output: 1-channel, output current signal range(s) of 4-20 mA, 10-36 VDC operating voltage, 35mm DIN rail mount, removable screw terminal plugs. | Stock | 125
XTD2-0500F-PT1 | ProSense temperature transmitter, non-isolated, Input: 1-channel, Pt100 RTD, 0 to 500 deg F fixed, Output: 1-channel, output current signal range(s) of 4-20 mA, 10-36 VDC operating voltage, 35mm DIN rail mount, removable screw terminal plugs. | Stock | 125
XTD2-0-UNV-S | ProSense programmable temperature transmitter, isolated, Input: 1-channel, RTD/thermocouple/voltage/potentiometer, deg F or deg C, Output: 1-channel, loop powered current, 11-36 VDC operating voltage, 35mm DIN rail mount, removable screw terminal plugs. | Stock | 157
XTD2-0-UNV-P | ProSense programmable temperature transmitter, isolated, Input: 1-channel, RTD/thermocouple/voltage/potentiometer, deg F or deg C, Output: 1-channel, loop powered current, 11-36 VDC operating voltage, 35mm DIN rail mount, removable push-in terminal plugs. | Stock | 157
TTD-20-N40160F-H | ProSense temperature transmitter, isolated, Input: 1-channel, Pt100 RTD, -40 to 160 deg F fixed, Output: 1-channel, output current signal range(s) of 4-20 mA, 20-32 VDC operating voltage, M12 in-line mount, 4-pin M12 quick-disconnect. | Stock | 79
TTD-20-N40300F-H | ProSense temperature transmitter, isolated, Input: 1-channel, Pt100 RTD, -40 to 300 deg F fixed, Output: 1-channel, output current signal range(s) of 4-20 mA, 20-32 VDC operating voltage, M12 in-line mount, 4-pin M12 quick-disconnect. | Stock | 79
SC6-5200 | ProSense temperature transmitter, isolated, Input: 1-channel, thermocouple, deg C or deg F, Output: 1-channel, current/voltage, 24 VDC operating voltage, 35mm DIN rail mount, screw terminals, hazardous location rated. | Stock | 230
SC6-6102 | ProSense temperature transmitter, non-isolated, Input: 1-channel, RTD, deg C or deg F, Output: 1-channel, loop powered current, 3.3-35 VDC operating voltage, 35mm DIN rail mount, screw terminals, hazardous location rated. | Stock | 134
SC6-6200 | ProSense temperature transmitter, isolated, Input: 1-channel, RTD, deg C or deg F, Output: 1-channel, current/voltage, 24 VDC operating voltage, 35mm DIN rail mount, screw terminals, hazardous location rated. | Stock | 214
SC6-7102 | ProSense temperature transmitter, isolated, Input: 1-channel, RTD/thermocouple, deg C or deg F, Output: 1-channel, loop powered current, 5.5-35 VDC operating voltage, 35mm DIN rail mount, screw terminals, hazardous location rated. | Stock | 200
857-800 | WAGO temperature transmitter, isolated, Input: 1-channel, RTD/potentiometer, deg F or deg C, Output: 1-channel, current/voltage, 24 VDC operating voltage, 35mm DIN rail mount, push-in terminals, hazardous location rated. | Stock | 304
857-810 | WAGO temperature transmitter, isolated, Input: 1-channel, thermocouple, deg F or deg C, Output: 1-channel, current/voltage, 24 VDC operating voltage, 35mm DIN rail mount, push-in terminals, hazardous location rated. | Stock | 337
FC-T1 | AutomationDirect temperature transmitter, isolated, Input: 1-channel, thermocouple/voltage, deg F or deg C, Output: 1-channel, current, 24 VDC operating voltage, 35mm DIN rail or panel mount, removable screw terminal plugs. | Stock | 196
FC-R1 | AutomationDirect temperature transmitter, isolated, Input: 1-channel, RTD, deg F or deg C, Output: 1-channel, current, 24 VDC operating voltage, 35mm DIN rail or panel mount, removable screw terminal plugs. | Stock | 196
SCU-3100 | ProSense limit alarm, isolated, Input: 1-channel, current/voltage/RTD/thermocouple/potentiometer, Output: 2-channel, relay, 21.6-253 VAC/19.2-300 VDC operating voltage, 35mm DIN rail mount. | Stock | 287
SCU-1400 | ProSense signal conditioner, isolated, Input: 1-channel, current/voltage/RTD/thermocouple/potentiometer, Output: 1-channel, current/voltage, 21.6-253 VAC/19.2-300 VDC operating voltage, 35mm DIN rail mount. | Stock | 308
SCU-1600 | ProSense signal conditioner, isolated, Input: 1-channel, current/voltage/RTD/thermocouple/potentiometer, Output: 3-channel, current/voltage/relay, 21.6-253 VAC/19.2-300 VDC operating voltage, 35mm DIN rail mount. | Stock | 336
SCU-2200 | ProSense signal conditioner, isolated, Input: 1-channel, current/voltage/potentiometer/RTD/thermocouple, Output: 1-channel, frequency, 21.6-253 VAC/19.2-300 VDC operating voltage, 35mm DIN rail mount. | Stock | 448
TMT36-13A9/101 | Endress+Hauser iTEMP programmable temperature transmitter, non-isolated, Input: 1-channel, RTD, deg F or deg C, Output: 1-channel, IO-Link, 18-30 VDC operating voltage, DIN Form B connection head mount, screw terminals. | Stock | 232
TMT36-13C0/101 | Endress+Hauser iTEMP programmable temperature transmitter, non-isolated, Input: 1-channel, RTD, deg F or deg C, Output: 1-channel, IO-Link, 18-30 VDC operating voltage, DIN Form B connection head mount, push-in terminals. | Stock | 232
TMT72-4LR3/142 | Endress+Hauser iTEMP programmable temperature transmitter, isolated, Input: 1-channel, RTD/thermocouple/bipolar voltage/potentiometer, deg F or deg C, Output: 1-channel, loop powered current/HART, 10-36 VDC operating voltage, DIN Form B connection head mount. | Stock | 692
TMT72-6XR7/101 | Endress+Hauser iTEMP programmable temperature transmitter, isolated, Input: 1-channel, RTD/thermocouple/bipolar voltage/potentiometer, deg F or deg C, Output: 1-channel, loop powered current/HART, 10-36 VDC operating voltage, DIN Form B connection head mount. | Stock | 692
TMT72-4H19/139 | Endress+Hauser iTEMP programmable temperature transmitter, isolated, Input: 1-channel, RTD/thermocouple/bipolar voltage/potentiometer, deg F or deg C, Output: 1-channel, loop powered current/HART, 11-36 VDC operating voltage, 35mm DIN rail mount, screw terminals. | Stock | 712
TMT72-EQ74/115 | Endress+Hauser iTEMP programmable temperature transmitter, isolated, Input: 1-channel, RTD/thermocouple/bipolar voltage/potentiometer, deg F or deg C, Output: 1-channel, loop powered current/HART, 11-36 VDC operating voltage, 35mm DIN rail mount, push-in terminals. | Stock | 712
TMT142B-1E60/1W9 | Endress+Hauser iTEMP programmable temperature transmitter, isolated, Input: 1-channel, RTD/thermocouple/bipolar voltage/potentiometer, deg F or deg C, Output: 1-channel, loop powered current/HART, 11-36 VDC operating voltage, IP66 and IP67, wall mount. | Stock | 1545
DEFINE-JAVELIN | Define Instruments signal conditioner, isolated, Input: 1-channel, current/voltage/RTD/thermocouple/thermistor/potentiometer, Output: 1-channel, loop powered current, 10.5-36 VDC operating voltage, IP20, 35mm DIN rail mount. | Stock | 171
DEFINE-TM-2DLI | Define Instruments signal conditioner, isolated, Input: 1-channel, current/voltage/RTD/thermocouple/potentiometer, Output: 1-channel, loop powered current, 10.5-36 VDC operating voltage, 35mm DIN rail mount. | Stock | 171
DEFINE-TM-4DPI | Define Instruments signal conditioner, isolated, Input: 1-channel, current/voltage/RTD/thermocouple/potentiometer, Output: 1-channel, current/voltage, 22-300 VDC/85-265 VAC operating voltage, 35mm DIN rail mount. | Stock | 214
DEFINE-SENTRY-R2 | Define Instruments signal conditioner, isolated, Input: 1-channel, current/voltage/RTD/thermocouple/thermistor/pulse/frequency/potentiometer, Output: 2-channel, relay, 24-250 VAC/19.5-250 VDC operating voltage, IP20, 35mm DIN rail mount. | Stock | 299
DEFINE-SENTRY-R2A | Define Instruments signal conditioner, isolated, Input: 1-channel, current/voltage/RTD/thermocouple/thermistor/pulse/frequency/potentiometer, Output: 3-channel, current/voltage/relay, 24-250 VAC/19.5-250 VDC operating voltage, IP20, 35mm DIN rail mount. | Stock | 344
Infrared Pyrometers
OPTCSLT15SFCB1 | Optris CS LT infrared pyrometer, -50 to 1030 deg C, 8-14 μm spectral range, 0-5 VDC, 0-10 VDC, Type K thermocouple, alarm or pulse output, 5-30 VDC operating voltage, M12x1 threaded end mount, 1m integral 7-conductor shielded cable. | Stock | 125
OPTCSLT15SFCB8 | Optris CS LT infrared pyrometer, -50 to 1030 deg C, 8-14 μm spectral range, 0-5 VDC, 0-10 VDC, Type K thermocouple, alarm or pulse output, 5-30 VDC operating voltage, M12x1 threaded end mount, 8m integral 7-conductor shielded cable. | Stock | 165
OPTCSMALT15SF0505 | Optris CSmicro LT infrared pyrometer, -50 to 1030 deg C, 8-14 μm spectral range, 4-20 mA, alarm or pulse output, 5-30 VDC operating voltage, M12x1 threaded end mount, 1m integral 5-conductor shielded cable. | Stock | 250
OPTCSMVLT15SF0505 | Optris CSmicro LT infrared pyrometer, -50 to 1030 deg C, 8-14 μm spectral range, 0-5 VDC, 0-10 VDC, alarm or pulse output, 5-30 VDC operating voltage, M12x1 threaded end mount, 1m integral 5-conductor shielded cable. | Stock | 250
OPTCSMALT15SF33 | Optris CSmicro LT infrared pyrometer, -50 to 1030 deg C, 8-14 μm spectral range, 4-20 mA, alarm or pulse output, 5-30 VDC operating voltage, M12x1 threaded end mount, 6m integral 5-conductor shielded cable. | Stock | 300
OPTCSMVLT15SF33 | Optris CSmicro LT infrared pyrometer, -50 to 1030 deg C, 8-14 μm spectral range, 0-5 VDC, 0-10 VDC, alarm or pulse output, 5-30 VDC operating voltage, M12x1 threaded end mount, 6m integral 5-conductor shielded cable. | Stock | 300
OPTCSMALT22HSF0505 | Optris CSmicro LTH infrared pyrometer, -50 to 1030 deg C, 8-14 μm spectral range, 4-20 mA, alarm or pulse output, 5-30 VDC operating voltage, M12x1 threaded end mount, 1m integral 5-conductor shielded cable. | Stock | 370
OPTCSMVLT22HSF0505 | Optris CSmicro LTH infrared pyrometer, -50 to 1030 deg C, 8-14 μm spectral range, 0-5 VDC, 0-10 VDC, alarm or pulse output, 5-30 VDC operating voltage, M12x1 threaded end mount, 1m integral 5-conductor shielded cable. | Stock | 370
OPTCSMALT22HSF33 | Optris CSmicro LTH infrared pyrometer, -50 to 1030 deg C, 8-14 μm spectral range, 4-20 mA, alarm or pulse output, 5-30 VDC operating voltage, M12x1 threaded end mount, 6m integral 5-conductor shielded cable. | Stock | 420
OPTCSMVLT22HSF33 | Optris CSmicro LTH infrared pyrometer, -50 to 1030 deg C, 8-14 μm spectral range, 0-5 VDC, 0-10 VDC, alarm or pulse output, 5-30 VDC operating voltage, M12x1 threaded end mount, 6m integral 5-conductor shielded cable. | Stock | 420
OPTCSMA3MLSF0505 | Optris CSmicro 3M infrared pyrometer, 50 to 350 deg C, 2.3 μm spectral range, 4-20 mA, alarm or pulse output, 5-30 VDC operating voltage, M12x1 threaded end mount, 1m integral 5-conductor shielded cable. | Stock | 690
OPTCSMV3MLSF0505 | Optris CSmicro 3M infrared pyrometer, 50 to 350 deg C, 2.3 μm spectral range, 0-5 VDC, 0-10 VDC, alarm or pulse output, 5-30 VDC operating voltage, M12x1 threaded end mount, 1m integral 5-conductor shielded cable. | Stock | 690
OPTCSMA3MLSF33 | Optris CSmicro 3M infrared pyrometer, 50 to 350 deg C, 2.3 μm spectral range, 4-20 mA, alarm or pulse output, 5-30 VDC operating voltage, M12x1 threaded end mount, 6m integral 5-conductor shielded cable. | Stock | 740
OPTCSMV3MLSF33 | Optris CSmicro 3M infrared pyrometer, 50 to 350 deg C, 2.3 μm spectral range, 0-5 VDC, 0-10 VDC, alarm or pulse output, 5-30 VDC operating voltage, M12x1 threaded end mount, 6m integral 5-conductor shielded cable. | Stock | 740
OPTCSMA3MHSF0505 | Optris CSmicro 3M infrared pyrometer, 100 to 600 deg C, 2.3 μm spectral range, 4-20 mA, alarm or pulse output, 5-30 VDC operating voltage, M12x1 threaded end mount, 1m integral 5-conductor shielded cable. | Stock | 525
OPTCSMV3MHSF0505 | Optris CSmicro 3M infrared pyrometer, 100 to 600 deg C, 2.3 μm spectral range, 0-5 VDC, 0-10 VDC, alarm or pulse output, 5-30 VDC operating voltage, M12x1 threaded end mount, 1m integral 5-conductor shielded cable. | Stock | 525
OPTCSMA3MHSF33 | Optris CSmicro 3M infrared pyrometer, 100 to 600 deg C, 2.3 μm spectral range, 4-20 mA, alarm or pulse output, 5-30 VDC operating voltage, M12x1 threaded end mount, 6m integral 5-conductor shielded cable. | Stock | 575
OPTCSMV3MHSF33 | Optris CSmicro 3M infrared pyrometer, 100 to 600 deg C, 2.3 μm spectral range, 0-5 VDC, 0-10 VDC, alarm or pulse output, 5-30 VDC operating voltage, M12x1 threaded end mount, 6m integral 5-conductor shielded cable. | Stock | 575
OPTCSMA2MHSF0505 | Optris CSmicro 2M infrared pyrometer, 385 to 1600 deg C, 1.6 μm spectral range, 4-20 mA, alarm or pulse output, 5-30 VDC operating voltage, M12x1 threaded end mount, 1m integral 5-conductor shielded cable. | Stock | 560
OPTCSMV2MHSF0505 | Optris CSmicro 2M infrared pyrometer, 385 to 1600 deg C, 1.6 μm spectral range, 0-5 VDC, 0-10 VDC, alarm or pulse output, 5-30 VDC operating voltage, M12x1 threaded end mount, 1m integral 5-conductor shielded cable. | Stock | 560
OPTCSMA2MHSF33 | Optris CSmicro 2M infrared pyrometer, 385 to 1600 deg C, 1.6 μm spectral range, 4-20 mA, alarm or pulse output, 5-30 VDC operating voltage, M12x1 threaded end mount, 6m integral 5-conductor shielded cable. | Stock | 610
OPTCSMV2MHSF33 | Optris CSmicro 2M infrared pyrometer, 385 to 1600 deg C, 1.6 μm spectral range, 0-5 VDC, 0-10 VDC, alarm or pulse output, 5-30 VDC operating voltage, M12x1 threaded end mount, 6m integral 5-conductor shielded cable. | Stock | 610
OPTCSLLTSF | Optris CSlaser LT infrared pyrometer, -30 to 1000 deg C, 8-14 μm spectral range, 4-20 mA and alarm output, 5-30 VDC operating voltage, M48x1.5 threaded end mount, removable screw terminal plug. | Stock | 700
OPTCSL2MLSF | Optris CSlaser 2M infrared pyrometer, 250 to 800 deg C, 1.6 μm spectral range, 4-20 mA and alarm output, 5-30 VDC operating voltage, M48x1.5 threaded end mount, removable screw terminal plug. | Stock | 800
OPTCSL2MHSF | Optris CSlaser 2M infrared pyrometer, 385 to 1600 deg C, 1.6 μm spectral range, 4-20 mA and alarm output, 5-30 VDC operating voltage, M48x1.5 threaded end mount, removable screw terminal plug. | Stock | 800
Thermowells
TW025-01 | ProSense thermowell, 1/2in female NPT probe connection, 1/2in male NPT process connection, 304 stainless steel body, 2-3/4in overall length, 0.260in bore. | Stock | 32.5
TW025-03 | ProSense thermowell, 1/2in female NPT probe connection, 1/2in male NPT process connection, 316 stainless steel body, 2-3/4in overall length, 0.260in bore. | Stock | 37.5
TW04-01 | ProSense thermowell, 1/2in female NPT probe connection, 1/2in male NPT process connection, 304 stainless steel body, 4-1/4in overall length, 0.260in bore. | Stock | 37
TW04-02 | ProSense thermowell, 1/2in female NPT probe connection, 3/4in male NPT process connection, 304 stainless steel body, 4-1/4in overall length, 0.260in bore. | Stock | 37
TW04-03 | ProSense thermowell, 1/2in female NPT probe connection, 1/2in male NPT process connection, 316 stainless steel body, 4-1/4in overall length, 0.260in bore. | Stock | 46
TW04-04 | ProSense thermowell, 1/2in female NPT probe connection, 3/4in male NPT process connection, 316 stainless steel body, 4-1/4in overall length, 0.260in bore. | Stock | 46
TW06-01 | ProSense thermowell, 1/2in female NPT probe connection, 1/2in male NPT process connection, 304 stainless steel body, 6-1/4in overall length, 0.260in bore. | Stock | 52
TW06-02 | ProSense thermowell, 1/2in female NPT probe connection, 3/4in male NPT process connection, 304 stainless steel body, 6-1/4in overall length, 0.260in bore. | Stock | 52
TW06-03 | ProSense thermowell, 1/2in female NPT probe connection, 1/2in male NPT process connection, 316 stainless steel body, 6-1/4in overall length, 0.260in bore. | Stock | 59
TW06-04 | ProSense thermowell, 1/2in female NPT probe connection, 3/4in male NPT process connection, 316 stainless steel body, 6-1/4in overall length, 0.260in bore. | Stock | 59
TW09-01 | ProSense thermowell, 1/2in female NPT probe connection, 1/2in male NPT process connection, 304 stainless steel body, 9-1/4in overall length, 0.260in bore. | Stock | 73
TW09-03 | ProSense thermowell, 1/2in female NPT probe connection, 1/2in male NPT process connection, 316 stainless steel body, 9-1/4in overall length, 0.260in bore. | Stock | 84
TW12-01 | ProSense thermowell, 1/2in female NPT probe connection, 1/2in male NPT process connection, 304 stainless steel body, 12-1/4in overall length, 0.260in bore. | Stock | 82
TW12-02 | ProSense thermowell, 1/2in female NPT probe connection, 3/4in male NPT process connection, 304 stainless steel body, 12-1/4in overall length, 0.260in bore. | Stock | 82
TW12-03 | ProSense thermowell, 1/2in female NPT probe connection, 1/2in male NPT process connection, 316 stainless steel body, 12-1/4in overall length, 0.260in bore. | Stock | 102
TW12-04 | ProSense thermowell, 1/2in female NPT probe connection, 3/4in male NPT process connection, 316 stainless steel body, 12-1/4in overall length, 0.260in bore. | Stock | 102
RTDTW-06-010-50N | ProSense thermowell, 1/4in female NPT probe connection, 1/2in male NPT process connection, 316 stainless steel body, 113mm overall length, 7mm bore. | Stock | 53
RTDTW-06-020-50N | ProSense thermowell, 1/4in female NPT probe connection, 1/2in male NPT process connection, 316 stainless steel body, 213mm overall length, 7mm bore. | Stock | 56
RTDTW-06-030-50N | ProSense thermowell, 1/4in female NPT probe connection, 1/2in male NPT process connection, 316 stainless steel body, 313mm overall length, 7mm bore. | Stock | 62
RTDTW-10-010-50N | ProSense thermowell, 1/2in female NPT probe connection, 1/2in male NPT process connection, 316 stainless steel body, 92mm overall length, 11mm bore. | Stock | 53
STW04-01 | ProSense sanitary thermowell, 1/2in female NPT probe connection, 1-1/2in sanitary tri-clamp process connection, 316 stainless steel body, 4-1/4in overall length, 0.260in bore. | Stock | 111
STW06-01 | ProSense sanitary thermowell, 1/2in female NPT probe connection, 1-1/2in sanitary tri-clamp process connection, 316 stainless steel body, 6-1/4in overall length, 0.260in bore. | Stock | 120
STW12-01 | ProSense sanitary thermowell, 1/2in female NPT probe connection, 1-1/2in sanitary tri-clamp process connection, 316 stainless steel body, 12-1/4in overall length, 0.260in bore. | Stock | 166
STW04-02 | ProSense sanitary thermowell, 1/2in female NPT probe connection, 2in sanitary tri-clamp process connection, 316 stainless steel body, 4-1/4in overall length, 0.260in bore. | Stock | 124
STW06-02 | ProSense sanitary thermowell, 1/2in female NPT probe connection, 2in sanitary tri-clamp process connection, 316 stainless steel body, 6-1/4in overall length, 0.260in bore. | Stock | 134
STW12-02 | ProSense sanitary thermowell, 1/2in female NPT probe connection, 2in sanitary tri-clamp process connection, 316 stainless steel body, 12-1/4in overall length, 0.260in bore. | Stock | 172
Accessories for Temperature Sensors and Transmitters
BCF18-125N | ProSense compression fitting, brass, 1/8in male NPT process connection. For use with 1/8in outside diameter temperature probes. Brass ferrule included. | Stock | 4
BCF14-125N | ProSense compression fitting, brass, 1/8in male NPT process connection. For use with 1/4in outside diameter temperature probes. Brass ferrule included. | Stock | 4
BCF18-25N | ProSense compression fitting, brass, 1/4in male NPT process connection. For use with 1/8in outside diameter temperature probes. Brass ferrule included. | Stock | 5.25
BCF14-25N | ProSense compression fitting, brass, 1/4in male NPT process connection. For use with 1/4in outside diameter temperature probes. Brass ferrule included. | Stock | 5.25
BCF18-50N | ProSense compression fitting, brass, 1/2in male NPT process connection. For use with 1/8in outside diameter temperature probes. Brass ferrule included. | Stock | 7.25
BCF14-50N | ProSense compression fitting, brass, 1/2in male NPT process connection. For use with 1/4in outside diameter temperature probes. Brass ferrule included. | Stock | 7.75
CF18-125N | ProSense compression fitting, 316 stainless steel, 1/8in male NPT process connection. For use with 1/8in outside diameter temperature probes. Stainless steel ferrule included. | Stock | 10.5
CF14-125N | ProSense compression fitting, 316 stainless steel, 1/8in male NPT process connection. For use with 1/4in outside diameter temperature probes. Stainless steel ferrule included. | Stock | 10.5
CF18-25N | ProSense compression fitting, 316 stainless steel, 1/4in male NPT process connection. For use with 1/8in outside diameter temperature probes. Stainless steel ferrule included. | Stock | 12
CF14-25N | ProSense compression fitting, 316 stainless steel, 1/4in male NPT process connection. For use with 1/4in outside diameter temperature probes. Stainless steel ferrule included. | Stock | 11.5
CF18-50N | ProSense compression fitting, 316 stainless steel, 1/2in male NPT process connection. For use with 1/8in outside diameter temperature probes. Stainless steel ferrule included. | Stock | 16.5
CF14-50N | ProSense compression fitting, 316 stainless steel, 1/2in male NPT process connection. For use with 1/4in outside diameter temperature probes. Stainless steel ferrule included. | Stock | 17.5
CF06-25N | ProSense compression fitting, stainless steel, 1/4in male NPT process connection. For use with 6mm (0.24in) outside diameter temperature probes. Stainless steel ferrule included. | Stock | 33.5
CF10-50N | ProSense compression fitting, stainless steel, 1/2in male NPT process connection. For use with 10mm outside diameter temperature probes. Stainless steel ferrule included. | Stock | 34.5
CF18-BC | ProSense adjustable bayonet cap compression fitting, zinc plated brass. For use with 1/8in outside diameter probe sheaths. Brass ferrule included. | Stock | 11
CFTF-18 | ProSense ferrule, Teflon. Package of 5. For use with brass or stainless steel compression fittings and 1/8in outside diameter temperature probes. | Stock | 9.75
CFTF-14 | ProSense ferrule, Teflon. Package of 5. For use with brass or stainless steel compression fittings and 1/4in outside diameter temperature probes. | Stock | 10
BA-078 | ProSense bayonet adapter, 7/8in bayonet length, 7/16in bayonet outside diameter, 9/32in bayonet inside diameter, 1/8in male NPT process connection. For use with adjustable immersion sensors. | Stock | 2.25
BA-100 | ProSense bayonet adapter, 1in bayonet length, 7/16in bayonet outside diameter, 9/32in bayonet inside diameter, 1/8in male NPT process connection. For use with adjustable immersion sensors. | Stock | 2.25
BA-114 | ProSense bayonet adapter, 1-1/4in bayonet length, 7/16in bayonet outside diameter, 9/32in bayonet inside diameter, 1/8in male NPT process connection. For use with adjustable immersion sensors. | Stock | 3
BA-112 | ProSense bayonet adapter, 1-1/2in bayonet length, 7/16in bayonet outside diameter, 9/32in bayonet inside diameter, 1/8in male NPT process connection. For use with adjustable immersion sensors. | Stock | 3
BA-200 | ProSense bayonet adapter, 2in bayonet length, 7/16in bayonet outside diameter, 9/32in bayonet inside diameter, 1/8in male NPT process connection. For use with adjustable immersion sensors. | Stock | 3.25
BA-212 | ProSense bayonet adapter, 2-1/2in bayonet length, 7/16in bayonet outside diameter, 9/32in bayonet inside diameter, 1/8in male NPT process connection. For use with adjustable immersion sensors. | Stock | 3.5
BA-300 | ProSense bayonet adapter, 3in bayonet length, 7/16in bayonet outside diameter, 9/32in bayonet inside diameter, 1/8in male NPT process connection. For use with adjustable immersion sensors. | Stock | 3.75
BA-312 | ProSense bayonet adapter, 3-1/2in bayonet length, 7/16in bayonet outside diameter, 9/32in bayonet inside diameter, 1/8in male NPT process connection. For use with adjustable immersion sensors. | Stock | 4.5
BB125N-50N | ProSense hex head reducer bushing, brass, 1/2in male NPT to 1/8in female NPT. | Stock | 7.25
PCA-125 | ProSense pipe clamp with bayonet adapter, 11/16 to 1-1/4in adjustable diameter, 2in bayonet length, 7/16in bayonet outside diameter, 9/32in bayonet inside diameter. For use with adjustable immersion sensors. | Stock | 19.5
PCA-200 | ProSense pipe clamp with bayonet adapter, 1-1/16 to 2in adjustable diameter, 2in bayonet length, 7/16in bayonet outside diameter, 9/32in bayonet inside diameter. For use with adjustable immersion sensors. | Stock | 20
PCA-300 | ProSense pipe clamp with bayonet adapter, 2-1/16 to 3in adjustable diameter, 2in bayonet length, 7/16in bayonet outside diameter, 9/32in bayonet inside diameter. For use with adjustable immersion sensors. | Stock | 21.5
PCA-425 | ProSense pipe clamp with bayonet adapter, 3-5/16 to 4-1/4in adjustable diameter, 2in bayonet length, 7/16in bayonet outside diameter, 9/32in bayonet inside diameter. For use with adjustable immersion sensors. | Stock | 25
PCA-500 | ProSense pipe clamp with bayonet adapter, 4-1/8 to 7in adjustable diameter, 2in bayonet length, 7/16in bayonet outside diameter, 9/32in bayonet inside diameter. For use with adjustable immersion sensors. | Stock | 24
THMJ-SP | ProSense Type J thermocouple connector, standard round pin plug, 400 deg F (200 deg C), glass filled thermoplastic body, black, thermocouple material pins, 32 AWG to 14 AWG wire size range. | Stock | 5.25
THMJ-SJ | ProSense Type J thermocouple connector, standard round pin jack, 400 deg F (200 deg C), glass filled thermoplastic body, black, thermocouple material pins, 32 AWG to 14 AWG wire size range. | Stock | 6.5
THMK-SP | ProSense Type K thermocouple connector, standard round pin plug, 400 deg F (200 deg C), glass filled thermoplastic body, yellow, thermocouple material pins, 32 AWG to 14 AWG wire size range. | Stock | 5.5
THMK-SJ | ProSense Type K thermocouple connector, standard round pin jack, 400 deg F (200 deg C), glass filled thermoplastic body, yellow, thermocouple material pins, 32 AWG to 14 AWG wire size range. | Stock | 6.75
THMK-HSP | ProSense Type K thermocouple connector, high-temperature standard round pin plug, 662 deg F (350 deg C), glass filled thermoplastic body, brown, thermocouple material pins, 32 AWG to 14 AWG wire size range. | Stock | 16.5
THMK-HSJ | ProSense Type K thermocouple connector, high-temperature standard round pin jack, 662 deg F (350 deg C), glass filled thermoplastic body, brown, thermocouple material pins, 32 AWG to 14 AWG wire size range. | Stock | 19.5
THMT-SP | ProSense Type T thermocouple connector, standard round pin plug, 400 deg F (200 deg C), glass filled thermoplastic body, blue, thermocouple material pins, 32 AWG to 14 AWG wire size range. | Stock | 5.5
THMT-SJ | ProSense Type T thermocouple connector, standard round pin jack, 400 deg F (200 deg C), glass filled thermoplastic body, blue, thermocouple material pins, 32 AWG to 14 AWG wire size range. | Stock | 7
NTC-SJ | ProSense 2-pin thermistor connector, standard round pin jack, 400 deg F (200 deg C), glass filled thermoplastic body, white, copper pins, 32 AWG to 14 AWG wire size range. | Stock | 7.25
THMJ-MP | ProSense Type J thermocouple connector, miniature flat pin plug, 400 deg F (200 deg C), glass filled thermoplastic body, black, thermocouple material pins, 40 AWG to 20 AWG wire size range. | Stock | 3.75
THMJ-MJ | ProSense Type J thermocouple connector, miniature flat pin jack, 400 deg. F (200 deg. C), glass filled thermoplastic body, black, thermocouple material pins, 40 AWG to 20 AWG wire size range. | Stock | 4.25
THMK-MP | ProSense Type K thermocouple connector, miniature flat pin plug, 400 deg F (200 deg C), glass filled thermoplastic body, yellow, thermocouple material pins, 40 AWG to 20 AWG wire size range. | Stock | 4
THMK-MJ | ProSense Type K thermocouple connector, miniature flat pin jack, 400 deg F (200 deg C), glass filled thermoplastic body, yellow, thermocouple material pins, 40 AWG to 20 AWG wire size range. | Stock | 4.25
THMT-MP | ProSense Type T thermocouple connector, miniature flat pin plug, 400 deg F (200 deg C), glass filled thermoplastic body, blue, thermocouple material pins, 40 AWG to 20 AWG wire size range. | Stock | 4
THMT-MJ | ProSense Type T thermocouple connector, miniature flat pin jack, 400 deg F (200 deg C), glass filled thermoplastic body, blue, thermocouple material pins, 40 AWG to 20 AWG wire size range. | Stock | 4.5
RTD-SP | ProSense 3-pin RTD connector, standard round pin plug, 400 deg. F (200 deg. C), glass filled thermoplastic body, white, copper pins, 32 AWG to 14 AWG wire size range. | Stock | 11
RTD-SJ | ProSense 3-pin RTD connector, standard round pin jack, 400 deg F (200 deg C), glass filled thermoplastic body, white, copper pins, 32 AWG to 14 AWG wire size range. | Stock | 14
WCB-S | ProSense wire/cable clamp bracket, package of 10. For use with standard thermocouple and RTD connectors. | Stock | 12
WCB-M | ProSense wire/cable clamp bracket, package of 10. For use with miniature thermocouple connectors. | Stock | 14
THMJ-SPJ | ProSense Type J thermocouple connector, standard round pin panel jack, 400 deg F (200 deg C), glass filled thermoplastic body, black, thermocouple material pins, 32 AWG to 14 AWG wire size range. | Stock | 12.5
THMK-SPJ | ProSense Type K thermocouple connector, standard round pin panel jack, 400 deg F (200 deg C), glass filled thermoplastic body, yellow, thermocouple material pins, 32 AWG to 14 AWG wire size range. | Stock | 12
THMT-SPJ | ProSense Type T thermocouple connector, standard round pin panel jack, 400 deg F (200 deg C), glass filled thermoplastic body, blue, thermocouple material pins, 32 AWG to 14 AWG wire size range. | Stock | 12
THMJ-MPJ | ProSense Type J thermocouple connector, miniature flat pin panel jack, 400 deg F (200 deg C), glass filled thermoplastic body, black, thermocouple material pins, 32 AWG to 14 AWG wire size range. | Stock | 9.75
THMK-MPJ | ProSense Type K thermocouple connector, miniature flat pin panel jack, 400 deg F (200 deg C), glass filled thermoplastic body, yellow, thermocouple material pins, 32 AWG to 14 AWG wire size range. | Stock | 10.5
THMT-MPJ | ProSense Type T thermocouple connector, miniature flat pin panel jack, 400 deg F (200 deg C), glass filled thermoplastic body, blue, thermocouple material pins, 32 AWG to 14 AWG wire size range. | Stock | 11.5
CHSC-AL-1 | ProSense general purpose screw cover connection head, 1/2in female NPT probe connection, 3/4in female NPT conduit opening, maximum temperature rating of 825 deg F (440 deg C), die-cast aluminum, NEMA 4X, IP66. | Stock | 25
CHTB-2 | ProSense terminal base, (2) brass terminals with stainless steel screws, ceramic. For use with ProSense temperature probe connection heads. | Stock | 6.75
CHTB-3 | ProSense terminal base, (3) brass terminals with stainless steel screws, ceramic. For use with ProSense temperature probe connection heads. | Stock | 7.75
RTD1-C04R-03 | ProSense temperature sensor, Pt100 RTD, spring-loaded replacement probe, 5in insertion length, 1/4in probe diameter, stainless steel sheath, 3in 24 AWG wire leads. | Stock | 53
RTD1-C06R-03 | ProSense temperature sensor, Pt100 RTD, spring-loaded replacement probe, 7in insertion length, 1/4in probe diameter, stainless steel sheath, 3in 24 AWG wire leads. | Stock | 55
RTD1-C12R-03 | ProSense temperature sensor, Pt100 RTD, spring-loaded replacement probe, 13in insertion length, 1/4in probe diameter, stainless steel sheath, 3in 24 AWG wire leads. | Stock | 57
SCU-PDM2 | ProSense detachable programming/display module, for use with SCU series signal conditioners. | Stock | 72
SCU-CJC1 | ProSense external cold junction compensation (CJC) connector, for use with SCU-3100, SCU-1400, SCU-1600 signal conditioners. | Stock | 19.5
XTH2-UNV-DISP | ProSense display, polycarbonate. For use with programmable temperature transmitter XTH2-0-UNV-S and XTH2-0-UNV-P. | Stock | 87
XTH2-ENC-F | ProSense field housing, (2) 1/2in female NPT, -40 to +100 degrees C (-40 to 212 degrees F), aluminum, NEMA 4X, IP66 IP68. For use with programmable temperature transmitter XTH2-0-UNV-S and XTH2-0-UNV-P. | Stock | 83
XTH2-ENC-P | ProSense connection head, 1/2in female NPT probe connection, 1/2in female NPT, -40 to +100 degrees C (-40 to 212 degrees F), aluminum, NEMA 4X, IP66 IP68. For use with programmable temperature transmitter XTH2-0-UNV-S and XTH2-0-UNV-P. | Stock | 83
XTH2-ENC-BKT1 | ProSense wall mount bracket, 316L stainless steel. For use with field housing XTH2-ENC-F. Mounting hardware included. | Stock | 28.5
XTH2-ENC-BKT2 | ProSense pipe mount bracket, 316L stainless steel. For use with field housing XTH2-ENC-F. Mounting hardware included. | Stock | 56
XT-SOFT | ProSense Windows configuration software, free download only. For use with ProSense temperature transmitter XTP series, digital temperature sensor ETS series and programmable temperature sensor XTD-0-UNV. | Stock | 0
XT-USB | ProSense configuration cable, USB to keyed 4-pin male, 7.9ft/2.4m cable length. For use with XT-SOFT configuration software, ProSense temperature transmitter XTP series, digital temperature sensor ETS series and models XTD-0-UNV, XTH2-0-UNV, XTD2-0-UNV. | Stock | 152
XT-M12 | ProSense adapter, keyed 4-pin female to 4-pin M12. For use with ProSense temperature transmitter XTP series and XT-USB cable. | Stock | 25.5
ACCTCF | Optris close focus lens, for use with Optris CS LT and Optris CSmicro IR pyrometers. | Stock | 60
ACCTFB | Optris swivel mounting bracket, for use with Optris CS LT and Optris CSmicro IR pyrometers. | Stock | 30
ACCTMB | Optris mounting bolt, M12 x 1. For use with Optris CS LT and Optris CSmicro IR pyrometers and ACCTFB mounting bracket. M12x1 nut included. | Stock | 30
ACCSAP | Optris standard air purge collar, for use with Optris CS LT and Optris CSmicro IR pyrometers. | Stock | 45
ACCTRAM | Optris right angle mirror, for use with Optris CS LT and Optris CSmicro IR pyrometers. | Stock | 85
ACCSMIACC | Optris configuration cable, USB-C to 5-pin terminal, 3.7ft/1.1m cable length. For use with Optris CS IR pyrometers and PC or Android configuration software. | Stock | 60
ACCTLAB | Optris mounting bracket, two axis. For use with Optris CSlaser IR pyrometers. | Stock | 115
ACCTLAP | Optris air purge collar, for use with Optris CSlaser IR pyrometers. | Stock | 135
TID10-1009/0 | Endress+Hauser display, polycarbonate. For use with Endress+Hauser TMT36 and TMT72 programmable temperature transmitters. | Stock | 133
FC-35MM | Terminal block, replacement, 3.5mm. Package of 14. For use with FC series signal conditioners. | Stock | 33.5
FC-5MM | Terminal block, replacement, 5mm. Package of 5. For use with FC series signal conditioners. | Stock | 18.5
SC6-PCU1 | ProSense power connection unit, for use with SC6 series signal conditioners. | Stock | 129
0068060 | In-rail-bus, 250mm length. For use with SC6 series signal conditioners and DN-R35S1 series DIN rail. | Stock | 51
DEFINE-BK-HM | Define Instruments head-mount adapter, for use with Define Instruments DEFINE-TM-2HL and DEFINE-TM-2HLI programmable temperature transmitters. Requires DEFINE-BRIDGE-KEY fob USB adapter. | Stock | 15
Humidity Sensors
HUM-D-100 | ProSense temperature/humidity sensor, duct insertion probe, 100mm insertion length, Output: 2-channel, current, -19.9 to 60 deg C, 0 to 99.9% RH, duct mount, 6.5ft/2m 22 AWG wire leads. | Stock | 209
HUM-D-200 | ProSense temperature/humidity sensor, duct insertion probe, 200mm insertion length, Output: 2-channel, current, -19.9 to 60 deg C, 0 to 99.9% RH, duct mount, 6.5ft/2m 22 AWG wire leads. | Stock | 209
HUM-W-100 | ProSense temperature/humidity sensor, duct insertion probe, 100mm insertion length, Output: 2-channel, current, -19.9 to 60 deg C, 0 to 99.9% RH, wall or duct mount, 6.5ft/2m 22 AWG wire leads. | Stock | 209
HUM-W-200 | ProSense temperature/humidity sensor, duct insertion probe, 200mm insertion length, Output: 2-channel, current, -19.9 to 60 deg C, 0 to 99.9% RH, wall or duct mount, 6.5ft/2m 22 AWG wire leads. | Stock | 209
HUM-W-100-DSP-C | ProSense temperature/humidity sensor, duct insertion probe, 100mm insertion length, Output: 2-channel, current, -19.9 to 60 deg C, 0 to 99.9% RH, wall or duct mount, 6.5ft/2m 22 AWG wire leads, two-line, 3-digit, red LED display. | Stock | 241
HUM-W-200-DSP-C | ProSense temperature/humidity sensor, duct insertion probe, 200mm insertion length, Output: 2-channel, current, -19.9 to 60 deg C, 0 to 99.9% RH, wall or duct mount, 6.5ft/2m 22 AWG wire leads, two-line, 3-digit, red LED display. | Stock | 241
HUM-R-20 | ProSense temperature/humidity sensor, room sensor, plastic wall mounting subplate process connection, Output: 2-channel, current, -19.9 to 60 deg C, 0 to 99.9% RH, IP10, wall mount, screw terminals. | Stock | 180
HUM-W-100-DSP-F | ProSense temperature/humidity sensor, duct insertion probe, 100mm insertion length, Output: 2-channel, current, -4 to 140 deg F, 0 to 99.9% RH, wall or duct mount, 6.5ft/2m 22 AWG wire leads, two-line, 3-digit, red LED display. | Stock | 241
HUM-W-200-DSP-F | ProSense temperature/humidity sensor, duct insertion probe, 200mm insertion length, Output: 2-channel, current, -4 to 140 deg F, 0 to 99.9% RH, wall or duct mount, 6.5ft/2m 22 AWG wire leads, two-line, 3-digit, red LED display. | Stock | 241
HUM-R-PT | ProSense temperature/humidity sensor, room sensor, plastic wall mounting subplate process connection, Output: 2-channel, RTD/current, -19.9 to 60 deg C, 0 to 99.9% RH, IP10, wall mount, screw terminals. | Stock | 180
014202-00 | Stego Smart Sensor temperature/humidity sensor, -40 to 140 deg F, 0 to 100% RH, 4-20 mA output, 35mm DIN rail or panel mount, 4-pin M12 quick-disconnect. | Stock | 179
014112-00 | Stego Smart Sensor temperature/humidity sensor, -40 to 140 deg F, 0 to 100% RH, IO-Link output, 35mm DIN rail or panel mount, M12 axial male A-coded 4-pin. | Stock | 179
Pressure Switches
PSD25-0P-0145H | ProSense electronic pressure switch, 7.5 to 145 psi set point, 316 stainless steel sensing element, PNP, N.O./N.C. complementary, 1/4in male NPT process connection, 9.6-32 VDC operating voltage, 4-pin M12 quick-disconnect. | Stock | 127
PSD25-0P-1450H | ProSense electronic pressure switch, 75 to 1450 psi set point, 316 stainless steel sensing element, PNP, N.O./N.C. complementary, 1/4in male NPT process connection, 9.6-32 VDC operating voltage, 4-pin M12 quick-disconnect. | Stock | 120
PSD25-0P-5800H | ProSense electronic pressure switch, 290 to 5800 psi set point, 316 stainless steel sensing element, PNP, N.O./N.C. complementary, 1/4in male NPT process connection, 9.6-32 VDC operating voltage, 4-pin M12 quick-disconnect. | Stock | 127
MPS25-1C-DV15A | ProSense mechanical pressure switch, 1 to 5 psig deadband range, -15 to 15 psig set point, 316 stainless steel sensing element, SPDT 3A, 1/4in male NPT process connection, 1/2in male NPT conduit connection with 6ft cable. | Stock | 152
MPS25-1C-D30A | ProSense mechanical pressure switch, 1 to 5 psig deadband range, 6 to 30 psig set point, 316 stainless steel sensing element, SPDT 3A, 1/4in male NPT process connection, 1/2in male NPT conduit connection with 6ft cable. | Stock | 152
MPS25-1C-D60A | ProSense mechanical pressure switch, 2 to 10 psig deadband range, 8 to 60 psig set point, 316 stainless steel sensing element, SPDT 3A, 1/4in male NPT process connection, 1/2in male NPT conduit connection with 6ft cable. | Stock | 152
MPS25-1C-D100A | ProSense mechanical pressure switch, 3 to 15 psig deadband range, 10 to 100 psig set point, 316 stainless steel sensing element, SPDT 3A, 1/4in male NPT process connection, 1/2in male NPT conduit connection with 6ft cable. | Stock | 152
MPS25-1C-P200A | ProSense mechanical pressure switch, 3 to 30 psig deadband range, 40 to 200 psig set point, 316 stainless steel sensing element, Buna-N O-ring seal(s), SPDT 3A, 1/4in male NPT process connection, 1/2in male NPT conduit connection with 6ft cable. | Stock | 151
MPS25-1C-P500A | ProSense mechanical pressure switch, 20 to 100 psig deadband range, 50 to 500 psig set point, 316 stainless steel sensing element, Buna-N O-ring seal(s), SPDT 3A, 1/4in male NPT process connection, 1/2in male NPT conduit connection with 6ft cable. | Stock | 152
MPS25-1C-P1000A | ProSense mechanical pressure switch, 25 to 150 psig deadband range, 100 to 1000 psig set point, 316 stainless steel sensing element, Buna-N O-ring seal(s), SPDT 3A, 1/4in male NPT process connection, 1/2in male NPT conduit connection with 6ft cable. | Stock | 152
MPS25-1C-P2000A | ProSense mechanical pressure switch, 30 to 300 psig deadband range, 200 to 2000 psig set point, 316 stainless steel sensing element, Buna-N O-ring seal(s), SPDT 3A, 1/4in male NPT process connection, 1/2in male NPT conduit connection with 6ft cable. | Stock | 152
MPS25-1C-P5000A | ProSense mechanical pressure switch, 75 to 750 psig deadband range, 500 to 5000 psig set point, 316 stainless steel sensing element, Buna-N O-ring seal(s), SPDT 3A, 1/4in male NPT process connection, 1/2in male NPT conduit connection with 6ft cable. | Stock | 152
MPS25-1C-P7500A | ProSense mechanical pressure switch, 110 to 1100 psig deadband range, 750 to 7500 psig set point, 316 stainless steel sensing element, Buna-N O-ring seal(s), SPDT 3A, 1/4in male NPT process connection, 1/2in male NPT conduit connection with 6ft cable. | Stock | 152
MPS25-1C-DV15D | ProSense mechanical pressure switch, 1 to 5 psig deadband range, -15 to 15 psig set point, 316 stainless steel sensing element, SPDT 3A, 1/4in male NPT process connection, DIN 175301-803C L-connector. | Stock | 137
MPS25-1C-D30D | ProSense mechanical pressure switch, 1 to 5 psig deadband range, 6 to 30 psig set point, 316 stainless steel sensing element, SPDT 3A, 1/4in male NPT process connection, DIN 175301-803C L-connector. | Stock | 137
MPS25-1C-D60D | ProSense mechanical pressure switch, 2 to 10 psig deadband range, 8 to 60 psig set point, 316 stainless steel sensing element, SPDT 3A, 1/4in male NPT process connection, DIN 175301-803C L-connector. | Stock | 137
MPS25-1C-D100D | ProSense mechanical pressure switch, 3 to 15 psig deadband range, 10 to 100 psig set point, 316 stainless steel sensing element, SPDT 3A, 1/4in male NPT process connection, DIN 175301-803C L-connector. | Stock | 137
MPS25-1C-P200D | ProSense mechanical pressure switch, 3 to 30 psig deadband range, 40 to 200 psig set point, 316 stainless steel sensing element, Buna-N O-ring seal(s), SPDT 3A, 1/4in male NPT process connection, DIN 175301-803C L-connector. | Stock | 137
MPS25-1C-P500D | ProSense mechanical pressure switch, 20 to 100 psig deadband range, 50 to 500 psig set point, 316 stainless steel sensing element, Buna-N O-ring seal(s), SPDT 3A, 1/4in male NPT process connection, DIN 175301-803C L-connector. | Stock | 137
MPS25-1C-P1000D | ProSense mechanical pressure switch, 25 to 150 psig deadband range, 100 to 1000 psig set point, 316 stainless steel sensing element, Buna-N O-ring seal(s), SPDT 3A, 1/4in male NPT process connection, DIN 175301-803C L-connector. | Stock | 137
MPS25-1C-P2000D | ProSense mechanical pressure switch, 30 to 300 psig deadband range, 200 to 2000 psig set point, 316 stainless steel sensing element, Buna-N O-ring seal(s), SPDT 3A, 1/4in male NPT process connection, DIN 175301-803C L-connector. | Stock | 137
MPS25-1C-P5000D | ProSense mechanical pressure switch, 75 to 750 psig deadband range, 500 to 5000 psig set point, 316 stainless steel sensing element, Buna-N O-ring seal(s), SPDT 3A, 1/4in male NPT process connection, DIN 175301-803C L-connector. | Stock | 137
MPS25-1C-P7500D | ProSense mechanical pressure switch, 110 to 1100 psig deadband range, 750 to 7500 psig set point, 316 stainless steel sensing element, Buna-N O-ring seal(s), SPDT 3A, 1/4in male NPT process connection, DIN 175301-803C L-connector. | Stock | 137
LPPS18-1C-D10A | AchieVe mechanical pressure switch, 3 to 10 psig set point, 1 to 2 psig deadband range, Buna-N sensing element, Buna-N seal(s), SPDT 5A, 1/8in male NPT process connection, 5ft 18 AWG cable. | Stock | 49
LPPS18-1C-D30A | AchieVe mechanical pressure switch, 6 to 30 psig set point, 3 to 6 psig deadband range, Buna-N sensing element, Buna-N seal(s), SPDT 5A, 1/8in male NPT process connection, 5ft 18 AWG cable. | Stock | 49
LPPS18-1C-D120A | AchieVe mechanical pressure switch, 20 to 120 psig set point, 12 to 24 psig deadband range, Buna-N sensing element, Buna-N seal(s), SPDT 5A, 1/8in male NPT process connection, 5ft 18 AWG cable. | Stock | 49
LPPS18-1C-D10H | AchieVe mechanical pressure switch, 3 to 10 psig set point, 1 to 2 psig deadband range, Buna-N sensing element, Buna-N seal(s), SPDT 5A, 1/8in male NPT process connection, 4-pin M12 quick-disconnect. | Stock | 56
LPPS18-1C-D30H | AchieVe mechanical pressure switch, 6 to 30 psig set point, 3 to 6 psig deadband range, Buna-N sensing element, Buna-N seal(s), SPDT 5A, 1/8in male NPT process connection, 4-pin M12 quick-disconnect. | Stock | 56
LPPS18-1C-D120H | AchieVe mechanical pressure switch, 20 to 120 psig set point, 12 to 24 psig deadband range, Buna-N sensing element, Buna-N seal(s), SPDT 5A, 1/8in male NPT process connection, 4-pin M12 quick-disconnect. | Stock | 56
LPPS18-1C-D10D | AchieVe mechanical pressure switch, 3 to 10 psig set point, 1 to 2 psig deadband range, Buna-N sensing element, Buna-N seal(s), SPDT 5A, 1/8in male NPT process connection, 9.4mm DIN style wiring plug. | Stock | 56
LPPS18-1C-D30D | AchieVe mechanical pressure switch, 6 to 30 psig set point, 3 to 6 psig deadband range, Buna-N sensing element, Buna-N seal(s), SPDT 5A, 1/8in male NPT process connection, 9.4mm DIN style wiring plug. | Stock | 56
LPPS18-1C-D120D | AchieVe mechanical pressure switch, 20 to 120 psig set point, 12 to 24 psig deadband range, Buna-N sensing element, Buna-N seal(s), SPDT 5A, 1/8in male NPT process connection, 9.4mm DIN style wiring plug. | Stock | 56
LPPS25-1C-D10A | AchieVe mechanical pressure switch, 3 to 10 psig set point, 1 to 2 psig deadband range, Buna-N sensing element, Buna-N seal(s), SPDT 5A, 1/4in male NPT process connection, 5ft 18 AWG cable. | Stock | 49
LPPS25-1C-D30A | AchieVe mechanical pressure switch, 6 to 30 psig set point, 3 to 6 psig deadband range, Buna-N sensing element, Buna-N seal(s), SPDT 5A, 1/4in male NPT process connection, 5ft 18 AWG cable. | Stock | 49
LPPS25-1C-D120A | AchieVe mechanical pressure switch, 20 to 120 psig set point, 12 to 24 psig deadband range, Buna-N sensing element, Buna-N seal(s), SPDT 5A, 1/4in male NPT process connection, 5ft 18 AWG cable. | Stock | 49
LPPS25-1C-P400A | AchieVe mechanical pressure switch, 100 to 400 psig set point, 40 to 80 psig deadband range, hardened steel sensing element, Buna-N O-ring seal(s), SPDT 5A, 1/4in male NPT process connection, 5ft 18 AWG cable. | Stock | 52
LPPS25-1C-P1000A | AchieVe mechanical pressure switch, 250 to 1000 psig set point, 100 to 200 psig deadband range, hardened steel sensing element, Buna-N O-ring seal(s), SPDT 5A, 1/4in male NPT process connection, 5ft 18 AWG cable. | Stock | 52
LPPS25-1C-P3000A | AchieVe mechanical pressure switch, 750 to 3000 psig set point, 300 to 600 psig deadband range, hardened steel sensing element, Buna-N O-ring seal(s), SPDT 5A, 1/4in male NPT process connection, 5ft 18 AWG cable. | Stock | 52
LPPS25-1C-D10H | AchieVe mechanical pressure switch, 3 to 10 psig set point, 1 to 2 psig deadband range, Buna-N sensing element, Buna-N seal(s), SPDT 5A, 1/4in male NPT process connection, 4-pin M12 quick-disconnect. | Stock | 56
LPPS25-1C-D30H | AchieVe mechanical pressure switch, 6 to 30 psig set point, 3 to 6 psig deadband range, Buna-N sensing element, Buna-N seal(s), SPDT 5A, 1/4in male NPT process connection, 4-pin M12 quick-disconnect. | Stock | 56
LPPS25-1C-D120H | AchieVe mechanical pressure switch, 20 to 120 psig set point, 12 to 24 psig deadband range, Buna-N sensing element, Buna-N seal(s), SPDT 5A, 1/4in male NPT process connection, 4-pin M12 quick-disconnect. | Stock | 56
LPPS25-1C-P400H | AchieVe mechanical pressure switch, 100 to 400 psig set point, 40 to 80 psig deadband range, hardened steel sensing element, Buna-N O-ring seal(s), SPDT 5A, 1/4in male NPT process connection, 4-pin M12 quick-disconnect. | Stock | 59
LPPS25-1C-P1000H | AchieVe mechanical pressure switch, 250 to 1000 psig set point, 100 to 200 psig deadband range, hardened steel sensing element, Buna-N O-ring seal(s), SPDT 5A, 1/4in male NPT process connection, 4-pin M12 quick-disconnect. | Stock | 59
LPPS25-1C-P3000H | AchieVe mechanical pressure switch, 750 to 3000 psig set point, 300 to 600 psig deadband range, hardened steel sensing element, Buna-N O-ring seal(s), SPDT 5A, 1/4in male NPT process connection, 4-pin M12 quick-disconnect. | Stock | 59
LPPS25-1C-D10D | AchieVe mechanical pressure switch, 3 to 10 psig set point, 1 to 2 psig deadband range, Buna-N sensing element, Buna-N seal(s), SPDT 5A, 1/4in male NPT process connection, 9.4mm DIN style wiring plug. | Stock | 56
LPPS25-1C-D30D | AchieVe mechanical pressure switch, 6 to 30 psig set point, 3 to 6 psig deadband range, Buna-N sensing element, Buna-N seal(s), SPDT 5A, 1/4in male NPT process connection, 9.4mm DIN style wiring plug. | Stock | 56
LPPS25-1C-D120D | AchieVe mechanical pressure switch, 20 to 120 psig set point, 12 to 24 psig deadband range, Buna-N sensing element, Buna-N seal(s), SPDT 5A, 1/4in male NPT process connection, 9.4mm DIN style wiring plug. | Stock | 56
LPPS25-1C-P400D | AchieVe mechanical pressure switch, 100 to 400 psig set point, 40 to 80 psig deadband range, hardened steel sensing element, Buna-N O-ring seal(s), SPDT 5A, 1/4in male NPT process connection, 9.4mm DIN style wiring plug. | Stock | 57
LPPS25-1C-P1000D | AchieVe mechanical pressure switch, 250 to 1000 psig set point, 100 to 200 psig deadband range, hardened steel sensing element, Buna-N O-ring seal(s), SPDT 5A, 1/4in male NPT process connection, 9.4mm DIN style wiring plug. | Stock | 57
LPPS25-1C-P3000D | AchieVe mechanical pressure switch, 750 to 3000 psig set point, 300 to 600 psig deadband range, hardened steel sensing element, Buna-N O-ring seal(s), SPDT 5A, 1/4in male NPT process connection, 9.4mm DIN style wiring plug. | Stock | 57
S18-1C-10 | AchieVe mechanical pressure switch, 2 to 10 psig set point, 1 to 2 psig deadband range, Buna-N sensing element, Buna-N seal(s), SPDT 10A, 1/8in male NPT process connection, 1/4in (6.4mm) spade terminals. | Stock | 33
S18-1C-30 | AchieVe mechanical pressure switch, 6 to 30 psig set point, 3 to 6 psig deadband range, Buna-N sensing element, Buna-N seal(s), SPDT 10A, 1/8in male NPT process connection, 1/4in (6.4mm) spade terminals. | Stock | 33
S18-1C-120 | AchieVe mechanical pressure switch, 20 to 120 psig set point, 12 to 24 psig deadband range, Buna-N sensing element, Buna-N seal(s), SPDT 10A, 1/8in male NPT process connection, 1/4in (6.4mm) spade terminals. | Stock | 33
B424B30IMV | Ashcroft mechanical pressure switch, -30 to -4.5in Hg vacuum set point, 1.5 to 4.0in Hg deadband range, Buna-N sensing element, Buna-N seal(s), SPDT 15A, 1/4in female NPT process connection, 3/4in female NPT conduit opening. | Stock | 240
B424B15 | Ashcroft mechanical pressure switch, 2.25 to 15 psig set point, 0.5 to 1.5 psig deadband range, Buna-N sensing element, Buna-N seal(s), SPDT 15A, 1/4in female NPT process connection, 3/4in female NPT conduit opening. | Stock | 210
B424B30 | Ashcroft mechanical pressure switch, 4.5 to 30 psig set point, 0.5 to 1.5 psig deadband range, Buna-N sensing element, Buna-N seal(s), SPDT 15A, 1/4in female NPT process connection, 3/4in female NPT conduit opening. | Stock | 210
B424B60 | Ashcroft mechanical pressure switch, 9 to 60 psig set point, 1.0 to 3.5 psig deadband range, Buna-N sensing element, Buna-N seal(s), SPDT 15A, 1/4in female NPT process connection, 3/4in female NPT conduit opening. | Stock | 210
B424B100 | Ashcroft mechanical pressure switch, 15 to 100 psig set point, 1.5 to 5.0 psig deadband range, Buna-N sensing element, Buna-N seal(s), SPDT 15A, 1/4in female NPT process connection, 3/4in female NPT conduit opening. | Stock | 210
B424B200 | Ashcroft mechanical pressure switch, 30 to 200 psig set point, 5 to 13 psig deadband range, Buna-N sensing element, Buna-N seal(s), SPDT 15A, 1/4in female NPT process connection, 3/4in female NPT conduit opening. | Stock | 210
B424B400 | Ashcroft mechanical pressure switch, 60 to 400 psig set point, 5 to 24 psig deadband range, Buna-N sensing element, Buna-N seal(s), SPDT 15A, 1/4in female NPT process connection, 3/4in female NPT conduit opening. | Stock | 210
B424B1000 | Ashcroft mechanical pressure switch, 150 to 1000 psig set point, 30 to 110 psig deadband range, Buna-N sensing element, Buna-N seal(s), SPDT 15A, 1/2in male NPT or 1/4in female NPT process connection, 3/4in female NPT conduit opening. | Stock | 278
B424B3000 | Ashcroft mechanical pressure switch, 450 to 3000 psig set point, 80 to 235 psig deadband range, Buna-N sensing element, Buna-N seal(s), SPDT 15A, 1/2in male NPT or 1/4in female NPT process connection, 3/4in female NPT conduit opening. | Stock | 278
B424V15 | Ashcroft mechanical pressure switch, 2.25 to 15 psig set point, 0.7 to 2.1 psig deadband range, Viton sensing element, Viton seal(s), SPDT 15A, 1/4in female NPT process connection, 3/4in female NPT conduit opening. | Stock | 225
B424V30 | Ashcroft mechanical pressure switch, 4.5 to 30 psig set point, 0.7 to 2.1 psig deadband range, Viton sensing element, Viton seal(s), SPDT 15A, 1/4in female NPT process connection, 3/4in female NPT conduit opening. | Stock | 225
B424V60 | Ashcroft mechanical pressure switch, 9 to 60 psig set point, 1.4 to 4.9 psig deadband range, Viton sensing element, Viton seal(s), SPDT 15A, 1/4in female NPT process connection, 3/4in female NPT conduit opening. | Stock | 225
B424V100 | Ashcroft mechanical pressure switch, 15 to 100 psig set point, 2.1 to 7.0 psig deadband range, Viton sensing element, Viton seal(s), SPDT 15A, 1/4in female NPT process connection, 3/4in female NPT conduit opening. | Stock | 225
B424V200 | Ashcroft mechanical pressure switch, 30 to 200 psig set point, 7.0 to 18.2 psig deadband range, Viton sensing element, Viton seal(s), SPDT 15A, 1/4in female NPT process connection, 3/4in female NPT conduit opening. | Stock | 225
B424V400 | Ashcroft mechanical pressure switch, 60 to 400 psig set point, 7.0 to 33.6 psig deadband range, Viton sensing element, Viton seal(s), SPDT 15A, 1/4in female NPT process connection, 3/4in female NPT conduit opening. | Stock | 225
B420B15 | Ashcroft mechanical pressure switch, 2.25 to 15 psig set point, 0.1 to 0.35 psig deadband range, Buna-N sensing element, Buna-N seal(s), SPDT 15A, 1/4in female NPT process connection, 3/4in female NPT conduit opening. | Stock | 228
B420B60 | Ashcroft mechanical pressure switch, 9 to 60 psig set point, 0.3 to 1.0 psig deadband range, Buna-N sensing element, Buna-N seal(s), SPDT 15A, 1/4in female NPT process connection, 3/4in female NPT conduit opening. | Stock | 228
B420B100 | Ashcroft mechanical pressure switch, 15 to 100 psig set point, 0.5 to 1.7 psig deadband range, Buna-N sensing element, Buna-N seal(s), SPDT 15A, 1/4in female NPT process connection, 3/4in female NPT conduit opening. | Stock | 228
B420B200 | Ashcroft mechanical pressure switch, 30 to 200 psig set point, 1 to 3 psig deadband range, Buna-N sensing element, Buna-N seal(s), SPDT 15A, 1/4in female NPT process connection, 3/4in female NPT conduit opening. | Stock | 228
Pressure Transmitters
5-11-3132-030200 | MP Sensor P.Touch pressure transmitter, -14.5 to 30 psig range, +/- 0.5% accuracy, ceramic sensing element, FKM seal(s), Output: 2-channel, switch/current/voltage/IO-Link, 1/4in male NPT process connection, 13-30 VDC operating voltage, 4-pin M12 quick-disconnect. | Stock | 197
5-11-3132-050000 | MP Sensor P.Touch pressure transmitter, 0 to 50 psig range, +/- 0.5% accuracy, ceramic sensing element, FKM seal(s), Output: 2-channel, switch/current/voltage/IO-Link, 1/4in male NPT process connection, 13-30 VDC operating voltage, 4-pin M12 quick-disconnect. | Stock | 197
5-11-3132-100000 | MP Sensor P.Touch pressure transmitter, 0 to 100 psig range, +/- 0.5% accuracy, ceramic sensing element, FKM seal(s), Output: 2-channel, switch/current/voltage/IO-Link, 1/4in male NPT process connection, 13-30 VDC operating voltage, 4-pin M12 quick-disconnect. | Stock | 197
5-11-3132-200000 | MP Sensor P.Touch pressure transmitter, 0 to 200 psig range, +/- 0.5% accuracy, ceramic sensing element, FKM seal(s), Output: 2-channel, switch/current/voltage/IO-Link, 1/4in male NPT process connection, 13-30 VDC operating voltage, 4-pin M12 quick-disconnect. | Stock | 197
5-11-3132-300000 | MP Sensor P.Touch pressure transmitter, 0 to 300 psig range, +/- 0.5% accuracy, ceramic sensing element, FKM seal(s), Output: 2-channel, switch/current/voltage/IO-Link, 1/4in male NPT process connection, 13-30 VDC operating voltage, 4-pin M12 quick-disconnect. | Stock | 197
5-11-3132-500000 | MP Sensor P.Touch pressure transmitter, 0 to 500 psig range, +/- 0.5% accuracy, ceramic sensing element, FKM seal(s), Output: 2-channel, switch/current/voltage/IO-Link, 1/4in male NPT process connection, 13-30 VDC operating voltage, 4-pin M12 quick-disconnect. | Stock | 197
5-11-3132-1K0000 | MP Sensor P.Touch pressure transmitter, 0 to 1000 psig range, +/- 0.5% accuracy, ceramic sensing element, FKM seal(s), Output: 2-channel, switch/current/voltage/IO-Link, 1/4in male NPT process connection, 13-30 VDC operating voltage, 4-pin M12 quick-disconnect. | Stock | 197
5-11-3132-2K0000 | MP Sensor P.Touch pressure transmitter, 0 to 2000 psig range, +/- 0.5% accuracy, ceramic sensing element, FKM seal(s), Output: 2-channel, switch/current/voltage/IO-Link, 1/4in male NPT process connection, 13-30 VDC operating voltage, 4-pin M12 quick-disconnect. | Stock | 197
LPPT25-20-V30H | AchieVe pressure transmitter, -14.7 to 30 psig range, +/- 1% accuracy, stainless steel sensing element, Output: 1-channel, current, 1/4in male NPT process connection, 9-32 VDC operating voltage, 4-pin M12 quick-disconnect. | Stock | 80
LPPT25-20-0015H | AchieVe pressure transmitter, 0 to 15 psig range, +/- 1% accuracy, stainless steel sensing element, Output: 1-channel, current, 1/4in male NPT process connection, 9-32 VDC operating voltage, 4-pin M12 quick-disconnect. | Stock | 80
LPPT25-20-0030H | AchieVe pressure transmitter, 0 to 30 psig range, +/- 1% accuracy, stainless steel sensing element, Output: 1-channel, current, 1/4in male NPT process connection, 9-32 VDC operating voltage, 4-pin M12 quick-disconnect. | Stock | 80
LPPT25-20-0060H | AchieVe pressure transmitter, 0 to 60 psig range, +/- 1% accuracy, stainless steel sensing element, Output: 1-channel, current, 1/4in male NPT process connection, 9-32 VDC operating voltage, 4-pin M12 quick-disconnect. | Stock | 80
LPPT25-20-0100H | AchieVe pressure transmitter, 0 to 100 psig range, +/- 1% accuracy, stainless steel sensing element, Output: 1-channel, current, 1/4in male NPT process connection, 9-32 VDC operating voltage, 4-pin M12 quick-disconnect. | Stock | 80
LPPT25-20-0200H | AchieVe pressure transmitter, 0 to 200 psig range, +/- 1% accuracy, stainless steel sensing element, Output: 1-channel, current, 1/4in male NPT process connection, 9-32 VDC operating voltage, 4-pin M12 quick-disconnect. | Stock | 80
LPPT25-20-0300H | AchieVe pressure transmitter, 0 to 300 psig range, +/- 1% accuracy, stainless steel sensing element, Output: 1-channel, current, 1/4in male NPT process connection, 9-32 VDC operating voltage, 4-pin M12 quick-disconnect. | Stock | 80
LPPT25-20-0500H | AchieVe pressure transmitter, 0 to 500 psig range, +/- 1% accuracy, stainless steel sensing element, Output: 1-channel, current, 1/4in male NPT process connection, 9-32 VDC operating voltage, 4-pin M12 quick-disconnect. | Stock | 80
LPPT25-20-1000H | AchieVe pressure transmitter, 0 to 1000 psig range, +/- 1% accuracy, stainless steel sensing element, Output: 1-channel, current, 1/4in male NPT process connection, 9-32 VDC operating voltage, 4-pin M12 quick-disconnect. | Stock | 80
LPPT25-20-2000H | AchieVe pressure transmitter, 0 to 2000 psig range, +/- 1% accuracy, stainless steel sensing element, Output: 1-channel, current, 1/4in male NPT process connection, 9-32 VDC operating voltage, 4-pin M12 quick-disconnect. | Stock | 80
LPPT25-20-3000H | AchieVe pressure transmitter, 0 to 3000 psig range, +/- 1% accuracy, stainless steel sensing element, Output: 1-channel, current, 1/4in male NPT process connection, 9-32 VDC operating voltage, 4-pin M12 quick-disconnect. | Stock | 80
LPPT25-20-5000H | AchieVe pressure transmitter, 0 to 5000 psig range, +/- 1% accuracy, stainless steel sensing element, Output: 1-channel, current, 1/4in male NPT process connection, 9-32 VDC operating voltage, 4-pin M12 quick-disconnect. | Stock | 80
WPT25-20-0015H | HydroMode pressure transmitter, 0 to 15 psig range, +/- 1% accuracy, stainless steel sensing element, Output: 1-channel, current, 1/4in male NPT process connection, 8-32 VDC operating voltage, 4-pin M12 quick-disconnect, NSF/ANSI/CAN 61 and NSF 372. | Stock | 103
WPT25-20-0030H | HydroMode pressure transmitter, 0 to 30 psig range, +/- 1% accuracy, stainless steel sensing element, Output: 1-channel, current, 1/4in male NPT process connection, 8-32 VDC operating voltage, 4-pin M12 quick-disconnect, NSF/ANSI/CAN 61 and NSF 372. | Stock | 103
WPT25-20-0050H | HydroMode pressure transmitter, 0 to 50 psig range, +/- 1% accuracy, stainless steel sensing element, Output: 1-channel, current, 1/4in male NPT process connection, 8-32 VDC operating voltage, 4-pin M12 quick-disconnect, NSF/ANSI/CAN 61 and NSF 372. | Stock | 103
WPT25-20-0100H | HydroMode pressure transmitter, 0 to 100 psig range, +/- 1% accuracy, stainless steel sensing element, Output: 1-channel, current, 1/4in male NPT process connection, 8-32 VDC operating voltage, 4-pin M12 quick-disconnect, NSF/ANSI/CAN 61 and NSF 372. | Stock | 103
WPT25-20-0150H | HydroMode pressure transmitter, 0 to 150 psig range, +/- 1% accuracy, stainless steel sensing element, Output: 1-channel, current, 1/4in male NPT process connection, 8-32 VDC operating voltage, 4-pin M12 quick-disconnect, NSF/ANSI/CAN 61 and NSF 372. | Stock | 103
WPT25-20-0200H | HydroMode pressure transmitter, 0 to 200 psig range, +/- 1% accuracy, stainless steel sensing element, Output: 1-channel, current, 1/4in male NPT process connection, 8-32 VDC operating voltage, 4-pin M12 quick-disconnect, NSF/ANSI/CAN 61 and NSF 372. | Stock | 103
WPT25-20-0300H | HydroMode pressure transmitter, 0 to 300 psig range, +/- 1% accuracy, stainless steel sensing element, Output: 1-channel, current, 1/4in male NPT process connection, 8-32 VDC operating voltage, 4-pin M12 quick-disconnect, NSF/ANSI/CAN 61 and NSF 372. | Stock | 103
PTD25-20-VH | ProSense vacuum transmitter, -14.5 to 0 psig range, +/- 0.75% accuracy, ceramic sensing element, Viton seal(s), Output: 1-channel, current, 1/4in male NPT process connection, 9.6-32 VDC operating voltage, 4-pin M12 quick-disconnect. | Stock | 169
PTD25-20-0100WCH | ProSense pressure transmitter, 0 to 100in of water column range, +/- 0.75% accuracy, ceramic sensing element, Viton seal(s), Output: 1-channel, current, 1/4in male NPT process connection, 9.6-32 VDC operating voltage, 4-pin M12 quick-disconnect. | Stock | 176
PTD25-20-0015H | ProSense pressure transmitter, 0 to 15 psig range, +/- 0.75% accuracy, ceramic sensing element, Viton seal(s), Output: 1-channel, current, 1/4in male NPT process connection, 9.6-32 VDC operating voltage, 4-pin M12 quick-disconnect. | Stock | 169
PTD25-20-0030H | ProSense pressure transmitter, 0 to 30 psig range, +/- 0.75% accuracy, ceramic sensing element, Viton seal(s), Output: 1-channel, current, 1/4in male NPT process connection, 9.6-32 VDC operating voltage, 4-pin M12 quick-disconnect. | Stock | 169
PTD25-20-0100H | ProSense pressure transmitter, 0 to 100 psig range, +/- 0.75% accuracy, ceramic sensing element, Viton seal(s), Output: 1-channel, current, 1/4in male NPT process connection, 9.6-32 VDC operating voltage, 4-pin M12 quick-disconnect. | Stock | 169
PTD25-20-0200H | ProSense pressure transmitter, 0 to 200 psig range, +/- 0.75% accuracy, ceramic sensing element, Viton seal(s), Output: 1-channel, current, 1/4in male NPT process connection, 9.6-32 VDC operating voltage, 4-pin M12 quick-disconnect. | Stock | 169
PTD25-20-0500H | ProSense pressure transmitter, 0 to 500 psig range, +/- 0.75% accuracy, ceramic sensing element, Viton seal(s), Output: 1-channel, current, 1/4in male NPT process connection, 9.6-32 VDC operating voltage, 4-pin M12 quick-disconnect. | Stock | 169
PTD25-20-1000H | ProSense pressure transmitter, 0 to 1000 psig range, +/- 0.75% accuracy, ceramic sensing element, Viton seal(s), Output: 1-channel, current, 1/4in male NPT process connection, 9.6-32 VDC operating voltage, 4-pin M12 quick-disconnect. | Stock | 169
PTD25-20-3000H | ProSense pressure transmitter, 0 to 3000 psig range, +/- 0.75% accuracy, ceramic sensing element, Viton seal(s), Output: 1-channel, current, 1/4in male NPT process connection, 9.6-32 VDC operating voltage, 4-pin M12 quick-disconnect. | Stock | 176
PTD25-20-5000H | ProSense pressure transmitter, 0 to 5000 psig range, +/- 0.75% accuracy, ceramic sensing element, Viton seal(s), Output: 1-channel, current, 1/4in male NPT process connection, 9.6-32 VDC operating voltage, 4-pin M12 quick-disconnect. | Stock | 176
PTD25-10-VH | ProSense vacuum transmitter, -14.5 to 0 psig range, +/- 0.75% accuracy, ceramic sensing element, Viton seal(s), Output: 1-channel, voltage, 1/4in male NPT process connection, 16-32 VDC operating voltage, 4-pin M12 quick-disconnect. | Stock | 169
PTD25-10-0100WCH | ProSense pressure transmitter, 0 to 100in of water column range, +/- 0.75% accuracy, ceramic sensing element, Viton seal(s), Output: 1-channel, voltage, 1/4in male NPT process connection, 16-32 VDC operating voltage, 4-pin M12 quick-disconnect. | Stock | 176
PTD25-10-0015H | ProSense pressure transmitter, 0 to 15 psig range, +/- 0.75% accuracy, ceramic sensing element, Viton seal(s), Output: 1-channel, voltage, 1/4in male NPT process connection, 16-32 VDC operating voltage, 4-pin M12 quick-disconnect. | Stock | 169
PTD25-10-0030H | ProSense pressure transmitter, 0 to 30 psig range, +/- 0.75% accuracy, ceramic sensing element, Viton seal(s), Output: 1-channel, voltage, 1/4in male NPT process connection, 16-32 VDC operating voltage, 4-pin M12 quick-disconnect. | Stock | 169
PTD25-10-0100H | ProSense pressure transmitter, 0 to 100 psig range, +/- 0.75% accuracy, ceramic sensing element, Viton seal(s), Output: 1-channel, voltage, 1/4in male NPT process connection, 16-32 VDC operating voltage, 4-pin M12 quick-disconnect. | Stock | 169
PTD25-10-0200H | ProSense pressure transmitter, 0 to 200 psig range, +/- 0.75% accuracy, ceramic sensing element, Viton seal(s), Output: 1-channel, voltage, 1/4in male NPT process connection, 16-32 VDC operating voltage, 4-pin M12 quick-disconnect. | Stock | 169
PTD25-10-0500H | ProSense pressure transmitter, 0 to 500 psig range, +/- 0.75% accuracy, ceramic sensing element, Viton seal(s), Output: 1-channel, voltage, 1/4in male NPT process connection, 16-32 VDC operating voltage, 4-pin M12 quick-disconnect. | Stock | 169
PTD25-10-1000H | ProSense pressure transmitter, 0 to 1000 psig range, +/- 0.75% accuracy, ceramic sensing element, Viton seal(s), Output: 1-channel, voltage, 1/4in male NPT process connection, 16-32 VDC operating voltage, 4-pin M12 quick-disconnect. | Stock | 169
PTD25-10-3000H | ProSense pressure transmitter, 0 to 3000 psig range, +/- 0.75% accuracy, ceramic sensing element, Viton seal(s), Output: 1-channel, voltage, 1/4in male NPT process connection, 16-32 VDC operating voltage, 4-pin M12 quick-disconnect. | Stock | 176
PTD25-10-5000H | ProSense pressure transmitter, 0 to 5000 psig range, +/- 0.75% accuracy, ceramic sensing element, Viton seal(s), Output: 1-channel, voltage, 1/4in male NPT process connection, 16-32 VDC operating voltage, 4-pin M12 quick-disconnect. | Stock | 176
SPTD25-20-0100H | ProSense pressure transmitter, 0 to 100 psig range, +/- 0.5% accuracy, stainless steel sensing element, Output: 1-channel, current, 1/4in male NPT process connection, 8.5-36 VDC operating voltage, 4-pin M12 quick-disconnect. | Stock | 133
SPTD25-20-0200H | ProSense pressure transmitter, 0 to 200 psig range, +/- 0.5% accuracy, stainless steel sensing element, Output: 1-channel, current, 1/4in male NPT process connection, 8.5-36 VDC operating voltage, 4-pin M12 quick-disconnect. | Stock | 133
SPTD25-20-0300H | ProSense pressure transmitter, 0 to 300 psig range, +/- 0.5% accuracy, stainless steel sensing element, Output: 1-channel, current, 1/4in male NPT process connection, 8.5-36 VDC operating voltage, 4-pin M12 quick-disconnect. | Stock | 133
SPTD25-20-0500H | ProSense pressure transmitter, 0 to 500 psig range, +/- 0.5% accuracy, stainless steel sensing element, Output: 1-channel, current, 1/4in male NPT process connection, 8.5-36 VDC operating voltage, 4-pin M12 quick-disconnect. | Stock | 133
SPTD25-20-1000H | ProSense pressure transmitter, 0 to 1000 psig range, +/- 0.5% accuracy, stainless steel sensing element, Output: 1-channel, current, 1/4in male NPT process connection, 8.5-36 VDC operating voltage, 4-pin M12 quick-disconnect. | Stock | 133
SPTD25-20-3000H | ProSense pressure transmitter, 0 to 3000 psig range, +/- 0.5% accuracy, stainless steel sensing element, Output: 1-channel, current, 1/4in male NPT process connection, 8.5-36 VDC operating voltage, 4-pin M12 quick-disconnect. | Stock | 133
SPTD25-20-5000H | ProSense pressure transmitter, 0 to 5000 psig range, +/- 0.5% accuracy, stainless steel sensing element, Output: 1-channel, current, 1/4in male NPT process connection, 8.5-36 VDC operating voltage, 4-pin M12 quick-disconnect. | Stock | 133
SPT25-20-V30A | ProSense pressure transmitter, -14.7 to 30 psig range, +/- 0.5% accuracy, stainless steel sensing element, Output: 1-channel, current, 1/4in male NPT process connection, 9-36 VDC operating voltage, 6.6ft/2m cable. | Stock | 163
SPT25-20-0030A | ProSense pressure transmitter, 0 to 30 psig range, +/- 0.5% accuracy, stainless steel sensing element, Output: 1-channel, current, 1/4in male NPT process connection, 9-36 VDC operating voltage, 6.6ft/2m cable. | Stock | 163
SPT25-20-0060A | ProSense pressure transmitter, 0 to 60 psig range, +/- 0.5% accuracy, stainless steel sensing element, Output: 1-channel, current, 1/4in male NPT process connection, 9-36 VDC operating voltage, 6.6ft/2m cable. | Stock | 163
SPT25-20-0100A | ProSense pressure transmitter, 0 to 100 psig range, +/- 0.5% accuracy, stainless steel sensing element, Output: 1-channel, current, 1/4in male NPT process connection, 9-36 VDC operating voltage, 6.6ft/2m cable. | Stock | 163
SPT25-20-0150A | ProSense pressure transmitter, 0 to 150 psig range, +/- 0.5% accuracy, stainless steel sensing element, Output: 1-channel, current, 1/4in male NPT process connection, 9-36 VDC operating voltage, 6.6ft/2m cable. | Stock | 163
SPT25-20-0200A | ProSense pressure transmitter, 0 to 200 psig range, +/- 0.5% accuracy, stainless steel sensing element, Output: 1-channel, current, 1/4in male NPT process connection, 9-36 VDC operating voltage, 6.6ft/2m cable. | Stock | 163
SPT25-20-0300A | ProSense pressure transmitter, 0 to 300 psig range, +/- 0.5% accuracy, stainless steel sensing element, Output: 1-channel, current, 1/4in male NPT process connection, 9-36 VDC operating voltage, 6.6ft/2m cable. | Stock | 163
SPT25-20-0500A | ProSense pressure transmitter, 0 to 500 psig range, +/- 0.5% accuracy, stainless steel sensing element, Output: 1-channel, current, 1/4in male NPT process connection, 9-36 VDC operating voltage, 6.6ft/2m cable. | Stock | 163
SPT25-20-1000A | ProSense pressure transmitter, 0 to 1000 psig range, +/- 0.5% accuracy, stainless steel sensing element, Output: 1-channel, current, 1/4in male NPT process connection, 9-36 VDC operating voltage, 6.6ft/2m cable. | Stock | 163
SPT25-20-1500A | ProSense pressure transmitter, 0 to 1500 psig range, +/- 0.5% accuracy, stainless steel sensing element, Output: 1-channel, current, 1/4in male NPT process connection, 9-36 VDC operating voltage, 6.6ft/2m cable. | Stock | 163
SPT25-20-2000A | ProSense pressure transmitter, 0 to 2000 psig range, +/- 0.5% accuracy, stainless steel sensing element, Output: 1-channel, current, 1/4in male NPT process connection, 9-36 VDC operating voltage, 6.6ft/2m cable. | Stock | 163
SPT25-20-3000A | ProSense pressure transmitter, 0 to 3000 psig range, +/- 0.5% accuracy, stainless steel sensing element, Output: 1-channel, current, 1/4in male NPT process connection, 9-36 VDC operating voltage, 6.6ft/2m cable. | Stock | 163
SPT25-20-5000A | ProSense pressure transmitter, 0 to 5000 psig range, +/- 0.5% accuracy, stainless steel sensing element, Output: 1-channel, current, 1/4in male NPT process connection, 9-36 VDC operating voltage, 6.6ft/2m cable. | Stock | 163
SPT25-10-V30A | ProSense pressure transmitter, -14.7 to 30 psig range, +/- 0.5% accuracy, stainless steel sensing element, Output: 1-channel, voltage, 1/4in male NPT process connection, 14-36 VDC operating voltage, 6.6ft/2m cable. | Stock | 163
SPT25-10-0030A | ProSense pressure transmitter, 0 to 30 psig range, +/- 0.5% accuracy, stainless steel sensing element, Output: 1-channel, voltage, 1/4in male NPT process connection, 14-36 VDC operating voltage, 6.6ft/2m cable. | Stock | 163
SPT25-10-0060A | ProSense pressure transmitter, 0 to 60 psig range, +/- 0.5% accuracy, stainless steel sensing element, Output: 1-channel, voltage, 1/4in male NPT process connection, 14-36 VDC operating voltage, 6.6ft/2m cable. | Stock | 163
SPT25-10-0100A | ProSense pressure transmitter, 0 to 100 psig range, +/- 0.5% accuracy, stainless steel sensing element, Output: 1-channel, voltage, 1/4in male NPT process connection, 14-36 VDC operating voltage, 6.6ft/2m cable. | Stock | 163
SPT25-10-0150A | ProSense pressure transmitter, 0 to 150 psig range, +/- 0.5% accuracy, stainless steel sensing element, Output: 1-channel, voltage, 1/4in male NPT process connection, 14-36 VDC operating voltage, 6.6ft/2m cable. | Stock | 163
SPT25-10-0200A | ProSense pressure transmitter, 0 to 200 psig range, +/- 0.5% accuracy, stainless steel sensing element, Output: 1-channel, voltage, 1/4in male NPT process connection, 14-36 VDC operating voltage, 6.6ft/2m cable. | Stock | 163
SPT25-10-0300A | ProSense pressure transmitter, 0 to 300 psig range, +/- 0.5% accuracy, stainless steel sensing element, Output: 1-channel, voltage, 1/4in male NPT process connection, 14-36 VDC operating voltage, 6.6ft/2m cable. | Stock | 163
SPT25-10-0500A | ProSense pressure transmitter, 0 to 500 psig range, +/- 0.5% accuracy, stainless steel sensing element, Output: 1-channel, voltage, 1/4in male NPT process connection, 14-36 VDC operating voltage, 6.6ft/2m cable. | Stock | 163
SPT25-10-1000A | ProSense pressure transmitter, 0 to 1000 psig range, +/- 0.5% accuracy, stainless steel sensing element, Output: 1-channel, voltage, 1/4in male NPT process connection, 14-36 VDC operating voltage, 6.6ft/2m cable. | Stock | 163
SPT25-10-1500A | ProSense pressure transmitter, 0 to 1500 psig range, +/- 0.5% accuracy, stainless steel sensing element, Output: 1-channel, voltage, 1/4in male NPT process connection, 14-36 VDC operating voltage, 6.6ft/2m cable. | Stock | 163
SPT25-10-2000A | ProSense pressure transmitter, 0 to 2000 psig range, +/- 0.5% accuracy, stainless steel sensing element, Output: 1-channel, voltage, 1/4in male NPT process connection, 14-36 VDC operating voltage, 6.6ft/2m cable. | Stock | 163
SPT25-10-3000A | ProSense pressure transmitter, 0 to 3000 psig range, +/- 0.5% accuracy, stainless steel sensing element, Output: 1-channel, voltage, 1/4in male NPT process connection, 14-36 VDC operating voltage, 6.6ft/2m cable. | Stock | 163
SPT25-10-5000A | ProSense pressure transmitter, 0 to 5000 psig range, +/- 0.5% accuracy, stainless steel sensing element, Output: 1-channel, voltage, 1/4in male NPT process connection, 14-36 VDC operating voltage, 6.6ft/2m cable. | Stock | 163
SPT25-20-V30D | ProSense pressure transmitter, -14.7 to 30 psig range, +/- 0.5% accuracy, stainless steel sensing element, Output: 1-channel, current, 1/4in male NPT process connection, 9-36 VDC operating voltage, DIN 175301-803C L-connector. | Stock | 157
SPT25-20-0030D | ProSense pressure transmitter, 0 to 30 psig range, +/- 0.5% accuracy, stainless steel sensing element, Output: 1-channel, current, 1/4in male NPT process connection, 9-36 VDC operating voltage, DIN 175301-803C L-connector. | Stock | 157
SPT25-20-0060D | ProSense pressure transmitter, 0 to 60 psig range, +/- 0.5% accuracy, stainless steel sensing element, Output: 1-channel, current, 1/4in male NPT process connection, 9-36 VDC operating voltage, DIN 175301-803C L-connector. | Stock | 157
SPT25-20-0100D | ProSense pressure transmitter, 0 to 100 psig range, +/- 0.5% accuracy, stainless steel sensing element, Output: 1-channel, current, 1/4in male NPT process connection, 9-36 VDC operating voltage, DIN 175301-803C L-connector. | Stock | 157
SPT25-20-0150D | ProSense pressure transmitter, 0 to 150 psig range, +/- 0.5% accuracy, stainless steel sensing element, Output: 1-channel, current, 1/4in male NPT process connection, 9-36 VDC operating voltage, DIN 175301-803C L-connector. | Stock | 157
SPT25-20-0200D | ProSense pressure transmitter, 0 to 200 psig range, +/- 0.5% accuracy, stainless steel sensing element, Output: 1-channel, current, 1/4in male NPT process connection, 9-36 VDC operating voltage, DIN 175301-803C L-connector. | Stock | 157
SPT25-20-0300D | ProSense pressure transmitter, 0 to 300 psig range, +/- 0.5% accuracy, stainless steel sensing element, Output: 1-channel, current, 1/4in male NPT process connection, 9-36 VDC operating voltage, DIN 175301-803C L-connector. | Stock | 157
SPT25-20-0500D | ProSense pressure transmitter, 0 to 500 psig range, +/- 0.5% accuracy, stainless steel sensing element, Output: 1-channel, current, 1/4in male NPT process connection, 9-36 VDC operating voltage, DIN 175301-803C L-connector. | Stock | 157
SPT25-20-1000D | ProSense pressure transmitter, 0 to 1000 psig range, +/- 0.5% accuracy, stainless steel sensing element, Output: 1-channel, current, 1/4in male NPT process connection, 9-36 VDC operating voltage, DIN 175301-803C L-connector. | Stock | 157
SPT25-20-1500D | ProSense pressure transmitter, 0 to 1500 psig range, +/- 0.5% accuracy, stainless steel sensing element, Output: 1-channel, current, 1/4in male NPT process connection, 9-36 VDC operating voltage, DIN 175301-803C L-connector. | Stock | 157
SPT25-20-2000D | ProSense pressure transmitter, 0 to 2000 psig range, +/- 0.5% accuracy, stainless steel sensing element, Output: 1-channel, current, 1/4in male NPT process connection, 9-36 VDC operating voltage, DIN 175301-803C L-connector. | Stock | 157
SPT25-20-3000D | ProSense pressure transmitter, 0 to 3000 psig range, +/- 0.5% accuracy, stainless steel sensing element, Output: 1-channel, current, 1/4in male NPT process connection, 9-36 VDC operating voltage, DIN 175301-803C L-connector. | Stock | 157
SPT25-20-5000D | ProSense pressure transmitter, 0 to 5000 psig range, +/- 0.5% accuracy, stainless steel sensing element, Output: 1-channel, current, 1/4in male NPT process connection, 9-36 VDC operating voltage, DIN 175301-803C L-connector. | Stock | 157
SPT25-10-V30D | ProSense pressure transmitter, -14.7 to 30 psig range, +/- 0.5% accuracy, stainless steel sensing element, Output: 1-channel, voltage, 1/4in male NPT process connection, 14-36 VDC operating voltage, DIN 175301-803C L-connector. | Stock | 157
SPT25-10-0030D | ProSense pressure transmitter, 0 to 30 psig range, +/- 0.5% accuracy, stainless steel sensing element, Output: 1-channel, voltage, 1/4in male NPT process connection, 14-36 VDC operating voltage, DIN 175301-803C L-connector. | Stock | 157
SPT25-10-0060D | ProSense pressure transmitter, 0 to 60 psig range, +/- 0.5% accuracy, stainless steel sensing element, Output: 1-channel, voltage, 1/4in male NPT process connection, 14-36 VDC operating voltage, DIN 175301-803C L-connector. | Stock | 157
SPT25-10-0100D | ProSense pressure transmitter, 0 to 100 psig range, +/- 0.5% accuracy, stainless steel sensing element, Output: 1-channel, voltage, 1/4in male NPT process connection, 14-36 VDC operating voltage, DIN 175301-803C L-connector. | Stock | 157
SPT25-10-0150D | ProSense pressure transmitter, 0 to 150 psig range, +/- 0.5% accuracy, stainless steel sensing element, Output: 1-channel, voltage, 1/4in male NPT process connection, 14-36 VDC operating voltage, DIN 175301-803C L-connector. | Stock | 157
SPT25-10-0200D | ProSense pressure transmitter, 0 to 200 psig range, +/- 0.5% accuracy, stainless steel sensing element, Output: 1-channel, voltage, 1/4in male NPT process connection, 14-36 VDC operating voltage, DIN 175301-803C L-connector. | Stock | 157
SPT25-10-0300D | ProSense pressure transmitter, 0 to 300 psig range, +/- 0.5% accuracy, stainless steel sensing element, Output: 1-channel, voltage, 1/4in male NPT process connection, 14-36 VDC operating voltage, DIN 175301-803C L-connector. | Stock | 157
SPT25-10-0500D | ProSense pressure transmitter, 0 to 500 psig range, +/- 0.5% accuracy, stainless steel sensing element, Output: 1-channel, voltage, 1/4in male NPT process connection, 14-36 VDC operating voltage, DIN 175301-803C L-connector. | Stock | 157
SPT25-10-1000D | ProSense pressure transmitter, 0 to 1000 psig range, +/- 0.5% accuracy, stainless steel sensing element, Output: 1-channel, voltage, 1/4in male NPT process connection, 14-36 VDC operating voltage, DIN 175301-803C L-connector. | Stock | 157
SPT25-10-1500D | ProSense pressure transmitter, 0 to 1500 psig range, +/- 0.5% accuracy, stainless steel sensing element, Output: 1-channel, voltage, 1/4in male NPT process connection, 14-36 VDC operating voltage, DIN 175301-803C L-connector. | Stock | 157
SPT25-10-2000D | ProSense pressure transmitter, 0 to 2000 psig range, +/- 0.5% accuracy, stainless steel sensing element, Output: 1-channel, voltage, 1/4in male NPT process connection, 14-36 VDC operating voltage, DIN 175301-803C L-connector. | Stock | 157
SPT25-10-3000D | ProSense pressure transmitter, 0 to 3000 psig range, +/- 0.5% accuracy, stainless steel sensing element, Output: 1-channel, voltage, 1/4in male NPT process connection, 14-36 VDC operating voltage, DIN 175301-803C L-connector. | Stock | 157
SPT25-10-5000D | ProSense pressure transmitter, 0 to 5000 psig range, +/- 0.5% accuracy, stainless steel sensing element, Output: 1-channel, voltage, 1/4in male NPT process connection, 14-36 VDC operating voltage, DIN 175301-803C L-connector. | Stock | 157
PMC11-CA1L1FFVXJA | Endress+Hauser Cerabar pressure transmitter, 0 to 6 psig range, +/- 0.5% accuracy, ceramic sensing element, FKM seal(s), Output: 1-channel, current, 1/2in male NPT or 1/4in female NPT process connection, 10-30 VDC operating voltage, 4-pin M12 quick-disconnect. | Stock | 335
PMC11-CA1L1HFVXJA | Endress+Hauser Cerabar pressure transmitter, 0 to 15 psig range, +/- 0.5% accuracy, ceramic sensing element, FKM seal(s), Output: 1-channel, current, 1/2in male NPT or 1/4in female NPT process connection, 10-30 VDC operating voltage, 4-pin M12 quick-disconnect. | Stock | 335
PMC11-CA1L1KFVXJA | Endress+Hauser Cerabar pressure transmitter, 0 to 30 psig range, +/- 0.5% accuracy, ceramic sensing element, FKM seal(s), Output: 1-channel, current, 1/2in male NPT or 1/4in female NPT process connection, 10-30 VDC operating voltage, 4-pin M12 quick-disconnect. | Stock | 335
PMC11-CA1L1MFVXJA | Endress+Hauser Cerabar pressure transmitter, 0 to 60 psig range, +/- 0.5% accuracy, ceramic sensing element, FKM seal(s), Output: 1-channel, current, 1/2in male NPT or 1/4in female NPT process connection, 10-30 VDC operating voltage, 4-pin M12 quick-disconnect. | Stock | 335
PMC11-CA1L1NFVXJA | Endress+Hauser Cerabar pressure transmitter, 0 to 90 psig range, +/- 0.5% accuracy, ceramic sensing element, FKM seal(s), Output: 1-channel, current, 1/2in male NPT or 1/4in female NPT process connection, 10-30 VDC operating voltage, 4-pin M12 quick-disconnect. | Stock | 335
PMC11-CA1L1PFVXJA | Endress+Hauser Cerabar pressure transmitter, 0 to 150 psig range, +/- 0.5% accuracy, ceramic sensing element, FKM seal(s), Output: 1-channel, current, 1/2in male NPT or 1/4in female NPT process connection, 10-30 VDC operating voltage, 4-pin M12 quick-disconnect. | Stock | 335
PMC11-CA1L1QFVXJA | Endress+Hauser Cerabar pressure transmitter, 0 to 240 psig range, +/- 0.5% accuracy, ceramic sensing element, FKM seal(s), Output: 1-channel, current, 1/2in male NPT or 1/4in female NPT process connection, 10-30 VDC operating voltage, 4-pin M12 quick-disconnect. | Stock | 335
PMC11-CA1L1RFVXJA | Endress+Hauser Cerabar pressure transmitter, 0 to 375 psig range, +/- 0.5% accuracy, ceramic sensing element, FKM seal(s), Output: 1-channel, current, 1/2in male NPT or 1/4in female NPT process connection, 10-30 VDC operating voltage, 4-pin M12 quick-disconnect. | Stock | 335
PMC11-CA1L1SFVXJA | Endress+Hauser Cerabar pressure transmitter, 0 to 600 psig range, +/- 0.5% accuracy, ceramic sensing element, FKM seal(s), Output: 1-channel, current, 1/2in male NPT or 1/4in female NPT process connection, 10-30 VDC operating voltage, 4-pin M12 quick-disconnect. | Stock | 335
PMC11-CA1V1FFVXJA | Endress+Hauser Cerabar pressure transmitter, 0 to 6 psig range, +/- 0.5% accuracy, ceramic sensing element, FKM seal(s), Output: 1-channel, current, 1/2in male NPT or 1/4in female NPT process connection, 10-30 VDC operating voltage, ISO4400 valve plug. | Stock | 335
PMC11-CA1V1HFVXJA | Endress+Hauser Cerabar pressure transmitter, 0 to 15 psig range, +/- 0.5% accuracy, ceramic sensing element, FKM seal(s), Output: 1-channel, current, 1/2in male NPT or 1/4in female NPT process connection, 10-30 VDC operating voltage, ISO4400 valve plug. | Stock | 335
PMC11-CA1V1KFVXJA | Endress+Hauser Cerabar pressure transmitter, 0 to 30 psig range, +/- 0.5% accuracy, ceramic sensing element, FKM seal(s), Output: 1-channel, current, 1/2in male NPT or 1/4in female NPT process connection, 10-30 VDC operating voltage, ISO4400 valve plug. | Stock | 335
PMC11-CA1V1MFVXJA | Endress+Hauser Cerabar pressure transmitter, 0 to 60 psig range, +/- 0.5% accuracy, ceramic sensing element, FKM seal(s), Output: 1-channel, current, 1/2in male NPT or 1/4in female NPT process connection, 10-30 VDC operating voltage, ISO4400 valve plug. | Stock | 335
PMC11-CA1V1NFVXJA | Endress+Hauser Cerabar pressure transmitter, 0 to 90 psig range, +/- 0.5% accuracy, ceramic sensing element, FKM seal(s), Output: 1-channel, current, 1/2in male NPT or 1/4in female NPT process connection, 10-30 VDC operating voltage, ISO4400 valve plug. | Stock | 335
PMC11-CA1V1PFVXJA | Endress+Hauser Cerabar pressure transmitter, 0 to 150 psig range, +/- 0.5% accuracy, ceramic sensing element, FKM seal(s), Output: 1-channel, current, 1/2in male NPT or 1/4in female NPT process connection, 10-30 VDC operating voltage, ISO4400 valve plug. | Stock | 335
PMC11-CA1V1QFVXJA | Endress+Hauser Cerabar pressure transmitter, 0 to 240 psig range, +/- 0.5% accuracy, ceramic sensing element, FKM seal(s), Output: 1-channel, current, 1/2in male NPT or 1/4in female NPT process connection, 10-30 VDC operating voltage, ISO4400 valve plug. | Stock | 335
PMC11-CA1V1RFVXJA | Endress+Hauser Cerabar pressure transmitter, 0 to 375 psig range, +/- 0.5% accuracy, ceramic sensing element, FKM seal(s), Output: 1-channel, current, 1/2in male NPT or 1/4in female NPT process connection, 10-30 VDC operating voltage, ISO4400 valve plug. | Stock | 335
PMC11-CA1V1SFVXJA | Endress+Hauser Cerabar pressure transmitter, 0 to 600 psig range, +/- 0.5% accuracy, ceramic sensing element, FKM seal(s), Output: 1-channel, current, 1/2in male NPT or 1/4in female NPT process connection, 10-30 VDC operating voltage, ISO4400 valve plug. | Stock | 335
PMC21-CA1M1CFVXJA | Endress+Hauser Cerabar pressure transmitter, 0 to 1.5 psig range, +/- 0.3% accuracy, ceramic sensing element, FKM seal(s), Output: 1-channel, current, 1/2in male NPT or 1/4in female NPT process connection, 10-30 VDC operating voltage, 4-pin M12 quick-disconnect. | Stock | 436
PMC21-CA1M1EFVXJA | Endress+Hauser Cerabar pressure transmitter, 0 to 3.75 psig range, +/- 0.3% accuracy, ceramic sensing element, FKM seal(s), Output: 1-channel, current, 1/2in male NPT or 1/4in female NPT process connection, 10-30 VDC operating voltage, 4-pin M12 quick-disconnect. | Stock | 436
PMC21-CA1M1FFVXJA | Endress+Hauser Cerabar pressure transmitter, 0 to 6 psig range, +/- 0.3% accuracy, ceramic sensing element, FKM seal(s), Output: 1-channel, current, 1/2in male NPT or 1/4in female NPT process connection, 10-30 VDC operating voltage, 4-pin M12 quick-disconnect. | Stock | 436
PMC21-CA1M1HFVXJA | Endress+Hauser Cerabar pressure transmitter, 0 to 15 psig range, +/- 0.3% accuracy, ceramic sensing element, FKM seal(s), Output: 1-channel, current, 1/2in male NPT or 1/4in female NPT process connection, 10-30 VDC operating voltage, 4-pin M12 quick-disconnect. | Stock | 436
PMC21-CA1M1KFVXJA | Endress+Hauser Cerabar pressure transmitter, 0 to 30 psig range, +/- 0.3% accuracy, ceramic sensing element, FKM seal(s), Output: 1-channel, current, 1/2in male NPT or 1/4in female NPT process connection, 10-30 VDC operating voltage, 4-pin M12 quick-disconnect. | Stock | 436
PMC21-CA1M1MFVXJA | Endress+Hauser Cerabar pressure transmitter, 0 to 60 psig range, +/- 0.3% accuracy, ceramic sensing element, FKM seal(s), Output: 1-channel, current, 1/2in male NPT or 1/4in female NPT process connection, 10-30 VDC operating voltage, 4-pin M12 quick-disconnect. | Stock | 436
PMC21-CA1M1NFVXJA | Endress+Hauser Cerabar pressure transmitter, 0 to 90 psig range, +/- 0.3% accuracy, ceramic sensing element, FKM seal(s), Output: 1-channel, current, 1/2in male NPT or 1/4in female NPT process connection, 10-30 VDC operating voltage, 4-pin M12 quick-disconnect. | Stock | 436
PMC21-CA1M1PFVXJA | Endress+Hauser Cerabar pressure transmitter, 0 to 150 psig range, +/- 0.3% accuracy, ceramic sensing element, FKM seal(s), Output: 1-channel, current, 1/2in male NPT or 1/4in female NPT process connection, 10-30 VDC operating voltage, 4-pin M12 quick-disconnect. | Stock | 436
PMC21-CA1M1QFVXJA | Endress+Hauser Cerabar pressure transmitter, 0 to 240 psig range, +/- 0.3% accuracy, ceramic sensing element, FKM seal(s), Output: 1-channel, current, 1/2in male NPT or 1/4in female NPT process connection, 10-30 VDC operating voltage, 4-pin M12 quick-disconnect. | Stock | 436
PMC21-CA1M1RFVXJA | Endress+Hauser Cerabar pressure transmitter, 0 to 375 psig range, +/- 0.3% accuracy, ceramic sensing element, FKM seal(s), Output: 1-channel, current, 1/2in male NPT or 1/4in female NPT process connection, 10-30 VDC operating voltage, 4-pin M12 quick-disconnect. | Stock | 436
PMC21-CA1M1SFVXJA | Endress+Hauser Cerabar pressure transmitter, 0 to 600 psig range, +/- 0.3% accuracy, ceramic sensing element, FKM seal(s), Output: 1-channel, current, 1/2in male NPT or 1/4in female NPT process connection, 10-30 VDC operating voltage, 4-pin M12 quick-disconnect. | Stock | 436
PMP11-CA1L1FFVXJ | Endress+Hauser Cerabar pressure transmitter, 0 to 6 psig range, +/- 0.5% accuracy, stainless steel sensing element, Output: 1-channel, current, 1/2in male NPT or 1/4in female NPT process connection, 10-30 VDC operating voltage, 4-pin M12 quick-disconnect. | Stock | 329
PMP11-CA1L1HFVXJ | Endress+Hauser Cerabar pressure transmitter, 0 to 15 psig range, +/- 0.5% accuracy, stainless steel sensing element, Output: 1-channel, current, 1/2in male NPT or 1/4in female NPT process connection, 10-30 VDC operating voltage, 4-pin M12 quick-disconnect. | Stock | 329
PMP11-CA1L1KFVXJ | Endress+Hauser Cerabar pressure transmitter, 0 to 30 psig range, +/- 0.5% accuracy, stainless steel sensing element, Output: 1-channel, current, 1/2in male NPT or 1/4in female NPT process connection, 10-30 VDC operating voltage, 4-pin M12 quick-disconnect. | Stock | 329
PMP11-CA1L1MFVXJ | Endress+Hauser Cerabar pressure transmitter, 0 to 60 psig range, +/- 0.5% accuracy, stainless steel sensing element, Output: 1-channel, current, 1/2in male NPT or 1/4in female NPT process connection, 10-30 VDC operating voltage, 4-pin M12 quick-disconnect. | Stock | 329
PMP11-CA1L1NFVXJ | Endress+Hauser Cerabar pressure transmitter, 0 to 90 psig range, +/- 0.5% accuracy, stainless steel sensing element, Output: 1-channel, current, 1/2in male NPT or 1/4in female NPT process connection, 10-30 VDC operating voltage, 4-pin M12 quick-disconnect. | Stock | 329
PMP11-CA1L1PFVXJ | Endress+Hauser Cerabar pressure transmitter, 0 to 150 psig range, +/- 0.5% accuracy, stainless steel sensing element, Output: 1-channel, current, 1/2in male NPT or 1/4in female NPT process connection, 10-30 VDC operating voltage, 4-pin M12 quick-disconnect. | Stock | 329
PMP11-CA1L1QFVXJ | Endress+Hauser Cerabar pressure transmitter, 0 to 240 psig range, +/- 0.5% accuracy, stainless steel sensing element, Output: 1-channel, current, 1/2in male NPT or 1/4in female NPT process connection, 10-30 VDC operating voltage, 4-pin M12 quick-disconnect. | Stock | 329
PMP11-CA1L1RFVXJ | Endress+Hauser Cerabar pressure transmitter, 0 to 375 psig range, +/- 0.5% accuracy, stainless steel sensing element, Output: 1-channel, current, 1/2in male NPT or 1/4in female NPT process connection, 10-30 VDC operating voltage, 4-pin M12 quick-disconnect. | Stock | 329
PMP11-CA1L1SFVXJ | Endress+Hauser Cerabar pressure transmitter, 0 to 600 psig range, +/- 0.5% accuracy, stainless steel sensing element, Output: 1-channel, current, 1/2in male NPT or 1/4in female NPT process connection, 10-30 VDC operating voltage, 4-pin M12 quick-disconnect. | Stock | 329
PMP11-CA1V1FFVXJ | Endress+Hauser Cerabar pressure transmitter, 0 to 6 psig range, +/- 0.5% accuracy, stainless steel sensing element, Output: 1-channel, current, 1/2in male NPT or 1/4in female NPT process connection, 10-30 VDC operating voltage, ISO4400 valve plug. | Stock | 329
PMP11-CA1V1HFVXJ | Endress+Hauser Cerabar pressure transmitter, 0 to 15 psig range, +/- 0.5% accuracy, stainless steel sensing element, Output: 1-channel, current, 1/2in male NPT or 1/4in female NPT process connection, 10-30 VDC operating voltage, ISO4400 valve plug. | Stock | 329
PMP11-CA1V1KFVXJ | Endress+Hauser Cerabar pressure transmitter, 0 to 30 psig range, +/- 0.5% accuracy, stainless steel sensing element, Output: 1-channel, current, 1/2in male NPT or 1/4in female NPT process connection, 10-30 VDC operating voltage, ISO4400 valve plug. | Stock | 329
PMP11-CA1V1MFVXJ | Endress+Hauser Cerabar pressure transmitter, 0 to 60 psig range, +/- 0.5% accuracy, stainless steel sensing element, Output: 1-channel, current, 1/2in male NPT or 1/4in female NPT process connection, 10-30 VDC operating voltage, ISO4400 valve plug. | Stock | 329
PMP11-CA1V1NFVXJ | Endress+Hauser Cerabar pressure transmitter, 0 to 90 psig range, +/- 0.5% accuracy, stainless steel sensing element, Output: 1-channel, current, 1/2in male NPT or 1/4in female NPT process connection, 10-30 VDC operating voltage, ISO4400 valve plug. | Stock | 329
PMP11-CA1V1PFVXJ | Endress+Hauser Cerabar pressure transmitter, 0 to 150 psig range, +/- 0.5% accuracy, stainless steel sensing element, Output: 1-channel, current, 1/2in male NPT or 1/4in female NPT process connection, 10-30 VDC operating voltage, ISO4400 valve plug. | Stock | 329
PMP11-CA1V1QFVXJ | Endress+Hauser Cerabar pressure transmitter, 0 to 240 psig range, +/- 0.5% accuracy, stainless steel sensing element, Output: 1-channel, current, 1/2in male NPT or 1/4in female NPT process connection, 10-30 VDC operating voltage, ISO4400 valve plug. | Stock | 329
PMP11-CA1V1RFVXJ | Endress+Hauser Cerabar pressure transmitter, 0 to 375 psig range, +/- 0.5% accuracy, stainless steel sensing element, Output: 1-channel, current, 1/2in male NPT or 1/4in female NPT process connection, 10-30 VDC operating voltage, ISO4400 valve plug. | Stock | 329
PMP11-CA1V1SFVXJ | Endress+Hauser Cerabar pressure transmitter, 0 to 600 psig range, +/- 0.5% accuracy, stainless steel sensing element, Output: 1-channel, current, 1/2in male NPT or 1/4in female NPT process connection, 10-30 VDC operating voltage, ISO4400 valve plug. | Stock | 329
PMP21-CA1M1FFVXJ | Endress+Hauser Cerabar pressure transmitter, 0 to 6 psig range, +/- 0.3% accuracy, stainless steel sensing element, Output: 1-channel, current, 1/2in male NPT or 1/4in female NPT process connection, 10-30 VDC operating voltage, 4-pin M12 quick-disconnect. | Stock | 428
PMP21-CA1M1HFVXJ | Endress+Hauser Cerabar pressure transmitter, 0 to 15 psig range, +/- 0.3% accuracy, stainless steel sensing element, Output: 1-channel, current, 1/2in male NPT or 1/4in female NPT process connection, 10-30 VDC operating voltage, 4-pin M12 quick-disconnect. | Stock | 428
PMP21-CA1M1KFVXJ | Endress+Hauser Cerabar pressure transmitter, 0 to 30 psig range, +/- 0.3% accuracy, stainless steel sensing element, Output: 1-channel, current, 1/2in male NPT or 1/4in female NPT process connection, 10-30 VDC operating voltage, 4-pin M12 quick-disconnect. | Stock | 428
PMP21-CA1M1MFVXJ | Endress+Hauser Cerabar pressure transmitter, 0 to 60 psig range, +/- 0.3% accuracy, stainless steel sensing element, Output: 1-channel, current, 1/2in male NPT or 1/4in female NPT process connection, 10-30 VDC operating voltage, 4-pin M12 quick-disconnect. | Stock | 428
PMP21-CA1M1NFVXJ | Endress+Hauser Cerabar pressure transmitter, 0 to 90 psig range, +/- 0.3% accuracy, stainless steel sensing element, Output: 1-channel, current, 1/2in male NPT or 1/4in female NPT process connection, 10-30 VDC operating voltage, 4-pin M12 quick-disconnect. | Stock | 428
PMP21-CA1M1PFVXJ | Endress+Hauser Cerabar pressure transmitter, 0 to 150 psig range, +/- 0.3% accuracy, stainless steel sensing element, Output: 1-channel, current, 1/2in male NPT or 1/4in female NPT process connection, 10-30 VDC operating voltage, 4-pin M12 quick-disconnect. | Stock | 428
PMP21-CA1M1QFVXJ | Endress+Hauser Cerabar pressure transmitter, 0 to 240 psig range, +/- 0.3% accuracy, stainless steel sensing element, Output: 1-channel, current, 1/2in male NPT or 1/4in female NPT process connection, 10-30 VDC operating voltage, 4-pin M12 quick-disconnect. | Stock | 428
PMP21-CA1M1RFVXJ | Endress+Hauser Cerabar pressure transmitter, 0 to 375 psig range, +/- 0.3% accuracy, stainless steel sensing element, Output: 1-channel, current, 1/2in male NPT or 1/4in female NPT process connection, 10-30 VDC operating voltage, 4-pin M12 quick-disconnect. | Stock | 428
PMP21-CA1M1SFVXJ | Endress+Hauser Cerabar pressure transmitter, 0 to 600 psig range, +/- 0.3% accuracy, stainless steel sensing element, Output: 1-channel, current, 1/2in male NPT or 1/4in female NPT process connection, 10-30 VDC operating voltage, 4-pin M12 quick-disconnect. | Stock | 428
PMP21-CA1M1UFVXJ | Endress+Hauser Cerabar pressure transmitter, 0 to 1500 psig range, +/- 0.3% accuracy, stainless steel sensing element, Output: 1-channel, current, 1/2in male NPT or 1/4in female NPT process connection, 10-30 VDC operating voltage, 4-pin M12 quick-disconnect. | Stock | 428
PMP21-CA1M1WFVXJ | Endress+Hauser Cerabar pressure transmitter, 0 to 6000 psig range, +/- 0.3% accuracy, stainless steel sensing element, Output: 1-channel, current, 1/2in male NPT or 1/4in female NPT process connection, 10-30 VDC operating voltage, 4-pin M12 quick-disconnect. | Stock | 428
PMP21-CA1M2HFVXJ | Endress+Hauser Cerabar pressure transmitter, 0 to 15 psia range, +/- 0.3% accuracy, stainless steel sensing element, Output: 1-channel, current, 1/2in male NPT or 1/4in female NPT process connection, 10-30 VDC operating voltage, 4-pin M12 quick-disconnect. | Stock | 428
PMP21-CA1M2KFVXJ | Endress+Hauser Cerabar pressure transmitter, 0 to 30 psia range, +/- 0.3% accuracy, stainless steel sensing element, Output: 1-channel, current, 1/2in male NPT or 1/4in female NPT process connection, 10-30 VDC operating voltage, 4-pin M12 quick-disconnect. | Stock | 428
PMP21-CA1M2MFVXJ | Endress+Hauser Cerabar pressure transmitter, 0 to 60 psia range, +/- 0.3% accuracy, stainless steel sensing element, Output: 1-channel, current, 1/2in male NPT or 1/4in female NPT process connection, 10-30 VDC operating voltage, 4-pin M12 quick-disconnect. | Stock | 428
PMP21-CA1M2PFVXJ | Endress+Hauser Cerabar pressure transmitter, 0 to 150 psia range, +/- 0.3% accuracy, stainless steel sensing element, Output: 1-channel, current, 1/2in male NPT or 1/4in female NPT process connection, 10-30 VDC operating voltage, 4-pin M12 quick-disconnect. | Stock | 428
PMP21-CA1M2SFVXJ | Endress+Hauser Cerabar pressure transmitter, 0 to 600 psia range, +/- 0.3% accuracy, stainless steel sensing element, Output: 1-channel, current, 1/2in male NPT or 1/4in female NPT process connection, 10-30 VDC operating voltage, 4-pin M12 quick-disconnect. | Stock | 428
PMP21-CA1M2UFVXJ | Endress+Hauser Cerabar pressure transmitter, 0 to 1500 psia range, +/- 0.3% accuracy, stainless steel sensing element, Output: 1-channel, current, 1/2in male NPT or 1/4in female NPT process connection, 10-30 VDC operating voltage, 4-pin M12 quick-disconnect. | Stock | 428
PMP23-CA1M1FF3CJ | Endress+Hauser Cerabar pressure transmitter, 0 to 6 psig range, +/- 0.3% accuracy, stainless steel sensing element, Output: 1-channel, current, 1-1/2in sanitary tri-clamp process connection, 10-30 VDC operating voltage, 4-pin M12 quick-disconnect. | Stock | 511
PMP23-CA1M1HF3CJ | Endress+Hauser Cerabar pressure transmitter, 0 to 15 psig range, +/- 0.3% accuracy, stainless steel sensing element, Output: 1-channel, current, 1-1/2in sanitary tri-clamp process connection, 10-30 VDC operating voltage, 4-pin M12 quick-disconnect. | Stock | 511
PMP23-CA1M1KF3CJ | Endress+Hauser Cerabar pressure transmitter, 0 to 30 psig range, +/- 0.3% accuracy, stainless steel sensing element, Output: 1-channel, current, 1-1/2in sanitary tri-clamp process connection, 10-30 VDC operating voltage, 4-pin M12 quick-disconnect. | Stock | 511
PMP23-CA1M1MF3CJ | Endress+Hauser Cerabar pressure transmitter, 0 to 60 psig range, +/- 0.3% accuracy, stainless steel sensing element, Output: 1-channel, current, 1-1/2in sanitary tri-clamp process connection, 10-30 VDC operating voltage, 4-pin M12 quick-disconnect. | Stock | 511
PMP23-CA1M1NF3CJ | Endress+Hauser Cerabar pressure transmitter, 0 to 90 psig range, +/- 0.3% accuracy, stainless steel sensing element, Output: 1-channel, current, 1-1/2in sanitary tri-clamp process connection, 10-30 VDC operating voltage, 4-pin M12 quick-disconnect. | Stock | 511
PMP23-CA1M1PF3CJ | Endress+Hauser Cerabar pressure transmitter, 0 to 150 psig range, +/- 0.3% accuracy, stainless steel sensing element, Output: 1-channel, current, 1-1/2in sanitary tri-clamp process connection, 10-30 VDC operating voltage, 4-pin M12 quick-disconnect. | Stock | 511
PMP23-CA1M1QF3CJ | Endress+Hauser Cerabar pressure transmitter, 0 to 240 psig range, +/- 0.3% accuracy, stainless steel sensing element, Output: 1-channel, current, 1-1/2in sanitary tri-clamp process connection, 10-30 VDC operating voltage, 4-pin M12 quick-disconnect. | Stock | 511
PMP23-CA1M1RF3CJ | Endress+Hauser Cerabar pressure transmitter, 0 to 375 psig range, +/- 0.3% accuracy, stainless steel sensing element, Output: 1-channel, current, 1-1/2in sanitary tri-clamp process connection, 10-30 VDC operating voltage, 4-pin M12 quick-disconnect. | Stock | 511
PMP23-CA1M1SF3CJ | Endress+Hauser Cerabar pressure transmitter, 0 to 600 psig range, +/- 0.3% accuracy, stainless steel sensing element, Output: 1-channel, current, 1-1/2in sanitary tri-clamp process connection, 10-30 VDC operating voltage, 4-pin M12 quick-disconnect. | Stock | 511
PMP23-CAAN1FF3CJ | Endress+Hauser Cerabar pressure transmitter, 0 to 6 psig range, +/- 0.3% accuracy, stainless steel sensing element, Output: 1-channel, current/IO-Link, 1-1/2in sanitary tri-clamp process connection, 18-30 VDC operating voltage, 4-pin M12 quick-disconnect. | Stock | 576
PMP23-CAAN1HF3CJ | Endress+Hauser Cerabar pressure transmitter, 0 to 15 psig range, +/- 0.3% accuracy, stainless steel sensing element, Output: 1-channel, current/IO-Link, 1-1/2in sanitary tri-clamp process connection, 18-30 VDC operating voltage, 4-pin M12 quick-disconnect. | Stock | 576
PMP23-CAAN1KF3CJ | Endress+Hauser Cerabar pressure transmitter, 0 to 30 psig range, +/- 0.3% accuracy, stainless steel sensing element, Output: 1-channel, current/IO-Link, 1-1/2in sanitary tri-clamp process connection, 18-30 VDC operating voltage, 4-pin M12 quick-disconnect. | Stock | 576
PMP23-CAAN1MF3CJ | Endress+Hauser Cerabar pressure transmitter, 0 to 60 psig range, +/- 0.3% accuracy, stainless steel sensing element, Output: 1-channel, current/IO-Link, 1-1/2in sanitary tri-clamp process connection, 18-30 VDC operating voltage, 4-pin M12 quick-disconnect. | Stock | 576
PMP23-CAAN1NF3CJ | Endress+Hauser Cerabar pressure transmitter, 0 to 90 psig range, +/- 0.3% accuracy, stainless steel sensing element, Output: 1-channel, current/IO-Link, 1-1/2in sanitary tri-clamp process connection, 18-30 VDC operating voltage, 4-pin M12 quick-disconnect. | Stock | 576
PMP23-CAAN1PF3CJ | Endress+Hauser Cerabar pressure transmitter, 0 to 150 psig range, +/- 0.3% accuracy, stainless steel sensing element, Output: 4-20 mA, Output 2: IO-Link, 1-1/2in sanitary tri-clamp process connection, 18-30 VDC operating voltage, 4-pin M12 quick-disconnect. | Stock | 576
PMP23-CAAN1QF3CJ | Endress+Hauser Cerabar pressure transmitter, 0 to 240 psig range, +/- 0.3% accuracy, stainless steel sensing element, Output: 1-channel, current/IO-Link, 1-1/2in sanitary tri-clamp process connection, 18-30 VDC operating voltage, 4-pin M12 quick-disconnect. | Stock | 576
PMP23-CAAN1RF3CJ | Endress+Hauser Cerabar pressure transmitter, 0 to 375 psig range, +/- 0.3% accuracy, stainless steel sensing element, Output: 1-channel, current/IO-Link, 1-1/2in sanitary tri-clamp process connection, 18-30 VDC operating voltage, 4-pin M12 quick-disconnect. | Stock | 576
PMP23-CAAN1SF3CJ | Endress+Hauser Cerabar pressure transmitter, 0 to 600 psig range, +/- 0.3% accuracy, stainless steel sensing element, Output: 1-channel, current/IO-Link, 1-1/2in sanitary tri-clamp process connection, 18-30 VDC operating voltage, 4-pin M12 quick-disconnect. | Stock | 576
Digital Pressure Switches/Transmitters
EPS25-V14-1001 | ProSense digital pressure sensor, -14.5 to 14.5 psig range, +/- 0.5% accuracy, FKM seal(s), Output: switch (N.O./N.C.), PNP/NPN selectable, Output 2: switch (N.O./N.C.), PNP/NPN selectable or 4-20 mA/0-10 VDC, 1/4in male NPT process connection. | Stock | 360
EPS25-100WC-1001 | ProSense digital pressure sensor, -5 to 100.4 inches of water column range, +/- 0.5% accuracy, FKM seal(s), Output: switch (N.O./N.C.), PNP/NPN selectable, Output 2: switch (N.O./N.C.), PNP/NPN selectable or 4-20 mA/0-10 VDC, 1/4in male NPT process connection. | Stock | 360
EPS25-14-1001 | ProSense digital pressure sensor, -0.72 to 14.5 psig range, +/- 0.5% accuracy, FKM seal(s), Output: switch (N.O./N.C.), PNP/NPN selectable, Output 2: switch (N.O./N.C.), PNP/NPN selectable or 4-20 mA/0-10 VDC, 1/4in male NPT process connection. | Stock | 360
EPS25-36-1001 | ProSense digital pressure sensor, -1.8 to 36.25 psig range, +/- 0.5% accuracy, FKM seal(s), Output: switch (N.O./N.C.), PNP/NPN selectable, Output 2: switch (N.O./N.C.), PNP/NPN selectable or 4-20 mA/0-10 VDC, 1/4in male NPT process connection. | Stock | 360
EPS25-V145-1001 | ProSense digital pressure sensor, -14.6 to 145 psig range, +/- 0.5% accuracy, FKM seal(s), Output: switch (N.O./N.C.), PNP/NPN selectable, Output 2: switch (N.O./N.C.), PNP/NPN selectable or 4-20 mA/0-10 VDC, 1/4in male NPT process connection. | Stock | 360
EPS25-360-1001 | ProSense digital pressure sensor, -14.5 to 362.5 psig range, +/- 0.5% accuracy, FKM seal(s), Output: switch (N.O./N.C.), PNP/NPN selectable, Output 2: switch (N.O./N.C.), PNP/NPN selectable or 4-20 mA/0-10 VDC, 1/4in male NPT process connection. | Stock | 360
EPS25-1450-1001 | ProSense digital pressure sensor, 0 to 1450 psig range, +/- 0.5% accuracy, FKM seal(s), Output: switch (N.O./N.C.), PNP/NPN selectable, Output 2: switch (N.O./N.C.), PNP/NPN selectable or 4-20 mA/0-10 VDC, 1/4in male NPT process connection. | Stock | 360
EPS25-3620-1001 | ProSense digital pressure sensor, 0 to 3625 psig range, +/- 0.5% accuracy, FKM seal(s), Output: switch (N.O./N.C.), PNP/NPN selectable, Output 2: switch (N.O./N.C.), PNP/NPN selectable or 4-20 mA/0-10 VDC, 1/4in male NPT process connection. | Stock | 360
EPS25-5800-1001 | ProSense digital pressure sensor, 0 to 5800 psig range, +/- 0.5% accuracy, FKM seal(s), Output: switch (N.O./N.C.), PNP/NPN selectable, Output 2: switch (N.O./N.C.), PNP/NPN selectable or 4-20 mA/0-10 VDC, 1/4in male NPT process connection. | Stock | 360
EPS25-V14-1003 | ProSense digital pressure sensor, -14.5 to 14.5 psig range, +/- 0.5% accuracy, FKM seal(s), Output: switch (N.O./N.C.), PNP/NPN selectable, Output 2: switch (N.O./N.C.), PNP/NPN selectable, 1/4in male NPT process connection. | Stock | 317
EPS25-14-1003 | ProSense digital pressure sensor, 0 to 14.5 psig range, +/- 0.5% accuracy, FKM seal(s), Output: switch (N.O./N.C.), PNP/NPN selectable, Output 2: switch (N.O./N.C.), PNP/NPN selectable, 1/4in male NPT process connection. | Stock | 317
EPS25-36-1003 | ProSense digital pressure sensor, 0 to 36.2 psig range, +/- 0.5% accuracy, FKM seal(s), Output: switch (N.O./N.C.), PNP/NPN selectable, Output 2: switch (N.O./N.C.), PNP/NPN selectable, 1/4in male NPT process connection. | Stock | 317
EPS25-V145-1003 | ProSense digital pressure sensor, -14.5 to 145 psig range, +/- 0.5% accuracy, FKM seal(s), Output: switch (N.O./N.C.), PNP/NPN selectable, Output 2: switch (N.O./N.C.), PNP/NPN selectable, 1/4in male NPT process connection. | Stock | 317
EPS25-360-1003 | ProSense digital pressure sensor, 0 to 362 psig range, +/- 0.5% accuracy, FKM seal(s), Output: switch (N.O./N.C.), PNP/NPN selectable, Output 2: switch (N.O./N.C.), PNP/NPN selectable, 1/4in male NPT process connection. | Stock | 317
EPS25-1450-1003 | ProSense digital pressure sensor, 0 to 1450 psig range, +/- 0.5% accuracy, FKM seal(s), Output: switch (N.O./N.C.), PNP/NPN selectable, Output 2: switch (N.O./N.C.), PNP/NPN selectable, 1/4in male NPT process connection. | Stock | 317
EPS25-3620-1003 | ProSense digital pressure sensor, 0 to 3620 psig range, +/- 0.5% accuracy, FKM seal(s), Output: switch (N.O./N.C.), PNP/NPN selectable, Output 2: switch (N.O./N.C.), PNP/NPN selectable, 1/4in male NPT process connection. | Stock | 317
EPS25-5800-1003 | ProSense digital pressure sensor, 0 to 5800 psig range, +/- 0.5% accuracy, FKM seal(s), Output: switch (N.O./N.C.), PNP/NPN selectable, Output 2: switch (N.O./N.C.), PNP/NPN selectable, 1/4in male NPT process connection. | Stock | 317
QPSL-AP-42 | ProSense digital pressure sensor, -14.5 to 14.5 psig range, +/- 3% accuracy, Output: switch (N.O./N.C.), PNP selectable, Output 2: switch (N.O./N.C.), PNP selectable, Output 3: 4-20 mA, 1/8in male NPT process connection. | Stock | 115
QPSL-AN-42 | ProSense digital pressure sensor, -14.5 to 14.5 psig range, +/- 3% accuracy, Output: switch (N.O./N.C.), NPN selectable, Output 2: switch (N.O./N.C.), NPN selectable, Output 3: 4-20 mA, 1/8in male NPT process connection. | Stock | 115
QPSH-AP-42 | ProSense digital pressure sensor, -14.5 to 145 psig range, +/- 3% accuracy, Output: switch (N.O./N.C.), PNP selectable, Output 2: switch (N.O./N.C.), PNP selectable, Output 3: 4-20 mA, 1/8in male NPT process connection. | Stock | 115
QPSH-AN-42 | ProSense digital pressure sensor, -14.5 to 145 psig range, +/- 3% accuracy, Output: switch (N.O./N.C.), NPN selectable, Output 2: switch (N.O./N.C.), NPN selectable, Output 3: 4-20 mA, 1/8in male NPT process connection. | Stock | 115
PTP31B-CA8M1FGFVXJ | Endress+Hauser Ceraphant digital pressure sensor, 0 to 6 psig range, +/- 0.5% accuracy, FKM seal(s), Output: switch PNP, N.O./N.C. selectable, Output 2: switch PNP, N.O./N.C. selectable or IO-Link, 1/2in male NPT or 1/4in female NPT process connection. | Stock | 528
PTP31B-CA8M1HGFVXJ | Endress+Hauser Ceraphant digital pressure sensor, 0 to 15 psig range, +/- 0.5% accuracy, FKM seal(s), Output: switch PNP, N.O./N.C. selectable, Output 2: switch PNP, N.O./N.C. selectable or IO-Link, 1/2in male NPT or 1/4in female NPT process connection. | Stock | 528
PTP31B-CA8M1KGFVXJ | Endress+Hauser Ceraphant digital pressure sensor, 0 to 30 psig range, +/- 0.5% accuracy, FKM seal(s), Output: switch PNP, N.O./N.C. selectable, Output 2: switch PNP, N.O./N.C. selectable or IO-Link, 1/2in male NPT or 1/4in female NPT process connection. | Stock | 528
PTP31B-CA8M1MGFVXJ | Endress+Hauser Ceraphant digital pressure sensor, 0 to 60 psig range, +/- 0.5% accuracy, FKM seal(s), Output: switch PNP, N.O./N.C. selectable, Output 2: switch PNP, N.O./N.C. selectable or IO-Link, 1/2in male NPT or 1/4in female NPT process connection. | Stock | 528
PTP31B-CA8M1PGFVXJ | Endress+Hauser Ceraphant digital pressure sensor, 0 to 150 psig range, +/- 0.5% accuracy, FKM seal(s), Output: switch PNP, N.O./N.C. selectable, Output 2: switch PNP, N.O./N.C. selectable or IO-Link, 1/2in male NPT or 1/4in female NPT process connection. | Stock | 528
PTP31B-CA8M1SGFVXJ | Endress+Hauser Ceraphant digital pressure sensor, 0 to 600 psig range, +/- 0.5% accuracy, FKM seal(s), Output: switch PNP, N.O./N.C. selectable, Output 2: switch PNP, N.O./N.C. selectable or IO-Link, 1/2in male NPT or 1/4in female NPT process connection. | Stock | 528
PTP31B-CA8M1UGFVXJ | Endress+Hauser Ceraphant digital pressure sensor, 0 to 1500 psig range, +/- 0.5% accuracy, FKM seal(s), Output: switch PNP, N.O./N.C. selectable, Output 2: switch PNP, N.O./N.C. selectable or IO-Link, 1/2in male NPT or 1/4in female NPT process connection. | Stock | 528
PTP31B-CA8M1WGFVXJ | Endress+Hauser Ceraphant digital pressure sensor, 0 to 6000 psig range, +/- 0.5% accuracy, FKM seal(s), Output: switch PNP, N.O./N.C. selectable, Output 2: switch PNP, N.O./N.C. selectable or IO-Link, 1/2in male NPT or 1/4in female NPT process connection. | Stock | 528
PTP31B-CA7M1FGFVXJ | Endress+Hauser Ceraphant digital pressure sensor, 0 to 6 psig range, +/- 0.5% accuracy, FKM seal(s), Output: 4-20 mA, Output 2: switch PNP, N.O./N.C. selectable or IO-Link, 1/2in male NPT or 1/4in female NPT process connection. | Stock | 620
PTP31B-CA7M1HGFVXJ | Endress+Hauser Ceraphant digital pressure sensor, 0 to 15 psig range, +/- 0.5% accuracy, FKM seal(s), Output: 4-20 mA, Output 2: switch PNP, N.O./N.C. selectable or IO-Link, 1/2in male NPT or 1/4in female NPT process connection. | Stock | 620
PTP31B-CA7M1KGFVXJ | Endress+Hauser Ceraphant digital pressure sensor, 0 to 30 psig range, +/- 0.5% accuracy, FKM seal(s), Output: 4-20 mA, Output 2: switch PNP, N.O./N.C. selectable or IO-Link, 1/2in male NPT or 1/4in female NPT process connection. | Stock | 620
PTP31B-CA7M1MGFVXJ | Endress+Hauser Ceraphant digital pressure sensor, 0 to 60 psig range, +/- 0.5% accuracy, FKM seal(s), Output: 4-20 mA, Output 2: switch PNP, N.O./N.C. selectable or IO-Link, 1/2in male NPT or 1/4in female NPT process connection. | Stock | 620
PTP31B-CA7M1PGFVXJ | Endress+Hauser Ceraphant digital pressure sensor, 0 to 150 psig range, +/- 0.5% accuracy, FKM seal(s), Output: 4-20 mA, Output 2: switch PNP, N.O./N.C. selectable or IO-Link, 1/2in male NPT or 1/4in female NPT process connection. | Stock | 620
PTP31B-CA7M1SGFVXJ | Endress+Hauser Ceraphant digital pressure sensor, 0 to 600 psig range, +/- 0.5% accuracy, FKM seal(s), Output: 4-20 mA, Output 2: switch PNP, N.O./N.C. selectable or IO-Link, 1/2in male NPT or 1/4in female NPT process connection. | Stock | 620
PTP31B-CA7M1UGFVXJ | Endress+Hauser Ceraphant digital pressure sensor, 0 to 1500 psig range, +/- 0.5% accuracy, FKM seal(s), Output: 4-20 mA, Output 2: switch PNP, N.O./N.C. selectable or IO-Link, 1/2in male NPT or 1/4in female NPT process connection. | Stock | 620
PTP31B-CA7M1WGFVXJ | Endress+Hauser Ceraphant digital pressure sensor, 0 to 6000 psig range, +/- 0.5% accuracy, FKM seal(s), Output: 4-20 mA, Output 2: switch PNP, N.O./N.C. selectable or IO-Link, 1/2in male NPT or 1/4in female NPT process connection. | Stock | 620
PTP33B-CA8M1FGF3CJ | Endress+Hauser Ceraphant digital pressure sensor, 0 to 6 psig range, +/- 0.5% accuracy, Output: switch PNP, N.O./N.C. selectable, Output 2: switch PNP, N.O./N.C. selectable or IO-Link, 1-1/2in sanitary tri-clamp process connection. | Stock | 559
PTP33B-CA8M1HGF3CJ | Endress+Hauser Ceraphant digital pressure sensor, 0 to 15 psig range, +/- 0.5% accuracy, Output: switch PNP, N.O./N.C. selectable, Output 2: switch PNP, N.O./N.C. selectable or IO-Link, 1-1/2in sanitary tri-clamp process connection. | Stock | 559
PTP33B-CA8M1KGF3CJ | Endress+Hauser Ceraphant digital pressure sensor, 0 to 30 psig range, +/- 0.5% accuracy, Output: switch PNP, N.O./N.C. selectable, Output 2: switch PNP, N.O./N.C. selectable or IO-Link, 1-1/2in sanitary tri-clamp process connection. | Stock | 559
PTP33B-CA8M1MGF3CJ | Endress+Hauser Ceraphant digital pressure sensor, 0 to 60 psig range, +/- 0.5% accuracy, Output: switch PNP, N.O./N.C. selectable, Output 2: switch PNP, N.O./N.C. selectable or IO-Link, 1-1/2in sanitary tri-clamp process connection. | Stock | 559
PTP33B-CA8M1PGF3CJ | Endress+Hauser Ceraphant digital pressure sensor, 0 to 150 psig range, +/- 0.5% accuracy, Output: switch PNP, N.O./N.C. selectable, Output 2: switch PNP, N.O./N.C. selectable or IO-Link, 1-1/2in sanitary tri-clamp process connection. | Stock | 559
PTP33B-CA8M1SGF3CJ | Endress+Hauser Ceraphant digital pressure sensor, 0 to 600 psig range, +/- 0.5% accuracy, Output: switch PNP, N.O./N.C. selectable, Output 2: switch PNP, N.O./N.C. selectable or IO-Link, 1-1/2in sanitary tri-clamp process connection. | Stock | 559
PTP33B-CA7M1FGF3CJ | Endress+Hauser Ceraphant digital pressure sensor, 0 to 6 psig range, +/- 0.5% accuracy, Output: 4-20 mA, Output 2: switch PNP, N.O./N.C. selectable or IO-Link, 1-1/2in sanitary tri-clamp process connection. | Stock | 651
PTP33B-CA7M1HGF3CJ | Endress+Hauser Ceraphant digital pressure sensor, 0 to 15 psig range, +/- 0.5% accuracy, Output: 4-20 mA, Output 2: switch PNP, N.O./N.C. selectable or IO-Link, 1-1/2in sanitary tri-clamp process connection. | Stock | 651
PTP33B-CA7M1KGF3CJ | Endress+Hauser Ceraphant digital pressure sensor, 0 to 30 psig range, +/- 0.5% accuracy, Output: 4-20 mA, Output 2: switch PNP, N.O./N.C. selectable or IO-Link, 1-1/2in sanitary tri-clamp process connection. | Stock | 651
PTP33B-CA7M1MGF3CJ | Endress+Hauser Ceraphant digital pressure sensor, 0 to 60 psig range, +/- 0.5% accuracy, Output: 4-20 mA, Output 2: switch PNP, N.O./N.C. selectable or IO-Link, 1-1/2in sanitary tri-clamp process connection. | Stock | 651
PTP33B-CA7M1PGF3CJ | Endress+Hauser Ceraphant digital pressure sensor, 0 to 150 psig range, +/- 0.5% accuracy, Output: 4-20 mA, Output 2: switch PNP, N.O./N.C. selectable or IO-Link, 1-1/2in sanitary tri-clamp process connection. | Stock | 651
PTP33B-CA7M1SGF3CJ | Endress+Hauser Ceraphant digital pressure sensor, 0 to 600 psig range, +/- 0.5% accuracy, Output: 4-20 mA, Output 2: switch PNP, N.O./N.C. selectable or IO-Link, 1-1/2in sanitary tri-clamp process connection. | Stock | 651
Differential Pressure Transmitters
DPTW-4 | ProSense differential pressure transmitter, air, water, gases, steam and liquid, 0 to 4in of water column range, +/- 0.5% accuracy, ceramic sensing element, Viton seal(s), 1/4in female NPT process connection, 12-32 VDC operating voltage, screw terminals, panel or wall mount. | Stock | 996
DPTW-8 | ProSense differential pressure transmitter, air, water, gases, steam and liquid, 0 to 8in of water column range, +/- 0.5% accuracy, ceramic sensing element, Viton seal(s), 1/4in female NPT process connection, 12-32 VDC operating voltage, screw terminals, panel or wall mount. | Stock | 996
DPTW-20 | ProSense differential pressure transmitter, air, water, gases, steam and liquid, 0 to 20in of water column range, +/- 0.5% accuracy, ceramic sensing element, Viton seal(s), 1/4in female NPT process connection, 12-32 VDC operating voltage, screw terminals, panel or wall mount. | Stock | 996
DPTW-40 | ProSense differential pressure transmitter, air, water, gases, steam and liquid, 0 to 40in of water column range, +/- 0.5% accuracy, ceramic sensing element, Viton seal(s), 1/4in female NPT process connection, 12-32 VDC operating voltage, screw terminals, panel or wall mount. | Stock | 996
DPTW-80 | ProSense differential pressure transmitter, air, water, gases, steam and liquid, 0 to 80in of water column range, +/- 0.5% accuracy, ceramic sensing element, Viton seal(s), 1/4in female NPT process connection, 12-32 VDC operating voltage, screw terminals, panel or wall mount. | Stock | 996
DPTW-200 | ProSense differential pressure transmitter, air, water, gases, steam and liquid, 0 to 200in of water column range, +/- 0.5% accuracy, ceramic sensing element, Viton seal(s), 1/4in female NPT process connection, 12-32 VDC operating voltage, screw terminals, panel or wall mount. | Stock | 996
DPTW-400 | ProSense differential pressure transmitter, air, water, gases, steam and liquid, 0 to 400in of water column range, +/- 0.5% accuracy, ceramic sensing element, Viton seal(s), 1/4in female NPT process connection, 12-32 VDC operating voltage, screw terminals, panel or wall mount. | Stock | 996
DPTA-20-P1 | ProSense differential pressure transmitter, air and gases, 0 to 0.1in of water column range, +/- 1% accuracy, silicone sensing element, 1/4in brass barbed process connection, 12 to 36 VDC operating voltage, screw terminals, 35mm DIN rail or panel mount. | Stock | 163
DPTA-20-P1B | ProSense differential pressure transmitter, air and gases, -0.1 to +0.1in of water column range, +/- 1% accuracy, silicone sensing element, 1/4in brass barbed process connection, 12 to 36 VDC operating voltage, screw terminals, 35mm DIN rail or panel mount. | Stock | 163
DPTA-20-P25 | ProSense differential pressure transmitter, air and gases, 0 to 0.25in of water column range, +/- 1% accuracy, silicone sensing element, 1/4in brass barbed process connection, 12 to 36 VDC operating voltage, screw terminals, 35mm DIN rail or panel mount. | Stock | 163
DPTA-20-P25B | ProSense differential pressure transmitter, air and gases, -0.25 to +0.25in of water column range, +/- 1% accuracy, silicone sensing element, 1/4in brass barbed process connection, 12 to 36 VDC operating voltage, screw terminals, 35mm DIN rail or panel mount. | Stock | 163
DPTA-20-P5 | ProSense differential pressure transmitter, air and gases, 0 to 0.5in of water column range, +/- 1% accuracy, silicone sensing element, 1/4in brass barbed process connection, 12 to 36 VDC operating voltage, screw terminals, 35mm DIN rail or panel mount. | Stock | 163
DPTA-20-P5B | ProSense differential pressure transmitter, air and gases, -0.5 to +0.5in of water column range, +/- 1% accuracy, silicone sensing element, 1/4in brass barbed process connection, 12 to 36 VDC operating voltage, screw terminals, 35mm DIN rail or panel mount. | Stock | 163
DPTA-20-01 | ProSense differential pressure transmitter, air and gases, 0 to 1.0in of water column range, +/- 1% accuracy, silicone sensing element, 1/4in brass barbed process connection, 12 to 36 VDC operating voltage, screw terminals, 35mm DIN rail or panel mount. | Stock | 162
DPTA-20-01B | ProSense differential pressure transmitter, air and gases, -1.0 to +1.0in of water column range, +/- 1% accuracy, silicone sensing element, 1/4in brass barbed process connection, 12 to 36 VDC operating voltage, screw terminals, 35mm DIN rail or panel mount. | Stock | 162
DPTA-20-02 | ProSense differential pressure transmitter, air and gases, 0 to 2.0in of water column range, +/- 1% accuracy, silicone sensing element, 1/4in brass barbed process connection, 12 to 36 VDC operating voltage, screw terminals, 35mm DIN rail or panel mount. | Stock | 162
DPTA-20-02B | ProSense differential pressure transmitter, air and gases, -2.0 to +2.0in of water column range, +/- 1% accuracy, silicone sensing element, 1/4in brass barbed process connection, 12 to 36 VDC operating voltage, screw terminals, 35mm DIN rail or panel mount. | Stock | 158
DPTA-20-03 | ProSense differential pressure transmitter, air and gases, 0 to 3.0in of water column range, +/- 1% accuracy, silicone sensing element, 1/4in brass barbed process connection, 12 to 36 VDC operating voltage, screw terminals, 35mm DIN rail or panel mount. | Stock | 158
DPTA-20-03B | ProSense differential pressure transmitter, air and gases, -3.0 to +3.0in of water column range, +/- 1% accuracy, silicone sensing element, 1/4in brass barbed process connection, 12 to 36 VDC operating voltage, screw terminals, 35mm DIN rail or panel mount. | Stock | 158
DPTA-20-05 | ProSense differential pressure transmitter, air and gases, 0 to 5.0in of water column range, +/- 1% accuracy, silicone sensing element, 1/4in brass barbed process connection, 12 to 36 VDC operating voltage, screw terminals, 35mm DIN rail or panel mount. | Stock | 158
DPTA-20-05B | ProSense differential pressure transmitter, air and gases, -5.0 to +5.0in of water column range, +/- 1% accuracy, silicone sensing element, 1/4in brass barbed process connection, 12 to 36 VDC operating voltage, screw terminals, 35mm DIN rail or panel mount. | Stock | 158
DPTA-20-10 | ProSense differential pressure transmitter, air and gases, 0 to 10.0in of water column range, +/- 1% accuracy, silicone sensing element, 1/4in brass barbed process connection, 12 to 36 VDC operating voltage, screw terminals, 35mm DIN rail or panel mount. | Stock | 158
DPTA-20-10B | ProSense differential pressure transmitter, air and gases, -10.0 to +10.0in of water column range, +/- 1% accuracy, silicone sensing element, 1/4in brass barbed process connection, 12 to 36 VDC operating voltage, screw terminals, 35mm DIN rail or panel mount. | Stock | 158
DPTA-20-15 | ProSense differential pressure transmitter, air and gases, 0 to 15.0in of water column range, +/- 1% accuracy, silicone sensing element, 1/4in brass barbed process connection, 12 to 36 VDC operating voltage, screw terminals, 35mm DIN rail or panel mount. | Stock | 158
DPTA-20-15B | ProSense differential pressure transmitter, air and gases, -15.0 to +15.0in of water column range, +/- 1% accuracy, silicone sensing element, 1/4in brass barbed process connection, 12 to 36 VDC operating voltage, screw terminals, 35mm DIN rail or panel mount. | Stock | 158
DPTA-20-25 | ProSense differential pressure transmitter, air and gases, 0 to 25.0in of water column range, +/- 1% accuracy, silicone sensing element, 1/4in brass barbed process connection, 12 to 36 VDC operating voltage, screw terminals, 35mm DIN rail or panel mount. | Stock | 158
Accessories for Pressure Sensors
SSP545-ADC | Winters steam siphon, brass body, 1/4in male NPT x 1/4in male NPT. | Stock | 19.5
SSP556-ADC | Winters steam siphon, carbon steel body, 1/4in male NPT x 1/4in male NPT. | Stock | 13
SSP595-ADC | Winters steam siphon, stainless steel body, 1/4in male NPT x 1/4in male NPT. | Stock | 63
SSN517-ADC | Winters heavy oil snubber, porous brass element, brass body, 1/4in male NPT x 1/4in female NPT. | Stock | 17
SSN515-ADC | Winters water snubber, porous brass element, brass body, 1/4in male NPT x 1/4in female NPT. | Stock | 17
SSN516-ADC | Winters air snubber, porous brass element, brass body, 1/4in male NPT x 1/4in female NPT. | Stock | 17
SSN520-ADC | Winters heavy oil snubber, porous stainless steel element, stainless steel body, 1/4in male NPT x 1/4in female NPT. | Stock | 27.5
SSN518-ADC | Winters water snubber, porous stainless steel element, stainless steel body, 1/4in male NPT x 1/4in female NPT. | Stock | 22.5
SSN519-ADC | Winters air snubber, porous stainless steel element, stainless steel body, 1/4in male NPT x 1/4in female NPT. | Stock | 29
SAS540-ADC | Winters air, water and oil snubber, adjustable brass stem and PTFE seal element, brass body, 1/4in male NPT x 1/4in female NPT. | Stock | 43
SAS542-ADC | Winters air, water and oil snubber, adjustable stainless steel stem and PTFE seal element, stainless steel body, 1/4in male NPT x 1/4in female NPT. | Stock | 68
NVA1000-ADC | Winters manual isolation and throttling needle valve, straight body soft seat, single handle, stainless steel body, 1/4in male NPT inlet(s), 1/4in female NPT outlet(s). | Stock | 75
NVA2000-ADC | Winters manual isolation and throttling needle valve, straight body hard seat, single handle, stainless steel body, 1/4in male NPT inlet(s), 1/4in female NPT outlet(s). | Stock | 78
BBV1200-ADC | Winters manual block and bleed needle valve, straight body soft seat, double handles, stainless steel body, 1/4in male NPT inlet(s), 1/4in female NPT outlet(s). | Stock | 184
BBV3200-ADC | Winters manual block and bleed needle valve, straight body hard seat, double handles, stainless steel body, 1/4in male NPT inlet(s), 1/4in female NPT outlet(s). | Stock | 137
PSD-CV | Protective cover, plastic. For use with ProSense PSD25, TSD25 & VCST series process switches. | Stock | 4.25
EPS-CV | ProSense protective cover, for use with ProSense EPS series digital pressure sensors. | Stock | 7.5
EPS-BKT1 | ProSense mounting bracket, for use with ProSense EPS series digital pressure sensors. | Stock | 11
QPS-PMK | ProSense panel mounting bracket, for use with ProSense QPS series pressure switches/transmitters. Mounting hardware included. | Stock | 2.5
QPS-FMK | ProSense mounting bracket, for use with ProSense QPS series pressure switches/transmitters. Mounting hardware included. | Stock | 2.5
QPS-CBL | ProSense cable, replacement, 6.5ft/2m cable length. For use with ProSense QPS series digital pressure sensors. | Stock | 38
Mechanical Dial Pressure Gauges
G15-BDV-8LB | ProSense mechanical pressure gauge, 1.5in diameter, -30 to 0in Hg vacuum/-100 to 0 kPa, black steel dry case, phosphor bronze, brass wetted parts, 1/8in male NPT process connection, lower mount. | Stock | 11.5
G15-BD30-8LB | ProSense mechanical pressure gauge, 1.5in diameter, 0 to 30 psig/0 to 200 kPa, black steel dry case, phosphor bronze, brass wetted parts, 1/8in male NPT process connection, lower mount. | Stock | 11.5
G15-BD60-8LB | ProSense mechanical pressure gauge, 1.5in diameter, 0 to 60 psig/0 to 400 kPa, black steel dry case, phosphor bronze, brass wetted parts, 1/8in male NPT process connection, lower mount. | Stock | 11.5
G15-BD100-8LB | ProSense mechanical pressure gauge, 1.5in diameter, 0 to 100 psig/0 to 700 kPa, black steel dry case, phosphor bronze, brass wetted parts, 1/8in male NPT process connection, lower mount. | Stock | 11.5
G15-BD160-8LB | ProSense mechanical pressure gauge, 1.5in diameter, 0 to 160 psig/0 to 1100 kPa, black steel dry case, phosphor bronze, brass wetted parts, 1/8in male NPT process connection, lower mount. | Stock | 11.5
G15-BD200-8LB | ProSense mechanical pressure gauge, 1.5in diameter, 0 to 200 psig/0 to 1400 kPa, black steel dry case, phosphor bronze, brass wetted parts, 1/8in male NPT process connection, lower mount. | Stock | 11.5
G15-BDV-8CB | ProSense mechanical pressure gauge, 1.5in diameter, -30 to 0in Hg vacuum/-100 to 0 kPa, black steel dry case, phosphor bronze, brass wetted parts, 1/8in male NPT process connection, center back mount. | Stock | 11.5
G15-BD30-8CB | ProSense mechanical pressure gauge, 1.5in diameter, 0 to 30 psig/0 to 200 kPa, black steel dry case, phosphor bronze, brass wetted parts, 1/8in male NPT process connection, center back mount. | Stock | 11.5
G15-BD60-8CB | ProSense mechanical pressure gauge, 1.5in diameter, 0 to 60 psig/0 to 400 kPa, black steel dry case, phosphor bronze, brass wetted parts, 1/8in male NPT process connection, center back mount. | Stock | 11.5
G15-BD100-8CB | ProSense mechanical pressure gauge, 1.5in diameter, 0 to 100 psig/0 to 700 kPa, black steel dry case, phosphor bronze, brass wetted parts, 1/8in male NPT process connection, center back mount. | Stock | 11.5
G15-BD160-8CB | ProSense mechanical pressure gauge, 1.5in diameter, 0 to 160 psig/0 to 1100 kPa, black steel dry case, phosphor bronze, brass wetted parts, 1/8in male NPT process connection, center back mount. | Stock | 11.5
G15-BD200-8CB | ProSense mechanical pressure gauge, 1.5in diameter, 0 to 200 psig/0 to 1400 kPa, black steel dry case, phosphor bronze, brass wetted parts, 1/8in male NPT process connection, center back mount. | Stock | 11.5
G20-BDV-4LB | ProSense mechanical pressure gauge, 2in diameter, -30 to 0in Hg vacuum/-100 to 0 kPa, black steel dry case, phosphor bronze, brass wetted parts, 1/4in male NPT process connection, lower mount. | Stock | 12
G20-BD30-4LB | ProSense mechanical pressure gauge, 2in diameter, 0 to 30 psig/0 to 200 kPa, black steel dry case, phosphor bronze, brass wetted parts, 1/4in male NPT process connection, lower mount. | Stock | 12
G20-BD60-4LB | ProSense mechanical pressure gauge, 2in diameter, 0 to 60 psig/0 to 400 kPa, black steel dry case, phosphor bronze, brass wetted parts, 1/4in male NPT process connection, lower mount. | Stock | 12
G20-BD100-4LB | ProSense mechanical pressure gauge, 2in diameter, 0 to 100 psig/0 to 700 kPa, black steel dry case, phosphor bronze, brass wetted parts, 1/4in male NPT process connection, lower mount. | Stock | 12
G20-BD160-4LB | ProSense mechanical pressure gauge, 2in diameter, 0 to 160 psig/0 to 1100 kPa, black steel dry case, phosphor bronze, brass wetted parts, 1/4in male NPT process connection, lower mount. | Stock | 12
G20-BD200-4LB | ProSense mechanical pressure gauge, 2in diameter, 0 to 200 psig/0 to 1400 kPa, black steel dry case, phosphor bronze, brass wetted parts, 1/4in male NPT process connection, lower mount. | Stock | 12
G20-BDV-4CB | ProSense mechanical pressure gauge, 2in diameter, -30 to 0in Hg vacuum/-100 to 0 kPa, black steel dry case, phosphor bronze, brass wetted parts, 1/4in male NPT process connection, center back mount. | Stock | 12
G20-BD30-4CB | ProSense mechanical pressure gauge, 2in diameter, 0 to 30 psig/0 to 200 kPa, black steel dry case, phosphor bronze, brass wetted parts, 1/4in male NPT process connection, center back mount. | Stock | 12
G20-BD60-4CB | ProSense mechanical pressure gauge, 2in diameter, 0 to 60 psig/0 to 400 kPa, black steel dry case, phosphor bronze, brass wetted parts, 1/4in male NPT process connection, center back mount. | Stock | 12
G20-BD100-4CB | ProSense mechanical pressure gauge, 2in diameter, 0 to 100 psig/0 to 700 kPa, black steel dry case, phosphor bronze, brass wetted parts, 1/4in male NPT process connection, center back mount. | Stock | 12
G20-BD160-4CB | ProSense mechanical pressure gauge, 2in diameter, 0 to 160 psig/0 to 1100 kPa, black steel dry case, phosphor bronze, brass wetted parts, 1/4in male NPT process connection, center back mount. | Stock | 12
G20-BD200-4CB | ProSense mechanical pressure gauge, 2in diameter, 0 to 200 psig/0 to 1400 kPa, black steel dry case, phosphor bronze, brass wetted parts, 1/4in male NPT process connection, center back mount. | Stock | 12
G25-BDV-4LB | ProSense mechanical pressure gauge, 2.5in diameter, -30 to 0in Hg vacuum/-100 to 0 kPa, black steel dry case, phosphor bronze, brass wetted parts, 1/4in male NPT process connection, lower mount. | Stock | 12
G25-BD30-4LB | ProSense mechanical pressure gauge, 2.5in diameter, 0 to 30 psig/0 to 200 kPa, black steel dry case, phosphor bronze, brass wetted parts, 1/4in male NPT process connection, lower mount. | Stock | 12
G25-BD60-4LB | ProSense mechanical pressure gauge, 2.5in diameter, 0 to 60 psig/0 to 400 kPa, black steel dry case, phosphor bronze, brass wetted parts, 1/4in male NPT process connection, lower mount. | Stock | 12
G25-BD100-4LB | ProSense mechanical pressure gauge, 2.5in diameter, 0 to 100 psig/0 to 700 kPa, black steel dry case, phosphor bronze, brass wetted parts, 1/4in male NPT process connection, lower mount. | Stock | 12
G25-BD160-4LB | ProSense mechanical pressure gauge, 2.5in diameter, 0 to 160 psig/0 to 1100 kPa, black steel dry case, phosphor bronze, brass wetted parts, 1/4in male NPT process connection, lower mount. | Stock | 12
G25-BD200-4LB | ProSense mechanical pressure gauge, 2.5in diameter, 0 to 200 psig/0 to 1400 kPa, black steel dry case, phosphor bronze, brass wetted parts, 1/4in male NPT process connection, lower mount. | Stock | 12
G25-BD300-4LB | ProSense mechanical pressure gauge, 2.5in diameter, 0 to 300 psig/0 to 2000 kPa, black steel dry case, phosphor bronze, brass wetted parts, 1/4in male NPT process connection, lower mount. | Stock | 12
G25-BD600-4LB | ProSense mechanical pressure gauge, 2.5in diameter, 0 to 600 psig/0 to 4000 kPa, black steel dry case, phosphor bronze, brass wetted parts, 1/4in male NPT process connection, lower mount. | Stock | 12
G25-BD1000-4LB | ProSense mechanical pressure gauge, 2.5in diameter, 0 to 1000 psig/0 to 7000 kPa, black steel dry case, phosphor bronze, brass wetted parts, 1/4in male NPT process connection, lower mount. | Stock | 12
G25-BDV-4CB | ProSense mechanical pressure gauge, 2.5in diameter, -30 to 0in Hg vacuum/-100 to 0 kPa, black steel dry case, phosphor bronze, brass wetted parts, 1/4in male NPT process connection, center back mount. | Stock | 12
G25-BD30-4CB | ProSense mechanical pressure gauge, 2.5in diameter, 0 to 30 psig/0 to 200 kPa, black steel dry case, phosphor bronze, brass wetted parts, 1/4in male NPT process connection, center back mount. | Stock | 12
G25-BD60-4CB | ProSense mechanical pressure gauge, 2.5in diameter, 0 to 60 psig/0 to 400 kPa, black steel dry case, phosphor bronze, brass wetted parts, 1/4in male NPT process connection, center back mount. | Stock | 12
G25-BD100-4CB | ProSense mechanical pressure gauge, 2.5in diameter, 0 to 100 psig/0 to 700 kPa, black steel dry case, phosphor bronze, brass wetted parts, 1/4in male NPT process connection, center back mount. | Stock | 12
G25-BD160-4CB | ProSense mechanical pressure gauge, 2.5in diameter, 0 to 160 psig/0 to 1100 kPa, black steel dry case, phosphor bronze, brass wetted parts, 1/4in male NPT process connection, center back mount. | Stock | 12
G25-BD200-4CB | ProSense mechanical pressure gauge, 2.5in diameter, 0 to 200 psig/0 to 1400 kPa, black steel dry case, phosphor bronze, brass wetted parts, 1/4in male NPT process connection, center back mount. | Stock | 12
G25-SLV-4LB | ProSense mechanical pressure gauge, 2.5in diameter, -30 to 0in Hg vacuum/-100 to 0 kPa, stainless steel liquid filled case, phosphor bronze, brass wetted parts, 1/4in male NPT process connection, lower mount. | Stock | 22
G25-SL30-4LB | ProSense mechanical pressure gauge, 2.5in diameter, 0 to 30 psig/0 to 210 kPa, stainless steel liquid filled case, phosphor bronze, brass wetted parts, 1/4in male NPT process connection, lower mount. | Stock | 22
G25-SL60-4LB | ProSense mechanical pressure gauge, 2.5in diameter, 0 to 60 psig/0 to 420 kPa, stainless steel liquid filled case, phosphor bronze, brass wetted parts, 1/4in male NPT process connection, lower mount. | Stock | 22
G25-SL100-4LB | ProSense mechanical pressure gauge, 2.5in diameter, 0 to 100 psig/0 to 700 kPa, stainless steel liquid filled case, phosphor bronze, brass wetted parts, 1/4in male NPT process connection, lower mount. | Stock | 22
G25-SL160-4LB | ProSense mechanical pressure gauge, 2.5in diameter, 0 to 160 psig/0 to 1100 kPa, stainless steel liquid filled case, phosphor bronze, brass wetted parts, 1/4in male NPT process connection, lower mount. | Stock | 22
G25-SL200-4LB | ProSense mechanical pressure gauge, 2.5in diameter, 0 to 200 psig/0 to 1400 kPa, stainless steel liquid filled case, phosphor bronze, brass wetted parts, 1/4in male NPT process connection, lower mount. | Stock | 22
G25-SL300-4LB | ProSense mechanical pressure gauge, 2.5in diameter, 0 to 300 psig/0 to 2100 kPa, stainless steel liquid filled case, phosphor bronze, brass wetted parts, 1/4in male NPT process connection, lower mount. | Stock | 22
G25-SL600-4LB | ProSense mechanical pressure gauge, 2.5in diameter, 0 to 600 psig/0 to 4200 kPa, stainless steel liquid filled case, phosphor bronze, brass wetted parts, 1/4in male NPT process connection, lower mount. | Stock | 22
G25-SL1000-4LB | ProSense mechanical pressure gauge, 2.5in diameter, 0 to 1000 psig/0 to 7000 kPa, stainless steel liquid filled case, phosphor bronze, brass wetted parts, 1/4in male NPT process connection, lower mount. | Stock | 22
G25-SL1500-4LB | ProSense mechanical pressure gauge, 2.5in diameter, 0 to 1500 psig/0 to 10000 kPa, stainless steel liquid filled case, phosphor bronze, brass wetted parts, 1/4in male NPT process connection, lower mount. | Stock | 22
G25-SL2000-4LB | ProSense mechanical pressure gauge, 2.5in diameter, 0 to 2000 psig/0 to 14000 kPa, stainless steel liquid filled case, phosphor bronze, brass wetted parts, 1/4in male NPT process connection, lower mount. | Stock | 22
G25-SL3000-4LB | ProSense mechanical pressure gauge, 2.5in diameter, 0 to 3000 psig/0 to 21000 kPa, stainless steel liquid filled case, phosphor bronze, brass wetted parts, 1/4in male NPT process connection, lower mount. | Stock | 22
G25-SL6000-4LB | ProSense mechanical pressure gauge, 2.5in diameter, 0 to 6000 psig/0 to 42000 kPa, stainless steel liquid filled case, phosphor bronze, brass wetted parts, 1/4in male NPT process connection, lower mount. | Stock | 22
G25-SLV-4CB | ProSense mechanical pressure gauge, 2.5in diameter, -30 to 0in Hg vacuum/-100 to 0 kPa, stainless steel liquid filled case, phosphor bronze, brass wetted parts, 1/4in male NPT process connection, center back mount. | Stock | 22
G25-SL30-4CB | ProSense mechanical pressure gauge, 2.5in diameter, 0 to 30 psig/0 to 210 kPa, stainless steel liquid filled case, phosphor bronze, brass wetted parts, 1/4in male NPT process connection, center back mount. | Stock | 22
G25-SL60-4CB | ProSense mechanical pressure gauge, 2.5in diameter, 0 to 60 psig/0 to 420 kPa, stainless steel liquid filled case, phosphor bronze, brass wetted parts, 1/4in male NPT process connection, center back mount. | Stock | 22
G25-SL100-4CB | ProSense mechanical pressure gauge, 2.5in diameter, 0 to 100 psig/0 to 700 kPa, stainless steel liquid filled case, phosphor bronze, brass wetted parts, 1/4in male NPT process connection, center back mount. | Stock | 22
G25-SL160-4CB | ProSense mechanical pressure gauge, 2.5in diameter, 0 to 160 psig/0 to 1100 kPa, stainless steel liquid filled case, phosphor bronze, brass wetted parts, 1/4in male NPT process connection, center back mount. | Stock | 22
G25-SL200-4CB | ProSense mechanical pressure gauge, 2.5in diameter, 0 to 200 psig/0 to 1400 kPa, stainless steel liquid filled case, phosphor bronze, brass wetted parts, 1/4in male NPT process connection, center back mount. | Stock | 22
G25-SL300-4CB | ProSense mechanical pressure gauge, 2.5in diameter, 0 to 300 psig/0 to 2100 kPa, stainless steel liquid filled case, phosphor bronze, brass wetted parts, 1/4in male NPT process connection, center back mount. | Stock | 22
G25-SL600-4CB | ProSense mechanical pressure gauge, 2.5in diameter, 0 to 600 psig/0 to 4200 kPa, stainless steel liquid filled case, phosphor bronze, brass wetted parts, 1/4in male NPT process connection, center back mount. | Stock | 22
G25-SL1000-4CB | ProSense mechanical pressure gauge, 2.5in diameter, 0 to 1000 psig/0 to 7000 kPa, stainless steel liquid filled case, phosphor bronze, brass wetted parts, 1/4in male NPT process connection, center back mount. | Stock | 22
G25-SL1500-4CB | ProSense mechanical pressure gauge, 2.5in diameter, 0 to 1500 psig/0 to 10000 kPa, stainless steel liquid filled case, phosphor bronze, brass wetted parts, 1/4in male NPT process connection, center back mount. | Stock | 22
G25-SL2000-4CB | ProSense mechanical pressure gauge, 2.5in diameter, 0 to 2000 psig/0 to 14000 kPa, stainless steel liquid filled case, phosphor bronze, brass wetted parts, 1/4in male NPT process connection, center back mount. | Stock | 22
G25-SL3000-4CB | ProSense mechanical pressure gauge, 2.5in diameter, 0 to 3000 psig/0 to 21000 kPa, stainless steel liquid filled case, phosphor bronze, brass wetted parts, 1/4in male NPT process connection, center back mount. | Stock | 22
G25-SL6000-4CB | ProSense mechanical pressure gauge, 2.5in diameter, 0 to 6000 psig/0 to 42000 kPa, stainless steel liquid filled case, phosphor bronze, brass wetted parts, 1/4in male NPT process connection, center back mount. | Stock | 22
G25-SDV-4LS | ProSense mechanical pressure gauge, 2.5in diameter, -30 to 0in Hg vacuum/-100 to 0 kPa, stainless steel dry case, stainless steel wetted parts, 1/4in male NPT process connection, lower mount. | Stock | 44
G25-SD30-4LS | ProSense mechanical pressure gauge, 2.5in diameter, 0 to 30 psig/0 to 210 kPa, stainless steel dry case, stainless steel wetted parts, 1/4in male NPT process connection, lower mount. | Stock | 44
G25-SD60-4LS | ProSense mechanical pressure gauge, 2.5in diameter, 0 to 60 psig/0 to 420 kPa, stainless steel dry case, stainless steel wetted parts, 1/4in male NPT process connection, lower mount. | Stock | 44
G25-SD100-4LS | ProSense mechanical pressure gauge, 2.5in diameter, 0 to 100 psig/0 to 700 kPa, stainless steel dry case, stainless steel wetted parts, 1/4in male NPT process connection, lower mount. | Stock | 44
G25-SD160-4LS | ProSense mechanical pressure gauge, 2.5in diameter, 0 to 160 psig/0 to 1100 kPa, stainless steel dry case, stainless steel wetted parts, 1/4in male NPT process connection, lower mount. | Stock | 44
G25-SD200-4LS | ProSense mechanical pressure gauge, 2.5in diameter, 0 to 200 psig/0 to 1400 kPa, stainless steel dry case, stainless steel wetted parts, 1/4in male NPT process connection, lower mount. | Stock | 44
G25-SD300-4LS | ProSense mechanical pressure gauge, 2.5in diameter, 0 to 300 psig/0 to 2100 kPa, stainless steel dry case, stainless steel wetted parts, 1/4in male NPT process connection, lower mount. | Stock | 44
G25-SD600-4LS | ProSense mechanical pressure gauge, 2.5in diameter, 0 to 600 psig/0 to 4200 kPa, stainless steel dry case, stainless steel wetted parts, 1/4in male NPT process connection, lower mount. | Stock | 44
G25-SD1000-4LS | ProSense mechanical pressure gauge, 2.5in diameter, 0 to 1000 psig/0 to 7000 kPa, stainless steel dry case, stainless steel wetted parts, 1/4in male NPT process connection, lower mount. | Stock | 44
G25-SDV-4CS | ProSense mechanical pressure gauge, 2.5in diameter, -30 to 0in Hg vacuum/-100 to 0 kPa, stainless steel dry case, stainless steel wetted parts, 1/4in male NPT process connection, center back mount. | Stock | 44
G25-SD30-4CS | ProSense mechanical pressure gauge, 2.5in diameter, 0 to 30 psig/0 to 210 kPa, stainless steel dry case, stainless steel wetted parts, 1/4in male NPT process connection, center back mount. | Stock | 44
G25-SD60-4CS | ProSense mechanical pressure gauge, 2.5in diameter, 0 to 60 psig/0 to 420 kPa, stainless steel dry case, stainless steel wetted parts, 1/4in male NPT process connection, center back mount. | Stock | 44
G25-SD100-4CS | ProSense mechanical pressure gauge, 2.5in diameter, 0 to 100 psig/0 to 700 kPa, stainless steel dry case, stainless steel wetted parts, 1/4in male NPT process connection, center back mount. | Stock | 44
G25-SD160-4CS | ProSense mechanical pressure gauge, 2.5in diameter, 0 to 160 psig/0 to 1100 kPa, stainless steel dry case, stainless steel wetted parts, 1/4in male NPT process connection, center back mount. | Stock | 44
G25-SD200-4CS | ProSense mechanical pressure gauge, 2.5in diameter, 0 to 200 psig/0 to 1400 kPa, stainless steel dry case, stainless steel wetted parts, 1/4in male NPT process connection, center back mount. | Stock | 44
G25-SLV-4LS | ProSense mechanical pressure gauge, 2.5in diameter, -30 to 0in Hg vacuum/-100 to 0 kPa, stainless steel liquid filled case, stainless steel wetted parts, 1/4in male NPT process connection, lower mount. | Stock | 47
G25-SL30-4LS | ProSense mechanical pressure gauge, 2.5in diameter, 0 to 30 psig/0 to 210 kPa, stainless steel liquid filled case, stainless steel wetted parts, 1/4in male NPT process connection, lower mount. | Stock | 47
G25-SL60-4LS | ProSense mechanical pressure gauge, 2.5in diameter, 0 to 60 psig/0 to 420 kPa, stainless steel liquid filled case, stainless steel wetted parts, 1/4in male NPT process connection, lower mount. | Stock | 47
G25-SL100-4LS | ProSense mechanical pressure gauge, 2.5in diameter, 0 to 100 psig/0 to 700 kPa, stainless steel liquid filled case, stainless steel wetted parts, 1/4in male NPT process connection, lower mount. | Stock | 47
G25-SL160-4LS | ProSense mechanical pressure gauge, 2.5in diameter, 0 to 160 psig/0 to 1100 kPa, stainless steel liquid filled case, stainless steel wetted parts, 1/4in male NPT process connection, lower mount. | Stock | 47
G25-SL200-4LS | ProSense mechanical pressure gauge, 2.5in diameter, 0 to 200 psig/0 to 1400 kPa, stainless steel liquid filled case, stainless steel wetted parts, 1/4in male NPT process connection, lower mount. | Stock | 47
G25-SL300-4LS | ProSense mechanical pressure gauge, 2.5in diameter, 0 to 300 psig/0 to 2100 kPa, stainless steel liquid filled case, stainless steel wetted parts, 1/4in male NPT process connection, lower mount. | Stock | 47
G25-SL600-4LS | ProSense mechanical pressure gauge, 2.5in diameter, 0 to 600 psig/0 to 4200 kPa, stainless steel liquid filled case, stainless steel wetted parts, 1/4in male NPT process connection, lower mount. | Stock | 47
G25-SL1000-4LS | ProSense mechanical pressure gauge, 2.5in diameter, 0 to 1000 psig/0 to 7000 kPa, stainless steel liquid filled case, stainless steel wetted parts, 1/4in male NPT process connection, lower mount. | Stock | 47
G25-SLV-4CS | ProSense mechanical pressure gauge, 2.5in diameter, -30 to 0in Hg vacuum/-100 to 0 kPa, stainless steel liquid filled case, stainless steel wetted parts, 1/4in male NPT process connection, center back mount. | Stock | 47
G25-SL30-4CS | ProSense mechanical pressure gauge, 2.5in diameter, 0 to 30 psig/0 to 210 kPa, stainless steel liquid filled case, stainless steel wetted parts, 1/4in male NPT process connection, center back mount. | Stock | 47
G25-SL60-4CS | ProSense mechanical pressure gauge, 2.5in diameter, 0 to 60 psig/0 to 420 kPa, stainless steel liquid filled case, stainless steel wetted parts, 1/4in male NPT process connection, center back mount. | Stock | 47
G25-SL100-4CS | ProSense mechanical pressure gauge, 2.5in diameter, 0 to 100 psig/0 to 700 kPa, stainless steel liquid filled case, stainless steel wetted parts, 1/4in male NPT process connection, center back mount. | Stock | 47
G25-SL160-4CS | ProSense mechanical pressure gauge, 2.5in diameter, 0 to 160 psig/0 to 1100 kPa, stainless steel liquid filled case, stainless steel wetted parts, 1/4in male NPT process connection, center back mount. | Stock | 47
G25-SL200-4CS | ProSense mechanical pressure gauge, 2.5in diameter, 0 to 200 psig/0 to 1400 kPa, stainless steel liquid filled case, stainless steel wetted parts, 1/4in male NPT process connection, center back mount. | Stock | 47
Potable Water Dial Pressure Gauges
76249860 | WIKA 111.10DW mechanical pressure gauge, 2in diameter, 0 to 15 psig, black plastic dry case, lead-free brass wetted parts, 1/4in male NPT process connection, lower mount, NSF/ANSI 61 and NSF 372. | Stock | 25
76249856 | WIKA 111.10DW mechanical pressure gauge, 2in diameter, 0 to 30 psig, black plastic dry case, lead-free brass wetted parts, 1/4in male NPT process connection, center back mount, NSF/ANSI 61 and NSF 372. | Stock | 22
76249848 | WIKA 111.10DW mechanical pressure gauge, 2in diameter, 0 to 100 psig, black plastic dry case, lead-free brass wetted parts, 1/4in male NPT process connection, lower mount, NSF/ANSI 61 and NSF 372. | Stock | 25
76249853 | WIKA 111.10DW mechanical pressure gauge, 2.5in diameter, 0 to 30 psig, black plastic dry case, lead-free brass wetted parts, 1/4in male NPT process connection, lower mount, NSF/ANSI 61 and NSF 372. | Stock | 27
76249855 | WIKA 111.10DW mechanical pressure gauge, 2.5in diameter, 0 to 60 psig, black plastic dry case, lead-free brass wetted parts, 1/4in male NPT process connection, center back mount, NSF/ANSI 61 and NSF 372. | Stock | 24
76249851 | WIKA 111.10DW mechanical pressure gauge, 2.5in diameter, 0 to 100 psig, black plastic dry case, lead-free brass wetted parts, 1/4in male NPT process connection, lower mount, NSF/ANSI 61 and NSF 372. | Stock | 27
76249849 | WIKA 111.10DW mechanical pressure gauge, 2.5in diameter, 0 to 200 psig, black plastic dry case, lead-free brass wetted parts, 1/4in male NPT process connection, lower mount, NSF/ANSI 61 and NSF 372. | Stock | 27
76249859 | WIKA 111.25DW mechanical pressure gauge, 4.5in diameter, 0 to 60 psig, stainless steel dry case, lead-free brass wetted parts, 1/4in male NPT process connection, lower mount, NSF/ANSI 61 and NSF 372. | Stock | 41
76249850 | WIKA 111.25DW mechanical pressure gauge, 4.5in diameter, 0 to 100 psig, stainless steel dry case, lead-free brass wetted parts, 1/4in male NPT process connection, lower mount, NSF/ANSI 61 and NSF 372. | Stock | 41
76249854 | WIKA 111.25DW mechanical pressure gauge, 4.5in diameter, 0 to 160 psig, stainless steel dry case, lead-free brass wetted parts, 1/4in male NPT process connection, lower mount, NSF/ANSI 61 and NSF 372. | Stock | 41
76249858 | WIKA 111.25DW mechanical pressure gauge, 4.5in diameter, 0 to 200 psig, stainless steel dry case, lead-free brass wetted parts, 1/4in male NPT process connection, lower mount, NSF/ANSI 61 and NSF 372. | Stock | 41
76249857 | WIKA 111.25DW mechanical pressure gauge, 4.5in diameter, 0 to 300 psig, stainless steel dry case, lead-free brass wetted parts, 1/4in male NPT process connection, lower mount, NSF/ANSI 61 and NSF 372. | Stock | 41
76250375 | WIKA 213.53DW mechanical pressure gauge, 2.5in diameter, -30in Hg vacuum to 30 psig, stainless steel liquid filled case, lead-free brass wetted parts, 1/4in male NPT process connection, lower mount, NSF/ANSI 61 and NSF 372. | Stock | 38.5
76250377 | WIKA 213.53DW mechanical pressure gauge, 2.5in diameter, 0 to 15 psig, stainless steel liquid filled case, lead-free brass wetted parts, 1/4in male NPT process connection, lower mount, NSF/ANSI 61 and NSF 372. | Stock | 37
76250372 | WIKA 213.53DW mechanical pressure gauge, 2.5in diameter, 0 to 30 psig, stainless steel liquid filled case, lead-free brass wetted parts, 1/4in male NPT process connection, lower mount, NSF/ANSI 61 and NSF 372. | Stock | 37
76250370 | WIKA 213.53DW mechanical pressure gauge, 2.5in diameter, 0 to 60 psig, stainless steel liquid filled case, lead-free brass wetted parts, 1/4in male NPT process connection, lower mount, NSF/ANSI 61 and NSF 372. | Stock | 37
76250367 | WIKA 213.53DW mechanical pressure gauge, 2.5in diameter, 0 to 100 psig, stainless steel liquid filled case, lead-free brass wetted parts, 1/4in male NPT process connection, lower mount, NSF/ANSI 61 and NSF 372. | Stock | 37
76250373 | WIKA 213.53DW mechanical pressure gauge, 2.5in diameter, 0 to 100 psig, stainless steel liquid filled case, lead-free brass wetted parts, 1/4in male NPT process connection, center back mount, NSF/ANSI 61 and NSF 372. | Stock | 38.5
76250368 | WIKA 213.53DW mechanical pressure gauge, 2.5in diameter, 0 to 160 psig, stainless steel liquid filled case, lead-free brass wetted parts, 1/4in male NPT process connection, lower mount, NSF/ANSI 61 and NSF 372. | Stock | 37
76250371 | WIKA 213.53DW mechanical pressure gauge, 2.5in diameter, 0 to 160 psig, stainless steel liquid filled case, lead-free brass wetted parts, 1/4in male NPT process connection, center back mount, NSF/ANSI 61 and NSF 372. | Stock | 38.5
76250365 | WIKA 213.53DW mechanical pressure gauge, 2.5in diameter, 0 to 200 psig, stainless steel liquid filled case, lead-free brass wetted parts, 1/4in male NPT process connection, lower mount, NSF/ANSI 61 and NSF 372. | Stock | 37
76250374 | WIKA 213.53DW mechanical pressure gauge, 2.5in diameter, 0 to 200 psig, stainless steel liquid filled case, lead-free brass wetted parts, 1/4in male NPT process connection, center back mount, NSF/ANSI 61 and NSF 372. | Stock | 38.5
76250369 | WIKA 213.53DW mechanical pressure gauge, 2.5in diameter, 0 to 300 psig, stainless steel liquid filled case, lead-free brass wetted parts, 1/4in male NPT process connection, lower mount, NSF/ANSI 61 and NSF 372. | Stock | 37
76250392 | WIKA 213.53DW mechanical pressure gauge, 2.5in diameter, -30in Hg vacuum to 30 psig, FlexWindow stainless steel liquid filled case, lead-free brass wetted parts, 1/4in male NPT process connection, lower mount, NSF/ANSI 61 and NSF 372. | Stock | 54
76250393 | WIKA 213.53DW mechanical pressure gauge, 2.5in diameter, 0 to 15 psig, FlexWindow stainless steel liquid filled case, lead-free brass wetted parts, 1/4in male NPT process connection, lower mount, NSF/ANSI 61 and NSF 372. | Stock | 45
76250389 | WIKA 213.53DW mechanical pressure gauge, 2.5in diameter, 0 to 30 psig, FlexWindow stainless steel liquid filled case, lead-free brass wetted parts, 1/4in male NPT process connection, lower mount, NSF/ANSI 61 and NSF 372. | Stock | 45
76250387 | WIKA 213.53DW mechanical pressure gauge, 2.5in diameter, 0 to 60 psig, FlexWindow stainless steel liquid filled case, lead-free brass wetted parts, 1/4in male NPT process connection, lower mount, NSF/ANSI 61 and NSF 372. | Stock | 45
76250384 | WIKA 213.53DW mechanical pressure gauge, 2.5in diameter, 0 to 100 psig, FlexWindow stainless steel liquid filled case, lead-free brass wetted parts, 1/4in male NPT process connection, lower mount, NSF/ANSI 61 and NSF 372. | Stock | 45
76250390 | WIKA 213.53DW mechanical pressure gauge, 2.5in diameter, 0 to 100 psig, FlexWindow stainless steel liquid filled case, lead-free brass wetted parts, 1/4in male NPT process connection, center back mount, NSF/ANSI 61 and NSF 372. | Stock | 54
76250385 | WIKA 213.53DW mechanical pressure gauge, 2.5in diameter, 0 to 160 psig, FlexWindow stainless steel liquid filled case, lead-free brass wetted parts, 1/4in male NPT process connection, lower mount, NSF/ANSI 61 and NSF 372. | Stock | 45
76250388 | WIKA 213.53DW mechanical pressure gauge, 2.5in diameter, 0 to 160 psig, FlexWindow stainless steel liquid filled case, lead-free brass wetted parts, 1/4in male NPT process connection, center back mount, NSF/ANSI 61 and NSF 372. | Stock | 54
76250382 | WIKA 213.53DW mechanical pressure gauge, 2.5in diameter, 0 to 200 psig, FlexWindow stainless steel liquid filled case, lead-free brass wetted parts, 1/4in male NPT process connection, lower mount, NSF/ANSI 61 and NSF 372. | Stock | 45
76250391 | WIKA 213.53DW mechanical pressure gauge, 2.5in diameter, 0 to 200 psig, FlexWindow stainless steel liquid filled case, lead-free brass wetted parts, 1/4in male NPT process connection, center back mount, NSF/ANSI 61 and NSF 372. | Stock | 54
76250386 | WIKA 213.53DW mechanical pressure gauge, 2.5in diameter, 0 to 300 psig, FlexWindow stainless steel liquid filled case, lead-free brass wetted parts, 1/4in male NPT process connection, lower mount, NSF/ANSI 61 and NSF 372. | Stock | 45
Digital Pressure Gauges
DPG1-15 | ProSense digital pressure gauge, 0 to 15 psig, 0.5% of full scale accuracy, stainless steel wetted parts, 1/4in male NPT process connection, lower mount. | Stock | 231
DPG1-30 | ProSense digital pressure gauge, 0 to 30 psig, 0.5% of full scale accuracy, stainless steel wetted parts, 1/4in male NPT process connection, lower mount. | Stock | 231
DPG1-60 | ProSense digital pressure gauge, 0 to 60 psig, 0.5% of full scale accuracy, stainless steel wetted parts, 1/4in male NPT process connection, lower mount. | Stock | 231
DPG1-100 | ProSense digital pressure gauge, 0 to 100 psig, 0.5% of full scale accuracy, stainless steel wetted parts, 1/4in male NPT process connection, lower mount. | Stock | 231
DPG1-200 | ProSense digital pressure gauge, 0 to 200 psig, 0.5% of full scale accuracy, stainless steel wetted parts, 1/4in male NPT process connection, lower mount. | Stock | 231
DPG1-300 | ProSense digital pressure gauge, 0 to 300 psig, 0.5% of full scale accuracy, stainless steel wetted parts, 1/4in male NPT process connection, lower mount. | Stock | 231
DPG1-600 | ProSense digital pressure gauge, 0 to 600 psig, 0.5% of full scale accuracy, stainless steel wetted parts, 1/4in male NPT process connection, lower mount. | Stock | 231
DPG1-1000 | ProSense digital pressure gauge, 0 to 1000 psig, 0.5% of full scale accuracy, stainless steel wetted parts, 1/4in male NPT process connection, lower mount. | Stock | 231
DPG1-3000 | ProSense digital pressure gauge, 0 to 3000 psig, 0.5% of full scale accuracy, stainless steel wetted parts, 1/4in male NPT process connection, lower mount. | Stock | 231
DPG1-5000 | ProSense digital pressure gauge, 0 to 5000 psig, 0.5% of full scale accuracy, stainless steel wetted parts, 1/4in male NPT process connection, lower mount. | Stock | 231
Air Differential Pressure Gauges
DGA-01 | ProSense differential pressure gauge, 4in dial diameter, 0 to 1.0in of water column, black die-cast aluminum case, aluminum, silicone rubber wetted parts, (2) high and (2) low 1/8in female NPT process connection, panel or surface mount. | Stock | 103
DGA-02 | ProSense differential pressure gauge, 4in dial diameter, 0 to 2.0in of water column, black die-cast aluminum case, aluminum, silicone rubber wetted parts, (2) high and (2) low 1/8in female NPT process connection, panel or surface mount. | Stock | 103
DGA-03 | ProSense differential pressure gauge, 4in dial diameter, 0 to 3.0in of water column, black die-cast aluminum case, aluminum, silicone rubber wetted parts, (2) high and (2) low 1/8in female NPT process connection, panel or surface mount. | Stock | 103
DGA-04 | ProSense differential pressure gauge, 4in dial diameter, 0 to 4.0in of water column, black die-cast aluminum case, aluminum, silicone rubber wetted parts, (2) high and (2) low 1/8in female NPT process connection, panel or surface mount. | Stock | 103
DGA-05 | ProSense differential pressure gauge, 4in dial diameter, 0 to 5.0in of water column, black die-cast aluminum case, aluminum, silicone rubber wetted parts, (2) high and (2) low 1/8in female NPT process connection, panel or surface mount. | Stock | 103
DGA-10 | ProSense differential pressure gauge, 4in dial diameter, 0 to 10.0in of water column, black die-cast aluminum case, aluminum, silicone rubber wetted parts, (2) high and (2) low 1/8in female NPT process connection, panel or surface mount. | Stock | 110
DGA-15 | ProSense differential pressure gauge, 4in dial diameter, 0 to 15.0in of water column, black die-cast aluminum case, aluminum, silicone rubber wetted parts, (2) high and (2) low 1/8in female NPT process connection, panel or surface mount. | Stock | 110
DGA-20 | ProSense differential pressure gauge, 4in dial diameter, 0 to 20.0in of water column, black die-cast aluminum case, aluminum, silicone rubber wetted parts, (2) high and (2) low 1/8in female NPT process connection, panel or surface mount. | Stock | 110
DGA-25 | ProSense differential pressure gauge, 4in dial diameter, 0 to 25.0in of water column, black die-cast aluminum case, aluminum, silicone rubber wetted parts, (2) high and (2) low 1/8in female NPT process connection, panel or surface mount. | Stock | 110
DGA-30 | ProSense differential pressure gauge, 4in dial diameter, 0 to 30.0in of water column, black die-cast aluminum case, aluminum, silicone rubber wetted parts, (2) high and (2) low 1/8in female NPT process connection, panel or surface mount. | Stock | 110
DGA-40 | ProSense differential pressure gauge, 4in dial diameter, 0 to 40.0in of water column, black die-cast aluminum case, aluminum, silicone rubber wetted parts, (2) high and (2) low 1/8in female NPT process connection, panel or surface mount. | Stock | 110
DGA-50 | ProSense differential pressure gauge, 4in dial diameter, 0 to 50.0in of water column, black die-cast aluminum case, aluminum, silicone rubber wetted parts, (2) high and (2) low 1/8in female NPT process connection, panel or surface mount. | Stock | 110
DGA-100 | ProSense differential pressure gauge, 4in dial diameter, 0 to 100.0in of water column, black die-cast aluminum case, aluminum, silicone rubber wetted parts, (2) high and (2) low 1/8in female NPT process connection, panel or surface mount. | Stock | 110
DGA-150 | ProSense differential pressure gauge, 4in dial diameter, 0 to 150.0in of water column, black die-cast aluminum case, aluminum, silicone rubber wetted parts, (2) high and (2) low 1/8in female NPT process connection, panel or surface mount. | Stock | 110
DGA-01B | ProSense differential pressure gauge, 4in dial diameter, -1.0 to +1.0in of water column, black die-cast aluminum case, aluminum, silicone rubber wetted parts, (2) high and (2) low 1/8in female NPT process connection, panel or surface mount. | Stock | 103
DGA-02B | ProSense differential pressure gauge, 4in dial diameter, -2.0 to +2.0in of water column, black die-cast aluminum case, aluminum, silicone rubber wetted parts, (2) high and (2) low 1/8in female NPT process connection, panel or surface mount. | Stock | 103
DGA-05B | ProSense differential pressure gauge, 4in dial diameter, -5.0 to +5.0in of water column, black die-cast aluminum case, aluminum, silicone rubber wetted parts, (2) high and (2) low 1/8in female NPT process connection, panel or surface mount. | Stock | 103
DGA-10B | ProSense differential pressure gauge, 4in dial diameter, -10.0 to +10.0in of water column, black die-cast aluminum case, aluminum, silicone rubber wetted parts, (2) high and (2) low 1/8in female NPT process connection, panel or surface mount. | Stock | 110
DGA-15B | ProSense differential pressure gauge, 4in dial diameter, -15.0 to +15.0in of water column, black die-cast aluminum case, aluminum, silicone rubber wetted parts, (2) high and (2) low 1/8in female NPT process connection, panel or surface mount. | Stock | 110
DGA-T | ProSense static pressure tip with compression fitting, for use with DGA series differential pressure gauges or DPTA series differential pressure transmitters. | Stock | 27.5
DGA-B | ProSense surface mount bracket, for use with DGA series differential pressure gauges. Hardware included. | Stock | 18
DGA-R | ProSense panel mount flange, for use with DGA series differential pressure gauges. Hardware included. | Stock | 18.5
Bi-Metal Dial Thermometers
T30-N40160-25C | ProSense bi-metal dial thermometer, 3in diameter, 2-1/2in insertion length, -40 to 160 deg F/-40 to 70 deg C, 1/2in male NPT process connection, center back mount. | Stock | 42
T30-0250-25C | ProSense bi-metal dial thermometer, 3in diameter, 2 1/2in insertion length, 0 to 250 deg F/-18 to 120 deg C, 1/2in male NPT process connection, center back mount. | Stock | 42
T30-50500-25C | ProSense bi-metal dial thermometer, 3in diameter, 2-1/2in insertion length, 50 to 500 deg F/10 to 260 deg C, 1/2in male NPT process connection, center back mount. | Stock | 42
T30-150750-25C | ProSense bi-metal dial thermometer, 3in diameter, 2-1/2in insertion length, 150 to 750 deg F/70 to 400 deg C, 1/2in male NPT process connection, center back mount. | Stock | 42
T30-N40160-4C | ProSense bi-metal dial thermometer, 3in diameter, 4in insertion length, -40 to 160 deg F/-40 to 70 deg C, 1/2in male NPT process connection, center back mount. | Stock | 42
T30-0250-4C | ProSense bi-metal dial thermometer, 3in diameter, 4in insertion length, 0 to 250 deg F/-18 to 120 deg C, 1/2in male NPT process connection, center back mount. | Stock | 42
T30-50500-4C | ProSense bi-metal dial thermometer, 3in diameter, 4in insertion length, 50 to 500 deg F/10 to 260 deg C, 1/2in male NPT process connection, center back mount. | Stock | 42
T30-150750-4C | ProSense bi-metal dial thermometer, 3in diameter, 4in insertion length, 150 to 750 deg F/70 to 400 deg C, 1/2in male NPT process connection, center back mount. | Stock | 42
T30-N40160-6C | ProSense bi-metal dial thermometer, 3in diameter, 6in insertion length, -40 to 160 deg F/-40 to 70 deg C, 1/2in male NPT process connection, center back mount. | Stock | 42
T30-0250-6C | ProSense bi-metal dial thermometer, 3in diameter, 6in insertion length, 0 to 250 deg F/-18 to 120 deg C, 1/2in male NPT process connection, center back mount. | Stock | 42
T30-50500-6C | ProSense bi-metal dial thermometer, 3in diameter, 6in insertion length, 50 to 500 deg F/10 to 260 deg C, 1/2in male NPT process connection, center back mount. | Stock | 42
T30-150750-6C | ProSense bi-metal dial thermometer, 3in diameter, 6in insertion length, 150 to 750 deg F/70 to 400 deg C, 1/2in male NPT process connection, center back mount. | Stock | 42
T50-N40160-25A | ProSense bi-metal dial thermometer, 5in diameter, 2-1/2in insertion length, -40 to 160 deg F/-40 to 70 deg C, 1/2in male NPT process connection, center back, adjustable angle mount. | Stock | 97
T50-0250-25A | ProSense bi-metal dial thermometer, 5in diameter, 2-1/2in insertion length, 0 to 250 deg F/-18 to 120 deg C, 1/2in male NPT process connection, center back, adjustable angle mount. | Stock | 97
T50-50500-25A | ProSense bi-metal dial thermometer, 5in diameter, 2-1/2in insertion length, 50 to 500 deg F/10 to 260 deg C, 1/2in male NPT process connection, center back, adjustable angle mount. | Stock | 97
T50-150750-25A | ProSense bi-metal dial thermometer, 5in diameter, 2-1/2in insertion length, 150 to 750 deg F/70 to 400 deg C, 1/2in male NPT process connection, center back, adjustable angle mount. | Stock | 97
T50-N40160-4A | ProSense bi-metal dial thermometer, 5in diameter, 4in insertion length, -40 to 160 deg F/-40 to 70 deg C, 1/2in male NPT process connection, center back, adjustable angle mount. | Stock | 97
T50-0250-4A | ProSense bi-metal dial thermometer, 5in diameter, 4in insertion length, 0 to 250 deg F/-18 to 120 deg C, 1/2in male NPT process connection, center back, adjustable angle mount. | Stock | 97
T50-50500-4A | ProSense bi-metal dial thermometer, 5in diameter, 4in insertion length, 50 to 500 deg F/10 to 260 deg C, 1/2in male NPT process connection, center back, adjustable angle mount. | Stock | 97
T50-150750-4A | ProSense bi-metal dial thermometer, 5in diameter, 4in insertion length, 150 to 750 deg F/70 to 400 deg C, 1/2in male NPT process connection, center back, adjustable angle mount. | Stock | 97
T50-N40160-6A | ProSense bi-metal dial thermometer, 5in diameter, 6in insertion length, -40 to 160 deg F/-40 to 70 deg C, 1/2in male NPT process connection, center back, adjustable angle mount. | Stock | 97
T50-0250-6A | ProSense bi-metal dial thermometer, 5in diameter, 6in insertion length, 0 to 250 deg F/-18 to 120 deg C, 1/2in male NPT process connection, center back, adjustable angle mount. | Stock | 97
T50-50500-6A | ProSense bi-metal dial thermometer, 5in diameter, 6in insertion length, 50 to 500 deg F/10 to 260 deg C, 1/2in male NPT process connection, center back, adjustable angle mount. | Stock | 97
T50-150750-6A | ProSense bi-metal dial thermometer, 5in diameter, 6in insertion length, 150 to 750 deg F/70 to 400 deg C, 1/2in male NPT process connection, center back, adjustable angle mount. | Stock | 97
T50-N40160-9A | ProSense bi-metal dial thermometer, 5in diameter, 9in insertion length, -40 to 160 deg F/-40 to 70 deg C, 1/2in male NPT process connection, center back, adjustable angle mount. | Stock | 97
T50-0250-9A | ProSense bi-metal dial thermometer, 5in diameter, 9in insertion length, 0 to 250 deg F/-18 to 120 deg C, 1/2in male NPT process connection, center back, adjustable angle mount. | Stock | 97
T50-50500-9A | ProSense bi-metal dial thermometer, 5in diameter, 9in insertion length, 50 to 500 deg F/10 to 260 deg C, 1/2in male NPT process connection, center back, adjustable angle mount. | Stock | 97
T50-150750-9A | ProSense bi-metal dial thermometer, 5in diameter, 9in insertion length, 150 to 750 deg F/70 to 400 deg C, 1/2in male NPT process connection, center back, adjustable angle mount. | Stock | 97
Ultrasonic Level Sensors and Switches
UG01-0001-40 | Flowline EchoPod reflective ultrasonic liquid level sensor, 4.9ft/1.5m sensing range, 4-20 mA and (4) SPST relays, N.O./N.C. selectable, 14-28 VDC, 2in male NPT process connection. | Stock | 580
UG03-0001-40 | Flowline EchoPod reflective ultrasonic liquid level sensor, 9.8ft/3m sensing range, 4-20 mA and (4) SPST relays, N.O./N.C. selectable, 14-28 VDC, 2in male NPT process connection. | Stock | 660
UG06-0001-00 | Flowline EchoPod reflective ultrasonic liquid level sensor, 19.6ft/6m sensing range, 4-20 mA, 14-28 VDC, LCD digital display with pushbuttons, 2in male NPT process connection. | Stock | 880
UG12-0001-00 | Flowline EchoPod reflective ultrasonic liquid level sensor, 39.3ft/12m sensing range, 4-20 mA, 14-28 VDC, LCD digital display with pushbuttons, 3in male NPT process connection. | Stock | 1150
US01-0001-00 | Flowline EchoTouch intrinsically safe reflective ultrasonic liquid level sensor, 4.9ft/1.5m sensing range, 4-20 mA, 14-28 VDC, 2in male NPT process connection. | Stock | 710
US03-0001-00 | Flowline EchoTouch intrinsically safe reflective ultrasonic liquid level sensor, 9.8ft/3m sensing range, 4-20 mA, 14-28 VDC, 2in male NPT process connection. | Stock | 799
US06-0001-00 | Flowline EchoTouch intrinsically safe reflective ultrasonic liquid level sensor, 19.6ft/6m sensing range, 4-20 mA, 14-28 VDC, LCD digital display with pushbuttons, 2in male NPT process connection. | Stock | 1095
DL14-00 | Flowline EchoPod ultrasonic liquid level sensor, 4.1ft/1.25m sensing range, 4-20 mA and (4) SPST relays, N.O./N.C. selectable, 14-28 VDC, 1in male NPT process connection. | Stock | 495
DL24-00 | Flowline EchoPod ultrasonic liquid level sensor, 9.8ft/3m sensing range, 4-20 mA and (4) SPST relays, N.O./N.C. selectable, 14-28 VDC, 1in male NPT process connection. | Stock | 660
DL34-00 | Flowline EchoPod ultrasonic liquid level sensor, 18ft/5.5m sensing range, 4-20 mA and (4) SPST relays, N.O./N.C. selectable, 14-28 VDC, 2in male NPT process connection. | Stock | 880
DL10-00 | Flowline EchoPod ultrasonic liquid level sensor, 4.1ft/1.25m sensing range, 4-20 mA, 14-28 VDC, 1in male NPT process connection. | Stock | 435
DX10-00 | Flowline EchoPod ultrasonic liquid level sensor, 4.1ft/1.25m sensing range, 0-5 VDC, 0-10 VDC or 976-2000 Hz frequency selectable, 12-28 VDC, 1in male NPT process connection. | Stock | 435
DS14-00 | Flowline EchoPod ultrasonic liquid level sensor, 4.1ft/1.25m sensing range, (4) SPST relays, N.O./N.C. selectable, 12-24 VAC/VDC, 1in male NPT process connection. | Stock | 530
LU27-00 | Flowline EchoSonic II ultrasonic liquid level sensor, 9.8ft/3m sensing range, 4-20 mA, 14-28 VDC, 1in male NPT process connection. | Stock | 820
LU23-00 | Flowline EchoSonic II ultrasonic liquid level sensor, 18ft/5.5m sensing range, 4-20 mA, 14-28 VDC, 2in male NPT process connection. | Stock | 880
LU28-00 | Flowline EchoSonic II ultrasonic liquid level sensor, 26.2ft/8m sensing range, 4-20 mA, 14-28 VDC, 2in male NPT process connection. | Stock | 1090
LU29-00 | Flowline EchoSonic II ultrasonic liquid level sensor, 32.8ft/10m sensing range, 4-20 mA, 14-28 VDC, 2in male NPT process connection. | Stock | 1250
LU80-5101 | Flowline EchoSpan ultrasonic liquid level sensor, 9.8ft/3m sensing range, 4-20 mA, 12-28 VDC, LCD digital display with pushbuttons, 1in male NPT process connection. | Stock | 880
LU81-5101 | Flowline EchoSpan ultrasonic liquid level sensor, 18ft/5.5m sensing range, 4-20 mA, 12-28 VDC, LCD digital display with pushbuttons, 2in male NPT process connection. | Stock | 1040
LU83-5101 | Flowline EchoSpan ultrasonic liquid level sensor, 26.2ft/8m sensing range, 4-20 mA, 12-28 VDC, LCD digital display with pushbuttons, 2in male NPT process connection. | Stock | 1065
LU84-5101 | Flowline EchoSpan ultrasonic liquid level sensor, 32.8ft/10m sensing range, 4-20 mA, 12-28 VDC, LCD digital display with pushbuttons, 2in male NPT process connection. | Stock | 1250
LU77-5004 | Flowline EchoSwitch ultrasonic liquid level sensor, 9.8ft/3m sensing range, 4-20 mA or (1) SPDT relay, (2) SPST-N.O. relays, 95-250 VAC, LCD digital display with pushbuttons, 1in male NPT process connection. | Stock | 1130
LU74-5004 | Flowline EchoSwitch ultrasonic liquid level sensor, 18ft/5.5m sensing range, 4-20 mA or (1) SPDT relay, (2) SPST-N.O. relays, 95-250 VAC, LCD digital display with pushbuttons, 2in male NPT process connection. | Stock | 1205
LU78-5004 | Flowline EchoSwitch ultrasonic liquid level sensor, 26.2ft/8m sensing range, 4-20 mA or (1) SPDT relay, (2) SPST-N.O. relays, 95-250 VAC, LCD digital display with pushbuttons, 2in male NPT process connection. | Stock | 1275
LU10-1305 | Flowline Switch-Tek ultrasonic liquid level switch, any orientation mount, 0.7in insertion length, polypropylene wetted parts, -40 to 176 deg F, 3/4in male NPT process connection, SPST relay, N.O./N.C. selectable. | Stock | 365
LU10-1405 | Flowline Switch-Tek ultrasonic liquid level switch, any orientation mount, 2.1in insertion length, polypropylene wetted parts, -40 to 176 deg F, 3/4in male NPT process connection, SPST relay, N.O./N.C. selectable. | Stock | 385
Radar Level Sensors
GWR-1600-P | ProSense probe guided wave radar water level sensor, 1570mm maximum sensing range, Output: switch, Output 2: switch or analog, 18-30 VDC, 3/4in male NPT process connection. | Stock | 406
GWR-1600-C | ProSense coaxial guided wave radar water or oil level sensor, 1570mm maximum sensing range, Output: switch, Output 2: switch or analog, 18-30 VDC, G3/4 male BSPP process connection. | Stock | 406
FMR10-CAQBMVCEVEE2 | Endress+Hauser Micropilot pulsed radar liquid level sensor, 26.2ft/8m or 39.3ft/12m with flooding protection tube sensing range, 4-20 mA, 10.5-30 VDC, 1-1/2in male NPT process connection. | Stock | 863
FMR10B-1009/0 | Endress+Hauser Micropilot frequency modulated continuous wave (FMCW) radar liquid or bulk solids level sensor, 32.8ft/10m sensing range, 4-20 mA, 12-30 VDC, 1-1/2in male NPT process connection. | Stock | 750
FMR20B-12X0/0 | Endress+Hauser Micropilot frequency modulated continuous wave (FMCW) radar liquid or bulk solids level sensor, 65.6ft/20m sensing range, 4-20 mA HART, 12-30 VDC, 1-1/2in male NPT process connection. | Stock | 1102
FMR20B-1A50/0 | Endress+Hauser Micropilot frequency modulated continuous wave (FMCW) radar liquid or bulk solids level sensor, 98.4ft/30m sensing range, 4-20 mA HART, 12-30 VDC, UNI slip-on flange process connection. | Stock | 1363
FMR30B-11U4/0 | Endress+Hauser Micropilot frequency modulated continuous wave (FMCW) radar liquid or bulk solids level sensor, 65.6ft/20m sensing range, 4-20 mA HART, 12-30 VDC, color LCD touch screen, 1-1/2in male NPT process connection. | Stock | 1230
FMR30B-1400/0 | Endress+Hauser Micropilot frequency modulated continuous wave (FMCW) radar liquid or bulk solids level sensor, 98.4ft/30m sensing range, 4-20 mA HART, 12-30 VDC, color LCD touch screen, UNI slip-on flange process connection. | Stock | 1492
LR80-0000 | Flowline EchoBeam frequency modulated continuous wave (FMCW) radar liquid or bulk solids level sensor, liquid 32.8ft/10m, solids 16.4ft/5m sensing range, 4-20 mA, 12-30 VDC, 1-1/2in male NPT process connection. | Stock | 850
LR81-0000 | Flowline EchoBeam frequency modulated continuous wave (FMCW) radar liquid or bulk solids level sensor, liquid 98.4ft/30m, solids 49.2ft/15m sensing range, 4-20 mA HART, 12-30 VDC, 1-1/2in male NPT process connection. | Stock | 955
LR83-0300 | Flowline EchoBeam frequency modulated continuous wave (FMCW) radar liquid or bulk solids level sensor, liquid 98.4ft/30m, solids 49.2ft/15m sensing range, 4-20 mA HART, 12-30 VDC, LCD digital display with pushbuttons, 1-1/2in male NPT process connection. | Stock | 1055
LR85-0300 | Flowline EchoBeam frequency modulated continuous wave (FMCW) radar liquid or bulk solids level sensor, liquid 393.7ft/120m, solids 196.8ft/60m sensing range, 4-20 mA HART, 12-30 VDC, LCD digital display with pushbuttons, 3in male NPT process connection. | Stock | 1175
LR85-0330 | Flowline EchoBeam frequency modulated continuous wave (FMCW) radar liquid or bulk solids level sensor, liquid 393.7ft/120m, solids 196.8ft/60m sensing range, 4-20 mA HART, 12-30 VDC, LCD digital display with pushbuttons, 3in ANSI flange process connection. | Stock | 1675
Submersible Hydrostatic Level Sensors
ELT-005-L30 | AchieVe hydrostatic submersible level transmitter, 0 to 5 psig (11.5ft of water column) sensing range, Output: 1-channel, output current signal range(s) of 4-20 mA, 0.825in diameter housing, shielded and vented 30ft cable. | Stock | 314
ELT-015-L60 | AchieVe hydrostatic submersible level transmitter, 0 to 15 psig (34.6ft of water column) sensing range, Output: 1-channel, output current signal range(s) of 4-20 mA, 0.825in diameter housing, shielded and vented 60ft cable. | Stock | 344
ELT-050-L140 | AchieVe hydrostatic submersible level transmitter, 0 to 50 psig (115.5ft of water column) sensing range, Output: 1-channel, output current signal range(s) of 4-20 mA, 0.825in diameter housing, shielded and vented 140ft cable. | Stock | 427
GPLT-005-L30 | ProSense hydrostatic submersible level transmitter, 0 to 5 psig (11.5ft of water column) sensing range, Output: 1-channel, output current signal range(s) of 4-20 mA, 0.825in diameter housing, shielded and vented 30ft cable, hazardous location rated. | Stock | 416
GPLT-010-L40 | ProSense hydrostatic submersible level transmitter, 0 to 10 psig (23.1ft of water column) sensing range, Output: 1-channel, output current signal range(s) of 4-20 mA, 0.825in diameter housing, shielded and vented 40ft cable, hazardous location rated. | Stock | 431
GPLT-015-L60 | ProSense hydrostatic submersible level transmitter, 0 to 15 psig (34.6ft of water column) sensing range, Output: 1-channel, output current signal range(s) of 4-20 mA, 0.825in diameter housing, shielded and vented 60ft cable, hazardous location rated. | Stock | 461
GPLT-020-L60 | ProSense hydrostatic submersible level transmitter, 0 to 20 psig (46.1ft of water column) sensing range, Output: 1-channel, output current signal range(s) of 4-20 mA, 0.825in diameter housing, shielded and vented 60ft cable, hazardous location rated. | Stock | 461
GPLT-030-L100 | ProSense hydrostatic submersible level transmitter, 0 to 30 psig (69.2ft of water column) sensing range, Output: 1-channel, output current signal range(s) of 4-20 mA, 0.825in diameter housing, shielded and vented 100ft cable, hazardous location rated. | Stock | 521
GPLT-050-L140 | ProSense hydrostatic submersible level transmitter, 0 to 50 psig (115.5ft of water column) sensing range, Output: 1-channel, output current signal range(s) of 4-20 mA, 0.825in diameter housing, shielded and vented 140ft cable, hazardous location rated. | Stock | 580
NFLT-005-L30 | ProSense hydrostatic submersible level transmitter, 0 to 5 psig (11.5ft of water column) sensing range, Output: 1-channel, output current signal range(s) of 4-20 mA, 1.26in diameter housing, shielded and vented 30ft cable, hazardous location rated. | Stock | 641
NFLT-010-L40 | ProSense hydrostatic submersible level transmitter, 0 to 10 psig (23.1ft of water column) sensing range, Output: 1-channel, output current signal range(s) of 4-20 mA, 1.26in diameter housing, shielded and vented 40ft cable, hazardous location rated. | Stock | 655
NFLT-015-L60 | ProSense hydrostatic submersible level transmitter, 0 to 15 psig (34.6ft of water column) sensing range, Output: 1-channel, output current signal range(s) of 4-20 mA, 1.26in diameter housing, shielded and vented 60ft cable, hazardous location rated. | Stock | 686
NFLT-020-L60 | ProSense hydrostatic submersible level transmitter, 0 to 20 psig (46.1ft of water column) sensing range, Output: 1-channel, output current signal range(s) of 4-20 mA, 1.26in diameter housing, shielded and vented 60ft cable, hazardous location rated. | Stock | 686
NFLT-030-L100 | ProSense hydrostatic submersible level transmitter, 0 to 30 psig (69.2ft of water column) sensing range, Output: 1-channel, output current signal range(s) of 4-20 mA, 1.26in diameter housing, shielded and vented 100ft cable, hazardous location rated. | Stock | 747
SBLT-010-L50 | ProSense hydrostatic submersible level transmitter, 0 to 10 psig (23.1ft of water column) sensing range, Output: 1-channel, output current signal range(s) of 4-20 mA, 0.63in diameter housing, shielded and vented 50ft cable. | Stock | 777
SBLT-015-L60 | ProSense hydrostatic submersible level transmitter, 0 to 15 psig (34.6ft of water column) sensing range, Output: 1-channel, output current signal range(s) of 4-20 mA, 0.63in diameter housing, shielded and vented 60ft cable. | Stock | 794
SBLT-030-L100 | ProSense hydrostatic submersible level transmitter, 0 to 30 psig (69.2ft of water column) sensing range, Output: 1-channel, output current signal range(s) of 4-20 mA, 0.63in diameter housing, shielded and vented 100ft cable. | Stock | 860
SBLT-050-L150 | ProSense hydrostatic submersible level transmitter, 0 to 50 psig (115.5ft of water column) sensing range, Output: 1-channel, output current signal range(s) of 4-20 mA, 0.63in diameter housing, shielded and vented 150ft cable. | Stock | 942
SBLT-100-L260 | ProSense hydrostatic submersible level transmitter, 0 to 100 psig (230.7ft of water column) sensing range, Output: 1-channel, output current signal range(s) of 4-20 mA, 0.63in diameter housing, shielded and vented 260ft cable. | Stock | 1124
SBLT-150-L375 | ProSense hydrostatic submersible level transmitter, 0 to 150 psig (346ft of water column) sensing range, Output: 1-channel, output current signal range(s) of 4-20 mA, 0.63in diameter housing, shielded and vented 375ft cable. | Stock | 1313
SBLT-200-L500 | ProSense hydrostatic submersible level transmitter, 0 to 200 psig (461.3ft of water column) sensing range, Output: 1-channel, output current signal range(s) of 4-20 mA, 0.63in diameter housing, shielded and vented 500ft cable. | Stock | 1520
FMX11-CA11DS06 | Endress+Hauser Waterpilot hydrostatic submersible level transmitter, 0 to 0.2 bar (6.7ft of water column) sensing range, Output: 1-channel, output current signal range(s) of 4-20 mA, 22mm diameter housing, shielded and vented 6m (19.7ft) cable. | Stock | 589
FMX11-CA11FS10 | Endress+Hauser Waterpilot hydrostatic submersible level transmitter, 0 to 0.4 bar (13.4ft of water column) sensing range, Output: 1-channel, output current signal range(s) of 4-20 mA, 22mm diameter housing, shielded and vented 10m (32.8ft) cable. | Stock | 621
FMX11-CA11GS10 | Endress+Hauser Waterpilot hydrostatic submersible level transmitter, 0 to 0.6 bar (20.1ft of water column) sensing range, Output: 1-channel, output current signal range(s) of 4-20 mA, 22mm diameter housing, shielded and vented 10m (32.8ft) cable. | Stock | 621
FMX11-CA11HS20 | Endress+Hauser Waterpilot hydrostatic submersible level transmitter, 0 to 1 bar (33.5ft of water column) sensing range, Output: 1-channel, output current signal range(s) of 4-20 mA, 22mm diameter housing, shielded and vented 20m (65.6ft) cable. | Stock | 701
FMX11-CA11KS30 | Endress+Hauser Waterpilot hydrostatic submersible level transmitter, 0 to 2 bar (66.9ft of water column) sensing range, Output: 1-channel, output current signal range(s) of 4-20 mA, 22mm diameter housing, shielded and vented 30m (98.4ft) cable. | Stock | 781
FMX21-FE121DGB10A | Endress+Hauser Waterpilot hydrostatic submersible level transmitter, 0 to 0.2 bar (6.7ft of water column) sensing range, Output: 1-channel, output current signal range(s) of 4-20 mA, 42mm diameter housing, shielded and vented 10m (32.8ft) cable, hazardous location rated. | Stock | 1190
FMX21-FE121FGB10A | Endress+Hauser Waterpilot hydrostatic submersible level transmitter, 0 to 0.4 bar (13.4ft of water column) sensing range, Output: 1-channel, output current signal range(s) of 4-20 mA, 42mm diameter housing, shielded and vented 10m (32.8ft) cable. | Stock | 1190
FMX21-FE121GGB10A | Endress+Hauser Waterpilot hydrostatic submersible level transmitter, 0 to 0.6 bar (20.1ft of water column) sensing range, Output: 1-channel, output current signal range(s) of 4-20 mA, 42mm diameter housing, shielded and vented 10m (32.8ft) cable. | Stock | 1190
FMX21-FE121HGB11A | Endress+Hauser Waterpilot hydrostatic submersible level transmitter, 0 to 1 bar (33.5ft of water column) sensing range, Output: 1-channel, output current signal range(s) of 4-20 mA, 42mm diameter housing, shielded and vented 20m (65.6ft) cable, hazardous location rated. | Stock | 1250
FMX21-FE121KGB15A | Endress+Hauser Waterpilot hydrostatic submersible level transmitter, 0 to 2 bar (66.9ft of water column) sensing range, Output: 1-channel, output current signal range(s) of 4-20 mA, 42mm diameter housing, shielded and vented 30m (98.4ft) cable, hazardous location rated. | Stock | 1368
Vibration Fork Level Switches
VFL50-100S-3H | ProSense vibration fork liquid level switch, any orientation mount, 1.89in insertion length, 316L stainless steel wetted parts, -40 to 212 deg F, 1/2in male NPT process connection, switch PNP, 3-wire, N.O./N.C. complementary, 4-pin M12 quick-disconnect. | Stock | 207
VFL50-100L-3H | ProSense vibration fork liquid level switch, any orientation mount, 3.44in insertion length, 316L stainless steel wetted parts, -40 to 212 deg F, 1/2in male NPT process connection, switch PNP, 3-wire, N.O./N.C. complementary, 4-pin M12 quick-disconnect. | Stock | 226
VFL50-150S-3H | ProSense vibration fork liquid level switch, any orientation mount, 1.89in insertion length, 316L stainless steel wetted parts, -40 to 302 deg F, 1/2in male NPT process connection, switch PNP, 3-wire, N.O./N.C. complementary, 4-pin M12 quick-disconnect. | Stock | 232
VFL50-100S-3D | ProSense vibration fork liquid level switch, any orientation mount, 1.89in insertion length, 316L stainless steel wetted parts, -40 to 212 deg F, 1/2in male NPT process connection, switch PNP, 3-wire, N.O. or N.C., EN 175301-803-A connector. | Stock | 207
VFL50-100L-3D | ProSense vibration fork liquid level switch, any orientation mount, 3.44in insertion length, 316L stainless steel wetted parts, -40 to 212 deg F, 1/2in male NPT process connection, switch PNP, 3-wire, N.O. or N.C., EN 175301-803-A connector. | Stock | 226
VFL50-150S-3D | ProSense vibration fork liquid level switch, any orientation mount, 1.89in insertion length, 316L stainless steel wetted parts, -40 to 302 deg F, 1/2in male NPT process connection, switch PNP, 3-wire, N.O. or N.C., EN 175301-803-A connector. | Stock | 232
VFL75-100S-3H | ProSense vibration fork liquid level switch, any orientation mount, 1.89in insertion length, 316L stainless steel wetted parts, -40 to 212 deg F, 3/4in male NPT process connection, switch PNP, 3-wire, N.O./N.C. complementary, 4-pin M12 quick-disconnect. | Stock | 207
VFL75-100L-3H | ProSense vibration fork liquid level switch, any orientation mount, 3.44in insertion length, 316L stainless steel wetted parts, -40 to 212 deg F, 3/4in male NPT process connection, switch PNP, 3-wire, N.O./N.C. complementary, 4-pin M12 quick-disconnect. | Stock | 226
VFL75-150S-3H | ProSense vibration fork liquid level switch, any orientation mount, 1.89in insertion length, 316L stainless steel wetted parts, -40 to 302 deg F, 3/4in male NPT process connection, switch PNP, 3-wire, N.O./N.C. complementary, 4-pin M12 quick-disconnect. | Stock | 232
VFL75-100S-3D | ProSense vibration fork liquid level switch, any orientation mount, 1.89in insertion length, 316L stainless steel wetted parts, -40 to 212 deg F, 3/4in male NPT process connection, switch PNP, 3-wire, N.O. or N.C., EN 175301-803-A connector. | Stock | 207
VFL75-100L-3D | ProSense vibration fork liquid level switch, any orientation mount, 3.44in insertion length, 316L stainless steel wetted parts, -40 to 212 deg F, 3/4in male NPT process connection, switch PNP, 3-wire, N.O. or N.C., EN 175301-803-A connector. | Stock | 226
VFL75-150S-3D | ProSense vibration fork liquid level switch, any orientation mount, 1.89in insertion length, 316L stainless steel wetted parts, -40 to 302 deg F, 3/4in male NPT process connection, switch PNP, 3-wire, N.O. or N.C., EN 175301-803-A connector. | Stock | 232
VFL75-100S-2D | ProSense vibration fork liquid level switch, any orientation mount, 1.89in insertion length, 316L stainless steel wetted parts, -40 to 212 deg F, 3/4in male NPT process connection, AC/DC, 2-wire, N.O. or N.C., EN 175301-803-A connector. | Stock | 207
VFL75-150S-2D | ProSense vibration fork liquid level switch, any orientation mount, 1.89in insertion length, 316L stainless steel wetted parts, -40 to 302 deg F, 3/4in male NPT process connection, AC/DC, 2-wire, N.O. or N.C., EN 175301-803-A connector. | Stock | 232
LZ12-1405 | Flowline Switch-Tek vibration fork liquid level switch, any orientation mount, 2.3in insertion length, Ryton wetted parts, -40 to 176 deg F, 3/4in male NPT process connection, SPST relay, N.O./N.C. selectable, 10ft 24 AWG 5-conductor shielded cable. | Stock | 405
Vibration Rod Level Switches
FTM20-AN23A | Endress+Hauser Soliphant vibration rod bulk solids level switch, polyester housing, 8.86in insertion length, 316L stainless steel wetted parts, 1-1/2in male NPT process connection, switch PNP, 3-wire, N.O./N.C. selectable, screw terminals. | Stock | 733
FTM20-AN43A | Endress+Hauser Soliphant vibration rod bulk solids level switch, polyester housing, 8.86in insertion length, 316L stainless steel wetted parts, 1-1/2in male NPT process connection, DPDT relay, screw terminals. | Stock | 772
FTM20-AM23A | Endress+Hauser Soliphant vibration rod bulk solids level switch, polyester housing, 8.86in insertion length, 316L stainless steel wetted parts, 1-1/4in male NPT process connection, switch PNP, 3-wire, N.O./N.C. selectable, screw terminals. | Stock | 733
FTM20-AM43A | Endress+Hauser Soliphant vibration rod bulk solids level switch, polyester housing, 8.86in insertion length, 316L stainless steel wetted parts, 1-1/4in male NPT process connection, DPDT relay, screw terminals. | Stock | 772
FTM20-CM26A | Endress+Hauser Soliphant vibration rod bulk solids level switch, aluminum housing, 8.86in insertion length, 316L stainless steel wetted parts, 1-1/4in male NPT process connection, switch PNP, 3-wire, N.O./N.C. selectable, screw terminals. | Stock | 779
FTM20-CM46A | Endress+Hauser Soliphant vibration rod bulk solids level switch, aluminum housing, 8.86in insertion length, 316L stainless steel wetted parts, 1-1/4in male NPT process connection, DPDT relay, screw terminals. | Stock | 818
FTM20-CN26A | Endress+Hauser Soliphant vibration rod bulk solids level switch, aluminum housing, 8.86in insertion length, 316L stainless steel wetted parts, 1-1/2in male NPT process connection, switch PNP, 3-wire, N.O./N.C. selectable, screw terminals. | Stock | 779
FTM20-CN46A | Endress+Hauser Soliphant vibration rod bulk solids level switch, aluminum housing, 8.86in insertion length, 316L stainless steel wetted parts, 1-1/2in male NPT process connection, DPDT relay, screw terminals. | Stock | 818
FTM20-DM26A | Endress+Hauser Soliphant vibration rod bulk solids level switch, aluminum housing, 8.86in insertion length, 316L stainless steel wetted parts, 1-1/4in male NPT process connection, switch PNP, 3-wire, N.O./N.C. selectable, screw terminals, hazardous location rated. | Stock | 943
FTM20-DM46A | Endress+Hauser Soliphant vibration rod bulk solids level switch, aluminum housing, 8.86in insertion length, 316L stainless steel wetted parts, 1-1/4in male NPT process connection, DPDT relay, screw terminals, hazardous location rated. | Stock | 982
FTM20-DN26A | Endress+Hauser Soliphant vibration rod bulk solids level switch, aluminum housing, 8.86in insertion length, 316L stainless steel wetted parts, 1-1/2in male NPT process connection, switch PNP, 3-wire, N.O./N.C. selectable, screw terminals, hazardous location rated. | Stock | 943
FTM20-DN46A | Endress+Hauser Soliphant vibration rod bulk solids level switch, aluminum housing, 8.86in insertion length, 316L stainless steel wetted parts, 1-1/2in male NPT process connection, DPDT relay, screw terminals, hazardous location rated. | Stock | 982
Float Level Switches
FLS-VS-100 | ProSense float liquid level switch, vertical top mount, 1.25in insertion length, 0.58in diameter float, polypropylene wetted parts, -40 to 221 deg F, 3/8-16 male UNC process connection, SPST reed switch, N.C. | Stock | 29
FLS-VS-200 | ProSense float liquid level switch, vertical top mount, 1.25in insertion length, 0.58in diameter float, polypropylene wetted parts, -40 to 221 deg F, 1/8in male NPT process connection, SPST reed switch, N.C. | Stock | 49
FLS-VS-300 | ProSense float liquid level switch, vertical top mount, 1.25in insertion length, 0.59in diameter float, polypropylene wetted parts, -40 to 221 deg F, 3/8-16 male UNC process connection, SPST reed switch, N.O. | Stock | 24
FLS-VS-400 | ProSense float liquid level switch, vertical top mount, 1.25in insertion length, 0.59in diameter float, polypropylene wetted parts, -40 to 221 deg F, 1/8in male NPT process connection, SPST reed switch, N.O. | Stock | 40.5
FLS-VM-100 | ProSense float liquid level switch, vertical top mount, 1.63in insertion length, 1.0in diameter float, polypropylene wetted parts, -40 to 221 deg F, 1/8in male NPT process connection, SPST reed switch, N.O./N.C. selectable. | Stock | 15
FLS-VM-200 | ProSense float liquid level switch, vertical top mount, 1.63in insertion length, 1.0in diameter float, Buna-N, polybutylene wetted parts, -40 to 221 deg F, 1/8in male NPT process connection, SPST reed switch, N.O./N.C. selectable. | Stock | 18
FLS-VM-300 | ProSense float liquid level switch, vertical top mount, 1.63in insertion length, 1.0in diameter float, Buna-N, brass wetted parts, -40 to 221 deg F, 1/8in male NPT process connection, SPST reed switch, N.O./N.C. selectable. | Stock | 35
FLS-VM-400 | ProSense float liquid level switch, vertical top mount, 1.63in insertion length, 1.13in diameter float, 316 stainless steel wetted parts, -40 to 392 deg F, 1/8in male NPT process connection, SPST reed switch, N.O./N.C. selectable. | Stock | 59
FLS-VM-500 | ProSense float liquid level switch, vertical top mount, 1.63in insertion length, 1.0in diameter float, Kynar wetted parts, -40 to 221 deg F, 1/8in male NPT process connection, SPST reed switch, N.O./N.C. selectable. | Stock | 44.5
FLS-VM-600 | ProSense float liquid level switch, vertical top mount, 1.87in insertion length, 1.12in diameter float, Teflon wetted parts, -40 to 302 deg F, 1/8in male NPT process connection, SPST reed switch, N.C. | Stock | 291
FLS-VM-700 | ProSense float liquid level switch, vertical top mount, 1.88in insertion length, 0.75in diameter float, polypropylene wetted parts, -40 to 221 deg F, 1/8in male NPT process connection, SPST reed switch, N.C. | Stock | 20.5
FLS-VM-800 | ProSense float liquid level switch, vertical top mount, 1.99in insertion length, 0.875in diameter float, polypropylene wetted parts, -40 to 140 deg F, 3/4in PVC pipe insert process connection, SPST reed switch, N.C. | Stock | 22.5
FLS-VL-010 | ProSense float liquid level switch, vertical top mount, 1.69in insertion length, 1.44in diameter slosh shield float, polypropylene wetted parts, -40 to 221 deg F, 1/8in male NPT process connection, SPST reed switch, N.O./N.C. selectable. | Stock | 31.5
FLS-VL-020 | ProSense float liquid level switch, vertical top mount, 1.69in insertion length, 1.44in diameter slosh shield float, Buna-N, polybutylene wetted parts, -40 to 221 deg F, 1/8in male NPT process connection, SPST reed switch, N.O./N.C. selectable. | Stock | 35.5
FLS-VL-030 | ProSense float liquid level switch, vertical top mount, 1.63in insertion length, 1.90in diameter slosh shield float, 316 stainless steel wetted parts, -40 to 392 deg F, 1/8in male NPT process connection, SPST reed switch, N.O./N.C. selectable. | Stock | 89
FLS-VL-040 | ProSense float liquid level switch, vertical top mount, 2.63in insertion length, 2.38in diameter slosh shield float, 316 stainless steel wetted parts, -40 to 392 deg F, 1/4in male NPT process connection, SPST reed switch, N.O./N.C. selectable. | Stock | 135
FLS-VL-100 | ProSense float liquid level switch, vertical top mount, 2.63in insertion length, 1.5in diameter float, polypropylene wetted parts, -40 to 221 deg F, 1/4in male NPT process connection, SPST reed switch, N.O./N.C. selectable. | Stock | 61
FLS-VL-200 | ProSense float liquid level switch, vertical top mount, 2.63in insertion length, 1.25in diameter float, Buna-N, polybutylene wetted parts, -40 to 221 deg F, 1/4in male NPT process connection, SPST reed switch, N.O./N.C. selectable. | Stock | 36
FLS-VL-300 | ProSense float liquid level switch, vertical top mount, 2.63in insertion length, 1.25in diameter float, Buna-N, brass wetted parts, -40 to 221 deg F, 1/4in male NPT process connection, SPST reed switch, N.O./N.C. selectable. | Stock | 47.5
FLS-VL-400 | ProSense float liquid level switch, vertical top mount, 2.63in insertion length, 2.13in diameter float, 316 stainless steel wetted parts, -40 to 392 deg F, 1/4in male NPT process connection, SPST reed switch, N.O./N.C. selectable. | Stock | 80
FLS-VL-600 | ProSense float liquid level switch, vertical top mount, 2.63in insertion length, 2.05in diameter float, 316 stainless steel wetted parts, -40 to 392 deg F, 1/4in male NPT process connection, SPST reed switch, N.O./N.C. selectable. | Stock | 96
FLS-VL-700 | ProSense float liquid level switch, vertical top mount, 2.63in insertion length, 2.13in diameter float, 316 stainless steel wetted parts, -40 to 482 deg F, 1/4in male NPT process connection, SPST reed switch, N.O./N.C. selectable. | Stock | 78
FLS-VL-900 | ProSense float liquid level switch, suspendible/submersible mount, 1.44in diameter slosh shield float, Buna-N, brass, polybutylene, halar wetted parts, -40 to 221 deg F, SPST reed switch, N.O./N.C. selectable. | Stock | 141
FLS-VD-100 | ProSense float liquid level switch, vertical top mount, 2in insertion length, 0.9in diameter float, Buna-N, brass wetted parts, -40 to 221 deg F, 3/4in male NPT pipe plug process connection, SPST reed switch, N.O. | Stock | 123
FLS-VD-200 | ProSense float liquid level switch, vertical top mount, 32in insertion length, 0.9in diameter float, Buna-N, brass wetted parts, -40 to 221 deg F, 3/4in male NPT pipe plug process connection, SPST reed switch, N.C. | Stock | 150
FLS-VD-300 | ProSense float liquid level switch, vertical top mount, 32in insertion length, 0.9in diameter float, Buna-N, brass wetted parts, -40 to 221 deg F, 3/4in male NPT pipe plug process connection, (1) SPST reed switch, N.O. and (1) SPST reed switch, N.C. | Stock | 169
FLS-VD-400 | ProSense float liquid level switch, vertical top mount, 2in insertion length, 0.9in diameter float, 316 stainless steel wetted parts, -40 to 302 deg F, 3/4in male NPT pipe plug process connection, SPST reed switch, N.O. | Stock | 165
FLS-VD-500 | ProSense float liquid level switch, vertical top mount, 32in insertion length, 0.9in diameter float, 316 stainless steel wetted parts, -40 to 302 deg F, 3/4in male NPT pipe plug process connection, SPST reed switch, N.C. | Stock | 189
FLS-VD-600 | ProSense float liquid level switch, vertical top mount, 32in insertion length, 0.9in diameter float, 316 stainless steel wetted parts, -40 to 302 deg F, 3/4in male NPT pipe plug process connection, (1) SPST reed switch, N.O. and (1) SPST reed switch, N.C. | Stock | 256
FLS-VK-200 | ProSense float liquid level switch kit, vertical top mount, Buna-N float. | Stock | 309
FLS-VK-300 | ProSense float liquid level switch kit, vertical top mount, 316 stainless steel float. | Stock | 577
FLS-HS-100 | ProSense float liquid level switch, horizontal side mount, 2.75in insertion length, 0.65in diameter float, polypropylene wetted parts, -40 to 221 deg F, dual 1/2in male NPT process connection, SPST reed switch, N.O./N.C. selectable. | Stock | 18
FLS-HS-200 | ProSense float liquid level switch, horizontal side mount, 2.84in insertion length, 0.65in diameter float, polypropylene, silicone wetted parts, -40 to 221 deg F, 5/8-11 male UNC with washer and nut process connection, SPST reed switch, N.O./N.C. selectable. | Stock | 20.5
FLS-HS-300 | ProSense float liquid level switch, horizontal side mount, 3.31in insertion length, 0.65in diameter float, polypropylene, nitrile wetted parts, -40 to 221 deg F, 5/8-11 male UNC with gasket, washer and nut process connection, SPST reed switch, N.O./N.C. selectable. | Stock | 36
FLS-HM-100 | ProSense float liquid level switch, horizontal side mount, 2.75in insertion length, 0.65in diameter float, polybutylene wetted parts, -40 to 266 deg F, dual 1/2in male NPT process connection, SPST reed switch, N.O./N.C. selectable. | Stock | 26
FLS-HM-200 | ProSense float liquid level switch, horizontal side mount, 4.6in insertion length, 0.63in diameter float, 316 stainless steel wetted parts, -40 to 392 deg F, dual 1/2in male NPT process connection, SPST reed switch, N.O./N.C. selectable. | Stock | 188
FLS-HM-300 | ProSense float liquid level switch, horizontal side mount, 2.75in insertion length, 0.65in diameter float, Kynar wetted parts, -40 to 221 deg F, dual 1/2in male NPT process connection, SPST reed switch, N.O./N.C. selectable. | Stock | 35.5
FLS-HM-400 | ProSense float liquid level switch, horizontal side mount, 4.6in insertion length, 0.63in diameter float, 316 stainless steel wetted parts, -40 to 392 deg F, 1in male NPT process connection, SPST reed switch, N.O./N.C. selectable. | Stock | 187
FLS-HM-500 | ProSense float liquid level switch, horizontal side mount, 2.75in insertion length, 0.65in diameter float, polybutylene wetted parts, -40 to 266 deg F, 1/2in male NPT process connection, SPST reed switch, N.O./N.C. selectable. | Stock | 24.5
FLS-HM-600 | ProSense float liquid level switch, horizontal side mount, 2.96in insertion length, 0.65in diameter float, polybutylene wetted parts, -40 to 266 deg F, 5/8-11 male UNC with washer and nut process connection, SPST reed switch, N.O./N.C. selectable. | Stock | 27
FLS-HM-700 | ProSense float liquid level switch, horizontal side mount, 2.75in insertion length, 0.65in diameter float, polypropylene wetted parts, -40 to 221 deg F, 3/4in male NPT process connection, SPST reed switch, N.O./N.C. selectable. | Stock | 21.5
FLS-HL-010 | ProSense float liquid level switch, horizontal side mount, 2.84in insertion length, 1.12in diameter slosh shield float, polypropylene wetted parts, -40 to 221 deg F, 1in male NPT x 1/2in male NPT process connection, SPST reed switch, N.O./N.C. selectable. | Stock | 41.5
FLS-HL-200 | ProSense float liquid level switch, horizontal side mount, 3.19in insertion length, 1.0in diameter float, 316 stainless steel wetted parts, -40 to 392 deg F, 1/2-13 male UNC with washers and nut process connection, SPST reed switch, N.O./N.C. selectable. | Stock | 114
FLS-HL-300 | ProSense float liquid level switch, horizontal side mount, 5.81in insertion length, 1in diameter float, 304 stainless steel, Teflon, ceramic wetted parts, -40 to 302 deg F, 1in male NPT process connection, SPDT reed switch, N.O./N.C. selectable. | Stock | 321
FLS-HL-400 | ProSense float liquid level switch, horizontal side mount, 4.43in insertion length, 0.92in diameter float, Buna-N, 304 stainless steel, Teflon, ceramic wetted parts, -40 to 221 deg F, 1in male NPT process connection, SPDT reed switch, N.O./N.C. selectable. | Stock | 433
FLS-BM-100 | ProSense float liquid level switch, horizontal side mount, 2.11in insertion length, 1.0in diameter float, polypropylene, 316 stainless steel wetted parts, -40 to 221 deg F, 3/8-24 male UNC with nut process connection, SPST reed switch, N.O./N.C. selectable. | Stock | 75
FLS-BM-300 | ProSense float liquid level switch, horizontal side mount, 2.18in insertion length, 1.13in diameter float, 316 stainless steel wetted parts, -40 to 392 deg F, 3/8-24 male UNC with nut process connection, SPST reed switch, N.O./N.C. selectable. | Stock | 72
FLS-BL-100 | ProSense float liquid level switch, horizontal side mount, 5.77in insertion length, 1.60in diameter float, 316 stainless steel wetted parts, -40 to 392 deg F, 1/2in male NPT process connection, SPST reed switch, N.O./N.C. selectable. | Stock | 144
FLS-HT-100 | ProSense float liquid level tilt switch, suspendible/submersible mount, EPDM rubber rectangular float, EPDM rubber rectangular, polypropylene, PVC wetted parts, 32 to 158 deg F, mercury-free SPDT switch. | Stock | 47
FLS-HT-200 | ProSense float liquid level tilt switch, suspendible/submersible mount, EPDM rubber oval float, EPDM rubber oval, polypropylene, PVC wetted parts, 32 to 158 deg F, mercury-free SPDT switch. | Stock | 49.5
LV10-1301 | Flowline Switch-Tek float liquid level switch, vertical mount, 4.3in insertion length, 1.0in diameter slosh shield float, polypropylene wetted parts, -40 to 194 deg F, 3/4in male NPT process connection, SPDT reed switch. | Stock | 175
Rotating Paddle Level Switches
PLS-4P-1-115 | ProSense rotating paddle bulk solids level switch, 100mm insertion length, 1-1/4in male NPT process connection, (1) SPDT relay, 115 VAC operating voltage. Hinged paddle included. | Stock | 242
PLS-4P-1-24D | ProSense rotating paddle bulk solids level switch, 100mm insertion length, 1-1/4in male NPT process connection, (1) SPDT relay, 20-28 VDC operating voltage. Hinged paddle included. | Stock | 271
PLS-4P-1-230 | ProSense rotating paddle bulk solids level switch, 100mm insertion length, 1-1/4in male NPT process connection, (1) SPDT relay, 230 VAC operating voltage. Hinged paddle included. | Stock | 242
PLS-4P-2-115 | ProSense rotating paddle bulk solids level switch, 200mm insertion length, 1-1/4in male NPT process connection, (1) SPDT relay, 115 VAC operating voltage. Hinged paddle included. | Stock | 245
PLS-4P-2-24D | ProSense rotating paddle bulk solids level switch, 200mm insertion length, 1-1/4in male NPT process connection, (1) SPDT relay, 20-28 VDC operating voltage. Hinged paddle included. | Stock | 275
PLS-4P-2-230 | ProSense rotating paddle bulk solids level switch, 200mm insertion length, 1-1/4in male NPT process connection, (1) SPDT relay, 230 VAC operating voltage. Hinged paddle included. | Stock | 245
PLS-4P-3-115 | ProSense rotating paddle bulk solids level switch, 300mm insertion length, 1-1/4in male NPT process connection, (1) SPDT relay, 115 VAC operating voltage. Hinged paddle included. | Stock | 248
PLS-4P-3-24D | ProSense rotating paddle bulk solids level switch, 300mm insertion length, 1-1/4in male NPT process connection, (1) SPDT relay, 20-28 VDC operating voltage. Hinged paddle included. | Stock | 280
PLS-4P-3-230 | ProSense rotating paddle bulk solids level switch, 300mm insertion length, 1-1/4in male NPT process connection, (1) SPDT relay, 230 VAC operating voltage. Hinged paddle included. | Stock | 248
PLS-4P-R-115 | ProSense rotating paddle bulk solids level switch, 2000mm rope insertion length, 1-1/4in male NPT process connection, (1) SPDT relay, 115 VAC operating voltage. Hinged paddle included. | Stock | 316
PLS-4P-R-24D | ProSense rotating paddle bulk solids level switch, 2000mm rope insertion length, 1-1/4in male NPT process connection, (1) SPDT relay, 20-28 VDC operating voltage. Hinged paddle included. | Stock | 347
PLS-4P-R-230 | ProSense rotating paddle bulk solids level switch, 2000mm rope insertion length, 1-1/4in male NPT process connection, (1) SPDT relay, 230 VAC operating voltage. Hinged paddle included. | Stock | 316
PLS-4P-1-115-HAZ | ProSense rotating paddle bulk solids level switch, 100mm insertion length, 1-1/4in male NPT process connection, (1) SPDT relay, 115 VAC operating voltage. Hinged paddle included. Hazardous location rated. | Stock | 290
PLS-4P-1-24D-HAZ | ProSense rotating paddle bulk solids level switch, 100mm insertion length, 1-1/4in male NPT process connection, (1) SPDT relay, 20-28 VDC operating voltage. Hinged paddle included. Hazardous location rated. | Stock | 348
PLS-4P-1-230-HAZ | ProSense rotating paddle bulk solids level switch, 100mm insertion length, 1-1/4in male NPT process connection, (1) SPDT relay, 230 VAC operating voltage. Hinged paddle included. Hazardous location rated. | Stock | 290
PLS-4P-2-115-HAZ | ProSense rotating paddle bulk solids level switch, 200mm insertion length, 1-1/4in male NPT process connection, (1) SPDT relay, 115 VAC operating voltage. Hinged paddle included. Hazardous location rated. | Stock | 294
PLS-4P-2-24D-HAZ | ProSense rotating paddle bulk solids level switch, 200mm insertion length, 1-1/4in male NPT process connection, (1) SPDT relay, 20-28 VDC operating voltage. Hinged paddle included. Hazardous location rated. | Stock | 351
PLS-4P-2-230-HAZ | ProSense rotating paddle bulk solids level switch, 200mm insertion length, 1-1/4in male NPT process connection, (1) SPDT relay, 230 VAC operating voltage. Hinged paddle included. Hazardous location rated. | Stock | 294
PLS-4P-3-115-HAZ | ProSense rotating paddle bulk solids level switch, 300mm insertion length, 1-1/4in male NPT process connection, (1) SPDT relay, 115 VAC operating voltage. Hinged paddle included. Hazardous location rated. | Stock | 298
PLS-4P-3-24D-HAZ | ProSense rotating paddle bulk solids level switch, 300mm insertion length, 1-1/4in male NPT process connection, (1) SPDT relay, 20-28 VDC operating voltage. Hinged paddle included. Hazardous location rated. | Stock | 355
PLS-4P-3-230-HAZ | ProSense rotating paddle bulk solids level switch, 300mm insertion length, 1-1/4in male NPT process connection, (1) SPDT relay, 230 VAC operating voltage. Hinged paddle included. Hazardous location rated. | Stock | 298
PLS-4P-R-115-HAZ | ProSense rotating paddle bulk solids level switch, 2000mm rope insertion length, 1-1/4in male NPT process connection, (1) SPDT relay, 115 VAC operating voltage. Hinged paddle included. Hazardous location rated. | Stock | 366
PLS-4P-R-24D-HAZ | ProSense rotating paddle bulk solids level switch, 2000mm rope insertion length, 1-1/4in male NPT process connection, (1) SPDT relay, 20-28 VDC operating voltage. Hinged paddle included. Hazardous location rated. | Stock | 423
PLS-4P-R-230-HAZ | ProSense rotating paddle bulk solids level switch, 2000mm rope insertion length, 1-1/4in male NPT process connection, (1) SPDT relay, 230 VAC operating voltage. Hinged paddle included. Hazardous location rated. | Stock | 366
Capacitance Level Sensors
FTI26-CA7MWDG | Endress+Hauser Nivector capacitance bulk solids level switch, polycarbonate wetted parts, G1 male thread process connection, switch PNP, N.O. or N.C., 4-pin M12 quick-disconnect, IP65 and IP67, NEMA 4X. | Stock | 269
FTI26-CA7MWDJ | Endress+Hauser Nivector capacitance bulk solids level switch, 316L stainless steel, ECTFE wetted parts, G1 male thread process connection, switch PNP, N.O. or N.C., 4-pin M12 quick-disconnect, IP65 and IP67, NEMA 4X. | Stock | 354
FTI26-CA4MWDG | Endress+Hauser Nivector capacitance bulk solids level switch, polycarbonate wetted parts, G1 male thread process connection, switch PNP, 3-wire, N.O./N.C. complementary, 4-pin M12 quick-disconnect, IP65 and IP67, NEMA 4X. | Stock | 269
FTI26-CA4MWDJ | Endress+Hauser Nivector capacitance bulk solids level switch, 316L stainless steel, ECTFE wetted parts, G1 male thread process connection, switch PNP, 3-wire, N.O./N.C. complementary, 4-pin M12 quick-disconnect, IP65 and IP67, NEMA 4X. | Stock | 354
FTI26-CA4VWDG | Endress+Hauser Nivector capacitance bulk solids level switch, polycarbonate wetted parts, G1 male thread process connection, switch PNP, 3-wire, N.O. or N.C., EN 175301-803-A connector, IP65, NEMA 4X. | Stock | 269
FTI26-CA4VWDJ | Endress+Hauser Nivector capacitance bulk solids level switch, 316L stainless steel, ECTFE wetted parts, G1 male thread process connection, switch PNP, 3-wire, N.O. or N.C., EN 175301-803-A connector, IP65, NEMA 4X. | Stock | 354
FTI26-CO7NWDJ | Endress+Hauser Nivector capacitance bulk solids level switch, 316L stainless steel, ECTFE wetted parts, G1 male thread process connection, switch PNP, N.O. or N.C., 4-pin M12 quick-disconnect, IP66, IP68 and IP69, NEMA 4X/6P. | Stock | 491
FTI26-CO4NWDJ | Endress+Hauser Nivector capacitance bulk solids level switch, 316L stainless steel, ECTFE wetted parts, G1 male thread process connection, switch PNP, 3-wire, N.O./N.C. complementary, 4-pin M12 quick-disconnect, IP66, IP68 and IP69, NEMA 4X/6P. | Stock | 491
FTW23-CA4MWVJ | Endress+Hauser Liquipoint capacitance liquid level switch, 316L stainless steel, PEEK wetted parts, G1/2 male thread process connection, switch PNP, 3-wire, N.O./N.C. complementary, 4-pin M12 quick-disconnect, IP65 and IP67, NEMA 4X. | Stock | 299
FTW23-CA4MW5J | Endress+Hauser Liquipoint capacitance liquid level switch, 316L stainless steel, PEEK wetted parts, G3/4 male thread process connection, switch PNP, 3-wire, N.O./N.C. complementary, 4-pin M12 quick-disconnect, IP65 and IP67, NEMA 4X. | Stock | 276
FTW23-CA4MWSJ | Endress+Hauser Liquipoint capacitance liquid level switch, 316L stainless steel, PEEK wetted parts, G1 male thread process connection, switch PNP, 3-wire, N.O./N.C. complementary, 4-pin M12 quick-disconnect, IP65 and IP67, NEMA 4X. | Stock | 314
FTW23-CA4NWVJ | Endress+Hauser Liquipoint capacitance liquid level switch, 316L stainless steel, PEEK wetted parts, G1/2 male thread process connection, switch PNP, 3-wire, N.O./N.C. complementary, 4-pin M12 quick-disconnect, IP66, IP68 and IP69, NEMA 4X/6P. | Stock | 376
FTW23-CA4NW5J | Endress+Hauser Liquipoint capacitance liquid level switch, 316L stainless steel, PEEK wetted parts, G3/4 male thread process connection, switch PNP, 3-wire, N.O./N.C. complementary, 4-pin M12 quick-disconnect, IP66, IP68 and IP69, NEMA 4X/6P. | Stock | 353
FTW23-CA4NWSJ | Endress+Hauser Liquipoint capacitance liquid level switch, 316L stainless steel, PEEK wetted parts, G1 male thread process connection, switch PNP, 3-wire, N.O./N.C. complementary, 4-pin M12 quick-disconnect, IP66, IP68 and IP69, NEMA 4X/6P. | Stock | 391
FTW23-CA7MWVJ | Endress+Hauser Liquipoint capacitance liquid level switch, 316L stainless steel, PEEK wetted parts, G1/2 male thread process connection, switch PNP, N.O. or N.C., 4-pin M12 quick-disconnect, IP65 and IP67, NEMA 4X. | Stock | 304
FTW23-CA7MW5J | Endress+Hauser Liquipoint capacitance liquid level switch, 316L stainless steel, PEEK wetted parts, G3/4 male thread process connection, switch PNP, N.O. or N.C., 4-pin M12 quick-disconnect, IP65 and IP67, NEMA 4X. | Stock | 281
FTW23-CA7MWSJ | Endress+Hauser Liquipoint capacitance liquid level switch, 316L stainless steel, PEEK wetted parts, G1 male thread process connection, switch PNP, N.O. or N.C., 4-pin M12 quick-disconnect, IP65 and IP67, NEMA 4X. | Stock | 320
FTW23-CA7NWVJ | Endress+Hauser Liquipoint capacitance liquid level switch, 316L stainless steel, PEEK wetted parts, G1/2 male thread process connection, switch PNP, N.O. or N.C., 4-pin M12 quick-disconnect, IP66, IP68 and IP69, NEMA 4X/6P. | Stock | 383
FTW23-CA7NW5J | Endress+Hauser Liquipoint capacitance liquid level switch, 316L stainless steel, PEEK wetted parts, G3/4 male thread process connection, switch PNP, N.O. or N.C., 4-pin M12 quick-disconnect, IP66, IP68 and IP69, NEMA 4X/6P. | Stock | 359
FTW23-CA7NWSJ | Endress+Hauser Liquipoint capacitance liquid level switch, 316L stainless steel, PEEK wetted parts, G1 male thread process connection, switch PNP, N.O. or N.C., 4-pin M12 quick-disconnect, IP66, IP68 and IP69, NEMA 4X/6P. | Stock | 398
LP15-1405 | Flowline Switch-Tek guard capacitance liquid level switch, any orientation mount, 2.6in insertion length, polypropylene wetted parts, -40 to 176 deg F, 3/4in male NPT process connection, SPST relay, N.O./N.C. selectable. | Stock | 355
Level Controllers
CLC1-F-24 | ProSense remote level controller, tank fill, (2) conductive level probes and (1) common probe input, (1) SPDT latching relay, fixed 1 second time delay output, 24 VAC operating voltage. | Stock | 60
CLC1-F-120 | ProSense remote level controller, tank fill, (2) conductive level probes and (1) common probe input, (1) SPDT latching relay, fixed 1 second time delay output, 120 VAC operating voltage. | Stock | 60
CLC1-F-240 | ProSense remote level controller, tank fill, (2) conductive level probes and (1) common probe input, (1) SPDT latching relay, fixed 1 second time delay output, 240 VAC operating voltage. | Stock | 60
CLC1-D-24 | ProSense remote level controller, tank drain, (2) conductive level probes and (1) common probe input, (1) SPDT latching relay, fixed 1 second time delay output, 24 VAC operating voltage. | Stock | 60
CLC1-D-120 | ProSense remote level controller, tank drain, (2) conductive level probes and (1) common probe input, (1) SPDT latching relay, fixed 1 second time delay output, 120 VAC operating voltage. | Stock | 60
CLC1-D-240 | ProSense remote level controller, tank drain, (2) conductive level probes and (1) common probe input, (1) SPDT latching relay, fixed 1 second time delay output, 240 VAC operating voltage. | Stock | 60
LC40-1001 | Flowline Switch-Pro remote level controller, tank fill, tank drain and level alarm, (1) level switch input, (1) SPDT non-latching relay, adjustable time delay output, 120/240 VAC operating voltage. | Stock | 310
LC41-1001 | Flowline Switch-Pro remote level controller, tank fill, tank drain and level alarm, (2) level switch input, (1) SPDT latching relay, adjustable time delay output, 120/240 VAC operating voltage. | Stock | 370
LC42-1001 | Flowline Switch-Pro remote level controller, tank fill, tank drain and level alarm, (3) level switch input, (1) SPDT non-latching relay, (1) SPDT latching relay, adjustable time delay output, 120/240 VAC operating voltage. | Stock | 435
LC52-1001 | Flowline DataPoint remote level controller, tank fill, tank drain and level alarm, (1) 4-20 mA level sensor input, (1) SPDT non-latching relay, (1) SPDT latching relay, adjustable time delay, 4-20 mA repeater output, 120/240 VAC operating voltage. | Stock | 545
Accessories for Level Sensors and Controllers
WEBCAL | Flowline Windows configuration software, free download only. For use with Flowline EchoSonic II, EchoTouch and EchoPod ultrasonic level sensors. Requires LI99-2001 Fob USB adapter. | Stock | 0
LI99-2001 | Flowline fob USB adapter, for use with WEBCAL software. | Stock | 70
LI40-1001 | Flowline PodView general purpose digital indicator, polycarbonate, NEMA 4, IP65, 6ft/1.8m 22 AWG 4-conductor cable, panel mount. For use with Flowline EchoPod DL, DS and DX series ultrasonic level sensor with firmware V50.0 or later. | Stock | 300
LM50-1001 | Flowline side mount bracket, polypropylene, 2in female NPT. For use with Flowline DL34, LU23, LU28, LU29, LU74, LU78, LU81, LU83, LU84, UG01, UG03, UG06, US01, US03 and US06 series ultrasonic level sensors. | Stock | 53
LM50-1001-1 | Flowline side mount bracket, polypropylene, 2in female NPT. For use with Flowline DL14, DL24, DS14, DL10, DX10, LU27, LU77 and LU80 series ultrasonic level sensors. 2in male NPT to 1in female NPT reducer bushing (PVC) included. | Stock | 70
LM52-1400 | Flowline reducer bushing, PVC, 2in male NPT to 1in female NPT. For use with Flowline DL14, DL24, DS14, DL10, DX10, LU27, LU77 and LU80 series ultrasonic level sensors. | Stock | 20
LM52-2400 | Flowline reducer bushing, PVC, 3in male NPT to 2in female NPT. For use with Flowline DL34, LU23, LU28, LU29, LU74, LU78, LU81, LU83, LU84, UG01, UG03, UG06, US01, US03 and US06 series ultrasonic level sensors. | Stock | 52
LM52-3800 | Flowline reducer bushing, PVC, 4in male NPT to 2in female NPT. For use with Flowline DL34, LU23, LU28, LU29, LU74, LU78, LU81, LU83, LU84, UG01, UG03, UG06, US01, US03 and US06 series ultrasonic level sensors. | Stock | 177
LM52-1890 | Flowline low-profile bulkhead fitting, PVC, 1in female NPT to slip socket. For use with Flowline DL14, DL24, DS14, DL10, DX10, LU27, LU77 and LU80 series ultrasonic level sensors. Mounting hardware included. | Stock | 68
LM52-2890 | Flowline low-profile bulkhead fitting, PVC, 2in female NPT to slip socket. For use with Flowline DL34, LU23, LU28, LU29, LU74, LU78, LU81, LU83, LU84, UG01, UG03, UG06, US01, US03 and US06 series ultrasonic level sensors. Mounting hardware included. | Stock | 130
LM52-3890 | Flowline low-profile bulkhead fitting, PVC, 3in female NPT to slip socket. For use with Flowline UG12 series ultrasonic level sensors. Mounting hardware included. | Stock | 220
LM52-1850 | Flowline mounting flange, CPVC, 1in female NPT. For use with Flowline DL14, DL24, DS14, DL10, DX10, LU27, LU77 and LU80 series ultrasonic level sensors. | Stock | 105
LM52-2850 | Flowline mounting flange, CPVC, 2in female NPT. For use with Flowline DL34, LU23, LU28, LU29, LU74, LU78, LU81, LU83, LU84, UG01, UG03, UG06, US01, US03 and US06 series ultrasonic level sensors. | Stock | 158
LM52-3850 | Flowline mounting flange, CPVC, 3in female NPT. For use with Flowline UG12 series ultrasonic level sensors. | Stock | 315
LM50-3S21 | Flowline short mounting bracket, 316 stainless steel. For use with Flowline EchoBeam frequency modulated continuous wave (FMCW) radar level sensors. 1in NPT lock nut included. | Stock | 173
LM50-3S31 | Flowline short mounting bracket, 316 stainless steel. For use with Flowline EchoBeam frequency modulated continuous wave (FMCW) radar level sensors. 1-1/2in NPT lock nut included. | Stock | 173
LM50-3S22 | Flowline long mounting bracket, 316 stainless steel. For use with Flowline EchoBeam frequency modulated continuous wave (FMCW) radar level sensors. 1in NPT lock nut included. | Stock | 239
LM50-3S32 | Flowline long mounting bracket, 316 stainless steel. For use with Flowline EchoBeam frequency modulated continuous wave (FMCW) radar level sensors. 1-1/2in NPT lock nut included. | Stock | 239
LM53-2440 | Flowline capped reducer, PTFE, 1-1/2in female to 2in male NPT. For use with Flowline EchoBeam frequency modulated continuous wave (FMCW) radar level sensors. | Stock | 235
LM53-4855 | Flowline adhesive mounting fitting, PVC, 1-1/2in female NPT. For use with Flowline EchoBeam frequency modulated continuous wave (FMCW) radar level sensors. | Stock | 168
LM53-3850 | Flowline mounting flange, CPVC, 3in ANSI x 1-1/2in female NPT. For use with Flowline EchoBeam frequency modulated continuous wave (FMCW) radar level sensors. | Stock | 318
204038 | Mounting gasket, replacement. For use with Flowline DL14, DL10, DX10, and DS14 series ultrasonic level sensors. | Stock | 8.5
200128 | Mounting gasket, replacement. For use with Flowline DL24, LU27, LU77, and LU80 series ultrasonic level sensors. | Stock | 12.5
200129 | Mounting gasket, replacement. For use with Flowline DL34, LU23, LU28, LU29, LU74, LU78, LU81, LU83, and LU84 series ultrasonic level sensors. | Stock | 19
LM45-1001-12 | Flowline Switch-Pak level sensor extension, 12in length, polypropylene. For use with Flowline Switch-Tek level switches. | Stock | 82
LM45-7001-0000 | Flowline Switch-Pak level sensor extension installation fittings, PVC. For use with Flowline Switch-Tek level switches. | Stock | 82
LC06-1001 | Flowline Switch-Pro compact electrical junction box, polypropylene, NEMA 4X. For use with Flowline Switch-Tek level switches. | Stock | 95
LM90-1001 | Cable gland, 1/2in male NPT thread type, nylon, accepts 0.180 to 0.400in (4.6 to 10.2mm) diameter cable. Buna N sealing gland included. | Stock | 11
GWR-P240 | ProSense level sensing probe, 240mm length, stainless steel. For use with GWR-1600-C and GWR-1600-P guided wave radar level sensors and CLC series conductive level controllers. | Stock | 17.5
GWR-P450 | ProSense level sensing probe, 450mm length, stainless steel. For use with GWR-1600-C and GWR-1600-P guided wave radar level sensors and CLC series conductive level controllers. | Stock | 19
GWR-P700 | ProSense level sensing probe, 700mm length, stainless steel. For use with GWR-1600-C and GWR-1600-P guided wave radar level sensors and CLC series conductive level controllers. | Stock | 24
GWR-P1000 | ProSense level sensing probe, 1000mm length, stainless steel. For use with GWR-1600-C and GWR-1600-P guided wave radar level sensors and CLC series conductive level controllers. | Stock | 34.5
GWR-P1200 | ProSense level sensing probe, 1200mm length, stainless steel. For use with GWR-1600-C and GWR-1600-P guided wave radar level sensors and CLC series conductive level controllers. | Stock | 45
GWR-P1600 | ProSense level sensing probe, 1600mm length, stainless steel. For use with GWR-1600-C and GWR-1600-P guided wave radar level sensors and CLC series conductive level controllers. | Stock | 52
GWR-C240 | ProSense coaxial tube, 240mm length, 3/4in male NPT process connection, stainless steel. For use with GWR-1600-C guided wave radar level sensors. (1) centering piece included. | Stock | 60
GWR-C450 | ProSense coaxial tube, 450mm length, 3/4in male NPT process connection, stainless steel. For use with GWR-1600-C guided wave radar level sensors. (1) centering piece included. | Stock | 67
GWR-C700 | ProSense coaxial tube, 700mm length, 3/4in male NPT process connection, stainless steel. For use with GWR-1600-C guided wave radar level sensors. (1) centering piece included. | Stock | 77
GWR-C1000 | ProSense coaxial tube, 1000mm length, 3/4in male NPT process connection, stainless steel. For use with GWR-1600-C guided wave radar level sensors. (1) centering piece included. | Stock | 83
GWR-C1200 | ProSense coaxial tube, 1200mm length, 3/4in male NPT process connection, stainless steel. For use with GWR-1600-C guided wave radar level sensors. (1) centering piece included. | Stock | 101
GWR-C1600 | ProSense coaxial tube, 1600mm length, 3/4in male NPT process connection, stainless steel. For use with GWR-1600-C guided wave radar level sensors. (2) centering pieces included. | Stock | 108
GWR-CC | ProSense centering pieces, replacement. For use with GWR-C series coaxial tubes. Hardware and seals included. | Stock | 16
GWR-FPLT | ProSense flange plate, stainless steel, 3/4in female NPT. For use with GWR-1600-C with GWR-C series coaxial tubes or GWR-1600-P guided wave radar level sensor. | Stock | 45.5
GWR-LPLT | ProSense launching plate, stainless steel, 3/4in female NPT. For use with GWR-1600-C with GWR-C series coaxial tubes or GWR-1600-P guided wave radar level sensor. | Stock | 45
PLS-L115 | ProSense indicating light, 115 VAC. For use with ProSense PLS series rotating paddle level switches. NOT for use with the -HAZ hazardous area models. | Stock | 35
PLS-L24 | ProSense indicating light, 20-28 VDC. For use with ProSense PLS series rotating paddle level switches. NOT for use with the -HAZ hazardous area models. | Stock | 35
PLS-L230 | ProSense indicating light, 230 VAC. For use with ProSense PLS series rotating paddle level switches. NOT for use with the -HAZ hazardous area models. | Stock | 35
CLC-ACC1 | ProSense electrical connector, for use with ProSense GWR level sensing probes. | Stock | 4.25
LTACC-1 | ProSense protective spacer, for use with ProSense NFLT submersible level transmitters. | Stock | 160
LTACC-2 | ProSense drying tube, for use with submersible level transmitters. | Stock | 36
LTACC-3 | ProSense bellows, for use with submersible level transmitters. | Stock | 42
LTACC-4 | ProSense stabilizing weight, for use with AchieVe and ProSense submersible level transmitters. | Stock | 35
LTACC-5 | ProSense termination enclosure, for use with submersible level transmitters. | Stock | 220
52006151 | Endress+Hauser suspension clamp, for use with Endress+Hauser Waterpilot FMX11 and FMX21 hydrostatic submersible level transmitters. | Stock | 84
52006152 | Endress+Hauser terminal box, for use with Endress+Hauser Waterpilot FMX11 and FMX21 hydrostatic submersible level transmitters. | Stock | 108
52006153 | Endress+Hauser weight, for use with Endress+Hauser Waterpilot FMX11 hydrostatic submersible level transmitters. | Stock | 76
71222671 | Endress+Hauser cable shortener, for use with Endress+Hauser Waterpilot FMX21 hydrostatic submersible level transmitters. | Stock | 94
71416936 | Endress+Hauser sensor protective cover, 1-1/2in male NPT. For use with Endress+Hauser Nivector FTI26 capacitance bulk solids level switch. | Stock | 84
71395801 | Endress+Hauser lock nut, for use with Endress+Hauser Nivector FTI26 capacitance bulk solids level switch. | Stock | 12
71395803 | Endress+Hauser plug protective cover, for use with Endress+Hauser Nivector FTI26 capacitance bulk solids level switch. | Stock | 18.5
52025686 | Endress+Hauser protective cover, for use with Endress+Hauser Micropilot FMR10 pulsed radar liquid level sensor. | Stock | 88
71325090 | Endress+Hauser flooding protection tube, for use with Endress+Hauser Micropilot FMR10 pulsed radar liquid level sensor. | Stock | 148
71325079 | Endress+Hauser adjustable mounting bracket, for use with Endress+Hauser FMR10B-1009/0, FMR20B-12X0/0 and FMR20B-1A50/0 level sensors. | Stock | 109
71662413 | Endress+Hauser sensor protective cover, polybutylene terephthalate (PBT)/polycarbonate. For use with Endress+Hauser FMR10B-1009/0, FMR20B-12X0/0 and FMR20B-1A50/0 level sensors. | Stock | 81
71662268 | Endress+Hauser sensor protective cover, polybutylene terephthalate (PBT)/polycarbonate. For use with Endress+Hauser FMR30B-11U4/0 and FMR30B-1400/0 level sensors. | Stock | 81
71662419 | Endress+Hauser bottom mounting bracket, 316 stainless steel. For use with Endress+Hauser FMR10B-1009/0, FMR20B-12X0/0 and FMR30B-11U4/0 level sensors. | Stock | 152
71662421 | Endress+Hauser top mounting bracket, 316 stainless steel. For use with Endress+Hauser FMR10B-1009/0, FMR20B-12X0/0 and FMR20B-1A50/0 level sensors. | Stock | 160
71662423 | Endress+Hauser long bottom mounting bracket, 316 stainless steel. For use with Endress+Hauser FMR10B-1009/0, FMR20B-12X0/0 and FMR30B-11U4/0 level sensors. | Stock | 177
71429910 | Endress+Hauser swivel top mounting bracket, 316 stainless steel. For use with Endress+Hauser FMR10B-1009/0, FMR20B-12X0/0 and FMR20B-1A50/0 level sensors. | Stock | 145
71091216 | Endress+Hauser flooding protection tube, polybutylene terephthalate (PBT)/polycarbonate, 1-1/2in female NPT. For use with Endress+Hauser FMR10B-1009/0, FMR20B-12X0/0 and FMR30B-11U4/0 level sensors. | Stock | 99
71662270 | Endress+Hauser flooding protection tube, polybutylene terephthalate (PBT)/polycarbonate. For use with Endress+Hauser FMR20B-1A50/0 and FMR30B-1400/0 level sensors. | Stock | 119
52014146 | Endress+Hauser lock nut, polycarbonate, 1-1/2in female NPT. For use with Endress+Hauser FMR10B-1009/0, FMR20B-12X0/0 and FMR30B-11U4/0 level sensors. | Stock | 42
71162777 | Endress+Hauser slip-on flange, polypropylene, 3in. For use with Endress+Hauser FMR20B-1A50/0 and FMR30B-1400/0 level sensors. | Stock | 265
71162778 | Endress+Hauser slip-on flange, polypropylene, 4in. For use with Endress+Hauser FMR20B-1A50/0 and FMR30B-1400/0 level sensors. | Stock | 439
71162780 | Endress+Hauser slip-on flange, polypropylene, 6in. For use with Endress+Hauser FMR20B-1A50/0 and FMR30B-1400/0 level sensors. | Stock | 376
Mechatronic Flow Sensors
FSD75-AP-6H | ProSense liquid flow switch, spring-supported piston, 3/4in female NPT process connection, 0.26 to 6.6 GPM, Output: switch PNP, N.O., 20.4 to 26.4 VDC operating voltage. | Stock | 228
FSD1-AP-26H | ProSense liquid flow switch, spring-supported piston, 1in female NPT process connection, 1.32 to 26.4 GPM, Output: switch PNP, N.O., 20.4 to 26.4 VDC operating voltage. | Stock | 231
FSA75-42-6H | ProSense liquid flow transmitter, spring-supported piston, 3/4in female NPT process connection, 0 to 6 GPM, Output: analog, 18-32 VDC operating voltage. | Stock | 236
FSA75-42-10H | ProSense liquid flow transmitter, spring-supported piston, 3/4in female NPT process connection, 0 to 10 GPM, Output: analog, 18-32 VDC operating voltage. | Stock | 208
FSA1-42-27H | ProSense liquid flow transmitter, spring-supported piston, 1in female NPT process connection, 0 to 27 GPM, Output: analog, 18-32 VDC operating voltage. | Stock | 243
FSC75-00-42-6H | ProSense liquid digital flow sensor, spring-supported piston, 3/4in female NPT process connection, 0 to 6 GPM, 14 to 212 deg F, Output: switch or frequency, Output 2: switch or current, 18-30 VDC operating voltage. | Stock | 305
FSC75-00-42-10H | ProSense liquid digital flow sensor, spring-supported piston, 3/4in female NPT process connection, 0 to 10 GPM, 14 to 212 deg F, Output: switch or frequency, Output 2: switch or current, 18-30 VDC operating voltage. | Stock | 305
FSC1-00-42-27H | ProSense liquid digital flow sensor, spring-supported piston, 1in female NPT process connection, 0 to 27 GPM, 14 to 212 deg F, Output: switch or frequency, Output 2: switch or current, 18-30 VDC operating voltage. | Stock | 318
FSC15-00-42-50H | ProSense liquid digital flow sensor, spring-supported piston, 1-1/2in female NPT process connection, 0 to 50 GPM, 14 to 212 deg F, Output: switch or frequency, Output 2: switch or current, 18-30 VDC operating voltage. | Stock | 435
Magnetic-Inductive Flow Meters
FMM50-1002 | ProSense liquid flow meter, magnetic-inductive, 1/2in female NPT, 0 to 6.6 GPM, -4 to 176 deg F, Output: analog, Output 2: analog, FKM seal(s). | Stock | 623
FMM75-1002 | ProSense liquid flow meter, magnetic-inductive, 3/4in female NPT, 0 to 13.2 GPM, -4 to 176 deg F, Output: analog, Output 2: analog, FKM seal(s). | Stock | 674
FMM100-1002 | ProSense liquid flow meter, magnetic-inductive, 1in female NPT, 0 to 26.4 GPM, -4 to 176 deg F, Output: analog, Output 2: analog, FKM seal(s). | Stock | 746
FMM150-1002 | ProSense liquid flow meter, magnetic-inductive, 1-1/2in female NPT, 0 to 79.3 GPM, -4 to 176 deg F, Output: analog, Output 2: analog, FKM seal(s). | Stock | 1117
FMM200-1002 | ProSense liquid flow meter, magnetic-inductive, 2in female NPT, 0 to 158.5 GPM, -4 to 176 deg F, Output: analog, Output 2: analog, FKM seal(s). | Stock | 1204
FMM50-1001 | ProSense liquid flow meter, magnetic-inductive, 1/2in female NPT, 0 to 6.6 GPM, -4 to 176 deg F, 0.01 to 30,000,000 gallons, Output: switch or pulse, Output 2: switch, analog or reset input, FKM seal(s). | Stock | 623
FMM75-1001 | ProSense liquid flow meter, magnetic-inductive, 3/4in female NPT, 0 to 13.2 GPM, -4 to 176 deg F, 0.01 to 30,000,000 gallons, Output: switch or pulse, Output 2: switch, analog or reset input, FKM seal(s). | Stock | 674
FMM100-1001 | ProSense liquid flow meter, magnetic-inductive, 1in female NPT, 0 to 26.4 GPM, -4 to 176 deg F, 0.01 to 30,000,000 gallons, Output: switch or pulse, Output 2: switch, analog or reset input, FKM seal(s). | Stock | 746
FMM150-1001 | ProSense liquid flow meter, magnetic-inductive, 1-1/2in female NPT, 0 to 80 GPM, -4 to 176 deg F, 0.02 to 80,000,000 gallons, Output: switch, pulse or frequency, Output 2: switch, analog or reset input, FKM seal(s). | Stock | 1117
FMM200-1001 | ProSense liquid flow meter, magnetic-inductive, 2in female NPT, 0 to 160 GPM, -4 to 176 deg F, 0.02 to 80,000,000 gallons, Output: switch, pulse or frequency, Output 2: switch, analog or reset input, FKM seal(s). | Stock | 1204
DMA15-AAACA1 | Endress+Hauser Picomag liquid flow meter, magnetic-inductive, 1/2in female NPT, 0 to 9.2 GPM, 14 to 158 deg F, +/- 3.436E10 liters, 20 to 30,000 µS/cm, Output: switch, pulse, analog, discrete input, IO-Link, Output 2: switch, analog, discrete input, FKM seal(s). | Stock | 620
DMA20-AAACA1 | Endress+Hauser Picomag liquid flow meter, magnetic-inductive, 3/4in female NPT, 0 to 19.8 GPM, 14 to 158 deg F, +/- 3.436E10 liters, 20 to 30,000 µS/cm, Output: switch, pulse, analog, discrete input, IO-Link, Output 2: switch, analog, discrete input, FKM seal(s). | Stock | 747
DMA25-AAACA1 | Endress+Hauser Picomag liquid flow meter, magnetic-inductive, 1in female NPT, 0 to 39.6 GPM, 14 to 158 deg F, +/- 3.436E10 liters, 20 to 30,000 µS/cm, Output: switch, pulse, analog, discrete input, IO-Link, Output 2: switch, analog, discrete input, FKM seal(s). | Stock | 894
DMA50-AAACA1 | Endress+Hauser Picomag liquid flow meter, magnetic-inductive, 2in female NPT, 0 to 198.1 GPM, 14 to 158 deg F, +/- 3.436E10 liters, 20 to 10,000 µS/cm, Output: switch, pulse, analog, discrete input, IO-Link, Output 2: switch, analog, discrete input, FKM seal(s). | Stock | 1200
DMA15-AAADA1 | Endress+Hauser Picomag liquid flow meter, magnetic-inductive, 1/2in female NPT, 0 to 9.2 GPM, 14 to 158 deg F, +/- 3.436E10 liters, 20 to 30,000 µS/cm, Output: switch, pulse, analog, discrete input, IO-Link, Output 2: switch, analog, discrete input, EPDM rubber seal(s). | Stock | 598
DMA20-AAADA1 | Endress+Hauser Picomag liquid flow meter, magnetic-inductive, 3/4in female NPT, 0 to 19.8 GPM, 14 to 158 deg F, +/- 3.436E10 liters, 20 to 30,000 µS/cm, Output: switch, pulse, analog, discrete input, IO-Link, Output 2: switch, analog, discrete input, EPDM rubber seal(s). | Stock | 719
DMA25-AAADA1 | Endress+Hauser Picomag liquid flow meter, magnetic-inductive, 1in female NPT, 0 to 39.6 GPM, 14 to 158 deg F, +/- 3.436E10 liters, 20 to 30,000 µS/cm, Output: switch, pulse, analog, discrete input, IO-Link, Output 2: switch, analog, discrete input, EPDM rubber seal(s). | Stock | 861
DMA50-AAADA1 | Endress+Hauser Picomag liquid flow meter, magnetic-inductive, 2in female NPT, 0 to 198.1 GPM, 14 to 158 deg F, +/- 3.436E10 liters, 20 to 10,000 µS/cm, Output: switch, pulse, analog, discrete input, IO-Link, Output 2: switch, analog, discrete input, EPDM rubber seal(s). | Stock | 1156
Thermal Flow Sensors
FTS100-1001 | ProSense liquid or air flow sensor, thermal, 100mm probe length, liquid: 0.15 to 9.85 ft/sec, air: 6 to 328 ft/sec, -4 to 212 deg F, Output: switch or frequency, Output 2: switch, frequency or analog, 18-30 VDC operating voltage. | Stock | 308
FTS100-1002 | ProSense liquid or air flow sensor, thermal, 100mm probe length, liquid: 0.15 to 9.85 ft/sec, air: 6 to 328 ft/sec, -4 to 212 deg F, Output: analog, Output 2: analog, 18-30 VDC operating voltage. | Stock | 308
FTS200-1001 | ProSense liquid or air flow sensor, thermal, 200mm probe length, liquid: 0.15 to 9.85 ft/sec, air: 6 to 328 ft/sec, -4 to 212 deg F, Output: switch or frequency, Output 2: switch, frequency or analog, 18-30 VDC operating voltage. | Stock | 322
FTS200-1002 | ProSense liquid or air flow sensor, thermal, 200mm probe length, liquid: 0.15 to 9.85 ft/sec, air: 6 to 328 ft/sec, -4 to 212 deg F, Output: analog, Output 2: analog, 18-30 VDC operating voltage. | Stock | 322
CF08-25N | ProSense compression fitting, stainless steel, 1/4in male NPT process connection. For use with 8mm outside diameter sensor probes. | Stock | 36.5
CF08-50N | ProSense compression fitting, stainless steel, 1/2in male NPT process connection. For use with 8mm outside diameter sensor probes. | Stock | 36.5
Vortex Flow Sensors
VFS50-5-1001 | ProSense liquid flow sensor, vortex, 1/2in female NPT process connection, 0.26 to 5.28 GPM, 16 to 317 GPH, 14 to 194 deg F, Output: switch or frequency, Output 2: switch or frequency, 18-30 VDC operating voltage. | Stock | 223
VFS50-5-1002 | ProSense liquid flow sensor, vortex, 1/2in female NPT process connection, 0.26 to 5.28 GPM, 16 to 317 GPH, 14 to 194 deg F, Output: analog, Output 2: analog, 18-30 VDC operating voltage. | Stock | 223
VFS50-10-1001 | ProSense liquid flow sensor, vortex, 1/2in female NPT process connection, 0.55 to 10.55 GPM, 32 to 634 GPH, 14 to 194 deg F, Output: switch or frequency, Output 2: switch or frequency, 18-30 VDC operating voltage. | Stock | 223
VFS50-10-1002 | ProSense liquid flow sensor, vortex, 1/2in female NPT process connection, 0.55 to 10.55 GPM, 32 to 634 GPH, 14 to 194 deg F, Output: analog, Output 2: analog, 18-30 VDC operating voltage. | Stock | 223
VFS75-26-1001 | ProSense liquid flow sensor, vortex, 3/4in female NPT process connection, 1.3 to 26.4 GPM, 80 to 1585 GPH, 14 to 194 deg F, Output: switch or frequency, Output 2: switch or frequency, 18-30 VDC operating voltage. | Stock | 240
VFS75-26-1002 | ProSense liquid flow sensor, vortex, 3/4in female NPT process connection, 1.3 to 26.4 GPM, 80 to 1585 GPH, 14 to 194 deg F, Output: analog, Output 2: analog, 18-30 VDC operating voltage. | Stock | 240
Paddle Wheel Flow Meters
TKM-15-P | ICON Process Controls Truflo liquid flow meter, paddle wheel, 1/2in schedule 80 PVC socket, 1 to 32 GPM, 0 to 999,999 gallons, Output 1: switch, Output 2: switch or pulse, Output 3: analog, FKM seal(s). | Stock | 1057
TKM-20-P | ICON Process Controls Truflo liquid flow meter, paddle wheel, 3/4in schedule 80 PVC socket, 1.5 to 45 GPM, 0 to 999,999 gallons, Output 1: switch, Output 2: switch or pulse, Output 3: analog, FKM seal(s). | Stock | 1118
TKM-25-P | ICON Process Controls Truflo liquid flow meter, paddle wheel, 1in schedule 80 PVC socket, 2.5 to 79 GPM, 0 to 999,999 gallons, Output 1: switch, Output 2: switch or pulse, Output 3: analog, FKM seal(s). | Stock | 1168
TKM-40-P | ICON Process Controls Truflo liquid flow meter, paddle wheel, 1-1/2in schedule 80 PVC socket, 6.5 to 225 GPM, 0 to 999,999 gallons, Output 1: switch, Output 2: switch or pulse, Output 3: analog, FKM seal(s). | Stock | 1219
TKM-50-P | ICON Process Controls Truflo liquid flow meter, paddle wheel, 2in schedule 80 PVC socket, 10.5 to 357 GPM, 0 to 999,999 gallons, Output 1: switch, Output 2: switch or pulse, Output 3: analog, FKM seal(s). | Stock | 1268
Accessories for Flow Sensors
FMM-GND1 | ProSense grounding clamp, 316L stainless steel. For use with FMM series flow meters. | Stock | 8.5
71345225 | Endress+Hauser grounding clamp, 316 stainless steel. For use with Endress+Hauser Picomag series flow meters. | Stock | 28
Load Cells
ALLUE3 | Laumas single point load cell, 6.6 lb/3 kg, +/- 0.02% of full scale accuracy, voltage signal range(s) of 2 mV/V, 3-15 VDC, anodized aluminum alloy, IP65, (4) M6 threaded, 1.6ft/0.5m integral 4-wire shielded cable. | Stock | 122
ALLUE10 | Laumas single point load cell, 22 lb/10 kg, +/- 0.02% of full scale accuracy, voltage signal range(s) of 2 mV/V, 3-15 VDC, anodized aluminum alloy, IP65, (4) M6 threaded, 1.6ft/0.5m integral 4-wire shielded cable. | Stock | 122
ALLUE20 | Laumas single point load cell, 44 lb/20 kg, +/- 0.02% of full scale accuracy, voltage signal range(s) of 2 mV/V, 3-15 VDC, anodized aluminum alloy, IP65, (4) M6 threaded, 1.6ft/0.5m integral 4-wire shielded cable. | Stock | 122
ALLUE30 | Laumas single point load cell, 66 lb/30 kg, +/- 0.02% of full scale accuracy, voltage signal range(s) of 2 mV/V, 3-15 VDC, anodized aluminum alloy, IP65, (4) M6 threaded, 1.6ft/0.5m integral 4-wire shielded cable. | Stock | 122
AZLUE10 | Laumas single point load cell, 22 lb/10 kg, +/- 0.02% of full scale accuracy, voltage signal range(s) of 2 mV/V, 3-15 VDC, anodized aluminum alloy, IP65, (7) M6 threaded, 6.5ft/2m integral 4-wire shielded cable. | Stock | 142
AZLUE20 | Laumas single point load cell, 44 lb/20 kg, +/- 0.02% of full scale accuracy, voltage signal range(s) of 2 mV/V, 3-15 VDC, anodized aluminum alloy, IP65, (7) M6 threaded, 6.5ft/2m integral 4-wire shielded cable. | Stock | 142
AZLUE50 | Laumas single point load cell, 110 lb/50 kg, +/- 0.02% of full scale accuracy, voltage signal range(s) of 2 mV/V, 3-15 VDC, anodized aluminum alloy, IP65, (7) M6 threaded, 6.5ft/2m integral 4-wire shielded cable. | Stock | 142
AZLUE100 | Laumas single point load cell, 220 lb/100 kg, +/- 0.02% of full scale accuracy, voltage signal range(s) of 2 mV/V, 3-15 VDC, anodized aluminum alloy, IP65, (7) M6 threaded, 6.5ft/2m integral 4-wire shielded cable. | Stock | 142
APLUE100 | Laumas single point load cell, 220 lb/100 kg, +/- 0.02% of full scale accuracy, voltage signal range(s) of 2 mV/V, 3-15 VDC, anodized aluminum alloy, IP65, (8) M8 threaded, 6.5ft/2m integral 4-wire shielded cable. | Stock | 245
APLUE300 | Laumas single point load cell, 660 lb/300 kg, +/- 0.02% of full scale accuracy, voltage signal range(s) of 2 mV/V, 3-15 VDC, anodized aluminum alloy, IP65, (8) M8 threaded, 6.5ft/2m integral 4-wire shielded cable. | Stock | 245
APLUE600 | Laumas single point load cell, 1320 lb/600 kg, +/- 0.02% of full scale accuracy, voltage signal range(s) of 2 mV/V, 3-15 VDC, anodized aluminum alloy, IP65, (8) M8 threaded, 6.5ft/2m integral 4-wire shielded cable. | Stock | 245
2172L-10KG-A3-K | Sensy single point load cell, 22 lb/10 kg, +/- 0.03% of full scale accuracy, current signal range(s) of 4-20 mA, 12-30 VDC, anodized aluminum alloy, IP63, 6.5ft/2m integral 3-wire shielded cable. | Stock | 446
2172L-20KG-A3-K | Sensy single point load cell, 44 lb/20 kg, +/- 0.03% of full scale accuracy, current signal range(s) of 4-20 mA, 12-30 VDC, anodized aluminum alloy, IP63, 6.5ft/2m integral 3-wire shielded cable. | Stock | 446
2172L-30KG-A3-K | Sensy single point load cell, 66 lb/30 kg, +/- 0.03% of full scale accuracy, current signal range(s) of 4-20 mA, 12-30 VDC, anodized aluminum alloy, IP63, 6.5ft/2m integral 3-wire shielded cable. | Stock | 446
2172L-50KG-A3-K | Sensy single point load cell, 110 lb/50 kg, +/- 0.03% of full scale accuracy, current signal range(s) of 4-20 mA, 12-30 VDC, anodized aluminum alloy, IP63, 6.5ft/2m integral 3-wire shielded cable. | Stock | 446
2172L-75KG-A3-K | Sensy single point load cell, 165 lb/75 kg, +/- 0.03% of full scale accuracy, current signal range(s) of 4-20 mA, 12-30 VDC, anodized aluminum alloy, IP63, 6.5ft/2m integral 3-wire shielded cable. | Stock | 446
FCAL50 | Laumas bending beam load cell, 110 lb/50 kg, +/- 0.017% of full scale accuracy, voltage signal range(s) of 2 mV/V, 3-15 VDC, stainless steel, IP68, 9.8ft/3m integral 4-wire shielded cable. | Stock | 316
FCAL75 | Laumas bending beam load cell, 165 lb/75 kg, +/- 0.017% of full scale accuracy, voltage signal range(s) of 2 mV/V, 3-15 VDC, stainless steel, IP68, 9.8ft/3m integral 4-wire shielded cable. | Stock | 316
FCAL150 | Laumas bending beam load cell, 330 lb/150 kg, +/- 0.017% of full scale accuracy, voltage signal range(s) of 2 mV/V, 3-15 VDC, stainless steel, IP68, 9.8ft/3m integral 4-wire shielded cable. | Stock | 316
FCAL300 | Laumas bending beam load cell, 660 lb/300 kg, +/- 0.017% of full scale accuracy, voltage signal range(s) of 2 mV/V, 3-15 VDC, stainless steel, IP68, 9.8ft/3m integral 4-wire shielded cable. | Stock | 316
5510-500KG-A3-K | Sensy shear beam load cell, 1102 lb/500 kg, +/- 0.03% of full scale accuracy, voltage signal range(s) of 1.8-2.2 mV/V, 3-12 VDC, stainless steel, IP67, 26.2ft/8m integral 4-wire shielded cable. | Stock | 159
5510-1T-A3-K | Sensy shear beam load cell, 2204 lb/1000 kg, +/- 0.03% of full scale accuracy, voltage signal range(s) of 1.8-2.2 mV/V, 3-12 VDC, stainless steel, IP67, 26.2ft/8m integral 4-wire shielded cable. | Stock | 159
5510-1.5T-A3-K | Sensy shear beam load cell, 3306 lb/1500 kg, +/- 0.03% of full scale accuracy, voltage signal range(s) of 1.8-2.2 mV/V, 3-12 VDC, stainless steel, IP67, 26.2ft/8m integral 4-wire shielded cable. | Stock | 159
5510-2T-A3-K | Sensy shear beam load cell, 4409 lb/2000 kg, +/- 0.03% of full scale accuracy, voltage signal range(s) of 1.8-2.2 mV/V, 3-12 VDC, stainless steel, IP67, 26.2ft/8m integral 4-wire shielded cable. | Stock | 159
CTL100 | Laumas tension and compression load cell, 220 lb/100 kg, +/- 0.02% of full scale accuracy, voltage signal range(s) of 2 mV/V, 3-15 VDC, stainless steel, IP68, 32.8ft/10m integral 6-wire shielded cable. | Stock | 342
CTL200 | Laumas tension and compression load cell, 440 lb/200 kg, +/- 0.02% of full scale accuracy, voltage signal range(s) of 2 mV/V, 3-15 VDC, stainless steel, IP68, 32.8ft/10m integral 6-wire shielded cable. | Stock | 342
CTL300 | Laumas tension and compression load cell, 660 lb/300 kg, +/- 0.02% of full scale accuracy, voltage signal range(s) of 2 mV/V, 3-15 VDC, stainless steel, IP68, 32.8ft/10m integral 6-wire shielded cable. | Stock | 342
CTL500 | Laumas tension and compression load cell, 1102 lb/500 kg, +/- 0.02% of full scale accuracy, voltage signal range(s) of 2 mV/V, 3-15 VDC, stainless steel, IP68, 32.8ft/10m integral 6-wire shielded cable. | Stock | 342
CTL1000 | Laumas tension and compression load cell, 2204 lb/1000 kg, +/- 0.02% of full scale accuracy, voltage signal range(s) of 2 mV/V, 3-15 VDC, stainless steel, IP68, 32.8ft/10m integral 6-wire shielded cable. | Stock | 342
CTL2500 | Laumas tension and compression load cell, 5510 lb/2500 kg, +/- 0.02% of full scale accuracy, voltage signal range(s) of 2 mV/V, 3-15 VDC, stainless steel, IP68, 32.8ft/10m integral 6-wire shielded cable. | Stock | 342
CTL5000 | Laumas tension and compression load cell, 11020 lb/5000 kg, +/- 0.02% of full scale accuracy, voltage signal range(s) of 2 mV/V, 3-15 VDC, stainless steel, IP68, 32.8ft/10m integral 6-wire shielded cable. | Stock | 497
CTL7500 | Laumas tension and compression load cell, 16530 lb/7500 kg, +/- 0.02% of full scale accuracy, voltage signal range(s) of 2 mV/V, 3-15 VDC, stainless steel, IP68, 32.8ft/10m integral 6-wire shielded cable. | Stock | 497
CTL10000 | Laumas tension and compression load cell, 22040 lb/10000 kg, +/- 0.02% of full scale accuracy, voltage signal range(s) of 2 mV/V, 3-15 VDC, stainless steel, IP68, 32.8ft/10m integral 6-wire shielded cable. | Stock | 625
CTL12500 | Laumas tension and compression load cell, 27550 lb/12500 kg, +/- 0.02% of full scale accuracy, voltage signal range(s) of 2 mV/V, 3-15 VDC, stainless steel, IP68, 32.8ft/10m integral 6-wire shielded cable. | Stock | 668
2782-10DAN-0.1-B | Sensy tension and compression load cell, 22 lb/10 kg, +/- 0.1% of full scale accuracy, current signal range(s) of 4-20 mA, 12-30 VDC, anodized aluminum alloy, IP54, 6.5ft/2m integral 3-wire shielded cable. | Stock | 565
2782-30DAN-0.1-B | Sensy tension and compression load cell, 66 lb/30 kg, +/- 0.1% of full scale accuracy, current signal range(s) of 4-20 mA, 12-30 VDC, anodized aluminum alloy, IP54, 6.5ft/2m integral 3-wire shielded cable. | Stock | 565
2782-50DAN-0.1-B | Sensy tension and compression load cell, 110 lb/50 kg, +/- 0.1% of full scale accuracy, current signal range(s) of 4-20 mA, 12-30 VDC, anodized aluminum alloy, IP54, 6.5ft/2m integral 3-wire shielded cable. | Stock | 565
2782-100DAN-0.1-B | Sensy tension and compression load cell, 220 lb/100 kg, +/- 0.1% of full scale accuracy, current signal range(s) of 4-20 mA, 12-30 VDC, anodized aluminum alloy, IP54, 6.5ft/2m integral 3-wire shielded cable. | Stock | 565
2782-150DAN-0.1-B | Sensy tension and compression load cell, 330 lb/150 kg, +/- 0.1% of full scale accuracy, current signal range(s) of 4-20 mA, 12-30 VDC, anodized aluminum alloy, IP54, 6.5ft/2m integral 3-wire shielded cable. | Stock | 565
2782-200DAN-0.1-B | Sensy tension and compression load cell, 440 lb/200 kg, +/- 0.1% of full scale accuracy, current signal range(s) of 4-20 mA, 12-30 VDC, anodized aluminum alloy, IP54, 6.5ft/2m integral 3-wire shielded cable. | Stock | 565
2782-300DAN-0.1-B | Sensy tension and compression load cell, 660 lb/300 kg, +/- 0.1% of full scale accuracy, current signal range(s) of 4-20 mA, 12-30 VDC, anodized aluminum alloy, IP54, 6.5ft/2m integral 3-wire shielded cable. | Stock | 565
CBL250 | Laumas low profile compression load cell, 550 lb/250 kg, +/- 0.03% of full scale accuracy, voltage signal range(s) of 2 mV/V, 3-15 VDC, stainless steel, IP68, 16.4ft/5m integral 6-wire shielded cable. | Stock | 347
CBL500 | Laumas low profile compression load cell, 1102 lb/500 kg, +/- 0.03% of full scale accuracy, voltage signal range(s) of 2 mV/V, 3-15 VDC, stainless steel, IP68, 16.4ft/5m integral 6-wire shielded cable. | Stock | 347
CBL1000 | Laumas low profile compression load cell, 2204 lb/1000 kg, +/- 0.03% of full scale accuracy, voltage signal range(s) of 2 mV/V, 3-15 VDC, stainless steel, IP68, 16.4ft/5m integral 6-wire shielded cable. | Stock | 347
CBL2500 | Laumas low profile compression load cell, 5510 lb/2500 kg, +/- 0.03% of full scale accuracy, voltage signal range(s) of 2 mV/V, 3-15 VDC, stainless steel, IP68, 16.4ft/5m integral 6-wire shielded cable. | Stock | 347
CBL5000 | Laumas low profile compression load cell, 11020 lb/5000 kg, +/- 0.03% of full scale accuracy, voltage signal range(s) of 2 mV/V, 3-15 VDC, stainless steel, IP68, 16.4ft/5m integral 6-wire shielded cable. | Stock | 347
CBL7500 | Laumas low profile compression load cell, 16530 lb/7500 kg, +/- 0.03% of full scale accuracy, voltage signal range(s) of 2 mV/V, 3-15 VDC, stainless steel, IP68, 16.4ft/5m integral 6-wire shielded cable. | Stock | 347
CBL10000 | Laumas low profile compression load cell, 22040 lb/10000 kg, +/- 0.03% of full scale accuracy, voltage signal range(s) of 2 mV/V, 3-15 VDC, stainless steel, IP68, 16.4ft/5m integral 6-wire shielded cable. | Stock | 347
CBL12500 | Laumas low profile compression load cell, 27550 lb/12500 kg, +/- 0.02% of full scale accuracy, voltage signal range(s) of 2 mV/V, 3-15 VDC, stainless steel, IP68, 32.8ft/10m integral 6-wire shielded cable. | Stock | 433
Load Cell Controllers and Electronics
TLE | Laumas analog load cell transmitter, (4) load cell input(s), +/- 39 mV, analog output, Modbus RTU, 12-24 VDC operating voltage. For use with 4- or 6-wire load cells. Up to (8) load cells can be connected. | Stock | 225
TLB4 | Laumas discrete/analog load cell transmitter, (4) load cell input(s), +/- 39 mV, analog and relay output, Modbus RTU, 12-24 VDC operating voltage. For use with 4- or 6-wire load cells. Up to (16) load cells can be connected. | Stock | 308
TLB4ETHETCP | Laumas discrete load cell transmitter, (4) load cell input(s), +/- 39 mV, relay output, Modbus RTU and webserver, 12-24 VDC operating voltage. For use with 4- or 6-wire load cells. Up to (16) load cells can be connected. | Stock | 454
TLB4MODBUSTCP | Laumas discrete load cell transmitter, (4) load cell input(s), +/- 39 mV, relay output, Modbus RTU and Modbus TCP, 12-24 VDC operating voltage. For use with 4- or 6-wire load cells. Up to (16) load cells can be connected. | Stock | 518
TLB4ETHEIP | Laumas discrete load cell transmitter, (4) load cell input(s), +/- 39 mV, relay output, EtherNet/IP and Modbus RTU, 12-24 VDC operating voltage. For use with 4- or 6-wire load cells. Up to (16) load cells can be connected. | Stock | 588
Accessories for Weight / Force Sensors and Electronics
CE41N | Laumas equalization junction box, ABS plastic. For use with up to (4) 4- or 6-wire load cells. | Stock | 95
ANTIV45 | Laumas compression joint, stainless steel/rubber, 4409 lb/2000 kg. For use with Laumas FCAL series load cells. | Stock | 52
TFGP | Laumas alignment mounting hardware, stainless steel/rubber, 1102 lb/500 kg. For use with Laumas FCAL series load cells. | Stock | 128
TFAST | Laumas hanging alignment mounting hardware, aluminum/stainless steel/rubber, 1102 lb/500 kg. For use with Laumas FCAL series load cells. | Stock | 123
STAFFEFCAMONT | Laumas tension bracket, stainless steel, 660 lb/300 kg. For use with Laumas FCAL series load cells. | Stock | 84
F5510-0.5T-2T | Sensy leveling foot, stainless steel, 4409 lb/2000 kg. For use with Sensy 5510 series load cells. | Stock | 69
V10000 | Laumas compression mounting hardware, stainless steel, 33060 lb/15000 kg. For use with Laumas CBL series load cells. | Stock | 266
STAFFEALLMONT | Laumas tension bracket, stainless steel, 110 lb/50 kg. For use with Laumas ALLUE series load cells. | Stock | 54
T8AZL | Laumas alignment mounting hardware, stainless steel, 440 lb/200 kg. For use with Laumas AZLUE series load cells. | Stock | 87
LAUMAS-MANAGER-SW | Laumas Windows configuration and monitoring software, free download only. For use with Laumas TLB4 series load cell transmitters. Requires USB-485M USB to RS-485 communication adapter. | Stock | 0
Vibration Switches / Transmitters
VCST-25-1000 | ProSense vibration switch/transmitter, 0 to 25 mm/s RMS, 10-1000 Hz, switch or current output, M8 x 1.25 male threads process connection, 4-pin M12 quick-disconnect, 18-32 VDC operating voltage, IP67. | Stock | 213
VCST-50-1000 | ProSense vibration switch/transmitter, 0 to 50 mm/s RMS, 10-1000 Hz, switch or current output, M8 x 1.25 male threads process connection, 4-pin M12 quick-disconnect, 18-32 VDC operating voltage, IP67. | Stock | 213
Vibration Transmitters
VCT-25-1000 | ProSense vibration transmitter, 0 to 25 mm/s RMS, 10-1000 Hz, 4-20 mA output, 1/4-28 UNF female process connection, 4-pin M12 quick-disconnect, 9.6-32 VDC operating voltage, IP67 IP68 IP69K. | Stock | 230
VCT-50-1000 | ProSense vibration transmitter, 0 to 50 mm/s RMS, 10-1000 Hz, 4-20 mA output, 1/4-28 UNF female process connection, 4-pin M12 quick-disconnect, 9.6-32 VDC operating voltage, IP67 IP68 IP69K. | Stock | 230
Accessories for Vibration Switches / Transmitters
VC-M8 | ProSense magnetic mounting base, for use with ProSense vibration sensors. | Stock | 66
VC-A8 | ProSense adhesive mounting base, for use with ProSense vibration sensors. | Stock | 13
VC-S1 | ProSense 1-axis mounting block, for use with ProSense vibration sensors. | Stock | 50
VC-S2 | ProSense 2-axis mounting block, for use with ProSense vibration sensors. | Stock | 54
Signal Conditioners with DC Voltage, Current or Potentiometer Input
FC-11 | AutomationDirect signal conditioner, isolated, Input: 1-channel, current, 4-20 mA, Output: 1-channel, current, 4-20 mA, 24 VDC operating voltage, 35mm DIN rail or panel mount. | Stock | 148
FC-33 | AutomationDirect signal conditioner, isolated, Input: 1-channel, current/voltage, Output: 1-channel, current or voltage, 24 VDC operating voltage, 35mm DIN rail or panel mount. | Stock | 196
FC-B34 | AutomationDirect signal conditioner, isolated, Input: 1-channel, bipolar voltage, Output: 1-channel, current/voltage, 24 VDC operating voltage, 35mm DIN rail or panel mount. | Stock | 224
FC-35B | AutomationDirect signal conditioner, isolated, Input: 1-channel, current/voltage, Output: 1-channel, bipolar voltage, 24 VDC operating voltage, 35mm DIN rail or panel mount. | Stock | 226
FC-P3 | AutomationDirect signal conditioner, isolated, Input: 1-channel, potentiometer, Output: 1-channel, current/voltage, 24 VAC/VDC operating voltage, 35mm DIN rail or panel mount. | Stock | 195
Signal Conditioners with Universal Input
SCU-7900 | ProSense signal conditioner, isolated, Input: 1-channel, AC current/AC voltage, Output: 1-channel, current/voltage, 21.6-253 VAC/19.2-300 VDC operating voltage, 35mm DIN rail mount. | Stock | 298
SCU-8400 | ProSense signal conditioner, isolated, Input: 1-channel, unipolar or bipolar current/voltage/potentiometer, Output: 1-channel, unipolar or bipolar current/voltage, 21.6-253 VAC/19.2-300 VDC operating voltage, 35mm DIN rail mount. | Stock | 321
Signal Conditioners with Frequency Input
SCU-2501 | ProSense signal conditioner, isolated, Input: 1-channel, frequency, Output: 2-channel, current/voltage/relay, 21.6-253 VAC/19.2-300 VDC operating voltage, 35mm DIN rail mount. | Stock | 337
SCU-2502 | ProSense signal conditioner, isolated, Input: 1-channel, frequency, Output: 2-channel, relay, 21.6-253 VAC/19.2-300 VDC operating voltage, 35mm DIN rail mount. | Stock | 321
SCU-2503 | ProSense signal conditioner, isolated, Input: 1-channel, frequency, Output: 2-channel, current/voltage/frequency, 21.6-253 VAC/19.2-300 VDC operating voltage, 35mm DIN rail mount. | Stock | 373
High Speed Optical Isolators (Encoder Input)
FC-ISO-C | AutomationDirect signal conditioner, isolated, Input: 1-channel, differential or single ended line driver, Output: 1-channel, open collector, 7.8-24 VDC operating voltage, 35mm DIN rail or panel mount. | Stock | 169
FC-ISO-D | AutomationDirect signal conditioner, isolated, Input: 1-channel, differential or single ended line driver, Output: 1-channel, differential line driver, 24 VDC operating voltage, 35mm DIN rail or panel mount. | Stock | 160
Limit Alarms (Analog Input, Relay Output)
FC-3RLY2 | AutomationDirect limit alarm, current or voltage input, (2) SPDT relay output, 24 VAC/VDC operating voltage, 35mm DIN rail or panel mount, removable screw terminal block(s). | Stock | 144
FC-3RLY4 | AutomationDirect limit alarm, current or voltage input, (4) SPST relay output, 24 VAC/VDC operating voltage, 35mm DIN rail or panel mount, removable screw terminal block(s). | Stock | 154
High-Density Signal Conditioners
SC6-1100 | ProSense signal conditioner, isolated, Input: 1-channel, current, 0-20 mA, Output: 1-channel, current, 0-20 mA, 24 VDC operating voltage, 35mm DIN rail mount. | Stock | 224
SC6-2200 | ProSense signal conditioner, isolated, Input: 1-channel, current/voltage, Output: 1-channel, current/voltage, 24 VDC operating voltage, 35mm DIN rail mount. | Stock | 247
SC6-1110 | ProSense signal conditioner, isolated, Input: 1-channel, current, Output: 2-channel, current, 24 VDC operating voltage, 35mm DIN rail mount. | Stock | 272
SC6-2220 | ProSense signal conditioner, isolated, Input: 1-channel, current or voltage, Output: 2-channel, current/voltage, 24 VDC operating voltage, 35mm DIN rail mount. | Stock | 300
SC6-3200 | ProSense signal conditioner, isolated, Input: 1-channel, bipolar current/voltage, Output: 1-channel, current/voltage, 24 VDC operating voltage, 35mm DIN rail mount. | Stock | 251
SC6-3220 | ProSense signal conditioner, isolated, Input: 1-channel, bipolar current/voltage, Output: 2-channel, current/voltage, 24 VDC operating voltage, 35mm DIN rail mount. | Stock | 309
SC6-1101 | ProSense signal conditioner, isolated, Input: 1-channel, loop powered current, 0-20 mA, Output: 1-channel, current, 0-20 mA, 35mm DIN rail mount. | Stock | 158
SC6-1111 | ProSense signal conditioner, isolated, Input: 2-channel, loop powered current, Output: 2-channel, current, 35mm DIN rail mount. | Stock | 230
SC6-4102 | ProSense signal conditioner, isolated, Input: 1-channel, current transmitter, 3.5-23 mA, Output: 1-channel, loop powered current, 3.5-23 mA, 6-35 VDC operating voltage, 35mm DIN rail mount. | Stock | 184
SC6-4112 | ProSense signal conditioner, isolated, Input: 2-channel, current transmitter, Output: 2-channel, loop powered current, 6-35 VDC operating voltage, 35mm DIN rail mount. | Stock | 273
SC6-1102 | ProSense signal conditioner, isolated, Input: 1-channel, current, 3.5-23 mA, Output: 1-channel, loop powered current, 3.5-23 mA, 6-35 VDC operating voltage, 35mm DIN rail mount. | Stock | 183
SC6-1112 | ProSense signal conditioner, isolated, Input: 2-channel, current, Output: 2-channel, loop powered current, 6-35 VDC operating voltage, 35mm DIN rail mount. | Stock | 273
857-400 | WAGO signal conditioner, isolated, Input: 1-channel, current/voltage, Output: 1-channel, current/voltage, 24 VDC operating voltage, 35mm DIN rail mount. | Stock | 409
857-409 | WAGO signal conditioner, isolated, Input: 1-channel, unipolar or bipolar current/voltage, Output: 1-channel, unipolar or bipolar current/voltage, 24 VDC operating voltage, 35mm DIN rail mount. | Stock | 439
857-411 | WAGO signal conditioner, isolated, Input: 1-channel, current, Output: 1-channel, current, 24 VDC operating voltage, 35mm DIN rail mount. | Stock | 285
857-412 | WAGO signal conditioner, isolated, Input: 1-channel, voltage, Output: 1-channel, voltage, 24 VDC operating voltage, 35mm DIN rail mount. | Stock | 275
857-413 | WAGO signal conditioner, isolated, Input: 1-channel, voltage, 0-10 VDC, Output: 1-channel, current, 0-20 mA, 24 VDC operating voltage, 35mm DIN rail mount. | Stock | 275
857-414 | WAGO signal conditioner, isolated, Input: 1-channel, voltage, 0-10 VDC, Output: 1-channel, current, 4-20 mA, 24 VDC operating voltage, 35mm DIN rail mount. | Stock | 275
857-415 | WAGO signal conditioner, isolated, Input: 1-channel, current, 0-20 mA, Output: 1-channel, voltage, 0-10 VDC, 24 VDC operating voltage, 35mm DIN rail mount. | Stock | 275
857-416 | WAGO signal conditioner, isolated, Input: 1-channel, current, 4-20 mA, Output: 1-channel, voltage, 0-10 VDC, 24 VDC operating voltage, 35mm DIN rail mount. | Stock | 275
857-420 | WAGO signal conditioner, isolated, Input: 1-channel, current, Output: 1-channel, current/voltage, 24 VDC operating voltage, 35mm DIN rail mount. | Stock | 301
857-423 | WAGO signal conditioner, isolated, Input: 1-channel, current/voltage, Output: 2-channel, current, 24 VDC operating voltage, 35mm DIN rail mount. | Stock | 417
857-450 | WAGO signal conditioner, isolated, Input: 1-channel, unipolar or bipolar current/voltage, Output: 1-channel, loop powered current, 8-30 VDC operating voltage, 35mm DIN rail mount. | Stock | 348
857-451 | WAGO signal conditioner, isolated, Input: 1-channel, loop powered current, Output: 1-channel, current, 35mm DIN rail mount. | Stock | 286
857-452 | WAGO signal conditioner, isolated, Input: 2-channel, loop powered current, Output: 2-channel, current, 35mm DIN rail mount. | Stock | 464
SC6-2001 | ProSense signal conditioner, isolated, Input: 1-channel, NAMUR sensor/NPN/dry contact, Output: 2-channel, NPN, 24 VDC operating voltage, 35mm DIN rail mount. | Stock | 158
SC6-2002 | ProSense signal conditioner, isolated, Input: 1-channel, NAMUR sensor/NPN/dry contact, Output: 2-channel, relay, 24 VDC operating voltage, 35mm DIN rail mount. | Stock | 158
SC6-2501 | ProSense signal conditioner, isolated, Input: 1-channel, frequency, Output: 1-channel, current/voltage, 24 VDC operating voltage, 35mm DIN rail mount. | Stock | 268
SC6-2502 | ProSense signal conditioner, isolated, Input: 1-channel, frequency, Output: 1-channel, relay, 24 VDC operating voltage, 35mm DIN rail mount. | Stock | 253
Pneumatic Transducers
NCP1-20-315N | NITRA current to pneumatic transducer, 4-20 mA input, 3 to 15 psig output, 1/4in female NPT inlet(s), 1/4in female NPT outlet(s), 1/2in female NPT with 12in wire leads, NEMA 4X, IP65. | Stock | 456
NCP1-20-327N | NITRA current to pneumatic transducer, 4-20 mA input, 3 to 27 psig output, 1/4in female NPT inlet(s), 1/4in female NPT outlet(s), 1/2in female NPT with 12in wire leads, NEMA 4X, IP65. | Stock | 456
NCP1-20-630N | NITRA current to pneumatic transducer, 4-20 mA input, 6 to 30 psig output, 1/4in female NPT inlet(s), 1/4in female NPT outlet(s), 1/2in female NPT with 12in wire leads, NEMA 4X, IP65. | Stock | 456
NCP1-20-260N | NITRA current to pneumatic transducer, 4-20 mA input, 2 to 60 psig output, 1/4in female NPT inlet(s), 1/4in female NPT outlet(s), 1/2in female NPT with 12in wire leads, NEMA 4X, IP65. | Stock | 439
NCP1-20-3120N | NITRA current to pneumatic transducer, 4-20 mA input, 3 to 120 psig output, 1/4in female NPT inlet(s), 1/4in female NPT outlet(s), 1/2in female NPT with 12in wire leads, NEMA 4X, IP65. | Stock | 439
NCP2-20-315N | NITRA compact current to pneumatic transducer, 4-20 mA input, 3 to 15 psig output, 1/4in female NPT inlet(s), 1/4in female NPT outlet(s), 1/2in female NPT with 12in wire leads, NEMA 4X, IP65. | Stock | 420
NCP2-20-327N | NITRA compact current to pneumatic transducer, 4-20 mA input, 3 to 27 psig output, 1/4in female NPT inlet(s), 1/4in female NPT outlet(s), 1/2in female NPT with 12in wire leads, NEMA 4X, IP65. | Stock | 420
NCP2-20-630N | NITRA compact current to pneumatic transducer, 4-20 mA input, 6 to 30 psig output, 1/4in female NPT inlet(s), 1/4in female NPT outlet(s), 1/2in female NPT with 12in wire leads, NEMA 4X, IP65. | Stock | 420
NCP2-20-260N | NITRA compact current to pneumatic transducer, 4-20 mA input, 2 to 60 psig output, 1/4in female NPT inlet(s), 1/4in female NPT outlet(s), 1/2in female NPT with 12in wire leads, NEMA 4X, IP65. | Stock | 420
NCP2-20-3120N | NITRA compact current to pneumatic transducer, 4-20 mA input, 3 to 120 psig output, 1/4in female NPT inlet(s), 1/4in female NPT outlet(s), 1/2in female NPT with 12in wire leads, NEMA 4X, IP65. | Stock | 420
NCP2-20-315D | NITRA compact current to pneumatic transducer, 4-20 mA input, 3 to 15 psig output, 1/4in female NPT inlet(s), 1/4in female NPT outlet(s), DIN 43650 connector, NEMA 4X, IP65. | Stock | 427
NCP2-20-327D | NITRA compact current to pneumatic transducer, 4-20 mA input, 3 to 27 psig output, 1/4in female NPT inlet(s), 1/4in female NPT outlet(s), DIN 43650 connector, NEMA 4X, IP65. | Stock | 427
NCP2-20-630D | NITRA compact current to pneumatic transducer, 4-20 mA input, 6 to 30 psig output, 1/4in female NPT inlet(s), 1/4in female NPT outlet(s), DIN 43650 connector, NEMA 4X, IP65. | Stock | 427
NCP2-20-260D | NITRA compact current to pneumatic transducer, 4-20 mA input, 2 to 60 psig output, 1/4in female NPT inlet(s), 1/4in female NPT outlet(s), DIN 43650 connector, NEMA 4X, IP65. | Stock | 427
NCP2-20-3120D | NITRA compact current to pneumatic transducer, 4-20 mA input, 3 to 120 psig output, 1/4in female NPT inlet(s), 1/4in female NPT outlet(s), DIN 43650 connector, NEMA 4X, IP65. | Stock | 426
5520500 | Metal Work Regtronic pneumatic transducer, 4-20 mA, 0-5 VDC or 0-10 VDC input, 0.05 to 10 bar adjustable output, M5 x 0.8 female ISO inlet(s), M5 x 0.8 female ISO outlet(s), 8-pin M12 quick-disconnect, IP65. | Stock | 426
5540500 | Metal Work Regtronic pneumatic transducer, 4-20 mA, 0-5 VDC or 0-10 VDC input, 0.05 to 10 bar adjustable output, M5 x 0.8 female ISO inlet(s), M5 x 0.8 female ISO outlet(s), 8-pin M12 quick-disconnect, IP65. | Stock | 426
5521500U | Metal Work Regtronic pneumatic transducer, 4-20 mA, 0-5 VDC or 0-10 VDC input, 0.05 to 10 bar adjustable output, 1/8in female NPT inlet(s), 1/8in female NPT outlet(s), 8-pin M12 quick-disconnect, IP65. | Stock | 588
5541500U | Metal Work Regtronic pneumatic transducer, 4-20 mA, 0-5 VDC or 0-10 VDC input, 0.05 to 10 bar adjustable output, 1/8in female NPT inlet(s), 1/8in female NPT outlet(s), 8-pin M12 quick-disconnect, IP65. | Stock | 588
5522500U | Metal Work Regtronic pneumatic transducer, 4-20 mA, 0-5 VDC or 0-10 VDC input, 0.05 to 10 bar adjustable output, 1/4in female NPT inlet(s), 1/4in female NPT outlet(s), 8-pin M12 quick-disconnect, IP65. | Stock | 588
5542500U | Metal Work Regtronic pneumatic transducer, 4-20 mA, 0-5 VDC or 0-10 VDC input, 0.05 to 10 bar adjustable output, 1/4in female NPT inlet(s), 1/4in female NPT outlet(s), 8-pin M12 quick-disconnect, IP65. | Stock | 588
Accessories for Pneumatic Transducers
NCP2-D | NITRA DIN rail mount adapter, for use with NCP2 series IP transducers. Hardware included. | Stock | 8
NCP2-P | NITRA pipe mounting hardware, for use with NCP2 series IP transducers. | Stock | 31
9200711 | Metal Work mounting bracket, for use with Regtronic pneumatic transducers with M5 ports. | Stock | 3.25
9200710 | Metal Work mounting bracket, for use with Regtronic pneumatic transducers with NPT ports. | Stock | 13.5
Pushbuttons
AR16F0N-C2E3G | Fuji Electric pushbutton, IP65, 16mm, momentary, LED illuminated, DPDT contact(s), plastic base, plastic bezel, black, Operator: green, flush, 24mm, rectangular, plastic, 24 VAC/VDC, full voltage. | Stock | 20
AR16F0N-C2E3R | Fuji Electric pushbutton, IP65, 16mm, momentary, LED illuminated, DPDT contact(s), plastic base, plastic bezel, black, Operator: red, flush, 24mm, rectangular, plastic, 24 VAC/VDC, full voltage. | Stock | 20
AR16F0N-C2E3W | Fuji Electric pushbutton, IP65, 16mm, momentary, LED illuminated, DPDT contact(s), plastic base, plastic bezel, black, Operator: white, flush, 24mm, rectangular, plastic, 24 VAC/VDC, full voltage. | Stock | 20
AR16F0N-C2E3Y | Fuji Electric pushbutton, IP65, 16mm, momentary, LED illuminated, DPDT contact(s), plastic base, plastic bezel, black, Operator: yellow, flush, 24mm, rectangular, plastic, 24 VAC/VDC, full voltage. | Stock | 20
AR16F0N-C2E3S | Fuji Electric pushbutton, IP65, 16mm, momentary, LED illuminated, DPDT contact(s), plastic base, plastic bezel, black, Operator: blue, flush, 24mm, rectangular, plastic, 24 VAC/VDC, full voltage. | Stock | 20
AR16F0N-C2E3A | Fuji Electric pushbutton, IP65, 16mm, momentary, LED illuminated, DPDT contact(s), plastic base, plastic bezel, black, Operator: orange, flush, 24mm, rectangular, plastic, 24 VAC/VDC, full voltage. | Stock | 20
AF16F0N-C2E3G | Fuji Electric pushbutton, IP65, 16mm, momentary, LED illuminated, DPDT contact(s), plastic base, plastic bezel, black, Operator: green, flush, 28mm, rectangular, plastic, 24 VAC/VDC, full voltage. | Stock | 23.5
AF16F0N-C2E3R | Fuji Electric pushbutton, IP65, 16mm, momentary, LED illuminated, DPDT contact(s), plastic base, plastic bezel, black, Operator: red, flush, 28mm, rectangular, plastic, 24 VAC/VDC, full voltage. | Stock | 23.5
AF16F0N-C2E3W | Fuji Electric pushbutton, IP65, 16mm, momentary, LED illuminated, DPDT contact(s), plastic base, plastic bezel, black, Operator: white, flush, 28mm, rectangular, plastic, 24 VAC/VDC, full voltage. | Stock | 23.5
AF16F0N-C2E3Y | Fuji Electric pushbutton, IP65, 16mm, momentary, LED illuminated, DPDT contact(s), plastic base, plastic bezel, black, Operator: yellow, flush, 28mm, rectangular, plastic, 24 VAC/VDC, full voltage. | Stock | 23.5
AF16F0N-C2E3S | Fuji Electric pushbutton, IP65, 16mm, momentary, LED illuminated, DPDT contact(s), plastic base, plastic bezel, black, Operator: blue, flush, 28mm, rectangular, plastic, 24 VAC/VDC, full voltage. | Stock | 23.5
AF16F0N-C2E3A | Fuji Electric pushbutton, IP65, 16mm, momentary, LED illuminated, DPDT contact(s), plastic base, plastic bezel, black, Operator: orange, flush, 28mm, rectangular, plastic, 24 VAC/VDC, full voltage. | Stock | 23.5
AR16F5N-C2E3G | Fuji Electric pushbutton, IP65, 16mm, push ON - push OFF, LED illuminated, DPDT contact(s), plastic base, plastic bezel, black, Operator: green, flush, 24mm, rectangular, plastic, 24 VAC/VDC, full voltage. | Stock | 21
AR16F5N-C2E3R | Fuji Electric pushbutton, IP65, 16mm, push ON - push OFF, LED illuminated, DPDT contact(s), plastic base, plastic bezel, black, Operator: red, flush, 24mm, rectangular, plastic, 24 VAC/VDC, full voltage. | Stock | 21
AR16F5N-C2E3W | Fuji Electric pushbutton, IP65, 16mm, push ON - push OFF, LED illuminated, DPDT contact(s), plastic base, plastic bezel, black, Operator: white, flush, 24mm, rectangular, plastic, 24 VAC/VDC, full voltage. | Stock | 21
AR16F5N-C2E3Y | Fuji Electric pushbutton, IP65, 16mm, push ON - push OFF, LED illuminated, DPDT contact(s), plastic base, plastic bezel, black, Operator: yellow, flush, 24mm, rectangular, plastic, 24 VAC/VDC, full voltage. | Stock | 21
AR16F5N-C2E3S | Fuji Electric pushbutton, IP65, 16mm, push ON - push OFF, LED illuminated, DPDT contact(s), plastic base, plastic bezel, black, Operator: blue, flush, 24mm, rectangular, plastic, 24 VAC/VDC, full voltage. | Stock | 21
AR16F5N-C2E3A | Fuji Electric pushbutton, IP65, 16mm, push ON - push OFF, LED illuminated, DPDT contact(s), plastic base, plastic bezel, black, Operator: orange, flush, 24mm, rectangular, plastic, 24 VAC/VDC, full voltage. | Stock | 21
AF16F5N-C2E3G | Fuji Electric pushbutton, IP65, 16mm, push ON - push OFF, LED illuminated, DPDT contact(s), plastic base, plastic bezel, black, Operator: green, flush, 28mm, rectangular, plastic, 24 VAC/VDC, full voltage. | Stock | 24.5
AF16F5N-C2E3R | Fuji Electric pushbutton, IP65, 16mm, push ON - push OFF, LED illuminated, DPDT contact(s), plastic base, plastic bezel, black, Operator: red, flush, 28mm, rectangular, plastic, 24 VAC/VDC, full voltage. | Stock | 24.5
AF16F5N-C2E3W | Fuji Electric pushbutton, IP65, 16mm, push ON - push OFF, LED illuminated, DPDT contact(s), plastic base, plastic bezel, black, Operator: white, flush, 28mm, rectangular, plastic, 24 VAC/VDC, full voltage. | Stock | 24.5
AF16F5N-C2E3Y | Fuji Electric pushbutton, IP65, 16mm, push ON - push OFF, LED illuminated, DPDT contact(s), plastic base, plastic bezel, black, Operator: yellow, flush, 28mm, rectangular, plastic, 24 VAC/VDC, full voltage. | Stock | 24.5
AF16F5N-C2E3S | Fuji Electric pushbutton, IP65, 16mm, push ON - push OFF, LED illuminated, DPDT contact(s), plastic base, plastic bezel, black, Operator: blue, flush, 28mm, rectangular, plastic, 24 VAC/VDC, full voltage. | Stock | 24.5
AF16F5N-C2E3A | Fuji Electric pushbutton, IP65, 16mm, push ON - push OFF, LED illuminated, DPDT contact(s), plastic base, plastic bezel, black, Operator: orange, flush, 28mm, rectangular, plastic, 24 VAC/VDC, full voltage. | Stock | 24.5
AR16G0N-C2E3G | Fuji Electric pushbutton, IP65, 16mm, momentary, LED illuminated, DPDT contact(s), plastic base, plastic bezel, black, guarded, Operator: green, flush, 24mm, rectangular, plastic, 24 VAC/VDC, full voltage. | Stock | 20
AR16G0N-C2E3R | Fuji Electric pushbutton, IP65, 16mm, momentary, LED illuminated, DPDT contact(s), plastic base, plastic bezel, black, guarded, Operator: red, flush, 24mm, rectangular, plastic, 24 VAC/VDC, full voltage. | Stock | 20
AR16G0N-C2E3W | Fuji Electric pushbutton, IP65, 16mm, momentary, LED illuminated, DPDT contact(s), plastic base, plastic bezel, black, guarded, Operator: white, flush, 24mm, rectangular, plastic, 24 VAC/VDC, full voltage. | Stock | 20
AR16G0N-C2E3Y | Fuji Electric pushbutton, IP65, 16mm, momentary, LED illuminated, DPDT contact(s), plastic base, plastic bezel, black, guarded, Operator: yellow, flush, 24mm, rectangular, plastic, 24 VAC/VDC, full voltage. | Stock | 20
AR16G0N-C2E3S | Fuji Electric pushbutton, IP65, 16mm, momentary, LED illuminated, DPDT contact(s), plastic base, plastic bezel, black, guarded, Operator: blue, flush, 24mm, rectangular, plastic, 24 VAC/VDC, full voltage. | Stock | 20
AR16G0N-C2E3A | Fuji Electric pushbutton, IP65, 16mm, momentary, LED illuminated, DPDT contact(s), plastic base, plastic bezel, black, guarded, Operator: orange, flush, 24mm, rectangular, plastic, 24 VAC/VDC, full voltage. | Stock | 20
AR16G5N-C2E3G | Fuji Electric pushbutton, IP65, 16mm, push ON - push OFF, LED illuminated, DPDT contact(s), plastic base, plastic bezel, black, guarded, Operator: green, flush, 24mm, rectangular, plastic, 24 VAC/VDC, full voltage. | Stock | 21
AR16G5N-C2E3R | Fuji Electric pushbutton, IP65, 16mm, push ON - push OFF, LED illuminated, DPDT contact(s), plastic base, plastic bezel, black, guarded, Operator: red, flush, 24mm, rectangular, plastic, 24 VAC/VDC, full voltage. | Stock | 21
AR16G5N-C2E3W | Fuji Electric pushbutton, IP65, 16mm, push ON - push OFF, LED illuminated, DPDT contact(s), plastic base, plastic bezel, black, guarded, Operator: white, flush, 24mm, rectangular, plastic, 24 VAC/VDC, full voltage. | Stock | 21
AR16G5N-C2E3Y | Fuji Electric pushbutton, IP65, 16mm, push ON - push OFF, LED illuminated, DPDT contact(s), plastic base, plastic bezel, black, guarded, Operator: yellow, flush, 24mm, rectangular, plastic, 24 VAC/VDC, full voltage. | Stock | 21
AR16G5N-C2E3S | Fuji Electric pushbutton, IP65, 16mm, push ON - push OFF, LED illuminated, DPDT contact(s), plastic base, plastic bezel, black, guarded, Operator: blue, flush, 24mm, rectangular, plastic, 24 VAC/VDC, full voltage. | Stock | 21
AR16G5N-C2E3A | Fuji Electric pushbutton, IP65, 16mm, push ON - push OFF, LED illuminated, DPDT contact(s), plastic base, plastic bezel, black, guarded, Operator: orange, flush, 24mm, rectangular, plastic, 24 VAC/VDC, full voltage. | Stock | 21
AR16F0T-C2G | Fuji Electric pushbutton, IP65, 16mm, momentary, DPDT contact(s), plastic base, plastic bezel, black, Operator: green, flush, 24mm, rectangular, plastic. | Stock | 17
AR16F0T-C2R | Fuji Electric pushbutton, IP65, 16mm, momentary, DPDT contact(s), plastic base, plastic bezel, black, Operator: red, flush, 24mm, rectangular, plastic. | Stock | 17
AR16F0T-C2W | Fuji Electric pushbutton, IP65, 16mm, momentary, DPDT contact(s), plastic base, plastic bezel, black, Operator: white, flush, 24mm, rectangular, plastic. | Stock | 17
AR16F0T-C2Y | Fuji Electric pushbutton, IP65, 16mm, momentary, DPDT contact(s), plastic base, plastic bezel, black, Operator: yellow, flush, 24mm, rectangular, plastic. | Stock | 17
AR16F0T-C2S | Fuji Electric pushbutton, IP65, 16mm, momentary, DPDT contact(s), plastic base, plastic bezel, black, Operator: blue, flush, 24mm, rectangular, plastic. | Stock | 17
AR16F0T-C2A | Fuji Electric pushbutton, IP65, 16mm, momentary, DPDT contact(s), plastic base, plastic bezel, black, Operator: orange, flush, 24mm, rectangular, plastic. | Stock | 17
AR16F0T-C2B | Fuji Electric pushbutton, IP65, 16mm, momentary, DPDT contact(s), plastic base, plastic bezel, black, Operator: black, flush, 24mm, rectangular, plastic. | Stock | 17
AF16F0T-C2G | Fuji Electric pushbutton, IP65, 16mm, momentary, DPDT contact(s), plastic base, plastic bezel, black, Operator: green, flush, 28mm, rectangular, plastic. | Stock | 21
AF16F0T-C2R | Fuji Electric pushbutton, IP65, 16mm, momentary, DPDT contact(s), plastic base, plastic bezel, black, Operator: red, flush, 28mm, rectangular, plastic. | Stock | 21
AF16F0T-C2W | Fuji Electric pushbutton, IP65, 16mm, momentary, DPDT contact(s), plastic base, plastic bezel, black, Operator: white, flush, 28mm, rectangular, plastic. | Stock | 21
AF16F0T-C2Y | Fuji Electric pushbutton, IP65, 16mm, momentary, DPDT contact(s), plastic base, plastic bezel, black, Operator: yellow, flush, 28mm, rectangular, plastic. | Stock | 21
AF16F0T-C2S | Fuji Electric pushbutton, IP65, 16mm, momentary, DPDT contact(s), plastic base, plastic bezel, black, Operator: blue, flush, 28mm, rectangular, plastic. | Stock | 21
AF16F0T-C2A | Fuji Electric pushbutton, IP65, 16mm, momentary, DPDT contact(s), plastic base, plastic bezel, black, Operator: orange, flush, 28mm, rectangular, plastic. | Stock | 21
AF16F0T-C2B | Fuji Electric pushbutton, IP65, 16mm, momentary, DPDT contact(s), plastic base, plastic bezel, black, Operator: black, flush, 28mm, rectangular, plastic. | Stock | 21
AR16F5T-C2G | Fuji Electric pushbutton, IP65, 16mm, push ON - push OFF, DPDT contact(s), plastic base, plastic bezel, black, Operator: green, flush, 24mm, rectangular, plastic. | Stock | 17
AR16F5T-C2R | Fuji Electric pushbutton, IP65, 16mm, push ON - push OFF, DPDT contact(s), plastic base, plastic bezel, black, Operator: red, flush, 24mm, rectangular, plastic. | Stock | 17
AR16F5T-C2W | Fuji Electric pushbutton, IP65, 16mm, push ON - push OFF, DPDT contact(s), plastic base, plastic bezel, black, Operator: white, flush, 24mm, rectangular, plastic. | Stock | 17
AR16F5T-C2Y | Fuji Electric pushbutton, IP65, 16mm, push ON - push OFF, DPDT contact(s), plastic base, plastic bezel, black, Operator: yellow, flush, 24mm, rectangular, plastic. | Stock | 17
AR16F5T-C2S | Fuji Electric pushbutton, IP65, 16mm, push ON - push OFF, DPDT contact(s), plastic base, plastic bezel, black, Operator: blue, flush, 24mm, rectangular, plastic. | Stock | 17
AR16F5T-C2A | Fuji Electric pushbutton, IP65, 16mm, push ON - push OFF, DPDT contact(s), plastic base, plastic bezel, black, Operator: orange, flush, 24mm, rectangular, plastic. | Stock | 17
AR16F5T-C2B | Fuji Electric pushbutton, IP65, 16mm, push ON - push OFF, DPDT contact(s), plastic base, plastic bezel, black, Operator: black, flush, 24mm, rectangular, plastic. | Stock | 17
AF16F5T-C2G | Fuji Electric pushbutton, IP65, 16mm, push ON - push OFF, DPDT contact(s), plastic base, plastic bezel, black, Operator: green, flush, 28mm, rectangular, plastic. | Stock | 21
AF16F5T-C2R | Fuji Electric pushbutton, IP65, 16mm, push ON - push OFF, DPDT contact(s), plastic base, plastic bezel, black, Operator: red, flush, 28mm, rectangular, plastic. | Stock | 21
AF16F5T-C2W | Fuji Electric pushbutton, IP65, 16mm, push ON - push OFF, DPDT contact(s), plastic base, plastic bezel, black, Operator: white, flush, 28mm, rectangular, plastic. | Stock | 21
AF16F5T-C2Y | Fuji Electric pushbutton, IP65, 16mm, push ON - push OFF, DPDT contact(s), plastic base, plastic bezel, black, Operator: yellow, flush, 28mm, rectangular, plastic. | Stock | 21
AF16F5T-C2S | Fuji Electric pushbutton, IP65, 16mm, push ON - push OFF, DPDT contact(s), plastic base, plastic bezel, black, Operator: blue, flush, 28mm, rectangular, plastic. | Stock | 21
AF16F5T-C2A | Fuji Electric pushbutton, IP65, 16mm, push ON - push OFF, DPDT contact(s), plastic base, plastic bezel, black, Operator: orange, flush, 28mm, rectangular, plastic. | Stock | 21
AF16F5T-C2B | Fuji Electric pushbutton, IP65, 16mm, push ON - push OFF, DPDT contact(s), plastic base, plastic bezel, black, Operator: black, flush, 28mm, rectangular, plastic. | Stock | 21
AR16G0T-C2G | Fuji Electric pushbutton, IP65, 16mm, momentary, DPDT contact(s), plastic base, plastic bezel, black, guarded, Operator: green, flush, 24mm, rectangular, plastic. | Stock | 17
AR16G0T-C2R | Fuji Electric pushbutton, IP65, 16mm, momentary, DPDT contact(s), plastic base, plastic bezel, black, guarded, Operator: red, flush, 24mm, rectangular, plastic. | Stock | 17
AR16G0T-C2W | Fuji Electric pushbutton, IP65, 16mm, momentary, DPDT contact(s), plastic base, plastic bezel, black, guarded, Operator: white, flush, 24mm, rectangular, plastic. | Stock | 17
AR16G0T-C2Y | Fuji Electric pushbutton, IP65, 16mm, momentary, DPDT contact(s), plastic base, plastic bezel, black, guarded, Operator: yellow, flush, 24mm, rectangular, plastic. | Stock | 17
AR16G0T-C2S | Fuji Electric pushbutton, IP65, 16mm, momentary, DPDT contact(s), plastic base, plastic bezel, black, guarded, Operator: blue, flush, 24mm, rectangular, plastic. | Stock | 17
AR16G0T-C2A | Fuji Electric pushbutton, IP65, 16mm, momentary, DPDT contact(s), plastic base, plastic bezel, black, guarded, Operator: orange, flush, 24mm, rectangular, plastic. | Stock | 17
AR16G0T-C2B | Fuji Electric pushbutton, IP65, 16mm, momentary, DPDT contact(s), plastic base, plastic bezel, black, guarded, Operator: black, flush, 24mm, rectangular, plastic. | Stock | 17
AR16G5T-C2G | Fuji Electric pushbutton, IP65, 16mm, push ON - push OFF, DPDT contact(s), plastic base, plastic bezel, black, guarded, Operator: green, flush, 24mm, rectangular, plastic. | Stock | 17
AR16G5T-C2R | Fuji Electric pushbutton, IP65, 16mm, push ON - push OFF, DPDT contact(s), plastic base, plastic bezel, black, guarded, Operator: red, flush, 24mm, rectangular, plastic. | Stock | 17
AR16G5T-C2W | Fuji Electric pushbutton, IP65, 16mm, push ON - push OFF, DPDT contact(s), plastic base, plastic bezel, black, guarded, Operator: white, flush, 24mm, rectangular, plastic. | Stock | 17
AR16G5T-C2Y | Fuji Electric pushbutton, IP65, 16mm, push ON - push OFF, DPDT contact(s), plastic base, plastic bezel, black, guarded, Operator: yellow, flush, 24mm, rectangular, plastic. | Stock | 17
AR16G5T-C2S | Fuji Electric pushbutton, IP65, 16mm, push ON - push OFF, DPDT contact(s), plastic base, plastic bezel, black, guarded, Operator: blue, flush, 24mm, rectangular, plastic. | Stock | 17
AR16G5T-C2A | Fuji Electric pushbutton, IP65, 16mm, push ON - push OFF, DPDT contact(s), plastic base, plastic bezel, black, guarded, Operator: orange, flush, 24mm, rectangular, plastic. | Stock | 17
AR16G5T-C2B | Fuji Electric pushbutton, IP65, 16mm, push ON - push OFF, DPDT contact(s), plastic base, plastic bezel, black, guarded, Operator: black, flush, 24mm, rectangular, plastic. | Stock | 17
NDTBL | Schmersal pushbutton, IP67 and IP69K, 22mm, momentary, operator only, plastic base, plastic bezel, Operator: blue, extended, 27mm, round, plastic. Requires contact blocks. | Stock | 20
NDTGB | Schmersal pushbutton, IP67 and IP69K, 22mm, momentary, operator only, plastic base, plastic bezel, Operator: yellow, extended, 27mm, round, plastic. Requires contact blocks. | Stock | 20
NDTGN | Schmersal pushbutton, IP67 and IP69K, 22mm, momentary, operator only, plastic base, plastic bezel, Operator: green, extended, 27mm, round, plastic. Requires contact blocks. | Stock | 20
NDTGR | Schmersal pushbutton, IP67 and IP69K, 22mm, momentary, operator only, plastic base, plastic bezel, Operator: gray, extended, 27mm, round, plastic. Requires contact blocks. | Stock | 20
NDTRT | Schmersal pushbutton, IP67 and IP69K, 22mm, momentary, operator only, plastic base, plastic bezel, Operator: red, extended, 27mm, round, plastic. Requires contact blocks. | Stock | 20
NDTSW | Schmersal pushbutton, IP67 and IP69K, 22mm, momentary, operator only, plastic base, plastic bezel, Operator: black, extended, 27mm, round, plastic. Requires contact blocks. | Stock | 20
NDTWS | Schmersal pushbutton, IP67 and IP69K, 22mm, momentary, operator only, plastic base, plastic bezel, Operator: white, extended, 27mm, round, plastic. Requires contact blocks. | Stock | 20
ECX4105-91 | Comepi pushbutton, IP65, 22mm, momentary, operator only, thermoplastic base, thermoplastic bezel, Operator: white, flush, 30mm, round, plastic, operator text "START". Requires ECX4029-2 mounting flange and ECX10x0N-2 contact block. | Stock | 4.25
ECX4110-91 | Comepi pushbutton, IP65, 22mm, momentary, operator only, thermoplastic base, thermoplastic bezel, Operator: black, extended, 30mm, round, plastic, operator text "STOP". Requires ECX4029-2 mounting flange and ECX10x0N-2 contact block. | Stock | 4.25
ECX4111 | Comepi pushbutton, IP65, 22mm, momentary, operator only, thermoplastic base, thermoplastic bezel, Operator: red, extended, 30mm, round, plastic. Requires ECX4029-2 mounting flange and ECX10x0N-2 contact block. | Stock | 3.25
ECX4111-01 | Comepi pushbutton, IP65, 22mm, momentary, operator only, thermoplastic base, thermoplastic bezel, Operator: red, extended, 30mm, round, plastic, operator text "(O)". Requires ECX4029-2 mounting flange and ECX10x0N-2 contact block. | Stock | 4.25
ECX4107-90 | Comepi pushbutton, IP65, 22mm, momentary, operator only, thermoplastic base, thermoplastic bezel, Operator: green, flush, 30mm, round, plastic, operator text "(I)". Requires ECX4029-2 mounting flange and ECX10x0N-2 contact block. | Stock | 4.25
ECX4107-91 | Comepi pushbutton, IP65, 22mm, momentary, operator only, thermoplastic base, thermoplastic bezel, Operator: green, flush, 30mm, round, plastic, operator text "(II)". Requires ECX4029-2 mounting flange and ECX10x0N-2 contact block. | Stock | 4.25
ECX4106 | Comepi pushbutton, IP65, 22mm, momentary, operator only, thermoplastic base, thermoplastic bezel, Operator: red, flush, 30mm, round, plastic, operator text "(O)". Requires ECX4029-2 mounting flange and ECX10x0N-2 contact block. | Stock | 4.25
ECX4100 | Comepi pushbutton, IP65, 22mm, momentary, operator only, thermoplastic base, thermoplastic bezel, Operator: black, flush, 30mm, round, plastic. Requires ECX4029-2 mounting flange and ECX10x0N-2 contact block. | Stock | 3.25
ECX4101 | Comepi pushbutton, IP65, 22mm, momentary, operator only, thermoplastic base, thermoplastic bezel, Operator: red, flush, 30mm, round, plastic. Requires ECX4029-2 mounting flange and ECX10x0N-2 contact block. | Stock | 3.25
ECX4102 | Comepi pushbutton, IP65, 22mm, momentary, operator only, thermoplastic base, thermoplastic bezel, Operator: green, flush, 30mm, round, plastic. Requires ECX4029-2 mounting flange and ECX10x0N-2 contact block. | Stock | 3.25
ECX4108-01-B | Comepi pushbutton, IP65, 22mm, momentary, operator only, thermoplastic base, thermoplastic bezel, Operator: white, flush, 30mm, round, plastic, operator text "up arrow". Requires ECX4029-2 mounting flange and ECX10x0N-2 contact block. | Stock | 4.25
ECX4108 | Comepi pushbutton, IP65, 22mm, momentary, operator only, thermoplastic base, thermoplastic bezel, Operator: black, flush, 30mm, round, plastic, operator text "down arrow". Requires ECX4029-2 mounting flange and ECX10x0N-2 contact block. | Stock | 4.25
ECX4108-01 | Comepi pushbutton, IP65, 22mm, momentary, operator only, thermoplastic base, thermoplastic bezel, Operator: black, flush, 30mm, round, plastic, operator text "up arrow". Requires ECX4029-2 mounting flange and ECX10x0N-2 contact block. | Stock | 4.25
ECX4104-92 | Comepi pushbutton, IP65, 22mm, momentary, operator only, thermoplastic base, thermoplastic bezel, Operator: blue, flush, 30mm, round, plastic, operator text "RESET". Requires ECX4029-2 mounting flange and ECX10x0N-2 contact block. | Stock | 4.25
GCX1100 | AutomationDirect pushbutton, IP65, 22mm, momentary, (1) N.O. contact(s), metal base, metal bezel, Operator: black, flush, 30mm, round, plastic. | Stock | 9
GCX1100-SC | AutomationDirect pushbutton, IP65, 22mm, momentary, operator only, metal base, metal bezel, Operator: black, flush, 30mm, round, plastic. | Stock | 5.75
GCX1101 | AutomationDirect pushbutton, IP65, 22mm, momentary, (1) N.C. contact(s), metal base, metal bezel, Operator: red, flush, 30mm, round, plastic. | Stock | 9
GCX1101-SC | AutomationDirect pushbutton, IP65, 22mm, momentary, operator only, metal base, metal bezel, Operator: red, flush, 30mm, round, plastic. | Stock | 5.75
GCX1102 | AutomationDirect pushbutton, IP65, 22mm, momentary, (1) N.O. contact(s), metal base, metal bezel, Operator: green, flush, 30mm, round, plastic. | Stock | 9
GCX1102-SC | AutomationDirect pushbutton, IP65, 22mm, momentary, operator only, metal base, metal bezel, Operator: green, flush, 30mm, round, plastic. | Stock | 5.75
GCX1103 | AutomationDirect pushbutton, IP65, 22mm, momentary, (1) N.O. contact(s), metal base, metal bezel, Operator: yellow, flush, 30mm, round, plastic. | Stock | 9
GCX1104 | AutomationDirect pushbutton, IP65, 22mm, momentary, (1) N.O. contact(s), metal base, metal bezel, Operator: blue, flush, 30mm, round, plastic. | Stock | 9
GCX1105 | AutomationDirect pushbutton, IP65, 22mm, momentary, (1) N.O. contact(s), metal base, metal bezel, Operator: white, flush, 30mm, round, plastic. | Stock | 9
GCX1106 | AutomationDirect pushbutton, IP65, 22mm, momentary, (1) N.C. contact(s), metal base, metal bezel, Operator: red, flush, 30mm, round, plastic, operator text "(O)". | Stock | 9.75
GCX1107 | AutomationDirect pushbutton, IP65, 22mm, momentary, (1) N.O. contact(s), metal base, metal bezel, Operator: green, flush, 30mm, round, plastic, operator text "(I)". | Stock | 9.75
GCX1120 | AutomationDirect pushbutton, IP65, 22mm, momentary, (1) N.O. contact(s), metal base, metal bezel, Operator: black, flush, 40mm, round, plastic. | Stock | 10
GCX1121 | AutomationDirect pushbutton, IP65, 22mm, momentary, (1) N.C. contact(s), metal base, metal bezel, Operator: red, flush, 40mm, round, plastic. | Stock | 10
GCX1122 | AutomationDirect pushbutton, IP65, 22mm, momentary, (1) N.O. contact(s), metal base, metal bezel, Operator: green, flush, 40mm, round, plastic. | Stock | 10
GCX1123 | AutomationDirect pushbutton, IP65, 22mm, momentary, (1) N.O. contact(s), metal base, metal bezel, Operator: yellow, flush, 40mm, round, plastic. | Stock | 10
GCX1124 | AutomationDirect pushbutton, IP65, 22mm, momentary, (1) N.O. contact(s), metal base, metal bezel, Operator: blue, flush, 40mm, round, plastic. | Stock | 10
GCX1125 | AutomationDirect pushbutton, IP65, 22mm, momentary, (1) N.O. contact(s), metal base, metal bezel, Operator: white, flush, 40mm, round, plastic. | Stock | 10
GCX1110 | AutomationDirect pushbutton, IP65, 22mm, momentary, (1) N.O. contact(s), metal base, metal bezel, Operator: black, extended, 30mm, round, plastic. | Stock | 9.75
GCX1110-SC | AutomationDirect pushbutton, IP65, 22mm, momentary, operator only, metal base, metal bezel, Operator: black, extended, 30mm, round, plastic. | Stock | 5.75
GCX1111 | AutomationDirect pushbutton, IP65, 22mm, momentary, (1) N.C. contact(s), metal base, metal bezel, Operator: red, extended, 30mm, round, plastic. | Stock | 9.75
GCX1111-SC | AutomationDirect pushbutton, IP65, 22mm, momentary, operator only, metal base, metal bezel, Operator: red, extended, 30mm, round, plastic. | Stock | 5.75
GCX1112 | AutomationDirect pushbutton, IP65, 22mm, momentary, (1) N.O. contact(s), metal base, metal bezel, Operator: green, extended, 30mm, round, plastic. | Stock | 9.75
GCX1112-SC | AutomationDirect pushbutton, IP65, 22mm, momentary, operator only, metal base, metal bezel, Operator: green, extended, 30mm, round, plastic. | Stock | 5.75
GCX1113 | AutomationDirect pushbutton, IP65, 22mm, momentary, (1) N.O. contact(s), metal base, metal bezel, Operator: yellow, extended, 30mm, round, plastic. | Stock | 9.75
GCX1114 | AutomationDirect pushbutton, IP65, 22mm, momentary, (1) N.O. contact(s), metal base, metal bezel, Operator: blue, extended, 30mm, round, plastic. | Stock | 9.75
GCX1115 | AutomationDirect pushbutton, IP65, 22mm, momentary, (1) N.O. contact(s), metal base, metal bezel, Operator: white, extended, 30mm, round, plastic. | Stock | 9.75
GCX3100 | AutomationDirect pushbutton, IP65, 22mm, momentary, (1) N.O. contact(s), plastic base, plastic bezel, Operator: black, flush, 30mm, round, plastic. | Stock | 5.75
GCX3100-SC | AutomationDirect pushbutton, IP65, 22mm, momentary, operator only, plastic base, plastic bezel, Operator: black, flush, 30mm, round, plastic. | Stock | 3
GCX3101 | AutomationDirect pushbutton, IP65, 22mm, momentary, (1) N.C. contact(s), plastic base, plastic bezel, Operator: red, flush, 30mm, round, plastic. | Stock | 5.75
GCX3101-SC | AutomationDirect pushbutton, IP65, 22mm, momentary, operator only, plastic base, plastic bezel, Operator: red, flush, 30mm, round, plastic. | Stock | 3
GCX3102 | AutomationDirect pushbutton, IP65, 22mm, momentary, (1) N.O. contact(s), plastic base, plastic bezel, Operator: green, flush, 30mm, round, plastic. | Stock | 5.75
GCX3102-SC | AutomationDirect pushbutton, IP65, 22mm, momentary, operator only, plastic base, plastic bezel, Operator: green, flush, 30mm, round, plastic. | Stock | 3
GCX3103 | AutomationDirect pushbutton, IP65, 22mm, momentary, (1) N.O. contact(s), plastic base, plastic bezel, Operator: yellow, flush, 30mm, round, plastic. | Stock | 5.75
GCX3104 | AutomationDirect pushbutton, IP65, 22mm, momentary, (1) N.O. contact(s), plastic base, plastic bezel, Operator: blue, flush, 30mm, round, plastic. | Stock | 5.75
GCX3105 | AutomationDirect pushbutton, IP65, 22mm, momentary, (1) N.O. contact(s), plastic base, plastic bezel, Operator: white, flush, 30mm, round, plastic. | Stock | 5.75
GCX3106 | AutomationDirect pushbutton, IP65, 22mm, momentary, (1) N.C. contact(s), plastic base, plastic bezel, Operator: red, flush, 30mm, round, plastic, operator text "(O)". | Stock | 6.5
GCX3107 | AutomationDirect pushbutton, IP65, 22mm, momentary, (1) N.O. contact(s), plastic base, plastic bezel, Operator: green, flush, 30mm, round, plastic, operator text "(I)". | Stock | 6.5
GCX3110 | AutomationDirect pushbutton, IP65, 22mm, momentary, (1) N.O. contact(s), plastic base, plastic bezel, Operator: black, extended, 30mm, round, plastic. | Stock | 6.5
GCX3110-SC | AutomationDirect pushbutton, IP65, 22mm, momentary, operator only, plastic base, plastic bezel, Operator: black, extended, 30mm, round, plastic. | Stock | 3
GCX3111 | AutomationDirect pushbutton, IP65, 22mm, momentary, (1) N.C. contact(s), plastic base, plastic bezel, Operator: red, extended, 30mm, round, plastic. | Stock | 6.5
GCX3111-SC | AutomationDirect pushbutton, IP65, 22mm, momentary, operator only, plastic base, plastic bezel, Operator: red, extended, 30mm, round, plastic. | Stock | 3
GCX3112 | AutomationDirect pushbutton, IP65, 22mm, momentary, (1) N.O. contact(s), plastic base, plastic bezel, Operator: green, extended, 30mm, round, plastic. | Stock | 6.5
GCX3112-SC | AutomationDirect pushbutton, IP65, 22mm, momentary, operator only, plastic base, plastic bezel, Operator: green, extended, 30mm, round, plastic. | Stock | 3
GCX3113 | AutomationDirect pushbutton, IP65, 22mm, momentary, (1) N.O. contact(s), plastic base, plastic bezel, Operator: yellow, extended, 30mm, round, plastic. | Stock | 6.5
GCX3114 | AutomationDirect pushbutton, IP65, 22mm, momentary, (1) N.O. contact(s), plastic base, plastic bezel, Operator: blue, extended, 30mm, round, plastic. | Stock | 6.5
GCX3115 | AutomationDirect pushbutton, IP65, 22mm, momentary, (1) N.O. contact(s), plastic base, plastic bezel, Operator: white, extended, 30mm, round, plastic. | Stock | 6.5
AR22F0R-10BZA | Fuji Electric pushbutton, 22mm, momentary, (1) N.O. contact(s), plastic base, metal bezel, Operator: black, flush, 30mm, round, plastic. | Stock | 12.5
AR22F0R-01RZA | Fuji Electric pushbutton, 22mm, momentary, (1) N.C. contact(s), plastic base, metal bezel, Operator: red, flush, 30mm, round, plastic. | Stock | 12.5
AR22F0R-10GZA | Fuji Electric pushbutton, 22mm, momentary, (1) N.O. contact(s), plastic base, metal bezel, Operator: green, flush, 30mm, round, plastic. | Stock | 12.5
AR22F0R-10YZA | Fuji Electric pushbutton, 22mm, momentary, (1) N.O. contact(s), plastic base, metal bezel, Operator: yellow, flush, 30mm, round, plastic. | Stock | 12.5
AR22F0R-10SZA | Fuji Electric pushbutton, 22mm, momentary, (1) N.O. contact(s), plastic base, metal bezel, Operator: blue, flush, 30mm, round, plastic. | Stock | 12.5
AR22F0R-10WZA | Fuji Electric pushbutton, 22mm, momentary, (1) N.O. contact(s), plastic base, metal bezel, Operator: white, flush, 30mm, round, plastic. | Stock | 12.5
AR22FAR-01C01ZA | Fuji Electric pushbutton, 22mm, momentary, (1) N.C. contact(s), plastic base, metal bezel, Operator: white, flush, 30mm, round, plastic, operator text "(O)". | Stock | 15.5
AR22FAR-10C03ZA | Fuji Electric pushbutton, 22mm, momentary, (1) N.O. contact(s), plastic base, metal bezel, Operator: white, flush, 30mm, round, plastic, operator text "(I)". | Stock | 15.5
AR22E0R-10BZA | Fuji Electric pushbutton, 22mm, momentary, (1) N.O. contact(s), plastic base, metal bezel, Operator: black, extended, 30mm, round, plastic. | Stock | 12.5
AR22E0R-01RZA | Fuji Electric pushbutton, 22mm, momentary, (1) N.C. contact(s), plastic base, metal bezel, Operator: red, extended, 30mm, round, plastic. | Stock | 12.5
AR22E0R-10GZA | Fuji Electric pushbutton, 22mm, momentary, (1) N.O. contact(s), plastic base, metal bezel, Operator: green, extended, 30mm, round, plastic. | Stock | 12.5
AR22E0R-10YZA | Fuji Electric pushbutton, 22mm, momentary, (1) N.O. contact(s), plastic base, metal bezel, Operator: yellow, extended, 30mm, round, plastic. | Stock | 12.5
AR22E0R-10SZA | Fuji Electric pushbutton, 22mm, momentary, (1) N.O. contact(s), plastic base, metal bezel, Operator: blue, extended, 30mm, round, plastic. | Stock | 12.5
AR22E0R-10WZA | Fuji Electric pushbutton, 22mm, momentary, (1) N.O. contact(s), plastic base, metal bezel, Operator: white, extended, 30mm, round, plastic. | Stock | 12.5
E22PB1A | Eaton pushbutton, 22mm, momentary, (1) N.O. contact(s), plastic base, plastic bezel, Operator: black, flush, 28mm, round, plastic. | Stock | 32
E22PB3A | Eaton pushbutton, 22mm, momentary, (1) N.O. contact(s), plastic base, plastic bezel, Operator: green, flush, 28mm, round, plastic. | Stock | 32
E22PPB1 | Eaton pushbutton, 22mm, push to lock, push to reset, operator only, plastic base, plastic bezel, Operator: black, flush, 28mm, round, plastic. | Stock | 16
E22PPB5 | Eaton pushbutton, 22mm, push to lock, push to reset, operator only, plastic base, plastic bezel, Operator: white, flush, 28mm, round, plastic. | Stock | 16
E22EB2B | Eaton pushbutton, 22mm, momentary, (1) N.C. contact(s), plastic base, plastic bezel, Operator: red, extended, 28mm, round, plastic. | Stock | 30.5
NDLBL | Schmersal pushbutton, IP67 and IP69K, 22mm, momentary, operator only, plastic base, plastic bezel, Operator: blue, extended, 27mm, round, plastic. Requires contact and light blocks. | Stock | 23.5
NDLGB | Schmersal pushbutton, IP67 and IP69K, 22mm, momentary, operator only, plastic base, plastic bezel, Operator: yellow, extended, 27mm, round, plastic. Requires contact and light blocks. | Stock | 23.5
NDLGN | Schmersal pushbutton, IP67 and IP69K, 22mm, momentary, operator only, plastic base, plastic bezel, Operator: green, extended, 27mm, round, plastic. Requires contact and light blocks. | Stock | 23.5
NDLRT | Schmersal pushbutton, IP67 and IP69K, 22mm, momentary, operator only, plastic base, plastic bezel, Operator: red, extended, 27mm, round, plastic. Requires contact and light blocks. | Stock | 23.5
NDLWS | Schmersal pushbutton, IP67 and IP69K, 22mm, momentary, operator only, plastic base, plastic bezel, Operator: white, extended, 27mm, round, plastic. Requires contact and light blocks. | Stock | 23.5
GCX1201-24L | AutomationDirect pushbutton, IP65, 22mm, momentary, LED illuminated, (1) N.C. contact(s), metal base, metal bezel, plastic ring, Operator: red, flush, 30mm, round, plastic, 24 VAC/VDC, full voltage. | Stock | 25.5
GCX1202-24L | AutomationDirect pushbutton, IP65, 22mm, momentary, LED illuminated, (1) N.O. contact(s), metal base, metal bezel, plastic ring, Operator: green, flush, 30mm, round, plastic, 24 VAC/VDC, full voltage. | Stock | 25.5
GCX1203-24L | AutomationDirect pushbutton, IP65, 22mm, momentary, LED illuminated, (1) N.O. contact(s), metal base, metal bezel, plastic ring, Operator: yellow, flush, 30mm, round, plastic, 24 VAC/VDC, full voltage. | Stock | 25.5
GCX1204-24L | AutomationDirect pushbutton, IP65, 22mm, momentary, LED illuminated, (1) N.O. contact(s), metal base, metal bezel, plastic ring, Operator: blue, flush, 30mm, round, plastic, 24 VAC/VDC, full voltage. | Stock | 25.5
GCX1205-24L | AutomationDirect pushbutton, IP65, 22mm, momentary, LED illuminated, (1) N.O. contact(s), metal base, metal bezel, plastic ring, Operator: clear, flush, 30mm, round, plastic, 24 VAC/VDC, full voltage. | Stock | 30
GCX1206-24L | AutomationDirect pushbutton, IP65, 22mm, momentary, LED illuminated, (1) N.O. contact(s), metal base, metal bezel, plastic ring, Operator: white, flush, 30mm, round, plastic, 24 VAC/VDC, full voltage. | Stock | 30
GCX1201-120L | AutomationDirect pushbutton, IP65, 22mm, momentary, LED illuminated, (1) N.C. contact(s), metal base, metal bezel, plastic ring, Operator: red, flush, 30mm, round, plastic, 120 VAC/VDC, full voltage. | Stock | 31
GCX1202-120L | AutomationDirect pushbutton, IP65, 22mm, momentary, LED illuminated, (1) N.O. contact(s), metal base, metal bezel, plastic ring, Operator: green, flush, 30mm, round, plastic, 120 VAC/VDC, full voltage. | Stock | 31
GCX1203-120L | AutomationDirect pushbutton, IP65, 22mm, momentary, LED illuminated, (1) N.O. contact(s), metal base, metal bezel, plastic ring, Operator: yellow, flush, 30mm, round, plastic, 120 VAC/VDC, full voltage. | Stock | 31
GCX1204-120L | AutomationDirect pushbutton, IP65, 22mm, momentary, LED illuminated, (1) N.O. contact(s), metal base, metal bezel, plastic ring, Operator: blue, flush, 30mm, round, plastic, 120 VAC/VDC, full voltage. | Stock | 31
GCX1205-120L | AutomationDirect pushbutton, IP65, 22mm, momentary, LED illuminated, (1) N.O. contact(s), metal base, metal bezel, plastic ring, Operator: clear, flush, 30mm, round, plastic, 120 VAC/VDC, full voltage. | Stock | 33
GCX1206-120L | AutomationDirect pushbutton, IP65, 22mm, momentary, LED illuminated, (1) N.O. contact(s), metal base, metal bezel, plastic ring, Operator: white, flush, 30mm, round, plastic, 120 VAC/VDC, full voltage. | Stock | 33
GCX1211-24L | AutomationDirect pushbutton, IP65, 22mm, momentary, LED illuminated, (1) N.C. contact(s), metal base, metal bezel, Operator: red, extended, 30mm, round, plastic, 24 VAC/VDC, full voltage. | Stock | 22
GCX1212-24L | AutomationDirect pushbutton, IP65, 22mm, momentary, LED illuminated, (1) N.O. contact(s), metal base, metal bezel, Operator: green, extended, 30mm, round, plastic, 24 VAC/VDC, full voltage. | Stock | 24.5
GCX1213-24L | AutomationDirect pushbutton, IP65, 22mm, momentary, LED illuminated, (1) N.O. contact(s), metal base, metal bezel, Operator: yellow, extended, 30mm, round, plastic, 24 VAC/VDC, full voltage. | Stock | 22
GCX1214-24L | AutomationDirect pushbutton, IP65, 22mm, momentary, LED illuminated, (1) N.O. contact(s), metal base, metal bezel, Operator: blue, extended, 30mm, round, plastic, 24 VAC/VDC, full voltage. | Stock | 25
GCX1215-24L | AutomationDirect pushbutton, IP65, 22mm, momentary, LED illuminated, (1) N.O. contact(s), metal base, metal bezel, Operator: clear, extended, 30mm, round, plastic, 24 VAC/VDC, full voltage. | Stock | 28
GCX1216-24L | AutomationDirect pushbutton, IP65, 22mm, momentary, LED illuminated, (1) N.O. contact(s), metal base, metal bezel, Operator: white, extended, 30mm, round, plastic, 24 VAC/VDC, full voltage. | Stock | 28
GCX1211-120L | AutomationDirect pushbutton, IP65, 22mm, momentary, LED illuminated, (1) N.C. contact(s), metal base, metal bezel, Operator: red, extended, 30mm, round, plastic, 120 VAC/VDC, full voltage. | Stock | 23.5
GCX1211-120LA | AutomationDirect pushbutton, IP65, 22mm, momentary, LED illuminated, (1) N.O. contact(s), metal base, metal bezel, Operator: red, extended, 30mm, round, plastic, 120 VAC/VDC, full voltage. | Stock | 23.5
GCX1212-120L | AutomationDirect pushbutton, IP65, 22mm, momentary, LED illuminated, (1) N.O. contact(s), metal base, metal bezel, Operator: green, extended, 30mm, round, plastic, 120 VAC/VDC, full voltage. | Stock | 17.5
GCX1213-120L | AutomationDirect pushbutton, IP65, 22mm, momentary, LED illuminated, (1) N.O. contact(s), metal base, metal bezel, Operator: yellow, extended, 30mm, round, plastic, 120 VAC/VDC, full voltage. | Stock | 23.5
GCX1214-120L | AutomationDirect pushbutton, IP65, 22mm, momentary, LED illuminated, (1) N.O. contact(s), metal base, metal bezel, Operator: blue, extended, 30mm, round, plastic, 120 VAC/VDC, full voltage. | Stock | 27
GCX1215-120L | AutomationDirect pushbutton, IP65, 22mm, momentary, LED illuminated, (1) N.O. contact(s), metal base, metal bezel, Operator: clear, extended, 30mm, round, plastic, 120 VAC/VDC, full voltage. | Stock | 29
GCX1216-120L | AutomationDirect pushbutton, IP65, 22mm, momentary, LED illuminated, (1) N.O. contact(s), metal base, metal bezel, Operator: white, extended, 30mm, round, plastic, 120 VAC/VDC, full voltage. | Stock | 29
GCX1201-24 | AutomationDirect pushbutton, IP65, 22mm, momentary, incandescent illuminated, (1) N.C. contact(s), metal base, metal bezel, plastic ring, Operator: red, flush, 30mm, round, plastic, 24 VAC/VDC, full voltage. | Stock | 17.5
GCX1202-24 | AutomationDirect pushbutton, IP65, 22mm, momentary, incandescent illuminated, (1) N.O. contact(s), metal base, metal bezel, plastic ring, Operator: green, flush, 30mm, round, plastic, 24 VAC/VDC, full voltage. | Stock | 17.5
GCX1203-24 | AutomationDirect pushbutton, IP65, 22mm, momentary, incandescent illuminated, (1) N.O. contact(s), metal base, metal bezel, plastic ring, Operator: yellow, flush, 30mm, round, plastic, 24 VAC/VDC, full voltage. | Stock | 17.5
GCX1204-24 | AutomationDirect pushbutton, IP65, 22mm, momentary, incandescent illuminated, (1) N.O. contact(s), metal base, metal bezel, plastic ring, Operator: blue, flush, 30mm, round, plastic, 24 VAC/VDC, full voltage. | Stock | 17.5
GCX1205-24 | AutomationDirect pushbutton, IP65, 22mm, momentary, incandescent illuminated, (1) N.O. contact(s), metal base, metal bezel, plastic ring, Operator: clear, flush, 30mm, round, plastic, 24 VAC/VDC, full voltage. | Stock | 17.5
GCX1206-24 | AutomationDirect pushbutton, IP65, 22mm, momentary, incandescent illuminated, (1) N.O. contact(s), metal base, metal bezel, plastic ring, Operator: white, flush, 30mm, round, plastic, 24 VAC/VDC, full voltage. | Stock | 17.5
GCX1201-120 | AutomationDirect pushbutton, IP65, 22mm, momentary, incandescent illuminated, (1) N.C. contact(s), metal base, metal bezel, plastic ring, Operator: red, flush, 30mm, round, plastic, 120 VAC/VDC, full voltage. | Stock | 19
GCX1202-120 | AutomationDirect pushbutton, IP65, 22mm, momentary, incandescent illuminated, (1) N.O. contact(s), metal base, metal bezel, plastic ring, Operator: green, flush, 30mm, round, plastic, 120 VAC/VDC, full voltage. | Stock | 19
GCX1203-120 | AutomationDirect pushbutton, IP65, 22mm, momentary, incandescent illuminated, (1) N.O. contact(s), metal base, metal bezel, plastic ring, Operator: yellow, flush, 30mm, round, plastic, 120 VAC/VDC, full voltage. | Stock | 19
GCX1204-120 | AutomationDirect pushbutton, IP65, 22mm, momentary, incandescent illuminated, (1) N.O. contact(s), metal base, metal bezel, plastic ring, Operator: blue, flush, 30mm, round, plastic, 120 VAC/VDC, full voltage. | Stock | 19
GCX1205-120 | AutomationDirect pushbutton, IP65, 22mm, momentary, incandescent illuminated, (1) N.O. contact(s), metal base, metal bezel, plastic ring, Operator: clear, flush, 30mm, round, plastic, 120 VAC/VDC, full voltage. | Stock | 19
GCX1206-120 | AutomationDirect pushbutton, IP65, 22mm, momentary, incandescent illuminated, (1) N.O. contact(s), metal base, metal bezel, plastic ring, Operator: white, flush, 30mm, round, plastic, 120 VAC/VDC, full voltage. | Stock | 19
GCX1211-24 | AutomationDirect pushbutton, IP65, 22mm, momentary, incandescent illuminated, (1) N.C. contact(s), metal base, metal bezel, Operator: red, extended, 30mm, round, plastic, 24 VAC/VDC, full voltage. | Stock | 17
GCX1212-24 | AutomationDirect pushbutton, IP65, 22mm, momentary, incandescent illuminated, (1) N.O. contact(s), metal base, metal bezel, Operator: green, extended, 30mm, round, plastic, 24 VAC/VDC, full voltage. | Stock | 17
GCX1213-24 | AutomationDirect pushbutton, IP65, 22mm, momentary, incandescent illuminated, (1) N.O. contact(s), metal base, metal bezel, Operator: yellow, extended, 30mm, round, plastic, 24 VAC/VDC, full voltage. | Stock | 17
GCX1214-24 | AutomationDirect pushbutton, IP65, 22mm, momentary, incandescent illuminated, (1) N.O. contact(s), metal base, metal bezel, Operator: blue, extended, 30mm, round, plastic, 24 VAC/VDC, full voltage. | Stock | 17
GCX1215-24 | AutomationDirect pushbutton, IP65, 22mm, momentary, incandescent illuminated, (1) N.O. contact(s), metal base, metal bezel, Operator: clear, extended, 30mm, round, plastic, 24 VAC/VDC, full voltage. | Stock | 17
GCX1216-24 | AutomationDirect pushbutton, IP65, 22mm, momentary, incandescent illuminated, (1) N.O. contact(s), metal base, metal bezel, Operator: white, extended, 30mm, round, plastic, 24 VAC/VDC, full voltage. | Stock | 17
GCX1211-120 | AutomationDirect pushbutton, IP65, 22mm, momentary, incandescent illuminated, (1) N.C. contact(s), metal base, metal bezel, Operator: red, extended, 30mm, round, plastic, 120 VAC/VDC, full voltage. | Stock | 18.5
GCX1212-120 | AutomationDirect pushbutton, IP65, 22mm, momentary, incandescent illuminated, (1) N.O. contact(s), metal base, metal bezel, Operator: green, extended, 30mm, round, plastic, 120 VAC/VDC, full voltage. | Stock | 18.5
GCX1213-120 | AutomationDirect pushbutton, IP65, 22mm, momentary, incandescent illuminated, (1) N.O. contact(s), metal base, metal bezel, Operator: yellow, extended, 30mm, round, plastic, 120 VAC/VDC, full voltage. | Stock | 18.5
GCX1214-120 | AutomationDirect pushbutton, IP65, 22mm, momentary, incandescent illuminated, (1) N.O. contact(s), metal base, metal bezel, Operator: blue, extended, 30mm, round, plastic, 120 VAC/VDC, full voltage. | Stock | 18.5
GCX1215-120 | AutomationDirect pushbutton, IP65, 22mm, momentary, incandescent illuminated, (1) N.O. contact(s), metal base, metal bezel, Operator: clear, extended, 30mm, round, plastic, 120 VAC/VDC, full voltage. | Stock | 18.5
GCX1216-120 | AutomationDirect pushbutton, IP65, 22mm, momentary, incandescent illuminated, (1) N.O. contact(s), metal base, metal bezel, Operator: white, extended, 30mm, round, plastic, 120 VAC/VDC, full voltage. | Stock | 18.5
GCX3201-24L | AutomationDirect pushbutton, IP65, 22mm, momentary, LED illuminated, (1) N.C. contact(s), plastic base, plastic bezel, plastic ring, Operator: red, flush, 30mm, round, plastic, 24 VAC/VDC, full voltage. | Stock | 19
GCX3202-24L | AutomationDirect pushbutton, IP65, 22mm, momentary, LED illuminated, (1) N.O. contact(s), plastic base, plastic bezel, plastic ring, Operator: green, flush, 30mm, round, plastic, 24 VAC/VDC, full voltage. | Stock | 22.5
GCX3203-24L | AutomationDirect pushbutton, IP65, 22mm, momentary, LED illuminated, (1) N.O. contact(s), plastic base, plastic bezel, plastic ring, Operator: yellow, flush, 30mm, round, plastic, 24 VAC/VDC, full voltage. | Stock | 19
GCX3204-24L | AutomationDirect pushbutton, IP65, 22mm, momentary, LED illuminated, (1) N.O. contact(s), plastic base, plastic bezel, plastic ring, Operator: blue, flush, 30mm, round, plastic, 24 VAC/VDC, full voltage. | Stock | 22.5
GCX3205-24L | AutomationDirect pushbutton, IP65, 22mm, momentary, LED illuminated, (1) N.O. contact(s), plastic base, plastic bezel, plastic ring, Operator: clear, flush, 30mm, round, plastic, 24 VAC/VDC, full voltage. | Stock | 24
GCX3206-24L | AutomationDirect pushbutton, IP65, 22mm, momentary, LED illuminated, (1) N.O. contact(s), plastic base, plastic bezel, plastic ring, Operator: white, flush, 30mm, round, plastic, 24 VAC/VDC, full voltage. | Stock | 24
GCX3201-120L | AutomationDirect pushbutton, IP65, 22mm, momentary, LED illuminated, (1) N.C. contact(s), plastic base, plastic bezel, plastic ring, Operator: red, flush, 30mm, round, plastic, 120 VAC/VDC, full voltage. | Stock | 20
GCX3202-120L | AutomationDirect pushbutton, IP65, 22mm, momentary, LED illuminated, (1) N.O. contact(s), plastic base, plastic bezel, plastic ring, Operator: green, flush, 30mm, round, plastic, 120 VAC/VDC, full voltage. | Stock | 22.5
GCX3203-120L | AutomationDirect pushbutton, IP65, 22mm, momentary, LED illuminated, (1) N.O. contact(s), plastic base, plastic bezel, plastic ring, Operator: yellow, flush, 30mm, round, plastic, 120 VAC/VDC, full voltage. | Stock | 20
GCX3204-120L | AutomationDirect pushbutton, IP65, 22mm, momentary, LED illuminated, (1) N.O. contact(s), plastic base, plastic bezel, plastic ring, Operator: blue, flush, 30mm, round, plastic, 120 VAC/VDC, full voltage. | Stock | 22.5
GCX3205-120L | AutomationDirect pushbutton, IP65, 22mm, momentary, LED illuminated, (1) N.O. contact(s), plastic base, plastic bezel, plastic ring, Operator: clear, flush, 30mm, round, plastic, 120 VAC/VDC, full voltage. | Stock | 24.5
GCX3206-120L | AutomationDirect pushbutton, IP65, 22mm, momentary, LED illuminated, (1) N.O. contact(s), plastic base, plastic bezel, plastic ring, Operator: white, flush, 30mm, round, plastic, 120 VAC/VDC, full voltage. | Stock | 24.5
GCX3211-24L | AutomationDirect pushbutton, IP65, 22mm, momentary, LED illuminated, (1) N.C. contact(s), plastic base, plastic bezel, Operator: red, extended, 30mm, round, plastic, 24 VAC/VDC, full voltage. | Stock | 19
GCX3212-24L | AutomationDirect pushbutton, IP65, 22mm, momentary, LED illuminated, (1) N.O. contact(s), plastic base, plastic bezel, Operator: green, extended, 30mm, round, plastic, 24 VAC/VDC, full voltage. | Stock | 23.5
GCX3213-24L | AutomationDirect pushbutton, IP65, 22mm, momentary, LED illuminated, (1) N.O. contact(s), plastic base, plastic bezel, Operator: yellow, extended, 30mm, round, plastic, 24 VAC/VDC, full voltage. | Stock | 19
GCX3214-24L | AutomationDirect pushbutton, IP65, 22mm, momentary, LED illuminated, (1) N.O. contact(s), plastic base, plastic bezel, Operator: blue, extended, 30mm, round, plastic, 24 VAC/VDC, full voltage. | Stock | 23.5
GCX3215-24L | AutomationDirect pushbutton, IP65, 22mm, momentary, LED illuminated, (1) N.O. contact(s), plastic base, plastic bezel, Operator: clear, extended, 30mm, round, plastic, 24 VAC/VDC, full voltage. | Stock | 25
GCX3216-24L | AutomationDirect pushbutton, IP65, 22mm, momentary, LED illuminated, (1) N.O. contact(s), plastic base, plastic bezel, Operator: white, extended, 30mm, round, plastic, 24 VAC/VDC, full voltage. | Stock | 25
GCX3211-120L | AutomationDirect pushbutton, IP65, 22mm, momentary, LED illuminated, (1) N.C. contact(s), plastic base, plastic bezel, Operator: red, extended, 30mm, round, plastic, 120 VAC/VDC, full voltage. | Stock | 20
GCX3212-120L | AutomationDirect pushbutton, IP65, 22mm, momentary, LED illuminated, (1) N.O. contact(s), plastic base, plastic bezel, Operator: green, extended, 30mm, round, plastic, 120 VAC/VDC, full voltage. | Stock | 22.5
GCX3213-120L | AutomationDirect pushbutton, IP65, 22mm, momentary, LED illuminated, (1) N.O. contact(s), plastic base, plastic bezel, Operator: yellow, extended, 30mm, round, plastic, 120 VAC/VDC, full voltage. | Stock | 20
GCX3214-120L | AutomationDirect pushbutton, IP65, 22mm, momentary, LED illuminated, (1) N.O. contact(s), plastic base, plastic bezel, Operator: blue, extended, 30mm, round, plastic, 120 VAC/VDC, full voltage. | Stock | 22.5
GCX3215-120L | AutomationDirect pushbutton, IP65, 22mm, momentary, LED illuminated, (1) N.O. contact(s), plastic base, plastic bezel, Operator: clear, extended, 30mm, round, plastic, 120 VAC/VDC, full voltage. | Stock | 27
GCX3216-120L | AutomationDirect pushbutton, IP65, 22mm, momentary, LED illuminated, (1) N.O. contact(s), plastic base, plastic bezel, Operator: white, extended, 30mm, round, plastic, 120 VAC/VDC, full voltage. | Stock | 27
GCX3201-24 | AutomationDirect pushbutton, IP65, 22mm, momentary, incandescent illuminated, (1) N.C. contact(s), plastic base, plastic bezel, plastic ring, Operator: red, flush, 30mm, round, plastic, 24 VAC/VDC, full voltage. | Stock | 12
GCX3202-24 | AutomationDirect pushbutton, IP65, 22mm, momentary, incandescent illuminated, (1) N.O. contact(s), plastic base, plastic bezel, plastic ring, Operator: green, flush, 30mm, round, plastic, 24 VAC/VDC, full voltage. | Stock | 12
GCX3203-24 | AutomationDirect pushbutton, IP65, 22mm, momentary, incandescent illuminated, (1) N.O. contact(s), plastic base, plastic bezel, plastic ring, Operator: yellow, flush, 30mm, round, plastic, 24 VAC/VDC, full voltage. | Stock | 12
GCX3204-24 | AutomationDirect pushbutton, IP65, 22mm, momentary, incandescent illuminated, (1) N.O. contact(s), plastic base, plastic bezel, plastic ring, Operator: blue, flush, 30mm, round, plastic, 24 VAC/VDC, full voltage. | Stock | 12
GCX3205-24 | AutomationDirect pushbutton, IP65, 22mm, momentary, incandescent illuminated, (1) N.O. contact(s), plastic base, plastic bezel, plastic ring, Operator: clear, flush, 30mm, round, plastic, 24 VAC/VDC, full voltage. | Stock | 12
GCX3206-24 | AutomationDirect pushbutton, IP65, 22mm, momentary, incandescent illuminated, (1) N.O. contact(s), plastic base, plastic bezel, plastic ring, Operator: white, flush, 30mm, round, plastic, 24 VAC/VDC, full voltage. | Stock | 12
GCX3201-120 | AutomationDirect pushbutton, IP65, 22mm, momentary, incandescent illuminated, (1) N.C. contact(s), plastic base, plastic bezel, plastic ring, Operator: red, flush, 30mm, round, plastic, 120 VAC/VDC, full voltage. | Stock | 13.5
GCX3202-120 | AutomationDirect pushbutton, IP65, 22mm, momentary, incandescent illuminated, (1) N.O. contact(s), plastic base, plastic bezel, plastic ring, Operator: green, flush, 30mm, round, plastic, 120 VAC/VDC, full voltage. | Stock | 13.5
GCX3203-120 | AutomationDirect pushbutton, IP65, 22mm, momentary, incandescent illuminated, (1) N.O. contact(s), plastic base, plastic bezel, plastic ring, Operator: yellow, flush, 30mm, round, plastic, 120 VAC/VDC, full voltage. | Stock | 13.5
GCX3204-120 | AutomationDirect pushbutton, IP65, 22mm, momentary, incandescent illuminated, (1) N.O. contact(s), plastic base, plastic bezel, plastic ring, Operator: blue, flush, 30mm, round, plastic, 120 VAC/VDC, full voltage. | Stock | 13.5
GCX3205-120 | AutomationDirect pushbutton, IP65, 22mm, momentary, incandescent illuminated, (1) N.O. contact(s), plastic base, plastic bezel, plastic ring, Operator: clear, flush, 30mm, round, plastic, 120 VAC/VDC, full voltage. | Stock | 13.5
GCX3206-120 | AutomationDirect pushbutton, IP65, 22mm, momentary, incandescent illuminated, (1) N.O. contact(s), plastic base, plastic bezel, plastic ring, Operator: white, flush, 30mm, round, plastic, 120 VAC/VDC, full voltage. | Stock | 13.5
GCX3211-24 | AutomationDirect pushbutton, IP65, 22mm, momentary, incandescent illuminated, (1) N.C. contact(s), plastic base, plastic bezel, Operator: red, extended, 30mm, round, plastic, 24 VAC/VDC, full voltage. | Stock | 12
GCX3212-24 | AutomationDirect pushbutton, IP65, 22mm, momentary, incandescent illuminated, (1) N.O. contact(s), plastic base, plastic bezel, Operator: green, extended, 30mm, round, plastic, 24 VAC/VDC, full voltage. | Stock | 12
GCX3213-24 | AutomationDirect pushbutton, IP65, 22mm, momentary, incandescent illuminated, (1) N.O. contact(s), plastic base, plastic bezel, Operator: yellow, extended, 30mm, round, plastic, 24 VAC/VDC, full voltage. | Stock | 12
GCX3214-24 | AutomationDirect pushbutton, IP65, 22mm, momentary, incandescent illuminated, (1) N.O. contact(s), plastic base, plastic bezel, Operator: blue, extended, 30mm, round, plastic, 24 VAC/VDC, full voltage. | Stock | 12
GCX3215-24 | AutomationDirect pushbutton, IP65, 22mm, momentary, incandescent illuminated, (1) N.O. contact(s), plastic base, plastic bezel, Operator: clear, extended, 30mm, round, plastic, 24 VAC/VDC, full voltage. | Stock | 12
GCX3216-24 | AutomationDirect pushbutton, IP65, 22mm, momentary, incandescent illuminated, (1) N.O. contact(s), plastic base, plastic bezel, Operator: white, extended, 30mm, round, plastic, 24 VAC/VDC, full voltage. | Stock | 12
GCX3211-120 | AutomationDirect pushbutton, IP65, 22mm, momentary, incandescent illuminated, (1) N.C. contact(s), plastic base, plastic bezel, Operator: red, extended, 30mm, round, plastic, 120 VAC/VDC, full voltage. | Stock | 13
GCX3212-120 | AutomationDirect pushbutton, IP65, 22mm, momentary, incandescent illuminated, (1) N.O. contact(s), plastic base, plastic bezel, Operator: green, extended, 30mm, round, plastic, 120 VAC/VDC, full voltage. | Stock | 13
GCX3213-120 | AutomationDirect pushbutton, IP65, 22mm, momentary, incandescent illuminated, (1) N.O. contact(s), plastic base, plastic bezel, Operator: yellow, extended, 30mm, round, plastic, 120 VAC/VDC, full voltage. | Stock | 13
GCX3214-120 | AutomationDirect pushbutton, IP65, 22mm, momentary, incandescent illuminated, (1) N.O. contact(s), plastic base, plastic bezel, Operator: blue, extended, 30mm, round, plastic, 120 VAC/VDC, full voltage. | Stock | 13
GCX3215-120 | AutomationDirect pushbutton, IP65, 22mm, momentary, incandescent illuminated, (1) N.O. contact(s), plastic base, plastic bezel, Operator: clear, extended, 30mm, round, plastic, 120 VAC/VDC, full voltage. | Stock | 13
GCX3216-120 | AutomationDirect pushbutton, IP65, 22mm, momentary, incandescent illuminated, (1) N.O. contact(s), plastic base, plastic bezel, Operator: white, extended, 30mm, round, plastic, 120 VAC/VDC, full voltage. | Stock | 13
AR22F0L-01E3RZA | Fuji Electric pushbutton, 22mm, momentary, LED illuminated, (1) N.C. contact(s), plastic base, metal bezel, Operator: red, flush, 30mm, round, plastic, 24 VAC/VDC, full voltage. | Stock | 28
AR22F0L-10E3GZA | Fuji Electric pushbutton, 22mm, momentary, LED illuminated, (1) N.O. contact(s), plastic base, metal bezel, Operator: green, flush, 30mm, round, plastic, 24 VAC/VDC, full voltage. | Stock | 28
AR22F0L-10E3YZA | Fuji Electric pushbutton, 22mm, momentary, LED illuminated, (1) N.O. contact(s), plastic base, metal bezel, Operator: yellow, flush, 30mm, round, plastic, 24 VAC/VDC, full voltage. | Stock | 28
AR22F0L-10E3SZA | Fuji Electric pushbutton, 22mm, momentary, LED illuminated, (1) N.O. contact(s), plastic base, metal bezel, Operator: blue, flush, 30mm, round, plastic, 24 VAC/VDC, full voltage. | Stock | 36
AR22F0L-10E3WZA | Fuji Electric pushbutton, 22mm, momentary, LED illuminated, (1) N.O. contact(s), plastic base, metal bezel, Operator: white, flush, 30mm, round, plastic, 24 VAC/VDC, full voltage. | Stock | 26.5
AR22F0L-01L3RZA | Fuji Electric pushbutton, 22mm, momentary, LED illuminated, (1) N.C. contact(s), plastic base, metal bezel, Operator: red, flush, 30mm, round, plastic, 115-127 VAC, transformer. | Stock | 36.5
AR22F0L-10L3GZA | Fuji Electric pushbutton, 22mm, momentary, LED illuminated, (1) N.O. contact(s), plastic base, metal bezel, Operator: green, flush, 30mm, round, plastic, 115-127 VAC, transformer. | Stock | 36.5
AR22F0L-10L3YZA | Fuji Electric pushbutton, 22mm, momentary, LED illuminated, (1) N.O. contact(s), plastic base, metal bezel, Operator: yellow, flush, 30mm, round, plastic, 115-127 VAC, transformer. | Stock | 36.5
AR22F0L-10L3SZA | Fuji Electric pushbutton, 22mm, momentary, LED illuminated, (1) N.O. contact(s), plastic base, metal bezel, Operator: blue, flush, 30mm, round, plastic, 115-127 VAC, transformer. | Stock | 40.5
AR22F0L-10L3WZA | Fuji Electric pushbutton, 22mm, momentary, LED illuminated, (1) N.O. contact(s), plastic base, metal bezel, Operator: white, flush, 30mm, round, plastic, 115-127 VAC, transformer. | Stock | 36.5
AR22E0L-01E3RZA | Fuji Electric pushbutton, 22mm, momentary, LED illuminated, (1) N.C. contact(s), plastic base, metal bezel, Operator: red, extended, 30mm, round, plastic, 24 VAC/VDC, full voltage. | Stock | 23
AR22E0L-10E3GZA | Fuji Electric pushbutton, 22mm, momentary, LED illuminated, (1) N.O. contact(s), plastic base, metal bezel, Operator: green, extended, 30mm, round, plastic, 24 VAC/VDC, full voltage. | Stock | 23
AR22E0L-10E3YZA | Fuji Electric pushbutton, 22mm, momentary, LED illuminated, (1) N.O. contact(s), plastic base, metal bezel, Operator: yellow, extended, 30mm, round, plastic, 24 VAC/VDC, full voltage. | Stock | 23
AR22E0L-10E3SZA | Fuji Electric pushbutton, 22mm, momentary, LED illuminated, (1) N.O. contact(s), plastic base, metal bezel, Operator: blue, extended, 30mm, round, plastic, 24 VAC/VDC, full voltage. | Stock | 36.5
AR22E0L-10E3WZA | Fuji Electric pushbutton, 22mm, momentary, LED illuminated, (1) N.O. contact(s), plastic base, metal bezel, Operator: white, extended, 30mm, round, plastic, 24 VAC/VDC, full voltage. | Stock | 23
AR22E0L-01L3RZA | Fuji Electric pushbutton, 22mm, momentary, LED illuminated, (1) N.C. contact(s), plastic base, metal bezel, Operator: red, extended, 30mm, round, plastic, 115-127 VAC, transformer. | Stock | 31.5
AR22E0L-10L3RZA | Fuji Electric pushbutton, 22mm, momentary, LED illuminated, (1) N.O. contact(s), plastic base, metal bezel, Operator: red, extended, 30mm, round, plastic, 115-127 VAC, transformer. | Stock | 31.5
AR22E0L-10L3GZA | Fuji Electric pushbutton, 22mm, momentary, LED illuminated, (1) N.O. contact(s), plastic base, metal bezel, Operator: green, extended, 30mm, round, plastic, 115-127 VAC, transformer. | Stock | 31.5
AR22E0L-10L3YZA | Fuji Electric pushbutton, 22mm, momentary, LED illuminated, (1) N.O. contact(s), plastic base, metal bezel, Operator: yellow, extended, 30mm, round, plastic, 115-127 VAC, transformer. | Stock | 31.5
AR22E0L-10L3SZA | Fuji Electric pushbutton, 22mm, momentary, LED illuminated, (1) N.O. contact(s), plastic base, metal bezel, Operator: blue, extended, 30mm, round, plastic, 115-127 VAC, transformer. | Stock | 40.5
AR22E0L-10L3WZA | Fuji Electric pushbutton, 22mm, momentary, LED illuminated, (1) N.O. contact(s), plastic base, metal bezel, Operator: white, extended, 30mm, round, plastic, 115-127 VAC, transformer. | Stock | 35
E22TB3X4A | Eaton pushbutton, 22mm, momentary, incandescent illuminated, (1) N.O. contact(s), plastic base, plastic bezel, Operator: green, extended, 28mm, round, plastic, 24 VAC/VDC, full voltage. | Stock | 85
E22TB9X4A | Eaton pushbutton, 22mm, momentary, incandescent illuminated, (1) N.O. contact(s), plastic base, plastic bezel, Operator: amber, extended, 28mm, round, plastic, 24 VAC/VDC, full voltage. | Stock | 85
E22TB2X4B | Eaton pushbutton, 22mm, momentary, incandescent illuminated, (1) N.C. contact(s), plastic base, plastic bezel, Operator: red, extended, 28mm, round, plastic, 24 VAC/VDC, full voltage. | Stock | 85
E22TB3X10A | Eaton pushbutton, 22mm, momentary, incandescent illuminated, (1) N.O. contact(s), plastic base, plastic bezel, Operator: green, extended, 28mm, round, plastic, 120 VAC/VDC, resistor. | Stock | 100
E22TB9X10A | Eaton pushbutton, 22mm, momentary, incandescent illuminated, (1) N.O. contact(s), plastic base, plastic bezel, Operator: amber, extended, 28mm, round, plastic, 120 VAC/VDC, resistor. | Stock | 96
E22TB2X10B | Eaton pushbutton, 22mm, momentary, incandescent illuminated, (1) N.C. contact(s), plastic base, plastic bezel, Operator: red, extended, 28mm, round, plastic, 120 VAC/VDC, resistor. | Stock | 100
GCX1191-24L | AutomationDirect pushbutton, IP65, 22mm, push ON - push OFF, LED illuminated, (1) N.O. contact(s), metal base, metal bezel, plastic ring, Operator: red, flush, 30mm, round, plastic, 24 VAC/VDC, full voltage. | Stock | 30.5
GCX1192-24L | AutomationDirect pushbutton, IP65, 22mm, push ON - push OFF, LED illuminated, (1) N.O. contact(s), metal base, metal bezel, plastic ring, Operator: green, flush, 30mm, round, plastic, 24 VAC/VDC, full voltage. | Stock | 30.5
GCX1193-24L | AutomationDirect pushbutton, IP65, 22mm, push ON - push OFF, LED illuminated, (1) N.O. contact(s), metal base, metal bezel, plastic ring, Operator: yellow, flush, 30mm, round, plastic, 24 VAC/VDC, full voltage. | Stock | 30.5
GCX1194-24L | AutomationDirect pushbutton, IP65, 22mm, push ON - push OFF, LED illuminated, (1) N.O. contact(s), metal base, metal bezel, plastic ring, Operator: blue, flush, 30mm, round, plastic, 24 VAC/VDC, full voltage. | Stock | 30.5
GCX1195-24L | AutomationDirect pushbutton, IP65, 22mm, push ON - push OFF, LED illuminated, (1) N.O. contact(s), metal base, metal bezel, plastic ring, Operator: clear, flush, 30mm, round, plastic, 24 VAC/VDC, full voltage. | Stock | 30.5
GCX1196-24L | AutomationDirect pushbutton, IP65, 22mm, push ON - push OFF, LED illuminated, (1) N.O. contact(s), metal base, metal bezel, plastic ring, Operator: white, flush, 30mm, round, plastic, 24 VAC/VDC, full voltage. | Stock | 30.5
GCX1191-120L | AutomationDirect pushbutton, IP65, 22mm, push ON - push OFF, LED illuminated, (1) N.O. contact(s), metal base, metal bezel, plastic ring, Operator: red, flush, 30mm, round, plastic, 120 VAC/VDC, full voltage. | Stock | 33
GCX1192-120L | AutomationDirect pushbutton, IP65, 22mm, push ON - push OFF, LED illuminated, (1) N.O. contact(s), metal base, metal bezel, plastic ring, Operator: green, flush, 30mm, round, plastic, 120 VAC/VDC, full voltage. | Stock | 33
GCX1193-120L | AutomationDirect pushbutton, IP65, 22mm, push ON - push OFF, LED illuminated, (1) N.O. contact(s), metal base, metal bezel, plastic ring, Operator: yellow, flush, 30mm, round, plastic, 120 VAC/VDC, full voltage. | Stock | 33
GCX1194-120L | AutomationDirect pushbutton, IP65, 22mm, push ON - push OFF, LED illuminated, (1) N.O. contact(s), metal base, metal bezel, plastic ring, Operator: blue, flush, 30mm, round, plastic, 120 VAC/VDC, full voltage. | Stock | 33
GCX1195-120L | AutomationDirect pushbutton, IP65, 22mm, push ON - push OFF, LED illuminated, (1) N.O. contact(s), metal base, metal bezel, plastic ring, Operator: clear, flush, 30mm, round, plastic, 120 VAC/VDC, full voltage. | Stock | 33
GCX1196-120L | AutomationDirect pushbutton, IP65, 22mm, push ON - push OFF, LED illuminated, (1) N.O. contact(s), metal base, metal bezel, plastic ring, Operator: white, flush, 30mm, round, plastic, 120 VAC/VDC, full voltage. | Stock | 33
GCX1191-24 | AutomationDirect pushbutton, IP65, 22mm, push ON - push OFF, incandescent illuminated, (1) N.O. contact(s), metal base, metal bezel, plastic ring, Operator: red, flush, 30mm, round, plastic, 24 VAC/VDC, full voltage. | Stock | 19.5
GCX1192-24 | AutomationDirect pushbutton, IP65, 22mm, push ON - push OFF, incandescent illuminated, (1) N.O. contact(s), metal base, metal bezel, plastic ring, Operator: green, flush, 30mm, round, plastic, 24 VAC/VDC, full voltage. | Stock | 19.5
GCX1193-24 | AutomationDirect pushbutton, IP65, 22mm, push ON - push OFF, incandescent illuminated, (1) N.O. contact(s), metal base, metal bezel, plastic ring, Operator: yellow, flush, 30mm, round, plastic, 24 VAC/VDC, full voltage. | Stock | 19.5
GCX1194-24 | AutomationDirect pushbutton, IP65, 22mm, push ON - push OFF, incandescent illuminated, (1) N.O. contact(s), metal base, metal bezel, plastic ring, Operator: blue, flush, 30mm, round, plastic, 24 VAC/VDC, full voltage. | Stock | 19.5
GCX1195-24 | AutomationDirect pushbutton, IP65, 22mm, push ON - push OFF, incandescent illuminated, (1) N.O. contact(s), metal base, metal bezel, plastic ring, Operator: clear, flush, 30mm, round, plastic, 24 VAC/VDC, full voltage. | Stock | 19.5
GCX1196-24 | AutomationDirect pushbutton, IP65, 22mm, push ON - push OFF, incandescent illuminated, (1) N.O. contact(s), metal base, metal bezel, plastic ring, Operator: white, flush, 30mm, round, plastic, 24 VAC/VDC, full voltage. | Stock | 19.5
GCX1191-120 | AutomationDirect pushbutton, IP65, 22mm, push ON - push OFF, incandescent illuminated, (1) N.O. contact(s), metal base, metal bezel, plastic ring, Operator: red, flush, 30mm, round, plastic, 120 VAC/VDC, full voltage. | Stock | 20
GCX1192-120 | AutomationDirect pushbutton, IP65, 22mm, push ON - push OFF, incandescent illuminated, (1) N.O. contact(s), metal base, metal bezel, plastic ring, Operator: green, flush, 30mm, round, plastic, 120 VAC/VDC, full voltage. | Stock | 20
GCX1193-120 | AutomationDirect pushbutton, IP65, 22mm, push ON - push OFF, incandescent illuminated, (1) N.O. contact(s), metal base, metal bezel, plastic ring, Operator: yellow, flush, 30mm, round, plastic, 120 VAC/VDC, full voltage. | Stock | 20
GCX1194-120 | AutomationDirect pushbutton, IP65, 22mm, push ON - push OFF, incandescent illuminated, (1) N.O. contact(s), metal base, metal bezel, plastic ring, Operator: blue, flush, 30mm, round, plastic, 120 VAC/VDC, full voltage. | Stock | 20
GCX1195-120 | AutomationDirect pushbutton, IP65, 22mm, push ON - push OFF, incandescent illuminated, (1) N.O. contact(s), metal base, metal bezel, plastic ring, Operator: clear, flush, 30mm, round, plastic, 120 VAC/VDC, full voltage. | Stock | 20
GCX1196-120 | AutomationDirect pushbutton, IP65, 22mm, push ON - push OFF, incandescent illuminated, (1) N.O. contact(s), metal base, metal bezel, plastic ring, Operator: white, flush, 30mm, round, plastic, 120 VAC/VDC, full voltage. | Stock | 20
GCX3191-24L | AutomationDirect pushbutton, IP65, 22mm, push ON - push OFF, LED illuminated, (1) N.O. contact(s), plastic base, plastic bezel, plastic ring, Operator: red, flush, 30mm, round, plastic, 24 VAC/VDC, full voltage. | Stock | 22
GCX3192-24L | AutomationDirect pushbutton, IP65, 22mm, push ON - push OFF, LED illuminated, (1) N.O. contact(s), plastic base, plastic bezel, plastic ring, Operator: green, flush, 30mm, round, plastic, 24 VAC/VDC, full voltage. | Stock | 25
GCX3193-24L | AutomationDirect pushbutton, IP65, 22mm, push ON - push OFF, LED illuminated, (1) N.O. contact(s), plastic base, plastic bezel, plastic ring, Operator: yellow, flush, 30mm, round, plastic, 24 VAC/VDC, full voltage. | Stock | 22
GCX3194-24L | AutomationDirect pushbutton, IP65, 22mm, push ON - push OFF, LED illuminated, (1) N.O. contact(s), plastic base, plastic bezel, plastic ring, Operator: blue, flush, 30mm, round, plastic, 24 VAC/VDC, full voltage. | Stock | 25
GCX3195-24L | AutomationDirect pushbutton, IP65, 22mm, push ON - push OFF, LED illuminated, (1) N.O. contact(s), plastic base, plastic bezel, plastic ring, Operator: clear, flush, 30mm, round, plastic, 24 VAC/VDC, full voltage. | Stock | 27.5
GCX3196-24L | AutomationDirect pushbutton, IP65, 22mm, push ON - push OFF, LED illuminated, (1) N.O. contact(s), plastic base, plastic bezel, plastic ring, Operator: white, flush, 30mm, round, plastic, 24 VAC/VDC, full voltage. | Stock | 27.5
GCX3191-120L | AutomationDirect pushbutton, IP65, 22mm, push ON - push OFF, LED illuminated, (1) N.O. contact(s), plastic base, plastic bezel, plastic ring, Operator: red, flush, 30mm, round, plastic, 120 VAC/VDC, full voltage. | Stock | 22.5
GCX3192-120L | AutomationDirect pushbutton, IP65, 22mm, push ON - push OFF, LED illuminated, (1) N.O. contact(s), plastic base, plastic bezel, plastic ring, Operator: green, flush, 30mm, round, plastic, 120 VAC/VDC, full voltage. | Stock | 27
GCX3193-120L | AutomationDirect pushbutton, IP65, 22mm, push ON - push OFF, LED illuminated, (1) N.O. contact(s), plastic base, plastic bezel, plastic ring, Operator: yellow, flush, 30mm, round, plastic, 120 VAC/VDC, full voltage. | Stock | 22.5
GCX3194-120L | AutomationDirect pushbutton, IP65, 22mm, push ON - push OFF, LED illuminated, (1) N.O. contact(s), plastic base, plastic bezel, plastic ring, Operator: blue, flush, 30mm, round, plastic, 120 VAC/VDC, full voltage. | Stock | 27
GCX3195-120L | AutomationDirect pushbutton, IP65, 22mm, push ON - push OFF, LED illuminated, (1) N.O. contact(s), plastic base, plastic bezel, plastic ring, Operator: clear, flush, 30mm, round, plastic, 120 VAC/VDC, full voltage. | Stock | 28.5
GCX3196-120L | AutomationDirect pushbutton, IP65, 22mm, push ON - push OFF, LED illuminated, (1) N.O. contact(s), plastic base, plastic bezel, plastic ring, Operator: white, flush, 30mm, round, plastic, 120 VAC/VDC, full voltage. | Stock | 28.5
GCX3191-24 | AutomationDirect pushbutton, IP65, 22mm, push ON - push OFF, incandescent illuminated, (1) N.O. contact(s), plastic base, plastic bezel, plastic ring, Operator: red, flush, 30mm, round, plastic, 24 VAC/VDC, full voltage. | Stock | 13.5
GCX3192-24 | AutomationDirect pushbutton, IP65, 22mm, push ON - push OFF, incandescent illuminated, (1) N.O. contact(s), plastic base, plastic bezel, plastic ring, Operator: green, flush, 30mm, round, plastic, 24 VAC/VDC, full voltage. | Stock | 13.5
GCX3193-24 | AutomationDirect pushbutton, IP65, 22mm, push ON - push OFF, incandescent illuminated, (1) N.O. contact(s), plastic base, plastic bezel, plastic ring, Operator: yellow, flush, 30mm, round, plastic, 24 VAC/VDC, full voltage. | Stock | 13.5
GCX3194-24 | AutomationDirect pushbutton, IP65, 22mm, push ON - push OFF, incandescent illuminated, (1) N.O. contact(s), plastic base, plastic bezel, plastic ring, Operator: blue, flush, 30mm, round, plastic, 24 VAC/VDC, full voltage. | Stock | 13.5
GCX3195-24 | AutomationDirect pushbutton, IP65, 22mm, push ON - push OFF, incandescent illuminated, (1) N.O. contact(s), plastic base, plastic bezel, plastic ring, Operator: clear, flush, 30mm, round, plastic, 24 VAC/VDC, full voltage. | Stock | 13.5
GCX3196-24 | AutomationDirect pushbutton, IP65, 22mm, push ON - push OFF, incandescent illuminated, (1) N.O. contact(s), plastic base, plastic bezel, plastic ring, Operator: white, flush, 30mm, round, plastic, 24 VAC/VDC, full voltage. | Stock | 13.5
GCX3191-120 | AutomationDirect pushbutton, IP65, 22mm, push ON - push OFF, incandescent illuminated, (1) N.O. contact(s), plastic base, plastic bezel, plastic ring, Operator: red, flush, 30mm, round, plastic, 120 VAC/VDC, full voltage. | Stock | 15.5
GCX3192-120 | AutomationDirect pushbutton, IP65, 22mm, push ON - push OFF, incandescent illuminated, (1) N.O. contact(s), plastic base, plastic bezel, plastic ring, Operator: green, flush, 30mm, round, plastic, 120 VAC/VDC, full voltage. | Stock | 15.5
GCX3193-120 | AutomationDirect pushbutton, IP65, 22mm, push ON - push OFF, incandescent illuminated, (1) N.O. contact(s), plastic base, plastic bezel, plastic ring, Operator: yellow, flush, 30mm, round, plastic, 120 VAC/VDC, full voltage. | Stock | 15.5
GCX3194-120 | AutomationDirect pushbutton, IP65, 22mm, push ON - push OFF, incandescent illuminated, (1) N.O. contact(s), plastic base, plastic bezel, plastic ring, Operator: blue, flush, 30mm, round, plastic, 120 VAC/VDC, full voltage. | Stock | 15.5
GCX3195-120 | AutomationDirect pushbutton, IP65, 22mm, push ON - push OFF, incandescent illuminated, (1) N.O. contact(s), plastic base, plastic bezel, plastic ring, Operator: clear, flush, 30mm, round, plastic, 120 VAC/VDC, full voltage. | Stock | 15.5
GCX3196-120 | AutomationDirect pushbutton, IP65, 22mm, push ON - push OFF, incandescent illuminated, (1) N.O. contact(s), plastic base, plastic bezel, plastic ring, Operator: white, flush, 30mm, round, plastic, 120 VAC/VDC, full voltage. | Stock | 15.5
AR22F5L-10E3RZA | Fuji Electric pushbutton, 22mm, push ON - push OFF, LED illuminated, (1) N.O. contact(s), plastic base, metal bezel, Operator: red, flush, 30mm, round, plastic, 24 VAC/VDC, full voltage. | Stock | 35
AR22F5L-10E3GZA | Fuji Electric pushbutton, 22mm, push ON - push OFF, LED illuminated, (1) N.O. contact(s), plastic base, metal bezel, Operator: green, flush, 30mm, round, plastic, 24 VAC/VDC, full voltage. | Stock | 35
AR22F5L-10E3YZA | Fuji Electric pushbutton, 22mm, push ON - push OFF, LED illuminated, (1) N.O. contact(s), plastic base, metal bezel, Operator: yellow, flush, 30mm, round, plastic, 24 VAC/VDC, full voltage. | Stock | 35
AR22F5L-10E3SZA | Fuji Electric pushbutton, 22mm, push ON - push OFF, LED illuminated, (1) N.O. contact(s), plastic base, metal bezel, Operator: blue, flush, 30mm, round, plastic, 24 VAC/VDC, full voltage. | Stock | 35
AR22F5L-10E3WZA | Fuji Electric pushbutton, 22mm, push ON - push OFF, LED illuminated, (1) N.O. contact(s), plastic base, metal bezel, Operator: white, flush, 30mm, round, plastic, 24 VAC/VDC, full voltage. | Stock | 35
AR22F5L-10L3RZA | Fuji Electric pushbutton, 22mm, push ON - push OFF, LED illuminated, (1) N.O. contact(s), plastic base, metal bezel, Operator: red, flush, 30mm, round, plastic, 115-127 VAC, transformer. | Stock | 40.5
AR22F5L-10L3GZA | Fuji Electric pushbutton, 22mm, push ON - push OFF, LED illuminated, (1) N.O. contact(s), plastic base, metal bezel, Operator: green, flush, 30mm, round, plastic, 115-127 VAC, transformer. | Stock | 40.5
AR22F5L-10L3YZA | Fuji Electric pushbutton, 22mm, push ON - push OFF, LED illuminated, (1) N.O. contact(s), plastic base, metal bezel, Operator: yellow, flush, 30mm, round, plastic, 115-127 VAC, transformer. | Stock | 40.5
AR22F5L-10L3SZA | Fuji Electric pushbutton, 22mm, push ON - push OFF, LED illuminated, (1) N.O. contact(s), plastic base, metal bezel, Operator: blue, flush, 30mm, round, plastic, 115-127 VAC, transformer. | Stock | 40.5
AR22F5L-10L3WZA | Fuji Electric pushbutton, 22mm, push ON - push OFF, LED illuminated, (1) N.O. contact(s), plastic base, metal bezel, Operator: white, flush, 30mm, round, plastic, 115-127 VAC, transformer. | Stock | 40.5
EDT.VBL | Schmersal pushbutton, IP65, 30mm, momentary, operator only, plastic base, metal bezel, Operator: blue, flush, 29.5mm, round, metal. Requires contact blocks. | Stock | 24.5
EDT.VGN | Schmersal pushbutton, IP65, 30mm, momentary, operator only, plastic base, metal bezel, Operator: green, flush, 29.5mm, round, metal. Requires contact blocks. | Stock | 24.5
EDT.VRT | Schmersal pushbutton, IP65, 30mm, momentary, operator only, plastic base, metal bezel, Operator: red, flush, 29.5mm, round, metal. Requires contact blocks. | Stock | 24.5
EDT.VWS | Schmersal pushbutton, IP65, 30mm, momentary, operator only, plastic base, metal bezel, Operator: white, flush, 29.5mm, round, metal. Requires contact blocks. | Stock | 24.5
EDT.VGB | Schmersal pushbutton, IP65, 30mm, momentary, operator only, plastic base, metal bezel, Operator: yellow, flush, 29.5mm, round, metal. Requires contact blocks. | Stock | 24.5
EDT.VSW | Schmersal pushbutton, IP65, 30mm, momentary, operator only, plastic base, metal bezel, Operator: black, flush, 29.5mm, round, metal. Requires contact blocks. | Stock | 24.5
AR30F0R-10GZC | Fuji Electric pushbutton, 30mm, momentary, (1) N.O. contact(s), plastic base, metal bezel, Operator: green, flush, 35mm, round, plastic. | Stock | 16
AR30F0R-10BZC | Fuji Electric pushbutton, 30mm, momentary, (1) N.O. contact(s), plastic base, metal bezel, Operator: black, flush, 35mm, round, plastic. | Stock | 16
AR30F0R-10RZC | Fuji Electric pushbutton, 30mm, momentary, (1) N.O. contact(s), plastic base, metal bezel, Operator: red, flush, 35mm, round, plastic. | Stock | 16
AR30F0R-01RZC | Fuji Electric pushbutton, 30mm, momentary, (1) N.C. contact(s), plastic base, metal bezel, Operator: red, flush, 35mm, round, plastic. | Stock | 16
AR30F0R-10SZC | Fuji Electric pushbutton, 30mm, momentary, (1) N.O. contact(s), plastic base, metal bezel, Operator: blue, flush, 35mm, round, plastic. | Stock | 16
AR30F0R-10WZC | Fuji Electric pushbutton, 30mm, momentary, (1) N.O. contact(s), plastic base, metal bezel, Operator: white, flush, 35mm, round, plastic. | Stock | 16
AR30F0R-10YZC | Fuji Electric pushbutton, 30mm, momentary, (1) N.O. contact(s), plastic base, metal bezel, Operator: yellow, flush, 35mm, round, plastic. | Stock | 16
AR30E0R-10GZC | Fuji Electric pushbutton, 30mm, momentary, (1) N.O. contact(s), plastic base, metal bezel, Operator: green, extended, 35mm, round, plastic. | Stock | 16
AR30E0R-10BZC | Fuji Electric pushbutton, 30mm, momentary, (1) N.O. contact(s), plastic base, metal bezel, Operator: black, extended, 35mm, round, plastic. | Stock | 16
AR30E0R-10RZC | Fuji Electric pushbutton, 30mm, momentary, (1) N.O. contact(s), plastic base, metal bezel, Operator: red, extended, 35mm, round, plastic. | Stock | 16
AR30E0R-01RZC | Fuji Electric pushbutton, 30mm, momentary, (1) N.C. contact(s), plastic base, metal bezel, Operator: red, extended, 35mm, round, plastic. | Stock | 16
AR30E0R-10SZC | Fuji Electric pushbutton, 30mm, momentary, (1) N.O. contact(s), plastic base, metal bezel, Operator: blue, extended, 35mm, round, plastic. | Stock | 16
AR30E0R-10WZC | Fuji Electric pushbutton, 30mm, momentary, (1) N.O. contact(s), plastic base, metal bezel, Operator: white, extended, 35mm, round, plastic. | Stock | 16
AR30E0R-10YZC | Fuji Electric pushbutton, 30mm, momentary, (1) N.O. contact(s), plastic base, metal bezel, Operator: yellow, extended, 35mm, round, plastic. | Stock | 16
HT8AAG | Eaton pushbutton, 30mm, momentary, operator only, metal base, metal bezel, Operator: green, flush, 28mm, round, plastic. | Stock | 31
HT8AAGA | Eaton pushbutton, 30mm, momentary, (1) N.O. contact(s), metal base, metal bezel, Operator: green, flush, 28mm, round, plastic. | Stock | 47
HT8AAGB | Eaton pushbutton, 30mm, momentary, (1) N.C. contact(s), metal base, metal bezel, Operator: green, flush, 28mm, round, plastic. | Stock | 48.5
HT8AAGAB | Eaton pushbutton, 30mm, momentary, (1) N.O./(1) N.C. contact(s), metal base, metal bezel, Operator: green, flush, 28mm, round, plastic. | Stock | 64
HT8AAGF1Q1 | Eaton pushbutton, 30mm, momentary, (2) N.O./(2) N.C. contact(s), metal base, metal bezel, Operator: green, flush, 28mm, round, plastic. | Stock | 101
HT8AAH | Eaton pushbutton, 30mm, momentary, operator only, metal base, metal bezel, Operator: black, flush, 28mm, round, plastic. | Stock | 31
HT8AAHA | Eaton pushbutton, 30mm, momentary, (1) N.O. contact(s), metal base, metal bezel, Operator: black, flush, 28mm, round, plastic. | Stock | 48.5
HT8AAHB | Eaton pushbutton, 30mm, momentary, (1) N.C. contact(s), metal base, metal bezel, Operator: black, flush, 28mm, round, plastic. | Stock | 48.5
HT8AAHAB | Eaton pushbutton, 30mm, momentary, (1) N.O./(1) N.C. contact(s), metal base, metal bezel, Operator: black, flush, 28mm, round, plastic. | Stock | 64
HT8AAHF1Q1 | Eaton pushbutton, 30mm, momentary, (2) N.O./(2) N.C. contact(s), metal base, metal bezel, Operator: black, flush, 28mm, round, plastic. | Stock | 101
HT8AAR | Eaton pushbutton, 30mm, momentary, operator only, metal base, metal bezel, Operator: red, flush, 28mm, round, plastic. | Stock | 31
HT8AARA | Eaton pushbutton, 30mm, momentary, (1) N.O. contact(s), metal base, metal bezel, Operator: red, flush, 28mm, round, plastic. | Stock | 48.5
HT8AARB | Eaton pushbutton, 30mm, momentary, (1) N.C. contact(s), metal base, metal bezel, Operator: red, flush, 28mm, round, plastic. | Stock | 48.5
HT8AARAB | Eaton pushbutton, 30mm, momentary, (1) N.O./(1) N.C. contact(s), metal base, metal bezel, Operator: red, flush, 28mm, round, plastic. | Stock | 64
HT8AARF1Q1 | Eaton pushbutton, 30mm, momentary, (2) N.O./(2) N.C. contact(s), metal base, metal bezel, Operator: red, flush, 28mm, round, plastic. | Stock | 101
HT8ABG | Eaton pushbutton, 30mm, momentary, operator only, metal base, metal bezel, Operator: green, extended, 28mm, round, plastic. | Stock | 31
HT8ABGA | Eaton pushbutton, 30mm, momentary, (1) N.O. contact(s), metal base, metal bezel, Operator: green, extended, 28mm, round, plastic. | Stock | 48.5
HT8ABGB | Eaton pushbutton, 30mm, momentary, (1) N.C. contact(s), metal base, metal bezel, Operator: green, extended, 28mm, round, plastic. | Stock | 48.5
HT8ABGAB | Eaton pushbutton, 30mm, momentary, (1) N.O./(1) N.C. contact(s), metal base, metal bezel, Operator: green, extended, 28mm, round, plastic. | Stock | 64
HT8ABGF1Q1 | Eaton pushbutton, 30mm, momentary, (2) N.O./(2) N.C. contact(s), metal base, metal bezel, Operator: green, extended, 28mm, round, plastic. | Stock | 101
HT8ABH | Eaton pushbutton, 30mm, momentary, operator only, metal base, metal bezel, Operator: black, extended, 28mm, round, plastic. | Stock | 31
HT8ABHA | Eaton pushbutton, 30mm, momentary, (1) N.O. contact(s), metal base, metal bezel, Operator: black, extended, 28mm, round, plastic. | Stock | 48.5
HT8ABHB | Eaton pushbutton, 30mm, momentary, (1) N.C. contact(s), metal base, metal bezel, Operator: black, extended, 28mm, round, plastic. | Stock | 48.5
HT8ABHAB | Eaton pushbutton, 30mm, momentary, (1) N.O./(1) N.C. contact(s), metal base, metal bezel, Operator: black, extended, 28mm, round, plastic. | Stock | 64
HT8ABHF1Q1 | Eaton pushbutton, 30mm, momentary, (2) N.O./(2) N.C. contact(s), metal base, metal bezel, Operator: black, extended, 28mm, round, plastic. | Stock | 101
HT8ABR | Eaton pushbutton, 30mm, momentary, operator only, metal base, metal bezel, Operator: red, extended, 28mm, round, plastic. | Stock | 31
HT8ABRA | Eaton pushbutton, 30mm, momentary, (1) N.O. contact(s), metal base, metal bezel, Operator: red, extended, 28mm, round, plastic. | Stock | 48.5
HT8ABRB | Eaton pushbutton, 30mm, momentary, (1) N.C. contact(s), metal base, metal bezel, Operator: red, extended, 28mm, round, plastic. | Stock | 48.5
HT8ABRAB | Eaton pushbutton, 30mm, momentary, (1) N.O./(1) N.C. contact(s), metal base, metal bezel, Operator: red, extended, 28mm, round, plastic. | Stock | 64
HT8ABRF1Q1 | Eaton pushbutton, 30mm, momentary, (2) N.O./(2) N.C. contact(s), metal base, metal bezel, Operator: red, extended, 28mm, round, plastic. | Stock | 101
EDL.VBL | Schmersal pushbutton, IP65, 30mm, momentary, operator only, plastic base, metal bezel, Operator: blue, flush, 29.5mm, round, glass. Requires contact and light blocks. | Stock | 28.5
EDL.VGN | Schmersal pushbutton, IP65, 30mm, momentary, operator only, plastic base, metal bezel, Operator: green, flush, 29.5mm, round, glass. Requires contact and light blocks. | Stock | 28.5
EDL.VRT | Schmersal pushbutton, IP65, 30mm, momentary, operator only, plastic base, metal bezel, Operator: red, flush, 29.5mm, round, glass. Requires contact and light blocks. | Stock | 28.5
EDL.VWS | Schmersal pushbutton, IP65, 30mm, momentary, operator only, plastic base, metal bezel, Operator: white, flush, 29.5mm, round, glass. Requires contact and light blocks. | Stock | 28.5
EDL.VGB | Schmersal pushbutton, IP65, 30mm, momentary, operator only, plastic base, metal bezel, Operator: yellow, flush, 29.5mm, round, glass. Requires contact and light blocks. | Stock | 28.5
AR30E0L-10E3RZC | Fuji Electric pushbutton, 30mm, momentary, LED illuminated, (1) N.O. contact(s), plastic base, metal bezel, Operator: red, extended, 35mm, round, plastic, 24 VAC/VDC, full voltage. | Stock | 30.5
AR30E0L-01E3RZC | Fuji Electric pushbutton, 30mm, momentary, LED illuminated, (1) N.C. contact(s), plastic base, metal bezel, Operator: red, extended, 35mm, round, plastic, 24 VAC/VDC, full voltage. | Stock | 30.5
AR30E0L-10E3GZC | Fuji Electric pushbutton, 30mm, momentary, LED illuminated, (1) N.O. contact(s), plastic base, metal bezel, Operator: green, extended, 35mm, round, plastic, 24 VAC/VDC, full voltage. | Stock | 30.5
AR30E0L-10E3AZC | Fuji Electric pushbutton, 30mm, momentary, LED illuminated, (1) N.O. contact(s), plastic base, metal bezel, Operator: orange, extended, 35mm, round, plastic, 24 VAC/VDC, full voltage. | Stock | 30.5
AR30E0L-10E3WZC | Fuji Electric pushbutton, 30mm, momentary, LED illuminated, (1) N.O. contact(s), plastic base, metal bezel, Operator: white, extended, 35mm, round, plastic, 24 VAC/VDC, full voltage. | Stock | 30.5
AR30E0L-10E3YZC | Fuji Electric pushbutton, 30mm, momentary, LED illuminated, (1) N.O. contact(s), plastic base, metal bezel, Operator: yellow, extended, 35mm, round, plastic, 24 VAC/VDC, full voltage. | Stock | 30.5
AR30E0L-10E3SZC | Fuji Electric pushbutton, 30mm, momentary, LED illuminated, (1) N.O. contact(s), plastic base, metal bezel, Operator: blue, extended, 35mm, round, plastic, 24 VAC/VDC, full voltage. | Stock | 44
AR30E0L-10L3RZC | Fuji Electric pushbutton, 30mm, momentary, LED illuminated, (1) N.O. contact(s), plastic base, metal bezel, Operator: red, extended, 35mm, round, plastic, 115-127 VAC, transformer. | Stock | 45
AR30E0L-01L3RZC | Fuji Electric pushbutton, 30mm, momentary, LED illuminated, (1) N.C. contact(s), plastic base, metal bezel, Operator: red, extended, 35mm, round, plastic, 115-127 VAC, transformer. | Stock | 45
AR30E0L-10L3GZC | Fuji Electric pushbutton, 30mm, momentary, LED illuminated, (1) N.O. contact(s), plastic base, metal bezel, Operator: green, extended, 35mm, round, plastic, 115-127 VAC, transformer. | Stock | 45
AR30E0L-10L3AZC | Fuji Electric pushbutton, 30mm, momentary, LED illuminated, (1) N.O. contact(s), plastic base, metal bezel, Operator: orange, extended, 35mm, round, plastic, 115-127 VAC, transformer. | Stock | 45
AR30E0L-10L3WZC | Fuji Electric pushbutton, 30mm, momentary, LED illuminated, (1) N.O. contact(s), plastic base, metal bezel, Operator: white, extended, 35mm, round, plastic, 115-127 VAC, transformer. | Stock | 45
AR30E0L-10L3YZC | Fuji Electric pushbutton, 30mm, momentary, LED illuminated, (1) N.O. contact(s), plastic base, metal bezel, Operator: yellow, extended, 35mm, round, plastic, 115-127 VAC, transformer. | Stock | 45
AR30E0L-10L3SZC | Fuji Electric pushbutton, 30mm, momentary, LED illuminated, (1) N.O. contact(s), plastic base, metal bezel, Operator: blue, extended, 35mm, round, plastic, 115-127 VAC, transformer. | Stock | 56
AR30G2L-10E3RZC | Fuji Electric pushbutton, 30mm, momentary, LED illuminated, (1) N.O. contact(s), plastic base, metal bezel, guarded, Operator: red, extended, 35mm, round, plastic, 24 VAC/VDC, full voltage. | Stock | 49
AR30G2L-01E3RZC | Fuji Electric pushbutton, 30mm, momentary, LED illuminated, (1) N.C. contact(s), plastic base, metal bezel, guarded, Operator: red, extended, 35mm, round, plastic, 24 VAC/VDC, full voltage. | Stock | 49
AR30G2L-10E3GZC | Fuji Electric pushbutton, 30mm, momentary, LED illuminated, (1) N.O. contact(s), plastic base, metal bezel, guarded, Operator: green, extended, 35mm, round, plastic, 24 VAC/VDC, full voltage. | Stock | 49
AR30G2L-10E3AZC | Fuji Electric pushbutton, 30mm, momentary, LED illuminated, (1) N.O. contact(s), plastic base, metal bezel, guarded, Operator: orange, extended, 35mm, round, plastic, 24 VAC/VDC, full voltage. | Stock | 49
AR30G2L-10E3WZC | Fuji Electric pushbutton, 30mm, momentary, LED illuminated, (1) N.O. contact(s), plastic base, metal bezel, guarded, Operator: white, extended, 35mm, round, plastic, 24 VAC/VDC, full voltage. | Stock | 49
AR30G2L-10E3YZC | Fuji Electric pushbutton, 30mm, momentary, LED illuminated, (1) N.O. contact(s), plastic base, metal bezel, guarded, Operator: yellow, extended, 35mm, round, plastic, 24 VAC/VDC, full voltage. | Stock | 49
AR30G2L-10E3SZC | Fuji Electric pushbutton, 30mm, momentary, LED illuminated, (1) N.O. contact(s), plastic base, metal bezel, guarded, Operator: blue, extended, 35mm, round, plastic, 24 VAC/VDC, full voltage. | Stock | 98
AR30G2L-10L3RZC | Fuji Electric pushbutton, 30mm, momentary, LED illuminated, (1) N.O. contact(s), plastic base, metal bezel, guarded, Operator: red, extended, 35mm, round, plastic, 115-127 VAC, transformer. | Stock | 63
AR30G2L-01L3RZC | Fuji Electric pushbutton, 30mm, momentary, LED illuminated, (1) N.C. contact(s), plastic base, metal bezel, guarded, Operator: red, extended, 35mm, round, plastic, 115-127 VAC, transformer. | Stock | 63
AR30G2L-10L3GZC | Fuji Electric pushbutton, 30mm, momentary, LED illuminated, (1) N.O. contact(s), plastic base, metal bezel, guarded, Operator: green, extended, 35mm, round, plastic, 115-127 VAC, transformer. | Stock | 63
AR30G2L-10L3AZC | Fuji Electric pushbutton, 30mm, momentary, LED illuminated, (1) N.O. contact(s), plastic base, metal bezel, guarded, Operator: orange, extended, 35mm, round, plastic, 115-127 VAC, transformer. | Stock | 63
AR30G2L-10L3WZC | Fuji Electric pushbutton, 30mm, momentary, LED illuminated, (1) N.O. contact(s), plastic base, metal bezel, guarded, Operator: white, extended, 35mm, round, plastic, 115-127 VAC, transformer. | Stock | 63
AR30G2L-10L3YZC | Fuji Electric pushbutton, 30mm, momentary, LED illuminated, (1) N.O. contact(s), plastic base, metal bezel, guarded, Operator: yellow, extended, 35mm, round, plastic, 115-127 VAC, transformer. | Stock | 63
AR30G2L-10L3SZC | Fuji Electric pushbutton, 30mm, momentary, LED illuminated, (1) N.O. contact(s), plastic base, metal bezel, guarded, Operator: blue, extended, 35mm, round, plastic, 115-127 VAC, transformer. | Stock | 88
HT8GBRV7 | Eaton pushbutton, 30mm, momentary, incandescent illuminated, operator only, metal base, metal bezel, Operator: red, extended, 28mm, round, plastic, 120 VAC/VDC, full voltage. | Stock | 101
HT8GBRAV7 | Eaton pushbutton, 30mm, momentary, incandescent illuminated, (1) N.O. contact(s), metal base, metal bezel, Operator: red, extended, 28mm, round, plastic, 120 VAC/VDC, full voltage. | Stock | 117
HT8GBRBV7 | Eaton pushbutton, 30mm, momentary, incandescent illuminated, (1) N.C. contact(s), metal base, metal bezel, Operator: red, extended, 28mm, round, plastic, 120 VAC/VDC, full voltage. | Stock | 117
HT8GBGV7 | Eaton pushbutton, 30mm, momentary, incandescent illuminated, operator only, metal base, metal bezel, Operator: green, extended, 28mm, round, plastic, 120 VAC/VDC, full voltage. | Stock | 101
HT8GBGAV7 | Eaton pushbutton, 30mm, momentary, incandescent illuminated, (1) N.O. contact(s), metal base, metal bezel, Operator: green, extended, 28mm, round, plastic, 120 VAC/VDC, full voltage. | Stock | 117
HT8GBGBV7 | Eaton pushbutton, 30mm, momentary, incandescent illuminated, (1) N.C. contact(s), metal base, metal bezel, Operator: green, extended, 28mm, round, plastic, 120 VAC/VDC, full voltage. | Stock | 117
HT8GBAV7 | Eaton pushbutton, 30mm, momentary, incandescent illuminated, operator only, metal base, metal bezel, Operator: amber, extended, 28mm, round, plastic, 120 VAC/VDC, full voltage. | Stock | 101
HT8GBAAV7 | Eaton pushbutton, 30mm, momentary, incandescent illuminated, (1) N.O. contact(s), metal base, metal bezel, Operator: amber, extended, 28mm, round, plastic, 120 VAC/VDC, full voltage. | Stock | 117
HT8GBABV7 | Eaton pushbutton, 30mm, momentary, incandescent illuminated, (1) N.C. contact(s), metal base, metal bezel, Operator: amber, extended, 28mm, round, plastic, 120 VAC/VDC, full voltage. | Stock | 117
HT8GBCV7 | Eaton pushbutton, 30mm, momentary, incandescent illuminated, operator only, metal base, metal bezel, Operator: clear, extended, 28mm, round, plastic, 120 VAC/VDC, full voltage. | Stock | 101
HT8GBCAV7 | Eaton pushbutton, 30mm, momentary, incandescent illuminated, (1) N.O. contact(s), metal base, metal bezel, Operator: clear, extended, 28mm, round, plastic, 120 VAC/VDC, full voltage. | Stock | 117
HT8GBCBV7 | Eaton pushbutton, 30mm, momentary, incandescent illuminated, (1) N.C. contact(s), metal base, metal bezel, Operator: clear, extended, 28mm, round, plastic, 120 VAC/VDC, full voltage. | Stock | 117
HT8GBWV7 | Eaton pushbutton, 30mm, momentary, incandescent illuminated, operator only, metal base, metal bezel, Operator: white, extended, 28mm, round, plastic, 120 VAC/VDC, full voltage. | Stock | 101
HT8GBWAV7 | Eaton pushbutton, 30mm, momentary, incandescent illuminated, (1) N.O. contact(s), metal base, metal bezel, Operator: white, extended, 28mm, round, plastic, 120 VAC/VDC, full voltage. | Stock | 117
HT8GBWBV7 | Eaton pushbutton, 30mm, momentary, incandescent illuminated, (1) N.C. contact(s), metal base, metal bezel, Operator: white, extended, 28mm, round, plastic, 120 VAC/VDC, full voltage. | Stock | 117
HT8GBYV7 | Eaton pushbutton, 30mm, momentary, incandescent illuminated, operator only, metal base, metal bezel, Operator: yellow, extended, 28mm, round, plastic, 120 VAC/VDC, full voltage. | Stock | 101
HT8GBYAV7 | Eaton pushbutton, 30mm, momentary, incandescent illuminated, (1) N.O. contact(s), metal base, metal bezel, Operator: yellow, extended, 28mm, round, plastic, 120 VAC/VDC, full voltage. | Stock | 117
HT8GBYBV7 | Eaton pushbutton, 30mm, momentary, incandescent illuminated, (1) N.C. contact(s), metal base, metal bezel, Operator: yellow, extended, 28mm, round, plastic, 120 VAC/VDC, full voltage. | Stock | 117
HT8GBBV7 | Eaton pushbutton, 30mm, momentary, incandescent illuminated, operator only, metal base, metal bezel, Operator: blue, extended, 28mm, round, plastic, 120 VAC/VDC, full voltage. | Stock | 101
HT8GBBAV7 | Eaton pushbutton, 30mm, momentary, incandescent illuminated, (1) N.O. contact(s), metal base, metal bezel, Operator: blue, extended, 28mm, round, plastic, 120 VAC/VDC, full voltage. | Stock | 117
HT8GBBBV7 | Eaton pushbutton, 30mm, momentary, incandescent illuminated, (1) N.C. contact(s), metal base, metal bezel, Operator: blue, extended, 28mm, round, plastic, 120 VAC/VDC, full voltage. | Stock | 117
HT8GBRV3 | Eaton pushbutton, 30mm, momentary, incandescent illuminated, operator only, metal base, metal bezel, Operator: red, extended, 28mm, round, plastic, 24 VAC/VDC, full voltage. | Stock | 101
HT8GBRAV3 | Eaton pushbutton, 30mm, momentary, incandescent illuminated, (1) N.O. contact(s), metal base, metal bezel, Operator: red, extended, 28mm, round, plastic, 24 VAC/VDC, full voltage. | Stock | 117
HT8GBRBV3 | Eaton pushbutton, 30mm, momentary, incandescent illuminated, (1) N.C. contact(s), metal base, metal bezel, Operator: red, extended, 28mm, round, plastic, 24 VAC/VDC, full voltage. | Stock | 117
HT8GBGV3 | Eaton pushbutton, 30mm, momentary, incandescent illuminated, operator only, metal base, metal bezel, Operator: green, extended, 28mm, round, plastic, 24 VAC/VDC, full voltage. | Stock | 101
HT8GBGAV3 | Eaton pushbutton, 30mm, momentary, incandescent illuminated, (1) N.O. contact(s), metal base, metal bezel, Operator: green, extended, 28mm, round, plastic, 24 VAC/VDC, full voltage. | Stock | 117
HT8GBGBV3 | Eaton pushbutton, 30mm, momentary, incandescent illuminated, (1) N.C. contact(s), metal base, metal bezel, Operator: green, extended, 28mm, round, plastic, 24 VAC/VDC, full voltage. | Stock | 117
HT8GBAV3 | Eaton pushbutton, 30mm, momentary, incandescent illuminated, operator only, metal base, metal bezel, Operator: amber, extended, 28mm, round, plastic, 24 VAC/VDC, full voltage. | Stock | 101
HT8GBAAV3 | Eaton pushbutton, 30mm, momentary, incandescent illuminated, (1) N.O. contact(s), metal base, metal bezel, Operator: amber, extended, 28mm, round, plastic, 24 VAC/VDC, full voltage. | Stock | 117
HT8GBABV3 | Eaton pushbutton, 30mm, momentary, incandescent illuminated, (1) N.C. contact(s), metal base, metal bezel, Operator: amber, extended, 28mm, round, plastic, 24 VAC/VDC, full voltage. | Stock | 117
HT8GBCV3 | Eaton pushbutton, 30mm, momentary, incandescent illuminated, operator only, metal base, metal bezel, Operator: clear, extended, 28mm, round, plastic, 24 VAC/VDC, full voltage. | Stock | 101
HT8GBCAV3 | Eaton pushbutton, 30mm, momentary, incandescent illuminated, (1) N.O. contact(s), metal base, metal bezel, Operator: clear, extended, 28mm, round, plastic, 24 VAC/VDC, full voltage. | Stock | 117
HT8GBCBV3 | Eaton pushbutton, 30mm, momentary, incandescent illuminated, (1) N.C. contact(s), metal base, metal bezel, Operator: clear, extended, 28mm, round, plastic, 24 VAC/VDC, full voltage. | Stock | 117
HT8GBWV3 | Eaton pushbutton, 30mm, momentary, incandescent illuminated, operator only, metal base, metal bezel, Operator: white, extended, 28mm, round, plastic, 24 VAC/VDC, full voltage. | Stock | 101
HT8GBWAV3 | Eaton pushbutton, 30mm, momentary, incandescent illuminated, (1) N.O. contact(s), metal base, metal bezel, Operator: white, extended, 28mm, round, plastic, 24 VAC/VDC, full voltage. | Stock | 117
HT8GBWBV3 | Eaton pushbutton, 30mm, momentary, incandescent illuminated, (1) N.C. contact(s), metal base, metal bezel, Operator: white, extended, 28mm, round, plastic, 24 VAC/VDC, full voltage. | Stock | 117
HT8GBYV3 | Eaton pushbutton, 30mm, momentary, incandescent illuminated, operator only, metal base, metal bezel, Operator: yellow, extended, 28mm, round, plastic, 24 VAC/VDC, full voltage. | Stock | 101
HT8GBYAV3 | Eaton pushbutton, 30mm, momentary, incandescent illuminated, (1) N.O. contact(s), metal base, metal bezel, Operator: yellow, extended, 28mm, round, plastic, 24 VAC/VDC, full voltage. | Stock | 117
HT8GBYBV3 | Eaton pushbutton, 30mm, momentary, incandescent illuminated, (1) N.C. contact(s), metal base, metal bezel, Operator: yellow, extended, 28mm, round, plastic, 24 VAC/VDC, full voltage. | Stock | 117
HT8GBBV3 | Eaton pushbutton, 30mm, momentary, incandescent illuminated, operator only, metal base, metal bezel, Operator: blue, extended, 28mm, round, plastic, 24 VAC/VDC, full voltage. | Stock | 101
HT8GBBAV3 | Eaton pushbutton, 30mm, momentary, incandescent illuminated, (1) N.O. contact(s), metal base, metal bezel, Operator: blue, extended, 28mm, round, plastic, 24 VAC/VDC, full voltage. | Stock | 117
HT8GBBBV3 | Eaton pushbutton, 30mm, momentary, incandescent illuminated, (1) N.C. contact(s), metal base, metal bezel, Operator: blue, extended, 28mm, round, plastic, 24 VAC/VDC, full voltage. | Stock | 117
HT8GDRV3 | Eaton pushbutton, 30mm, momentary, incandescent illuminated, operator only, metal base, metal bezel, guarded, Operator: red, flush, 28mm, round, plastic, 24 VAC/VDC, full voltage. | Stock | 110
HT8GDRAV3 | Eaton pushbutton, 30mm, momentary, incandescent illuminated, (1) N.O. contact(s), metal base, metal bezel, guarded, Operator: red, flush, 28mm, round, plastic, 24 VAC/VDC, full voltage. | Stock | 117
HT8GDRBV3 | Eaton pushbutton, 30mm, momentary, incandescent illuminated, (1) N.C. contact(s), metal base, metal bezel, guarded, Operator: red, flush, 28mm, round, plastic, 24 VAC/VDC, full voltage. | Stock | 117
HT8GDGV3 | Eaton pushbutton, 30mm, momentary, incandescent illuminated, operator only, metal base, metal bezel, guarded, Operator: green, flush, 28mm, round, plastic, 24 VAC/VDC, full voltage. | Stock | 110
HT8GDGAV3 | Eaton pushbutton, 30mm, momentary, incandescent illuminated, (1) N.O. contact(s), metal base, metal bezel, guarded, Operator: green, flush, 28mm, round, plastic, 24 VAC/VDC, full voltage. | Stock | 117
HT8GDGBV3 | Eaton pushbutton, 30mm, momentary, incandescent illuminated, (1) N.C. contact(s), metal base, metal bezel, guarded, Operator: green, flush, 28mm, round, plastic, 24 VAC/VDC, full voltage. | Stock | 117
HT8GDAV3 | Eaton pushbutton, 30mm, momentary, incandescent illuminated, operator only, metal base, metal bezel, guarded, Operator: amber, flush, 28mm, round, plastic, 24 VAC/VDC, full voltage. | Stock | 110
HT8GDAAV3 | Eaton pushbutton, 30mm, momentary, incandescent illuminated, (1) N.O. contact(s), metal base, metal bezel, guarded, Operator: amber, flush, 28mm, round, plastic, 24 VAC/VDC, full voltage. | Stock | 117
HT8GDABV3 | Eaton pushbutton, 30mm, momentary, incandescent illuminated, (1) N.C. contact(s), metal base, metal bezel, guarded, Operator: amber, flush, 28mm, round, plastic, 24 VAC/VDC, full voltage. | Stock | 117
HT8GDCV3 | Eaton pushbutton, 30mm, momentary, incandescent illuminated, operator only, metal base, metal bezel, guarded, Operator: clear, flush, 28mm, round, plastic, 24 VAC/VDC, full voltage. | Stock | 110
HT8GDCAV3 | Eaton pushbutton, 30mm, momentary, incandescent illuminated, (1) N.O. contact(s), metal base, metal bezel, guarded, Operator: clear, flush, 28mm, round, plastic, 24 VAC/VDC, full voltage. | Stock | 117
HT8GDCBV3 | Eaton pushbutton, 30mm, momentary, incandescent illuminated, (1) N.C. contact(s), metal base, metal bezel, guarded, Operator: clear, flush, 28mm, round, plastic, 24 VAC/VDC, full voltage. | Stock | 117
HT8GDWV3 | Eaton pushbutton, 30mm, momentary, incandescent illuminated, operator only, metal base, metal bezel, guarded, Operator: white, flush, 28mm, round, plastic, 24 VAC/VDC, full voltage. | Stock | 110
HT8GDWAV3 | Eaton pushbutton, 30mm, momentary, incandescent illuminated, (1) N.O. contact(s), metal base, metal bezel, guarded, Operator: white, flush, 28mm, round, plastic, 24 VAC/VDC, full voltage. | Stock | 117
HT8GDWBV3 | Eaton pushbutton, 30mm, momentary, incandescent illuminated, (1) N.C. contact(s), metal base, metal bezel, guarded, Operator: white, flush, 28mm, round, plastic, 24 VAC/VDC, full voltage. | Stock | 117
HT8GDYV3 | Eaton pushbutton, 30mm, momentary, incandescent illuminated, operator only, metal base, metal bezel, guarded, Operator: yellow, flush, 28mm, round, plastic, 24 VAC/VDC, full voltage. | Stock | 110
HT8GDYAV3 | Eaton pushbutton, 30mm, momentary, incandescent illuminated, (1) N.O. contact(s), metal base, metal bezel, guarded, Operator: yellow, flush, 28mm, round, plastic, 24 VAC/VDC, full voltage. | Stock | 117
HT8GDYBV3 | Eaton pushbutton, 30mm, momentary, incandescent illuminated, (1) N.C. contact(s), metal base, metal bezel, guarded, Operator: yellow, flush, 28mm, round, plastic, 24 VAC/VDC, full voltage. | Stock | 117
HT8GDBV3 | Eaton pushbutton, 30mm, momentary, incandescent illuminated, operator only, metal base, metal bezel, guarded, Operator: blue, flush, 28mm, round, plastic, 24 VAC/VDC, full voltage. | Stock | 110
HT8GDBAV3 | Eaton pushbutton, 30mm, momentary, incandescent illuminated, (1) N.O. contact(s), metal base, metal bezel, guarded, Operator: blue, flush, 28mm, round, plastic, 24 VAC/VDC, full voltage. | Stock | 117
HT8GDBBV3 | Eaton pushbutton, 30mm, momentary, incandescent illuminated, (1) N.C. contact(s), metal base, metal bezel, guarded, Operator: blue, flush, 28mm, round, plastic, 24 VAC/VDC, full voltage. | Stock | 117
HT8GDRV7 | Eaton pushbutton, 30mm, momentary, incandescent illuminated, operator only, metal base, metal bezel, guarded, Operator: red, flush, 28mm, round, plastic, 120 VAC/VDC, full voltage. | Stock | 110
HT8GDRAV7 | Eaton pushbutton, 30mm, momentary, incandescent illuminated, (1) N.O. contact(s), metal base, metal bezel, guarded, Operator: red, flush, 28mm, round, plastic, 120 VAC/VDC, full voltage. | Stock | 117
HT8GDRBV7 | Eaton pushbutton, 30mm, momentary, incandescent illuminated, (1) N.C. contact(s), metal base, metal bezel, guarded, Operator: red, flush, 28mm, round, plastic, 120 VAC/VDC, full voltage. | Stock | 117
HT8GDGV7 | Eaton pushbutton, 30mm, momentary, incandescent illuminated, operator only, metal base, metal bezel, guarded, Operator: green, flush, 28mm, round, plastic, 120 VAC/VDC, full voltage. | Stock | 110
HT8GDGAV7 | Eaton pushbutton, 30mm, momentary, incandescent illuminated, (1) N.O. contact(s), metal base, metal bezel, guarded, Operator: green, flush, 28mm, round, plastic, 120 VAC/VDC, full voltage. | Stock | 117
HT8GDGBV7 | Eaton pushbutton, 30mm, momentary, incandescent illuminated, (1) N.C. contact(s), metal base, metal bezel, guarded, Operator: green, flush, 28mm, round, plastic, 120 VAC/VDC, full voltage. | Stock | 117
HT8GDAV7 | Eaton pushbutton, 30mm, momentary, incandescent illuminated, operator only, metal base, metal bezel, guarded, Operator: amber, flush, 28mm, round, plastic, 120 VAC/VDC, full voltage. | Stock | 110
HT8GDAAV7 | Eaton pushbutton, 30mm, momentary, incandescent illuminated, (1) N.O. contact(s), metal base, metal bezel, guarded, Operator: amber, flush, 28mm, round, plastic, 120 VAC/VDC, full voltage. | Stock | 117
HT8GDABV7 | Eaton pushbutton, 30mm, momentary, incandescent illuminated, (1) N.C. contact(s), metal base, metal bezel, guarded, Operator: amber, flush, 28mm, round, plastic, 120 VAC/VDC, full voltage. | Stock | 117
HT8GDCV7 | Eaton pushbutton, 30mm, momentary, incandescent illuminated, operator only, metal base, metal bezel, guarded, Operator: clear, flush, 28mm, round, plastic, 120 VAC/VDC, full voltage. | Stock | 110
HT8GDCAV7 | Eaton pushbutton, 30mm, momentary, incandescent illuminated, (1) N.O. contact(s), metal base, metal bezel, guarded, Operator: clear, flush, 28mm, round, plastic, 120 VAC/VDC, full voltage. | Stock | 117
HT8GDCBV7 | Eaton pushbutton, 30mm, momentary, incandescent illuminated, (1) N.C. contact(s), metal base, metal bezel, guarded, Operator: clear, flush, 28mm, round, plastic, 120 VAC/VDC, full voltage. | Stock | 117
HT8GDWV7 | Eaton pushbutton, 30mm, momentary, incandescent illuminated, operator only, metal base, metal bezel, guarded, Operator: white, flush, 28mm, round, plastic, 120 VAC/VDC, full voltage. | Stock | 110
HT8GDWAV7 | Eaton pushbutton, 30mm, momentary, incandescent illuminated, (1) N.O. contact(s), metal base, metal bezel, guarded, Operator: white, flush, 28mm, round, plastic, 120 VAC/VDC, full voltage. | Stock | 117
HT8GDWBV7 | Eaton pushbutton, 30mm, momentary, incandescent illuminated, (1) N.C. contact(s), metal base, metal bezel, guarded, Operator: white, flush, 28mm, round, plastic, 120 VAC/VDC, full voltage. | Stock | 117
HT8GDYV7 | Eaton pushbutton, 30mm, momentary, incandescent illuminated, operator only, metal base, metal bezel, guarded, Operator: yellow, flush, 28mm, round, plastic, 120 VAC/VDC, full voltage. | Stock | 110
HT8GDYAV7 | Eaton pushbutton, 30mm, momentary, incandescent illuminated, (1) N.O. contact(s), metal base, metal bezel, guarded, Operator: yellow, flush, 28mm, round, plastic, 120 VAC/VDC, full voltage. | Stock | 117
HT8GDYBV7 | Eaton pushbutton, 30mm, momentary, incandescent illuminated, (1) N.C. contact(s), metal base, metal bezel, guarded, Operator: yellow, flush, 28mm, round, plastic, 120 VAC/VDC, full voltage. | Stock | 117
HT8GDBV7 | Eaton pushbutton, 30mm, momentary, incandescent illuminated, operator only, metal base, metal bezel, guarded, Operator: blue, flush, 28mm, round, plastic, 120 VAC/VDC, full voltage. | Stock | 110
HT8GDBAV7 | Eaton pushbutton, 30mm, momentary, incandescent illuminated, (1) N.O. contact(s), metal base, metal bezel, guarded, Operator: blue, flush, 28mm, round, plastic, 120 VAC/VDC, full voltage. | Stock | 117
HT8GDBBV7 | Eaton pushbutton, 30mm, momentary, incandescent illuminated, (1) N.C. contact(s), metal base, metal bezel, guarded, Operator: blue, flush, 28mm, round, plastic, 120 VAC/VDC, full voltage. | Stock | 117
HT8GDRF3 | Eaton pushbutton, 30mm, momentary, LED illuminated, operator only, metal base, metal bezel, guarded, Operator: red, flush, 28mm, round, plastic, 24 VAC/VDC, full voltage. | Stock | 129
HT8GDRAF3 | Eaton pushbutton, 30mm, momentary, LED illuminated, (1) N.O. contact(s), metal base, metal bezel, guarded, Operator: red, flush, 28mm, round, plastic, 24 VAC/VDC, full voltage. | Stock | 139
HT8GDRBF3 | Eaton pushbutton, 30mm, momentary, LED illuminated, (1) N.C. contact(s), metal base, metal bezel, guarded, Operator: red, flush, 28mm, round, plastic, 24 VAC/VDC, full voltage. | Stock | 139
HT8GDGF3 | Eaton pushbutton, 30mm, momentary, LED illuminated, operator only, metal base, metal bezel, guarded, Operator: green, flush, 28mm, round, plastic, 24 VAC/VDC, full voltage. | Stock | 129
HT8GDGAF3 | Eaton pushbutton, 30mm, momentary, LED illuminated, (1) N.O. contact(s), metal base, metal bezel, guarded, Operator: green, flush, 28mm, round, plastic, 24 VAC/VDC, full voltage. | Stock | 139
HT8GDGBF3 | Eaton pushbutton, 30mm, momentary, LED illuminated, (1) N.C. contact(s), metal base, metal bezel, guarded, Operator: green, flush, 28mm, round, plastic, 24 VAC/VDC, full voltage. | Stock | 139
HT8GDAF3 | Eaton pushbutton, 30mm, momentary, LED illuminated, operator only, metal base, metal bezel, guarded, Operator: amber, flush, 28mm, round, plastic, 24 VAC/VDC, full voltage. | Stock | 129
HT8GDAAF3 | Eaton pushbutton, 30mm, momentary, LED illuminated, (1) N.O. contact(s), metal base, metal bezel, guarded, Operator: amber, flush, 28mm, round, plastic, 24 VAC/VDC, full voltage. | Stock | 139
HT8GDABF3 | Eaton pushbutton, 30mm, momentary, LED illuminated, (1) N.C. contact(s), metal base, metal bezel, guarded, Operator: amber, flush, 28mm, round, plastic, 24 VAC/VDC, full voltage. | Stock | 139
HT8GDCF3 | Eaton pushbutton, 30mm, momentary, LED illuminated, operator only, metal base, metal bezel, guarded, Operator: clear, flush, 28mm, round, plastic, 24 VAC/VDC, full voltage. | Stock | 129
HT8GDCAF3 | Eaton pushbutton, 30mm, momentary, LED illuminated, (1) N.O. contact(s), metal base, metal bezel, guarded, Operator: clear, flush, 28mm, round, plastic, 24 VAC/VDC, full voltage. | Stock | 139
HT8GDCBF3 | Eaton pushbutton, 30mm, momentary, LED illuminated, (1) N.C. contact(s), metal base, metal bezel, guarded, Operator: clear, flush, 28mm, round, plastic, 24 VAC/VDC, full voltage. | Stock | 139
HT8GDWF3 | Eaton pushbutton, 30mm, momentary, LED illuminated, operator only, metal base, metal bezel, guarded, Operator: white, flush, 28mm, round, plastic, 24 VAC/VDC, full voltage. | Stock | 129
HT8GDWAF3 | Eaton pushbutton, 30mm, momentary, LED illuminated, (1) N.O. contact(s), metal base, metal bezel, guarded, Operator: white, flush, 28mm, round, plastic, 24 VAC/VDC, full voltage. | Stock | 139
HT8GDWBF3 | Eaton pushbutton, 30mm, momentary, LED illuminated, (1) N.C. contact(s), metal base, metal bezel, guarded, Operator: white, flush, 28mm, round, plastic, 24 VAC/VDC, full voltage. | Stock | 139
HT8GDYF3 | Eaton pushbutton, 30mm, momentary, LED illuminated, operator only, metal base, metal bezel, guarded, Operator: yellow, flush, 28mm, round, plastic, 24 VAC/VDC, full voltage. | Stock | 129
HT8GDYAF3 | Eaton pushbutton, 30mm, momentary, LED illuminated, (1) N.O. contact(s), metal base, metal bezel, guarded, Operator: yellow, flush, 28mm, round, plastic, 24 VAC/VDC, full voltage. | Stock | 139
HT8GDYBF3 | Eaton pushbutton, 30mm, momentary, LED illuminated, (1) N.C. contact(s), metal base, metal bezel, guarded, Operator: yellow, flush, 28mm, round, plastic, 24 VAC/VDC, full voltage. | Stock | 139
HT8GDBF3 | Eaton pushbutton, 30mm, momentary, LED illuminated, operator only, metal base, metal bezel, guarded, Operator: blue, flush, 28mm, round, plastic, 24 VAC/VDC, full voltage. | Stock | 129
HT8GDBAF3 | Eaton pushbutton, 30mm, momentary, LED illuminated, (1) N.O. contact(s), metal base, metal bezel, guarded, Operator: blue, flush, 28mm, round, plastic, 24 VAC/VDC, full voltage. | Stock | 139
HT8GDBBF3 | Eaton pushbutton, 30mm, momentary, LED illuminated, (1) N.C. contact(s), metal base, metal bezel, guarded, Operator: blue, flush, 28mm, round, plastic, 24 VAC/VDC, full voltage. | Stock | 139
HT8GDRF7 | Eaton pushbutton, 30mm, momentary, LED illuminated, operator only, metal base, metal bezel, guarded, Operator: red, flush, 28mm, round, plastic, 120 VAC/VDC, full voltage. | Stock | 129
HT8GDRAF7 | Eaton pushbutton, 30mm, momentary, LED illuminated, (1) N.O. contact(s), metal base, metal bezel, guarded, Operator: red, flush, 28mm, round, plastic, 120 VAC/VDC, full voltage. | Stock | 139
HT8GDRBF7 | Eaton pushbutton, 30mm, momentary, LED illuminated, (1) N.C. contact(s), metal base, metal bezel, guarded, Operator: red, flush, 28mm, round, plastic, 120 VAC/VDC, full voltage. | Stock | 139
HT8GDGF7 | Eaton pushbutton, 30mm, momentary, LED illuminated, operator only, metal base, metal bezel, guarded, Operator: green, flush, 28mm, round, plastic, 120 VAC/VDC, full voltage. | Stock | 129
HT8GDGAF7 | Eaton pushbutton, 30mm, momentary, LED illuminated, (1) N.O. contact(s), metal base, metal bezel, guarded, Operator: green, flush, 28mm, round, plastic, 120 VAC/VDC, full voltage. | Stock | 139
HT8GDGBF7 | Eaton pushbutton, 30mm, momentary, LED illuminated, (1) N.C. contact(s), metal base, metal bezel, guarded, Operator: green, flush, 28mm, round, plastic, 120 VAC/VDC, full voltage. | Stock | 139
HT8GDAF7 | Eaton pushbutton, 30mm, momentary, LED illuminated, operator only, metal base, metal bezel, guarded, Operator: amber, flush, 28mm, round, plastic, 120 VAC/VDC, full voltage. | Stock | 129
HT8GDAAF7 | Eaton pushbutton, 30mm, momentary, LED illuminated, (1) N.O. contact(s), metal base, metal bezel, guarded, Operator: amber, flush, 28mm, round, plastic, 120 VAC/VDC, full voltage. | Stock | 139
HT8GDABF7 | Eaton pushbutton, 30mm, momentary, LED illuminated, (1) N.C. contact(s), metal base, metal bezel, guarded, Operator: amber, flush, 28mm, round, plastic, 120 VAC/VDC, full voltage. | Stock | 139
HT8GDCF7 | Eaton pushbutton, 30mm, momentary, LED illuminated, operator only, metal base, metal bezel, guarded, Operator: clear, flush, 28mm, round, plastic, 120 VAC/VDC, full voltage. | Stock | 129
HT8GDCAF7 | Eaton pushbutton, 30mm, momentary, LED illuminated, (1) N.O. contact(s), metal base, metal bezel, guarded, Operator: clear, flush, 28mm, round, plastic, 120 VAC/VDC, full voltage. | Stock | 139
HT8GDCBF7 | Eaton pushbutton, 30mm, momentary, LED illuminated, (1) N.C. contact(s), metal base, metal bezel, guarded, Operator: clear, flush, 28mm, round, plastic, 120 VAC/VDC, full voltage. | Stock | 139
HT8GDWF7 | Eaton pushbutton, 30mm, momentary, LED illuminated, operator only, metal base, metal bezel, guarded, Operator: white, flush, 28mm, round, plastic, 120 VAC/VDC, full voltage. | Stock | 129
HT8GDWAF7 | Eaton pushbutton, 30mm, momentary, LED illuminated, (1) N.O. contact(s), metal base, metal bezel, guarded, Operator: white, flush, 28mm, round, plastic, 120 VAC/VDC, full voltage. | Stock | 139
HT8GDWBF7 | Eaton pushbutton, 30mm, momentary, LED illuminated, (1) N.C. contact(s), metal base, metal bezel, guarded, Operator: white, flush, 28mm, round, plastic, 120 VAC/VDC, full voltage. | Stock | 139
HT8GDYF7 | Eaton pushbutton, 30mm, momentary, LED illuminated, operator only, metal base, metal bezel, guarded, Operator: yellow, flush, 28mm, round, plastic, 120 VAC/VDC, full voltage. | Stock | 129
HT8GDYAF7 | Eaton pushbutton, 30mm, momentary, LED illuminated, (1) N.O. contact(s), metal base, metal bezel, guarded, Operator: yellow, flush, 28mm, round, plastic, 120 VAC/VDC, full voltage. | Stock | 139
HT8GDYBF7 | Eaton pushbutton, 30mm, momentary, LED illuminated, (1) N.C. contact(s), metal base, metal bezel, guarded, Operator: yellow, flush, 28mm, round, plastic, 120 VAC/VDC, full voltage. | Stock | 139
HT8GDBF7 | Eaton pushbutton, 30mm, momentary, LED illuminated, operator only, metal base, metal bezel, guarded, Operator: blue, flush, 28mm, round, plastic, 120 VAC/VDC, full voltage. | Stock | 129
HT8GDBAF7 | Eaton pushbutton, 30mm, momentary, LED illuminated, (1) N.O. contact(s), metal base, metal bezel, guarded, Operator: blue, flush, 28mm, round, plastic, 120 VAC/VDC, full voltage. | Stock | 139
HT8GDBBF7 | Eaton pushbutton, 30mm, momentary, LED illuminated, (1) N.C. contact(s), metal base, metal bezel, guarded, Operator: blue, flush, 28mm, round, plastic, 120 VAC/VDC, full voltage. | Stock | 139
Emergency Stop Pushbuttons
NDRZ50RT | Schmersal emergency stop pushbutton, IP67 and IP69K, 22mm, push to lock, pull to reset, operator only, plastic base, plastic bezel, Operator: red, mushroom, 50mm, round, plastic, operator text "push/pull symbol". Requires contact blocks. | Stock | 38.5
NDRZ50RT-2905-1 | Schmersal emergency stop pushbutton, IP67 and IP69K, 22mm, push to lock, pull to reset, operator only, plastic base, plastic bezel, yellow, Operator: red, mushroom, 50mm, round, plastic, operator text "push/pull symbol". Requires contact blocks. | Stock | 38.5
GCX1131 | AutomationDirect emergency stop pushbutton, IP65, 22mm, twist-to-release, (1) N.C. contact(s), metal base, metal bezel, Operator: red, mushroom, 40mm, round, plastic. | Stock | 17.5
GCX1136 | AutomationDirect emergency stop pushbutton, IP65, 22mm, twist-to-release, (1) N.C. contact(s), metal base, metal bezel, Operator: red, mushroom, 60mm, round, plastic. | Stock | 21
GCX1141 | AutomationDirect emergency stop pushbutton, IP65, 22mm, key operated release, (1) N.C. contact(s), metal base, metal bezel, Operator: red, mushroom, 40mm, round, plastic. | Stock | 23.5
GCX3131 | AutomationDirect emergency stop pushbutton, IP65, 22mm, twist-to-release, (1) N.C. contact(s), plastic base, plastic bezel, Operator: red, mushroom, 40mm, round, plastic. | Stock | 12
GCX3136 | AutomationDirect emergency stop pushbutton, IP65, 22mm, twist-to-release, (1) N.C. contact(s), plastic base, plastic bezel, Operator: red, mushroom, 60mm, round, plastic. | Stock | 15.5
GCX3141 | AutomationDirect emergency stop pushbutton, IP65, 22mm, key operated release, (1) N.C. contact(s), plastic base, plastic bezel, Operator: red, mushroom, 40mm, round, plastic. | Stock | 18.5
AR16V0R-11R | Fuji Electric emergency stop pushbutton, IP65, 16mm, push to lock, pull or turn to reset, (1) N.O./(1) N.C. contact(s), plastic base, plastic bezel, black, Operator: red, mushroom, 32mm, mushroom, plastic. | Stock | 24.5
AR16V0R-02R | Fuji Electric emergency stop pushbutton, IP65, 16mm, push to lock, pull or turn to reset, (2) N.C. contact(s), plastic base, plastic bezel, black, Operator: red, mushroom, 32mm, mushroom, plastic. | Stock | 24.5
AR16V1R-01R | Fuji Electric emergency stop pushbutton, IP65, 16mm, push to lock, pull or turn to reset, (1) N.C. contact(s), plastic base, plastic bezel, black, Operator: red, mushroom, 40mm, mushroom, plastic. | Stock | 22.5
AR16V1R-11R | Fuji Electric emergency stop pushbutton, IP65, 16mm, push to lock, pull or turn to reset, (1) N.O./(1) N.C. contact(s), plastic base, plastic bezel, black, Operator: red, mushroom, 40mm, mushroom, plastic. | Stock | 26.5
AR16V1R-02R | Fuji Electric emergency stop pushbutton, IP65, 16mm, push to lock, pull or turn to reset, (2) N.C. contact(s), plastic base, plastic bezel, black, Operator: red, mushroom, 40mm, mushroom, plastic. | Stock | 26.5
AR16V1R-12R | Fuji Electric emergency stop pushbutton, IP65, 16mm, push to lock, pull or turn to reset, (1) N.O./(2) N.C. contact(s), plastic base, plastic bezel, black, Operator: red, mushroom, 40mm, mushroom, plastic. | Stock | 28.5
AR16V1R-03R | Fuji Electric emergency stop pushbutton, IP65, 16mm, push to lock, pull or turn to reset, (3) N.C. contact(s), plastic base, plastic bezel, black, Operator: red, mushroom, 40mm, mushroom, plastic. | Stock | 28.5
AR16V1R-13R | Fuji Electric emergency stop pushbutton, IP65, 16mm, push to lock, pull or turn to reset, (1) N.O./(3) N.C. contact(s), plastic base, plastic bezel, black, Operator: red, mushroom, 40mm, mushroom, plastic. | Stock | 33
AR16V1R-04R | Fuji Electric emergency stop pushbutton, IP65, 16mm, push to lock, pull or turn to reset, (4) N.C. contact(s), plastic base, plastic bezel, black, Operator: red, mushroom, 40mm, mushroom, plastic. | Stock | 33
AR16V0L-01E3R | Fuji Electric emergency stop pushbutton, IP65, 16mm, push to lock, pull or turn to reset, LED illuminated, (1) N.C. contact(s), plastic base, plastic bezel, black, Operator: red, mushroom, 32mm, mushroom, plastic, 24 VAC/VDC, full voltage. | Stock | 27.5
AR16V0L-11E3R | Fuji Electric emergency stop pushbutton, IP65, 16mm, push to lock, pull or turn to reset, LED illuminated, (1) N.O./(1) N.C. contact(s), plastic base, plastic bezel, black, Operator: red, mushroom, 32mm, mushroom, plastic, 24 VAC/VDC, full voltage. | Stock | 30.5
AR16V0L-02E3R | Fuji Electric emergency stop pushbutton, IP65, 16mm, push to lock, pull or turn to reset, LED illuminated, (2) N.C. contact(s), plastic base, plastic bezel, black, Operator: red, mushroom, 32mm, mushroom, plastic, 24 VAC/VDC, full voltage. | Stock | 30.5
AR16V0L-12E3R | Fuji Electric emergency stop pushbutton, IP65, 16mm, push to lock, pull or turn to reset, LED illuminated, (1) N.O./(2) N.C. contact(s), plastic base, plastic bezel, black, Operator: red, mushroom, 32mm, mushroom, plastic, 24 VAC/VDC, full voltage. | Stock | 34
AR16V0L-13E3R | Fuji Electric emergency stop pushbutton, IP65, 16mm, push to lock, pull or turn to reset, LED illuminated, (1) N.O./(3) N.C. contact(s), plastic base, plastic bezel, black, Operator: red, mushroom, 32mm, mushroom, plastic, 24 VAC/VDC, full voltage. | Stock | 37
AR16V1L-01E3R | Fuji Electric emergency stop pushbutton, IP65, 16mm, push to lock, pull or turn to reset, LED illuminated, (1) N.C. contact(s), plastic base, plastic bezel, black, Operator: red, mushroom, 40mm, mushroom, plastic, 24 VAC/VDC, full voltage. | Stock | 28.5
AR16V1L-11E3R | Fuji Electric emergency stop pushbutton, IP65, 16mm, push to lock, pull or turn to reset, LED illuminated, (1) N.O./(1) N.C. contact(s), plastic base, plastic bezel, black, Operator: red, mushroom, 40mm, mushroom, plastic, 24 VAC/VDC, full voltage. | Stock | 30.5
AR16V1L-02E3R | Fuji Electric emergency stop pushbutton, IP65, 16mm, push to lock, pull or turn to reset, LED illuminated, (2) N.C. contact(s), plastic base, plastic bezel, black, Operator: red, mushroom, 40mm, mushroom, plastic, 24 VAC/VDC, full voltage. | Stock | 30.5
AR16V1L-12E3R | Fuji Electric emergency stop pushbutton, IP65, 16mm, push to lock, pull or turn to reset, LED illuminated, (1) N.O./(2) N.C. contact(s), plastic base, plastic bezel, black, Operator: red, mushroom, 40mm, mushroom, plastic, 24 VAC/VDC, full voltage. | Stock | 35
AR16V1L-13E3R | Fuji Electric emergency stop pushbutton, IP65, 16mm, push to lock, pull or turn to reset, LED illuminated, (1) N.O./(3) N.C. contact(s), plastic base, plastic bezel, black, Operator: red, mushroom, 40mm, mushroom, plastic, 24 VAC/VDC, full voltage. | Stock | 38
AR22VQR-01R | Fuji Electric emergency stop pushbutton, IP65, 22mm, push to lock, pull or turn to reset, (1) N.C. contact(s), plastic base, plastic bezel, yellow, Operator: red, mushroom, 40mm, mushroom, plastic. | Stock | 33
AR22VQR-12R | Fuji Electric emergency stop pushbutton, IP65, 22mm, push to lock, pull or turn to reset, (1) N.O./(2) N.C. contact(s), plastic base, plastic bezel, yellow, Operator: red, mushroom, 40mm, mushroom, plastic. | Stock | 41.5
AR22VPR-01R | Fuji Electric emergency stop pushbutton, IP65, 22mm, push to lock, pull or turn to reset, (1) N.C. contact(s), plastic base, plastic bezel, yellow, Operator: red, mushroom, 65mm, mushroom, plastic. | Stock | 41.5
AR22VPR-12R | Fuji Electric emergency stop pushbutton, IP65, 22mm, push to lock, pull or turn to reset, (1) N.O./(2) N.C. contact(s), plastic base, plastic bezel, yellow, Operator: red, mushroom, 65mm, mushroom, plastic. | Stock | 50
AR22V0R-01R | Fuji Electric emergency stop pushbutton, 22mm, twist-to-release, (1) N.C. contact(s), plastic base, plastic bezel, Operator: red, mushroom, 40mm, round, plastic. | Stock | 26
AR22V7R-01R | Fuji Electric emergency stop pushbutton, 22mm, key operated release, (1) N.C. contact(s), plastic base, plastic bezel, Operator: red, mushroom, 40mm, round, plastic. | Stock | 35
AR22Q2R-01R | Fuji Electric emergency stop pushbutton, 22mm, push to lock, pull to reset, (1) N.C. contact(s), plastic base, plastic bezel, Operator: red, mushroom, 35mm, round, plastic. | Stock | 30.5
E22LLB2B | Eaton emergency stop pushbutton, 22mm, twist-to-release, (1) N.C. contact(s), plastic base, plastic bezel, Operator: red, mushroom, 40mm, round, plastic. | Stock | 54
E22JPLB2B | Eaton emergency stop pushbutton, 22mm, push to lock, pull to reset, (1) N.C. contact(s), plastic base, plastic bezel, Operator: red, mushroom, 50mm, round, plastic. | Stock | 63
E22JLB2N8B | Eaton emergency stop pushbutton, 22mm, push to lock, pull to reset, (1) N.C. contact(s), plastic base, plastic bezel, Operator: red, mushroom, 50mm, round, aluminum, operator text "EMERGENCY STOP". | Stock | 81
E22LTA2QB | Eaton emergency stop pushbutton, 22mm, trigger action twist-to-release, (1) N.C. contact(s), plastic base, plastic bezel, Operator: red, mushroom, 40mm, round, plastic. | Stock | 75
E22LPB2B | Eaton emergency stop pushbutton, 22mm, push to lock, pull to reset, (1) N.C. contact(s), plastic base, plastic bezel, Operator: red, mushroom, 40mm, round, plastic. | Stock | 49.5
AR22VQL-01E3R | Fuji Electric emergency stop pushbutton, IP65, 22mm, push to lock, pull or turn to reset, LED illuminated, (1) N.C. contact(s), plastic base, plastic bezel, yellow, Operator: red, mushroom, 40mm, mushroom, plastic, 24 VAC/VDC, full voltage. | Stock | 43.5
AR22VQL-12E3R | Fuji Electric emergency stop pushbutton, IP65, 22mm, push to lock, pull or turn to reset, LED illuminated, (1) N.O./(2) N.C. contact(s), plastic base, plastic bezel, yellow, Operator: red, mushroom, 40mm, mushroom, plastic, 24 VAC/VDC, full voltage. | Stock | 52
AR22VQL-01EAR | Fuji Electric emergency stop pushbutton, IP65, 22mm, push to lock, pull or turn to reset, interlocked LED illuminated, (1) N.C. contact(s), plastic base, plastic bezel, yellow, Operator: red, mushroom, 40mm, mushroom, plastic, 24 VAC/VDC, full voltage. | Stock | 52
AR22VQL-12EAR | Fuji Electric emergency stop pushbutton, IP65, 22mm, push to lock, pull or turn to reset, interlocked LED illuminated, (1) N.O./(2) N.C. contact(s), plastic base, plastic bezel, yellow, Operator: red, mushroom, 40mm, mushroom, plastic, 24 VAC/VDC, full voltage. | Stock | 60
AR22V0L-01E3R | Fuji Electric emergency stop pushbutton, 22mm, twist-to-release, LED illuminated, (1) N.C. contact(s), plastic base, plastic bezel, Operator: red, mushroom, 40mm, round, plastic, 24 VAC/VDC, full voltage. | Stock | 39
AR22V0L-01L3R | Fuji Electric emergency stop pushbutton, 22mm, twist-to-release, LED illuminated, (1) N.C. contact(s), plastic base, plastic bezel, Operator: red, mushroom, 40mm, round, plastic, 115-127 VAC, transformer. | Stock | 45.5
EDRZ40.VHRT | Schmersal emergency stop pushbutton, IP65, 30mm, push-lock pull-reset, operator only, plastic base, metal bezel, Operator: red, mushroom, 40mm, round, metal. Requires contact blocks. | Stock | 48.5
EDRR40.VHRT | Schmersal emergency stop pushbutton, IP65, 30mm, twist-to-release, operator only, plastic base, metal bezel, Operator: red, mushroom, 40mm, round, metal. Requires contact blocks and EFR spring element. | Stock | 45
AR30VPR-01R | Fuji Electric emergency stop pushbutton, IP65, 30mm, push to lock, turn to reset, (1) N.C. contact(s), plastic base, metal bezel, silver, Operator: red, mushroom, 44mm, mushroom, plastic. | Stock | 83
AR30VPR-12R | Fuji Electric emergency stop pushbutton, IP65, 30mm, push to lock, turn to reset, (1) N.O./(2) N.C. contact(s), plastic base, metal bezel, silver, Operator: red, mushroom, 44mm, mushroom, plastic. | Stock | 90
AR30VPL-01E3R | Fuji Electric emergency stop pushbutton, IP65, 30mm, push to lock, turn to reset, LED illuminated, (1) N.C. contact(s), plastic base, metal bezel, silver, Operator: red, mushroom, 44mm, mushroom, plastic, 24 VAC/VDC, full voltage. | Stock | 94
AR30VPL-12E3R | Fuji Electric emergency stop pushbutton, IP65, 30mm, push to lock, turn to reset, LED illuminated, (1) N.O./(2) N.C. contact(s), plastic base, metal bezel, silver, Operator: red, mushroom, 44mm, mushroom, plastic, 24 VAC/VDC, full voltage. | Stock | 102
AR30VPL-01EAR | Fuji Electric emergency stop pushbutton, IP65, 30mm, push to lock, turn to reset, interlocked LED illuminated, (1) N.C. contact(s), plastic base, metal bezel, silver, Operator: red, mushroom, 44mm, mushroom, plastic, 24 VAC/VDC, full voltage. | Stock | 102
AR30VPL-12EAR | Fuji Electric emergency stop pushbutton, IP65, 30mm, push to lock, turn to reset, interlocked LED illuminated, (1) N.O./(2) N.C. contact(s), plastic base, metal bezel, silver, Operator: red, mushroom, 44mm, mushroom, plastic, 24 VAC/VDC, full voltage. | Stock | 111
AR30Q2R-01RZC | Fuji Electric emergency stop pushbutton, 30mm, push to lock, pull to reset, (1) N.C. contact(s), plastic base, metal bezel, Operator: red, mushroom, 35mm, round, plastic. | Stock | 44
AR30Q2R-11RZC | Fuji Electric emergency stop pushbutton, 30mm, push to lock, pull to reset, (1) N.O./(1) N.C. contact(s), plastic base, metal bezel, Operator: red, mushroom, 35mm, round, plastic. | Stock | 50
AR30V0R-01RZC | Fuji Electric emergency stop pushbutton, 30mm, twist-to-release, (1) N.C. contact(s), plastic base, metal bezel, Operator: red, mushroom, 40mm, round, plastic. | Stock | 44
AR30V0L-01E3RZC | Fuji Electric emergency stop pushbutton, 30mm, twist-to-release, LED illuminated, (1) N.C. contact(s), plastic base, metal bezel, Operator: red, mushroom, 40mm, round, plastic, 24 VAC/VDC, full voltage. | Stock | 47.5
AR30V0L-01L3RZC | Fuji Electric emergency stop pushbutton, 30mm, twist-to-release, LED illuminated, (1) N.C. contact(s), plastic base, metal bezel, Operator: red, mushroom, 40mm, round, plastic, 115-127 VAC, transformer. | Stock | 53
Mushroom Head Pushbuttons
NDP50BL | Schmersal pushbutton, IP67 and IP69K, 22mm, momentary, operator only, plastic base, plastic bezel, Operator: blue, mushroom, 50mm, round, plastic. Requires contact blocks. | Stock | 30.5
NDP50GB | Schmersal pushbutton, IP67 and IP69K, 22mm, momentary, operator only, plastic base, plastic bezel, Operator: yellow, mushroom, 50mm, round, plastic. Requires contact blocks. | Stock | 30.5
NDP50GN | Schmersal pushbutton, IP67 and IP69K, 22mm, momentary, operator only, plastic base, plastic bezel, Operator: green, mushroom, 50mm, round, plastic. Requires contact blocks. | Stock | 30.5
NDP50SW | Schmersal pushbutton, IP67 and IP69K, 22mm, momentary, operator only, plastic base, plastic bezel, Operator: black, mushroom, 50mm, round, plastic. Requires contact blocks. | Stock | 30.5
NDP50WS | Schmersal pushbutton, IP67 and IP69K, 22mm, momentary, operator only, plastic base, plastic bezel, Operator: white, mushroom, 50mm, round, plastic. Requires contact blocks. | Stock | 30.5
ECX4580 | Comepi emergency stop pushbutton, IP65, 22mm, twist-to-release, operator only, thermoplastic base, thermoplastic bezel, Operator: red, mushroom, 40mm, mushroom, plastic, operator text "arrow". Requires ECX4029-2 mounting flange and ECX10x0N-2 contact block. | Stock | 15
GCX1134 | AutomationDirect pushbutton, IP65, 22mm, momentary, (1) N.O. contact(s), metal base, metal bezel, Operator: black, mushroom, 40mm, round, plastic. | Stock | 13.5
GCX1135 | AutomationDirect pushbutton, IP65, 22mm, momentary, (1) N.C. contact(s), metal base, metal bezel, Operator: red, mushroom, 40mm, round, plastic. | Stock | 13.5
GCX1137 | AutomationDirect pushbutton, IP65, 22mm, momentary, (1) N.C. contact(s), metal base, metal bezel, Operator: red, mushroom, 60mm, round, plastic. | Stock | 17.5
GCX1139 | AutomationDirect pushbutton, IP65, 22mm, momentary, (1) N.O. contact(s), metal base, metal bezel, Operator: yellow, mushroom, 40mm, round, plastic. | Stock | 13.5
GCX3134 | AutomationDirect pushbutton, IP65, 22mm, momentary, (1) N.O. contact(s), plastic base, plastic bezel, Operator: black, mushroom, 40mm, round, plastic. | Stock | 10
GCX3135 | AutomationDirect pushbutton, IP65, 22mm, momentary, (1) N.C. contact(s), plastic base, plastic bezel, Operator: red, mushroom, 40mm, round, plastic. | Stock | 10
GCX3137 | AutomationDirect pushbutton, IP65, 22mm, momentary, (1) N.C. contact(s), plastic base, plastic bezel, Operator: red, mushroom, 60mm, round, plastic. | Stock | 12
GCX3139 | AutomationDirect pushbutton, IP65, 22mm, momentary, (1) N.O. contact(s), plastic base, plastic bezel, Operator: yellow, mushroom, 40mm, round, plastic. | Stock | 10
AR22M0R-10BZA | Fuji Electric pushbutton, 22mm, momentary, (1) N.O. contact(s), plastic base, metal bezel, Operator: black, mushroom, 40mm, round, plastic. | Stock | 15
AR22M0R-01RZA | Fuji Electric pushbutton, 22mm, momentary, (1) N.C. contact(s), plastic base, metal bezel, Operator: red, mushroom, 40mm, round, plastic. | Stock | 15
AR22M0R-10GZA | Fuji Electric pushbutton, 22mm, momentary, (1) N.O. contact(s), plastic base, metal bezel, Operator: green, mushroom, 40mm, round, plastic. | Stock | 15
AR22M0R-10YZA | Fuji Electric pushbutton, 22mm, momentary, (1) N.O. contact(s), plastic base, metal bezel, Operator: yellow, mushroom, 40mm, round, plastic. | Stock | 15
AR22M0R-10SZA | Fuji Electric pushbutton, 22mm, momentary, (1) N.O. contact(s), plastic base, metal bezel, Operator: blue, mushroom, 40mm, round, plastic. | Stock | 15
AR22M0R-10WZA | Fuji Electric pushbutton, 22mm, momentary, (1) N.O. contact(s), plastic base, metal bezel, Operator: white, mushroom, 40mm, round, plastic. | Stock | 15
E22LB2B | Eaton pushbutton, 22mm, momentary, (1) N.C. contact(s), plastic base, plastic bezel, Operator: red, mushroom, 40mm, round, plastic. | Stock | 50
E22JPB2B | Eaton pushbutton, 22mm, momentary, (1) N.C. contact(s), plastic base, plastic bezel, Operator: red, mushroom, 50mm, round, plastic. | Stock | 51
GCX1226-24 | AutomationDirect pushbutton, IP65, 22mm, twist-to-release, incandescent illuminated, (1) N.C. contact(s), metal base, metal bezel, Operator: red, mushroom, 40mm, round, plastic, 24 VAC/VDC, full voltage. | Stock | 22
GCX1226-120 | AutomationDirect pushbutton, IP65, 22mm, twist-to-release, incandescent illuminated, (1) N.C. contact(s), metal base, metal bezel, Operator: red, mushroom, 40mm, round, plastic, 120 VAC/VDC, full voltage. | Stock | 24
GCX1226-24L | AutomationDirect pushbutton, IP65, 22mm, twist-to-release, LED illuminated, (1) N.C. contact(s), metal base, metal bezel, Operator: red, mushroom, 40mm, round, plastic, 24 VAC/VDC, full voltage. | Stock | 27.5
GCX1226-120L | AutomationDirect pushbutton, IP65, 22mm, twist-to-release, LED illuminated, (1) N.C. contact(s), metal base, metal bezel, Operator: red, mushroom, 40mm, round, plastic, 120 VAC/VDC, full voltage. | Stock | 29.5
GCX3226-24 | AutomationDirect pushbutton, IP65, 22mm, twist-to-release, incandescent illuminated, (1) N.C. contact(s), plastic base, plastic bezel, Operator: red, mushroom, 40mm, round, plastic, 24 VAC/VDC, full voltage. | Stock | 17.5
GCX3226-120 | AutomationDirect pushbutton, IP65, 22mm, twist-to-release, incandescent illuminated, (1) N.C. contact(s), plastic base, plastic bezel, Operator: red, mushroom, 40mm, round, plastic, 120 VAC/VDC, full voltage. | Stock | 19
GCX3226-24L | AutomationDirect pushbutton, IP65, 22mm, twist-to-release, LED illuminated, (1) N.C. contact(s), plastic base, plastic bezel, Operator: red, mushroom, 40mm, round, plastic, 24 VAC/VDC, full voltage. | Stock | 23.5
GCX3226-120L | AutomationDirect pushbutton, IP65, 22mm, twist-to-release, LED illuminated, (1) N.C. contact(s), plastic base, plastic bezel, Operator: red, mushroom, 40mm, round, plastic, 120 VAC/VDC, full voltage. | Stock | 24.5
GCX1221-24 | AutomationDirect pushbutton, IP65, 22mm, momentary, incandescent illuminated, (1) N.C. contact(s), metal base, metal bezel, Operator: red, mushroom, 40mm, round, plastic, 24 VAC/VDC, full voltage. | Stock | 19.5
GCX1221-120 | AutomationDirect pushbutton, IP65, 22mm, momentary, incandescent illuminated, (1) N.C. contact(s), metal base, metal bezel, Operator: red, mushroom, 40mm, round, plastic, 120 VAC/VDC, full voltage. | Stock | 21.5
GCX1221-24L | AutomationDirect pushbutton, IP65, 22mm, momentary, LED illuminated, (1) N.C. contact(s), metal base, metal bezel, Operator: red, mushroom, 40mm, round, plastic, 24 VAC/VDC, full voltage. | Stock | 24.5
GCX1221-120L | AutomationDirect pushbutton, IP65, 22mm, momentary, LED illuminated, (1) N.C. contact(s), metal base, metal bezel, Operator: red, mushroom, 40mm, round, plastic, 120 VAC/VDC, full voltage. | Stock | 27
GCX3221-24 | AutomationDirect pushbutton, IP65, 22mm, momentary, incandescent illuminated, (1) N.C. contact(s), plastic base, plastic bezel, Operator: red, mushroom, 40mm, round, plastic, 24 VAC/VDC, full voltage. | Stock | 15
GCX3221-120 | AutomationDirect pushbutton, IP65, 22mm, momentary, incandescent illuminated, (1) N.C. contact(s), plastic base, plastic bezel, Operator: red, mushroom, 40mm, round, plastic, 120 VAC/VDC, full voltage. | Stock | 17.5
GCX3221-24L | AutomationDirect pushbutton, IP65, 22mm, momentary, LED illuminated, (1) N.C. contact(s), plastic base, plastic bezel, Operator: red, mushroom, 40mm, round, plastic, 24 VAC/VDC, full voltage. | Stock | 21
GCX3221-120L | AutomationDirect pushbutton, IP65, 22mm, momentary, LED illuminated, (1) N.C. contact(s), plastic base, plastic bezel, Operator: red, mushroom, 40mm, round, plastic, 120 VAC/VDC, full voltage. | Stock | 22.5
AR22M0L-01E3RZA | Fuji Electric pushbutton, 22mm, momentary, LED illuminated, (1) N.C. contact(s), plastic base, metal bezel, Operator: red, mushroom, 40mm, round, plastic, 24 VAC/VDC, full voltage. | Stock | 26.5
AR22M0L-01L3RZA | Fuji Electric pushbutton, 22mm, momentary, LED illuminated, (1) N.C. contact(s), plastic base, metal bezel, Operator: red, mushroom, 40mm, round, plastic, 115-127 VAC, transformer. | Stock | 33
AR22V5L-01E3R | Fuji Electric pushbutton, 22mm, twist-to-release, LED illuminated, (1) N.C. contact(s), plastic base, plastic bezel, Operator: red, mushroom, 40mm, round, plastic, 24 VAC/VDC, full voltage. | Stock | 26.5
AR22V5L-01L3R | Fuji Electric pushbutton, 22mm, twist-to-release, LED illuminated, (1) N.C. contact(s), plastic base, plastic bezel, Operator: red, mushroom, 40mm, round, plastic, 115-127 VAC, transformer. | Stock | 41.5
EDP40.VBL | Schmersal pushbutton, IP65, 30mm, momentary, operator only, plastic base, metal bezel, Operator: blue, mushroom, 40mm, round, metal. Requires contact blocks. | Stock | 41.5
EDP40.VGN | Schmersal pushbutton, IP65, 30mm, momentary, operator only, plastic base, metal bezel, Operator: green, mushroom, 40mm, round, metal. Requires contact blocks. | Stock | 41.5
EDP40.VRT | Schmersal pushbutton, IP65, 30mm, momentary, operator only, plastic base, metal bezel, Operator: red, mushroom, 40mm, round, metal. Requires contact blocks. | Stock | 41.5
EDP40.VWS | Schmersal pushbutton, IP65, 30mm, momentary, operator only, plastic base, metal bezel, Operator: white, mushroom, 40mm, round, metal. Requires contact blocks. | Stock | 41.5
EDP40.VGB | Schmersal pushbutton, IP65, 30mm, momentary, operator only, plastic base, metal bezel, Operator: yellow, mushroom, 40mm, round, metal. Requires contact blocks. | Stock | 41.5
EDP40.VSW | Schmersal pushbutton, IP65, 30mm, momentary, operator only, plastic base, metal bezel, Operator: black, mushroom, 40mm, round, metal. Requires contact blocks. | Stock | 41.5
EDP55.VBL | Schmersal pushbutton, IP65, 30mm, momentary, operator only, plastic base, metal bezel, Operator: blue, mushroom, 55mm, round, metal. Requires contact blocks. | Stock | 61
EDP55.VGN | Schmersal pushbutton, IP65, 30mm, momentary, operator only, plastic base, metal bezel, Operator: green, mushroom, 55mm, round, metal. Requires contact blocks. | Stock | 61
EDP55.VRT | Schmersal pushbutton, IP65, 30mm, momentary, operator only, plastic base, metal bezel, Operator: red, mushroom, 55mm, round, metal. Requires contact blocks. | Stock | 61
EDP55.VWS | Schmersal pushbutton, IP65, 30mm, momentary, operator only, plastic base, metal bezel, Operator: white, mushroom, 55mm, round, metal. Requires contact blocks. | Stock | 61
EDP55.VGB | Schmersal pushbutton, IP65, 30mm, momentary, operator only, plastic base, metal bezel, Operator: yellow, mushroom, 55mm, round, metal. Requires contact blocks. | Stock | 61
EDP55.VSW | Schmersal pushbutton, IP65, 30mm, momentary, operator only, plastic base, metal bezel, Operator: black, mushroom, 55mm, round, metal. Requires contact blocks. | Stock | 61
AR30B0R-10G | Fuji Electric pushbutton, 30mm, momentary, (1) N.O. contact(s), metal base, metal bezel, Operator: green, mushroom, 65mm, round, plastic. | Stock | 29.5
AR30B0R-10B | Fuji Electric pushbutton, 30mm, momentary, (1) N.O. contact(s), metal base, metal bezel, Operator: black, mushroom, 65mm, round, plastic. | Stock | 29.5
AR30B0R-10Y | Fuji Electric pushbutton, 30mm, momentary, (1) N.O. contact(s), metal base, metal bezel, Operator: yellow, mushroom, 65mm, round, plastic. | Stock | 29.5
AR30B0R-01R | Fuji Electric pushbutton, 30mm, momentary, (1) N.C. contact(s), metal base, metal bezel, Operator: red, mushroom, 65mm, round, plastic. | Stock | 29.5
AR30B0R-11R | Fuji Electric pushbutton, 30mm, momentary, (1) N.O./(1) N.C. contact(s), metal base, metal bezel, Operator: red, mushroom, 65mm, round, plastic. | Stock | 37.5
AR30B0R-11G | Fuji Electric pushbutton, 30mm, momentary, (1) N.O./(1) N.C. contact(s), metal base, metal bezel, Operator: green, mushroom, 65mm, round, plastic. | Stock | 37.5
AR30B0R-11Y | Fuji Electric pushbutton, 30mm, momentary, (1) N.O./(1) N.C. contact(s), metal base, metal bezel, Operator: yellow, mushroom, 65mm, round, plastic. | Stock | 37.5
AR30B0R-11B | Fuji Electric pushbutton, 30mm, momentary, (1) N.O./(1) N.C. contact(s), metal base, metal bezel, Operator: black, mushroom, 65mm, round, plastic. | Stock | 37.5
AR30M0R-10GZC | Fuji Electric pushbutton, 30mm, momentary, (1) N.O. contact(s), plastic base, metal bezel, Operator: green, mushroom, 40mm, round, plastic. | Stock | 17
AR30M0R-10BZC | Fuji Electric pushbutton, 30mm, momentary, (1) N.O. contact(s), plastic base, metal bezel, Operator: black, mushroom, 40mm, round, plastic. | Stock | 17
AR30M0R-10RZC | Fuji Electric pushbutton, 30mm, momentary, (1) N.O. contact(s), plastic base, metal bezel, Operator: red, mushroom, 40mm, round, plastic. | Stock | 17
AR30M0R-01RZC | Fuji Electric pushbutton, 30mm, momentary, (1) N.C. contact(s), plastic base, metal bezel, Operator: red, mushroom, 40mm, round, plastic. | Stock | 17
AR30M0R-10SZC | Fuji Electric pushbutton, 30mm, momentary, (1) N.O. contact(s), plastic base, metal bezel, Operator: blue, mushroom, 40mm, round, plastic. | Stock | 17
AR30M0R-10WZC | Fuji Electric pushbutton, 30mm, momentary, (1) N.O. contact(s), plastic base, metal bezel, Operator: white, mushroom, 40mm, round, plastic. | Stock | 17
AR30M0R-10YZC | Fuji Electric pushbutton, 30mm, momentary, (1) N.O. contact(s), plastic base, metal bezel, Operator: yellow, mushroom, 40mm, round, plastic. | Stock | 17
HT8AEG | Eaton pushbutton, 30mm, momentary, operator only, metal base, metal bezel, Operator: green, mushroom, 40mm, round, plastic. | Stock | 64
HT8AEGA | Eaton pushbutton, 30mm, momentary, (1) N.O. contact(s), metal base, metal bezel, Operator: green, mushroom, 40mm, round, plastic. | Stock | 82
HT8AEGB | Eaton pushbutton, 30mm, momentary, (1) N.C. contact(s), metal base, metal bezel, Operator: green, mushroom, 40mm, round, plastic. | Stock | 82
HT8AEGAB | Eaton pushbutton, 30mm, momentary, (1) N.O./(1) N.C. contact(s), metal base, metal bezel, Operator: green, mushroom, 40mm, round, plastic. | Stock | 101
HT8AEGF1Q1 | Eaton pushbutton, 30mm, momentary, (2) N.O./(2) N.C. contact(s), metal base, metal bezel, Operator: green, mushroom, 40mm, round, plastic. | Stock | 131
HT8AEH | Eaton pushbutton, 30mm, momentary, operator only, metal base, metal bezel, Operator: black, mushroom, 40mm, round, plastic. | Stock | 64
HT8AEHA | Eaton pushbutton, 30mm, momentary, (1) N.O. contact(s), metal base, metal bezel, Operator: black, mushroom, 40mm, round, plastic. | Stock | 82
HT8AEHB | Eaton pushbutton, 30mm, momentary, (1) N.C. contact(s), metal base, metal bezel, Operator: black, mushroom, 40mm, round, plastic. | Stock | 82
HT8AEHAB | Eaton pushbutton, 30mm, momentary, (1) N.O./(1) N.C. contact(s), metal base, metal bezel, Operator: black, mushroom, 40mm, round, plastic. | Stock | 101
HT8AEHF1Q1 | Eaton pushbutton, 30mm, momentary, (2) N.O./(2) N.C. contact(s), metal base, metal bezel, Operator: black, mushroom, 40mm, round, plastic. | Stock | 131
HT8AER | Eaton pushbutton, 30mm, momentary, operator only, metal base, metal bezel, Operator: red, mushroom, 40mm, round, plastic. | Stock | 64
HT8AERA | Eaton pushbutton, 30mm, momentary, (1) N.O. contact(s), metal base, metal bezel, Operator: red, mushroom, 40mm, round, plastic. | Stock | 82
HT8AERB | Eaton pushbutton, 30mm, momentary, (1) N.C. contact(s), metal base, metal bezel, Operator: red, mushroom, 40mm, round, plastic. | Stock | 82
HT8AERAB | Eaton pushbutton, 30mm, momentary, (1) N.O./(1) N.C. contact(s), metal base, metal bezel, Operator: red, mushroom, 40mm, round, plastic. | Stock | 101
HT8AERF1Q1 | Eaton pushbutton, 30mm, momentary, (2) N.O./(2) N.C. contact(s), metal base, metal bezel, Operator: red, mushroom, 40mm, round, plastic. | Stock | 131
HT8CBR | Eaton pushbutton, 30mm, push to lock, pull to reset, 2-position, operator only, metal base, metal bezel, Operator: red, mushroom, 40mm, round, plastic. | Stock | 101
HT8CBRB | Eaton pushbutton, 30mm, push to lock, pull to reset, 2-position, (1) N.C. contact(s), metal base, metal bezel, Operator: red, mushroom, 40mm, round, plastic. | Stock | 117
HT8CBRAB | Eaton pushbutton, 30mm, push to lock, pull to reset, 2-position, (1) N.O./(1) N.C. contact(s), metal base, metal bezel, Operator: red, mushroom, 40mm, round, plastic. | Stock | 131
AR30Q7L-11E3RZC | Fuji Electric pushbutton, 30mm, push-pull/momentary, LED illuminated, (1) N.O./(1) N.C. contact(s), plastic base, metal bezel, Operator: red, mushroom, 35mm, round, plastic, 24 VAC/VDC, full voltage. | Stock | 111
AR30Q7L-11E3GZC | Fuji Electric pushbutton, 30mm, push-pull/momentary, LED illuminated, (1) N.O./(1) N.C. contact(s), plastic base, metal bezel, Operator: green, mushroom, 35mm, round, plastic, 24 VAC/VDC, full voltage. | Stock | 111
AR30Q7L-11L3RZC | Fuji Electric pushbutton, 30mm, push-pull/momentary, LED illuminated, (1) N.O./(1) N.C. contact(s), plastic base, metal bezel, Operator: red, mushroom, 35mm, round, plastic, 115-127 VAC, transformer. | Stock | 136
AR30Q7L-11L3GZC | Fuji Electric pushbutton, 30mm, push-pull/momentary, LED illuminated, (1) N.O./(1) N.C. contact(s), plastic base, metal bezel, Operator: green, mushroom, 35mm, round, plastic, 115-127 VAC, transformer. | Stock | 136
HT8FBRV3 | Eaton pushbutton, 30mm, push to lock, pull to reset, incandescent illuminated, operator only, metal base, metal bezel, Operator: red, mushroom, 42mm, round, plastic, 24 VAC/VDC, full voltage. | Stock | 174
HT8FBRAV3 | Eaton pushbutton, 30mm, push to lock, pull to reset, incandescent illuminated, (1) N.O. contact(s), metal base, metal bezel, Operator: red, mushroom, 42mm, round, plastic, 24 VAC/VDC, full voltage. | Stock | 167
HT8FBRBV3 | Eaton pushbutton, 30mm, push to lock, pull to reset, incandescent illuminated, (1) N.C. contact(s), metal base, metal bezel, Operator: red, mushroom, 42mm, round, plastic, 24 VAC/VDC, full voltage. | Stock | 167
HT8FBGV3 | Eaton pushbutton, 30mm, push to lock, pull to reset, incandescent illuminated, operator only, metal base, metal bezel, Operator: green, mushroom, 42mm, round, plastic, 24 VAC/VDC, full voltage. | Stock | 174
HT8FBGAV3 | Eaton pushbutton, 30mm, push to lock, pull to reset, incandescent illuminated, (1) N.O. contact(s), metal base, metal bezel, Operator: green, mushroom, 42mm, round, plastic, 24 VAC/VDC, full voltage. | Stock | 167
HT8FBGBV3 | Eaton pushbutton, 30mm, push to lock, pull to reset, incandescent illuminated, (1) N.C. contact(s), metal base, metal bezel, Operator: green, mushroom, 42mm, round, plastic, 24 VAC/VDC, full voltage. | Stock | 167
HT8FBRV7 | Eaton pushbutton, 30mm, push to lock, pull to reset, incandescent illuminated, operator only, metal base, metal bezel, Operator: red, mushroom, 42mm, round, plastic, 120 VAC/VDC, full voltage. | Stock | 174
HT8FBRAV7 | Eaton pushbutton, 30mm, push to lock, pull to reset, incandescent illuminated, (1) N.O. contact(s), metal base, metal bezel, Operator: red, mushroom, 42mm, round, plastic, 120 VAC/VDC, full voltage. | Stock | 167
HT8FBRBV7 | Eaton pushbutton, 30mm, push to lock, pull to reset, incandescent illuminated, (1) N.C. contact(s), metal base, metal bezel, Operator: red, mushroom, 42mm, round, plastic, 120 VAC/VDC, full voltage. | Stock | 167
HT8FBGV7 | Eaton pushbutton, 30mm, push to lock, pull to reset, incandescent illuminated, operator only, metal base, metal bezel, Operator: green, mushroom, 42mm, round, plastic, 120 VAC/VDC, full voltage. | Stock | 174
HT8FBGAV7 | Eaton pushbutton, 30mm, push to lock, pull to reset, incandescent illuminated, (1) N.O. contact(s), metal base, metal bezel, Operator: green, mushroom, 42mm, round, plastic, 120 VAC/VDC, full voltage. | Stock | 167
HT8FBGBV7 | Eaton pushbutton, 30mm, push to lock, pull to reset, incandescent illuminated, (1) N.C. contact(s), metal base, metal bezel, Operator: green, mushroom, 42mm, round, plastic, 120 VAC/VDC, full voltage. | Stock | 167
HT8FBRF3 | Eaton pushbutton, 30mm, push to lock, pull to reset, LED illuminated, operator only, metal base, metal bezel, Operator: red, mushroom, 42mm, round, plastic, 24 VAC/VDC, full voltage. | Stock | 191
HT8FBRAF3 | Eaton pushbutton, 30mm, push to lock, pull to reset, LED illuminated, (1) N.O. contact(s), metal base, metal bezel, Operator: red, mushroom, 42mm, round, plastic, 24 VAC/VDC, full voltage. | Stock | 183
HT8FBRBF3 | Eaton pushbutton, 30mm, push to lock, pull to reset, LED illuminated, (1) N.C. contact(s), metal base, metal bezel, Operator: red, mushroom, 42mm, round, plastic, 24 VAC/VDC, full voltage. | Stock | 183
HT8FBGF3 | Eaton pushbutton, 30mm, push to lock, pull to reset, LED illuminated, operator only, metal base, metal bezel, Operator: green, mushroom, 42mm, round, plastic, 24 VAC/VDC, full voltage. | Stock | 191
HT8FBGAF3 | Eaton pushbutton, 30mm, push to lock, pull to reset, LED illuminated, (1) N.O. contact(s), metal base, metal bezel, Operator: green, mushroom, 42mm, round, plastic, 24 VAC/VDC, full voltage. | Stock | 183
HT8FBGBF3 | Eaton pushbutton, 30mm, push to lock, pull to reset, LED illuminated, (1) N.C. contact(s), metal base, metal bezel, Operator: green, mushroom, 42mm, round, plastic, 24 VAC/VDC, full voltage. | Stock | 183
HT8FBRF7 | Eaton pushbutton, 30mm, push to lock, pull to reset, LED illuminated, operator only, metal base, metal bezel, Operator: red, mushroom, 42mm, round, plastic, 120 VAC/VDC, full voltage. | Stock | 191
HT8FBRAF7 | Eaton pushbutton, 30mm, push to lock, pull to reset, LED illuminated, (1) N.O. contact(s), metal base, metal bezel, Operator: red, mushroom, 42mm, round, plastic, 120 VAC/VDC, full voltage. | Stock | 183
HT8FBRBF7 | Eaton pushbutton, 30mm, push to lock, pull to reset, LED illuminated, (1) N.C. contact(s), metal base, metal bezel, Operator: red, mushroom, 42mm, round, plastic, 120 VAC/VDC, full voltage. | Stock | 183
HT8FBGF7 | Eaton pushbutton, 30mm, push to lock, pull to reset, LED illuminated, operator only, metal base, metal bezel, Operator: green, mushroom, 42mm, round, plastic, 120 VAC/VDC, full voltage. | Stock | 191
HT8FBGAF7 | Eaton pushbutton, 30mm, push to lock, pull to reset, LED illuminated, (1) N.O. contact(s), metal base, metal bezel, Operator: green, mushroom, 42mm, round, plastic, 120 VAC/VDC, full voltage. | Stock | 183
HT8FBGBF7 | Eaton pushbutton, 30mm, push to lock, pull to reset, LED illuminated, (1) N.C. contact(s), metal base, metal bezel, Operator: green, mushroom, 42mm, round, plastic, 120 VAC/VDC, full voltage. | Stock | 183
Selector Switches
AF16PR-2C1B | Fuji Electric selector switch, IP65, 19mm, 2-position, maintained, SPDT contact(s), plastic base, plastic bezel, Operator: black, knob, 22mm, round, plastic. | Stock | 21
AF16PR-2C2B | Fuji Electric selector switch, IP65, 19mm, 2-position, maintained, DPDT contact(s), plastic base, plastic bezel, Operator: black, knob, 22mm, round, plastic. | Stock | 23.5
AF16PR-0C1B | Fuji Electric selector switch, IP65, 19mm, 2-position, spring return from right, SPDT contact(s), plastic base, plastic bezel, Operator: black, knob, 22mm, round, plastic. | Stock | 21
AF16PR-0C2B | Fuji Electric selector switch, IP65, 19mm, 2-position, spring return from right, DPDT contact(s), plastic base, plastic bezel, Operator: black, knob, 22mm, round, plastic. | Stock | 23.5
AF16PR-3C2B | Fuji Electric selector switch, IP65, 19mm, 3-position, maintained, DPDT contact(s), plastic base, plastic bezel, Operator: black, knob, 22mm, round, plastic. | Stock | 23.5
AF16PR-6C2B | Fuji Electric selector switch, IP65, 19mm, 3-position, spring return to center from left, maintained right, DPDT contact(s), plastic base, plastic bezel, Operator: black, knob, 22mm, round, plastic. | Stock | 23.5
AF16PR-7C2B | Fuji Electric selector switch, IP65, 19mm, 3-position, spring return to center from right, maintained left, DPDT contact(s), plastic base, plastic bezel, Operator: black, knob, 22mm, round, plastic. | Stock | 23.5
AF16PR-1C2B | Fuji Electric selector switch, IP65, 19mm, 3-position, spring return to center from right or left, DPDT contact(s), plastic base, plastic bezel, Operator: black, knob, 22mm, round, plastic. | Stock | 23.5
AF16JR-2AC1A | Fuji Electric selector switch, IP65, 19mm, 2-position, maintained, key removable left position, SPDT contact(s), plastic base, plastic bezel, Operator: silver, key, 22mm, round, metal. | Stock | 29.5
AF16JR-2AC2A | Fuji Electric selector switch, IP65, 19mm, 2-position, maintained, key removable left position, DPDT contact(s), plastic base, plastic bezel, Operator: silver, key, 22mm, round, metal. | Stock | 33
AF16JR-2BC1A | Fuji Electric selector switch, IP65, 19mm, 2-position, maintained, key removable left and right position, SPDT contact(s), plastic base, plastic bezel, Operator: silver, key, 22mm, round, metal. | Stock | 29.5
AF16JR-2BC2A | Fuji Electric selector switch, IP65, 19mm, 2-position, maintained, key removable left and right position, DPDT contact(s), plastic base, plastic bezel, Operator: silver, key, 22mm, round, metal. | Stock | 33
AF16JR-2DC1A | Fuji Electric selector switch, IP65, 19mm, 2-position, maintained, key removable right position, SPDT contact(s), plastic base, plastic bezel, Operator: silver, key, 22mm, round, metal. | Stock | 29.5
AF16JR-2DC2A | Fuji Electric selector switch, IP65, 19mm, 2-position, maintained, key removable right position, DPDT contact(s), plastic base, plastic bezel, Operator: silver, key, 22mm, round, metal. | Stock | 33
AF16JR-0AC1A | Fuji Electric selector switch, IP65, 19mm, 2-position, spring return from right, key removable left position, SPDT contact(s), plastic base, plastic bezel, Operator: silver, key, 22mm, round, metal. | Stock | 29.5
AF16JR-0AC2A | Fuji Electric selector switch, IP65, 19mm, 2-position, spring return from right, key removable left position, DPDT contact(s), plastic base, plastic bezel, Operator: silver, key, 22mm, round, metal. | Stock | 33
AF16JR-3AC2A | Fuji Electric selector switch, IP65, 19mm, 3-position, maintained, key removable left position, DPDT contact(s), plastic base, plastic bezel, Operator: silver, key, 22mm, round, metal. | Stock | 33
AF16JR-3BC2A | Fuji Electric selector switch, IP65, 19mm, 3-position, maintained, key removable left and right position, DPDT contact(s), plastic base, plastic bezel, Operator: silver, key, 22mm, round, metal. | Stock | 33
AF16JR-3CC2A | Fuji Electric selector switch, IP65, 19mm, 3-position, maintained, key removable left, right and center position, DPDT contact(s), plastic base, plastic bezel, Operator: silver, key, 22mm, round, metal. | Stock | 33
AF16JR-3DC2A | Fuji Electric selector switch, IP65, 19mm, 3-position, maintained, key removable right position, DPDT contact(s), plastic base, plastic bezel, Operator: silver, key, 22mm, round, metal. | Stock | 33
AF16JR-3EC2A | Fuji Electric selector switch, IP65, 19mm, 3-position, maintained, key removable center position, DPDT contact(s), plastic base, plastic bezel, Operator: silver, key, 22mm, round, metal. | Stock | 33
AF16JR-3FC2A | Fuji Electric selector switch, IP65, 19mm, 3-position, maintained, key removable center and right position, DPDT contact(s), plastic base, plastic bezel, Operator: silver, key, 22mm, round, metal. | Stock | 33
AF16JR-3GC2A | Fuji Electric selector switch, IP65, 19mm, 3-position, maintained, key removable left and center position, DPDT contact(s), plastic base, plastic bezel, Operator: silver, key, 22mm, round, metal. | Stock | 33
AF16JR-6DC2A | Fuji Electric selector switch, IP65, 19mm, 3-position, spring return to center from left, maintained right, key removable right position, DPDT contact(s), plastic base, plastic bezel, Operator: silver, key, 22mm, round, metal. | Stock | 33
AF16JR-6EC2A | Fuji Electric selector switch, IP65, 19mm, 3-position, spring return to center from left, maintained right, key removable center position, DPDT contact(s), plastic base, plastic bezel, Operator: silver, key, 22mm, round, metal. | Stock | 33
AF16JR-6FC2A | Fuji Electric selector switch, IP65, 19mm, 3-position, spring return to center from left, maintained right, key removable center and right position, DPDT contact(s), plastic base, plastic bezel, Operator: silver, key, 22mm, round, metal. | Stock | 33
AF16JR-7AC2A | Fuji Electric selector switch, IP65, 19mm, 3-position, spring return to center from right, maintained left, key removable left position, DPDT contact(s), plastic base, plastic bezel, Operator: silver, key, 22mm, round, metal. | Stock | 33
AF16JR-7EC2A | Fuji Electric selector switch, IP65, 19mm, 3-position, spring return to center from right, maintained left, key removable center position, DPDT contact(s), plastic base, plastic bezel, Operator: silver, key, 22mm, round, metal. | Stock | 33
AF16JR-7GC2A | Fuji Electric selector switch, IP65, 19mm, 3-position, spring return to center from right, maintained left, key removable left and center position, DPDT contact(s), plastic base, plastic bezel, Operator: silver, key, 22mm, round, metal. | Stock | 33
AF16JR-1EC2A | Fuji Electric selector switch, IP65, 19mm, 3-position, spring return to center from right or left, key removable center position, DPDT contact(s), plastic base, plastic bezel, Operator: silver, key, 22mm, round, metal. | Stock | 33
NWS21GR | Schmersal selector switch, IP67 and IP69K, 22mm, 2-position, maintained, operator only, plastic base, plastic bezel, Operator: black, knob, 44mm, round, plastic. Requires contact blocks. | Stock | 29
NWS21WS | Schmersal selector switch, IP67 and IP69K, 22mm, 2-position, maintained, operator only, plastic base, plastic bezel, Operator: white, knob, 44mm, round, plastic. Requires contact blocks. | Stock | 29
NWT21 | Schmersal selector switch, IP67 and IP69K, 22mm, 2-position, spring return from right, operator only, plastic base, plastic bezel, Operator: black, knob, 44mm, round, plastic. Requires contact blocks. | Stock | 29
NWT21WS | Schmersal selector switch, IP67 and IP69K, 22mm, 2-position, spring return from right, operator only, plastic base, plastic bezel, Operator: white, knob, 44mm, round, plastic. Requires contact blocks. | Stock | 29
NWS32 | Schmersal selector switch, IP67 and IP69K, 22mm, 3-position, maintained, operator only, plastic base, plastic bezel, Operator: black, knob, 44mm, round, plastic. Requires contact blocks. | Stock | 38.5
NWS32WS | Schmersal selector switch, IP67 and IP69K, 22mm, 3-position, maintained, operator only, plastic base, plastic bezel, Operator: white, knob, 44mm, round, plastic. Requires contact blocks. | Stock | 38.5
NWT32 | Schmersal selector switch, IP67 and IP69K, 22mm, 3-position, spring return to center from right or left, operator only, plastic base, plastic bezel, Operator: black, knob, 44mm, round, plastic. Requires contact blocks. | Stock | 38.5
NWT32WS | Schmersal selector switch, IP67 and IP69K, 22mm, 3-position, spring return to center from right or left, operator only, plastic base, plastic bezel, Operator: white, knob, 44mm, round, plastic. Requires contact blocks. | Stock | 38.5
NWTS32 | Schmersal selector switch, IP67 and IP69K, 22mm, 3-position, spring return to center from right, maintained left, operator only, plastic base, plastic bezel, Operator: black, knob, 44mm, round, plastic. Requires contact blocks. | Stock | 38.5
NWTS32WS | Schmersal selector switch, IP67 and IP69K, 22mm, 3-position, spring return to center from right, maintained left, operator only, plastic base, plastic bezel, Operator: white, knob, 44mm, round, plastic. Requires contact blocks. | Stock | 38.5
NWTS321 | Schmersal selector switch, IP67 and IP69K, 22mm, 3-position, spring return to center from left, maintained right, operator only, plastic base, plastic bezel, Operator: black, knob, 44mm, round, plastic. Requires contact blocks. | Stock | 38.5
NWTS321WS | Schmersal selector switch, IP67 and IP69K, 22mm, 3-position, spring return to center from left, maintained right, operator only, plastic base, plastic bezel, Operator: white, knob, 44mm, round, plastic. Requires contact blocks. | Stock | 38.5
ECX4300 | Comepi selector switch, IP65, 22mm, 2-position, maintained, operator only, thermoplastic base, thermoplastic bezel, Operator: black, knob, 30mm, round. Requires ECX4029-2 mounting flange and ECX10x0N-2 contact block. | Stock | 4.25
ECX4320 | Comepi selector switch, IP65, 22mm, 3-position, maintained, operator only, thermoplastic base, thermoplastic bezel, Operator: black, knob, 30mm, round. Requires ECX4029-2 mounting flange and ECX10x0N-2 contact block. | Stock | 4.25
ECX4410 | Comepi selector switch, IP65, 22mm, 2-position, maintained, key removable left position, operator only, thermoplastic base, thermoplastic bezel, Operator: black, key-operated, 30mm, round. Requires ECX4029-2 mounting flange and ECX10x0N-2 contact block. | Stock | 13.5
GCX1300 | AutomationDirect selector switch, 22mm, 2-position, maintained, (1) N.O. contact(s), metal base, metal bezel, Operator: black, knob, 30mm, round, plastic. | Stock | 12
GCX1310 | AutomationDirect selector switch, 22mm, 2-position, spring return from right, (1) N.O. contact(s), metal base, metal bezel, Operator: black, knob, 30mm, round, plastic. | Stock | 15
GCX1320-22 | AutomationDirect selector switch, 22mm, 3-position, maintained, (2) N.O./(2) N.C. contact(s), metal base, metal bezel, Operator: black, knob, 30mm, round, plastic. | Stock | 25
GCX1330-22 | AutomationDirect selector switch, 22mm, 3-position, spring return to center, (2) N.O./(2) N.C. contact(s), metal base, metal bezel, Operator: black, knob, 30mm, round, plastic. | Stock | 25.5
GCX1350 | AutomationDirect selector switch, 22mm, 2-position, maintained, (1) N.O. contact(s), metal base, metal bezel, Operator: black, lever, 30mm, round, plastic. | Stock | 15
GCX1360 | AutomationDirect selector switch, 22mm, 2-position, spring return from right, (1) N.O. contact(s), metal base, metal bezel, Operator: black, lever, 30mm, round, plastic. | Stock | 15.5
GCX1370-22 | AutomationDirect selector switch, 22mm, 3-position, maintained, (2) N.O./(2) N.C. contact(s), metal base, metal bezel, Operator: black, lever, 30mm, round, plastic. | Stock | 25.5
GCX1380-22 | AutomationDirect selector switch, 22mm, 3-position, spring return to center, (2) N.O./(2) N.C. contact(s), metal base, metal bezel, Operator: black, lever, 30mm, round, plastic. | Stock | 27
GCX1420 | AutomationDirect selector switch, 22mm, 2-position, maintained, key removable in all positions, (1) N.O. contact(s), metal base, metal bezel, Operator: black, key, 30mm, round, plastic. | Stock | 24
GCX1430 | AutomationDirect selector switch, 22mm, 2-position, spring return from right, key removable left position, (1) N.O. contact(s), metal base, metal bezel, Operator: black, key, 30mm, round, plastic. | Stock | 24
GCX1470-22 | AutomationDirect selector switch, 22mm, 3-position, maintained, key removable in all positions, (2) N.O./(2) N.C. contact(s), metal base, metal bezel, Operator: black, key, 30mm, round, plastic. | Stock | 34.5
GCX3300 | AutomationDirect selector switch, 22mm, 2-position, maintained, (1) N.O. contact(s), plastic base, plastic bezel, Operator: black, knob, 30mm, round, plastic. | Stock | 9.75
GCX3310 | AutomationDirect selector switch, 22mm, 2-position, spring return from right, (1) N.O. contact(s), plastic base, plastic bezel, Operator: black, knob, 30mm, round, plastic. | Stock | 10.5
GCX3320-22 | AutomationDirect selector switch, 22mm, 3-position, maintained, (2) N.O./(2) N.C. contact(s), plastic base, plastic bezel, Operator: black, knob, 30mm, round, plastic. | Stock | 19
GCX3330-22 | AutomationDirect selector switch, 22mm, 3-position, spring return to center, (2) N.O./(2) N.C. contact(s), plastic base, plastic bezel, Operator: black, knob, 30mm, round, plastic. | Stock | 19.5
GCX3350 | AutomationDirect selector switch, 22mm, 2-position, maintained, (1) N.O. contact(s), plastic base, plastic bezel, Operator: black, lever, 30mm, round, plastic. | Stock | 10.5
GCX3360 | AutomationDirect selector switch, 22mm, 2-position, spring return from right, (1) N.O. contact(s), plastic base, plastic bezel, Operator: black, lever, 30mm, round, plastic. | Stock | 11
GCX3370-22 | AutomationDirect selector switch, 22mm, 3-position, maintained, (2) N.O./(2) N.C. contact(s), plastic base, plastic bezel, Operator: black, lever, 30mm, round, plastic. | Stock | 19.5
GCX3380-22 | AutomationDirect selector switch, 22mm, 3-position, spring return to center, (2) N.O./(2) N.C. contact(s), plastic base, plastic bezel, Operator: black, lever, 30mm, round, plastic. | Stock | 20
GCX3420 | AutomationDirect selector switch, 22mm, 2-position, maintained, key removable in all positions, (1) N.O. contact(s), plastic base, plastic bezel, Operator: black, key, 30mm, round, plastic. | Stock | 18.5
GCX3430 | AutomationDirect selector switch, IP65, 22mm, 2-position, spring return from right, key removable left position, (1) N.O. contact(s), plastic base, plastic bezel, Operator: black, key, 30mm, round, plastic. | Stock | 18.5
GCX3470-22 | AutomationDirect selector switch, 22mm, 3-position, maintained, key removable in all positions, (2) N.O./(2) N.C. contact(s), plastic base, plastic bezel, Operator: black, key, 30mm, round, plastic. | Stock | 27
AR22PR-210BZA | Fuji Electric selector switch, 22mm, 2-position, maintained, (1) N.O. contact(s), plastic base, metal bezel, Operator: black, knob, 30mm, round, plastic. | Stock | 15
AR22PR-010BZA | Fuji Electric selector switch, 22mm, 2-position, spring return from right, (1) N.O. contact(s), plastic base, metal bezel, Operator: black, knob, 30mm, round, plastic. | Stock | 15
AR22PR-322BZA | Fuji Electric selector switch, 22mm, 3-position, maintained, (2) N.O./(2) N.C. contact(s), plastic base, metal bezel, Operator: black, knob, 30mm, round, plastic. | Stock | 21
AR22PR-122BZA | Fuji Electric selector switch, 22mm, 3-position, spring return to center from right or left, (2) N.O./(2) N.C. contact(s), plastic base, metal bezel, Operator: black, knob, 30mm, round, plastic. | Stock | 21
AR22WR-210BZA | Fuji Electric selector switch, 22mm, 2-position, maintained, (1) N.O. contact(s), plastic base, metal bezel, Operator: black, lever, 30mm, round, plastic. | Stock | 16
AR22WR-010BZA | Fuji Electric selector switch, 22mm, 2-position, spring return from right, (1) N.O. contact(s), plastic base, metal bezel, Operator: black, lever, 30mm, round, plastic. | Stock | 16
AR22WR-322BZA | Fuji Electric selector switch, 22mm, 3-position, maintained, (2) N.O./(2) N.C. contact(s), plastic base, metal bezel, Operator: black, lever, 30mm, round, plastic. | Stock | 24.5
AR22WR-122BZA | Fuji Electric selector switch, 22mm, 3-position, spring return to center from right or left, (2) N.O./(2) N.C. contact(s), plastic base, metal bezel, Operator: black, lever, 30mm, round, plastic. | Stock | 22.5
AR22JR-2B10AZA | Fuji Electric selector switch, 22mm, 2-position, maintained, key removable left and right position, (1) N.O. contact(s), plastic base, metal bezel, Operator: black, key, 30mm, round, plastic. | Stock | 26
AR22JR-0A10AZA | Fuji Electric selector switch, 22mm, 2-position, spring return from right, key removable left position, (1) N.O. contact(s), plastic base, metal bezel, Operator: black, key, 30mm, round, plastic. | Stock | 29
AR22JR-3C22AZA | Fuji Electric selector switch, 22mm, 3-position, maintained, key removable left, right and center position, (2) N.O./(2) N.C. contact(s), plastic base, metal bezel, Operator: black, key, 30mm, round, plastic. | Stock | 37
E22XB51A | Eaton selector switch, 22mm, 2-position, maintained, (1) N.O. contact(s), plastic base, plastic bezel, Operator: black, knob, 30mm, round, plastic. | Stock | 40.5
E22XB51C | Eaton selector switch, 22mm, 2-position, maintained, (1) N.O./(1) N.C. contact(s), plastic base, plastic bezel, Operator: black, knob, 30mm, round, plastic. | Stock | 60
E22XBG1RR | Eaton selector switch, 22mm, 3-position, maintained, (1) N.O./(1) N.C. contact(s), plastic base, plastic bezel, Operator: black, knob, 30mm, round, plastic. | Stock | 91
E22KB53A | Eaton selector switch, 22mm, 2-position, maintained, key removable in all positions, (1) N.O. contact(s), plastic base, plastic bezel, Operator: black, key, 30mm, round, plastic. | Stock | 110
E22KB62A | Eaton selector switch, 22mm, 2-position, spring return from right, key removable in all positions, (1) N.O. contact(s), plastic base, plastic bezel, Operator: black, key, 30mm, round, plastic. | Stock | 110
E22XBL1D | Eaton selector switch, 22mm, 3-position, spring return to center from right or left, (2) N.O. contact(s), plastic base, plastic bezel, Operator: black, knob, 30mm, round, plastic. | Stock | 68
GCX1241-24L | AutomationDirect selector switch, 22mm, 2-position, spring return from right, LED illuminated, (1) N.O. contact(s), metal base, metal bezel, Operator: red, knob, 30mm, round, plastic, 24 VAC/VDC, full voltage. | Stock | 24.5
GCX1242-24L | AutomationDirect selector switch, 22mm, 2-position, spring return from right, LED illuminated, (1) N.O. contact(s), metal base, metal bezel, Operator: green, knob, 30mm, round, plastic, 24 VAC/VDC, full voltage. | Stock | 27.5
GCX1243-24L | AutomationDirect selector switch, 22mm, 2-position, spring return from right, LED illuminated, (1) N.O. contact(s), metal base, metal bezel, Operator: yellow, knob, 30mm, round, plastic, 24 VAC/VDC, full voltage. | Stock | 24.5
GCX1244-24L | AutomationDirect selector switch, 22mm, 2-position, spring return from right, LED illuminated, (1) N.O. contact(s), metal base, metal bezel, Operator: blue, knob, 30mm, round, plastic, 24 VAC/VDC, full voltage. | Stock | 27.5
GCX1245-24L | AutomationDirect selector switch, 22mm, 2-position, spring return from right, LED illuminated, (1) N.O. contact(s), metal base, metal bezel, Operator: clear, knob, 30mm, round, plastic, 24 VAC/VDC, full voltage. | Stock | 30
GCX1251-24L | AutomationDirect selector switch, 22mm, 2-position, maintained, LED illuminated, (1) N.O. contact(s), metal base, metal bezel, Operator: red, knob, 30mm, round, plastic, 24 VAC/VDC, full voltage. | Stock | 24.5
GCX1252-24L | AutomationDirect selector switch, 22mm, 2-position, maintained, LED illuminated, (1) N.O. contact(s), metal base, metal bezel, Operator: green, knob, 30mm, round, plastic, 24 VAC/VDC, full voltage. | Stock | 27.5
GCX1253-24L | AutomationDirect selector switch, 22mm, 2-position, maintained, LED illuminated, (1) N.O. contact(s), metal base, metal bezel, Operator: yellow, knob, 30mm, round, plastic, 24 VAC/VDC, full voltage. | Stock | 24.5
GCX1254-24L | AutomationDirect selector switch, 22mm, 2-position, maintained, LED illuminated, (1) N.O. contact(s), metal base, metal bezel, Operator: blue, knob, 30mm, round, plastic, 24 VAC/VDC, full voltage. | Stock | 27.5
GCX1255-24L | AutomationDirect selector switch, 22mm, 2-position, maintained, LED illuminated, (1) N.O. contact(s), metal base, metal bezel, Operator: clear, knob, 30mm, round, plastic, 24 VAC/VDC, full voltage. | Stock | 30
GCX1261-24L | AutomationDirect selector switch, 22mm, 3-position, maintained, LED illuminated, (2) N.O./(2) N.C. contact(s), metal base, metal bezel, Operator: red, knob, 30mm, round, plastic, 24 VAC/VDC, full voltage. | Stock | 36
GCX1262-24L | AutomationDirect selector switch, 22mm, 3-position, maintained, LED illuminated, (2) N.O./(2) N.C. contact(s), metal base, metal bezel, Operator: green, knob, 30mm, round, plastic, 24 VAC/VDC, full voltage. | Stock | 40
GCX1263-24L | AutomationDirect selector switch, 22mm, 3-position, maintained, LED illuminated, (2) N.O./(2) N.C. contact(s), metal base, metal bezel, Operator: yellow, knob, 30mm, round, plastic, 24 VAC/VDC, full voltage. | Stock | 36
GCX1264-24L | AutomationDirect selector switch, 22mm, 3-position, maintained, LED illuminated, (2) N.O./(2) N.C. contact(s), metal base, metal bezel, Operator: blue, knob, 30mm, round, plastic, 24 VAC/VDC, full voltage. | Stock | 40
GCX1265-24L | AutomationDirect selector switch, 22mm, 3-position, maintained, LED illuminated, (2) N.O./(2) N.C. contact(s), metal base, metal bezel, Operator: clear, knob, 30mm, round, plastic, 24 VAC/VDC, full voltage. | Stock | 40
GCX1281-24L | AutomationDirect selector switch, 22mm, 3-position, spring return to center, LED illuminated, (2) N.O./(2) N.C. contact(s), metal base, metal bezel, Operator: red, knob, 30mm, round, plastic, 24 VAC/VDC, full voltage. | Stock | 36
GCX1282-24L | AutomationDirect selector switch, 22mm, 3-position, spring return to center, LED illuminated, (2) N.O./(2) N.C. contact(s), metal base, metal bezel, Operator: green, knob, 30mm, round, plastic, 24 VAC/VDC, full voltage. | Stock | 40
GCX1283-24L | AutomationDirect selector switch, 22mm, 3-position, spring return to center, LED illuminated, (2) N.O./(2) N.C. contact(s), metal base, metal bezel, Operator: yellow, knob, 30mm, round, plastic, 24 VAC/VDC, full voltage. | Stock | 36
GCX1284-24L | AutomationDirect selector switch, 22mm, 3-position, spring return to center, LED illuminated, (2) N.O./(2) N.C. contact(s), metal base, metal bezel, Operator: blue, knob, 30mm, round, plastic, 24 VAC/VDC, full voltage. | Stock | 40
GCX1285-24L | AutomationDirect selector switch, 22mm, 3-position, spring return to center, LED illuminated, (2) N.O./(2) N.C. contact(s), metal base, metal bezel, Operator: clear, knob, 30mm, round, plastic, 24 VAC/VDC, full voltage. | Stock | 41.5
GCX1241-120L | AutomationDirect selector switch, 22mm, 2-position, spring return from right, LED illuminated, (1) N.O. contact(s), metal base, metal bezel, Operator: red, knob, 30mm, round, plastic, 120 VAC/VDC, full voltage. | Stock | 24.5
GCX1242-120L | AutomationDirect selector switch, 22mm, 2-position, spring return from right, LED illuminated, (1) N.O. contact(s), metal base, metal bezel, Operator: green, knob, 30mm, round, plastic, 120 VAC/VDC, full voltage. | Stock | 27.5
GCX1243-120L | AutomationDirect selector switch, 22mm, 2-position, spring return from right, LED illuminated, (1) N.O. contact(s), metal base, metal bezel, Operator: yellow, knob, 30mm, round, plastic, 120 VAC/VDC, full voltage. | Stock | 24.5
GCX1244-120L | AutomationDirect selector switch, 22mm, 2-position, spring return from right, LED illuminated, (1) N.O. contact(s), metal base, metal bezel, Operator: blue, knob, 30mm, round, plastic, 120 VAC/VDC, full voltage. | Stock | 30
GCX1245-120L | AutomationDirect selector switch, 22mm, 2-position, spring return from right, LED illuminated, (1) N.O. contact(s), metal base, metal bezel, Operator: clear, knob, 30mm, round, plastic, 120 VAC/VDC, full voltage. | Stock | 30
GCX1251-120L | AutomationDirect selector switch, 22mm, 2-position, maintained, LED illuminated, (1) N.O. contact(s), metal base, metal bezel, Operator: red, knob, 30mm, round, plastic, 120 VAC/VDC, full voltage. | Stock | 24.5
GCX1252-120L | AutomationDirect selector switch, 22mm, 2-position, maintained, LED illuminated, (1) N.O. contact(s), metal base, metal bezel, Operator: green, knob, 30mm, round, plastic, 120 VAC/VDC, full voltage. | Stock | 27.5
GCX1253-120L | AutomationDirect selector switch, 22mm, 2-position, maintained, LED illuminated, (1) N.O. contact(s), metal base, metal bezel, Operator: yellow, knob, 30mm, round, plastic, 120 VAC/VDC, full voltage. | Stock | 24.5
GCX1254-120L | AutomationDirect selector switch, 22mm, 2-position, maintained, LED illuminated, (1) N.O. contact(s), metal base, metal bezel, Operator: blue, knob, 30mm, round, plastic, 120 VAC/VDC, full voltage. | Stock | 30
GCX1255-120L | AutomationDirect selector switch, 22mm, 2-position, maintained, LED illuminated, (1) N.O. contact(s), metal base, metal bezel, Operator: clear, knob, 30mm, round, plastic, 120 VAC/VDC, full voltage. | Stock | 31
GCX1261-120L | AutomationDirect selector switch, 22mm, 3-position, maintained, LED illuminated, (2) N.O./(2) N.C. contact(s), metal base, metal bezel, Operator: red, knob, 30mm, round, plastic, 120 VAC/VDC, full voltage. | Stock | 40
GCX1262-120L | AutomationDirect selector switch, 22mm, 3-position, maintained, LED illuminated, (2) N.O./(2) N.C. contact(s), metal base, metal bezel, Operator: green, knob, 30mm, round, plastic, 120 VAC/VDC, full voltage. | Stock | 40
GCX1263-120L | AutomationDirect selector switch, 22mm, 3-position, maintained, LED illuminated, (2) N.O./(2) N.C. contact(s), metal base, metal bezel, Operator: yellow, knob, 30mm, round, plastic, 120 VAC/VDC, full voltage. | Stock | 40
GCX1264-120L | AutomationDirect selector switch, 22mm, 3-position, maintained, LED illuminated, (2) N.O./(2) N.C. contact(s), metal base, metal bezel, Operator: blue, knob, 30mm, round, plastic, 120 VAC/VDC, full voltage. | Stock | 40
GCX1265-120L | AutomationDirect selector switch, 22mm, 3-position, maintained, LED illuminated, (2) N.O./(2) N.C. contact(s), metal base, metal bezel, Operator: clear, knob, 30mm, round, plastic, 120 VAC/VDC, full voltage. | Stock | 41.5
GCX1281-120L | AutomationDirect selector switch, 22mm, 3-position, spring return to center, LED illuminated, (2) N.O./(2) N.C. contact(s), metal base, metal bezel, Operator: red, knob, 30mm, round, plastic, 120 VAC/VDC, full voltage. | Stock | 37.5
GCX1282-120L | AutomationDirect selector switch, 22mm, 3-position, spring return to center, LED illuminated, (2) N.O./(2) N.C. contact(s), metal base, metal bezel, Operator: green, knob, 30mm, round, plastic, 120 VAC/VDC, full voltage. | Stock | 40
GCX1283-120L | AutomationDirect selector switch, 22mm, 3-position, spring return to center, LED illuminated, (2) N.O./(2) N.C. contact(s), metal base, metal bezel, Operator: yellow, knob, 30mm, round, plastic, 120 VAC/VDC, full voltage. | Stock | 33
GCX1284-120L | AutomationDirect selector switch, 22mm, 3-position, spring return to center, LED illuminated, (2) N.O./(2) N.C. contact(s), metal base, metal bezel, Operator: blue, knob, 30mm, round, plastic, 120 VAC/VDC, full voltage. | Stock | 40
GCX1285-120L | AutomationDirect selector switch, 22mm, 3-position, spring return to center, LED illuminated, (2) N.O./(2) N.C. contact(s), metal base, metal bezel, Operator: clear, knob, 30mm, round, plastic, 120 VAC/VDC, full voltage. | Stock | 40
GCX1241-24 | AutomationDirect selector switch, 22mm, 2-position, spring return from right, incandescent illuminated, (1) N.O. contact(s), metal base, metal bezel, Operator: red, knob, 30mm, round, plastic, 24 VAC/VDC, full voltage. | Stock | 19.5
GCX1242-24 | AutomationDirect selector switch, 22mm, 2-position, spring return from right, incandescent illuminated, (1) N.O. contact(s), metal base, metal bezel, Operator: green, knob, 30mm, round, plastic, 24 VAC/VDC, full voltage. | Stock | 19.5
GCX1243-24 | AutomationDirect selector switch, 22mm, 2-position, spring return from right, incandescent illuminated, (1) N.O. contact(s), metal base, metal bezel, Operator: yellow, knob, 30mm, round, plastic, 24 VAC/VDC, full voltage. | Stock | 19.5
GCX1244-24 | AutomationDirect selector switch, 22mm, 2-position, spring return from right, incandescent illuminated, (1) N.O. contact(s), metal base, metal bezel, Operator: blue, knob, 30mm, round, plastic, 24 VAC/VDC, full voltage. | Stock | 19.5
GCX1245-24 | AutomationDirect selector switch, 22mm, 2-position, spring return from right, incandescent illuminated, (1) N.O. contact(s), metal base, metal bezel, Operator: clear, knob, 30mm, round, plastic, 24 VAC/VDC, full voltage. | Stock | 19.5
GCX1251-24 | AutomationDirect selector switch, 22mm, 2-position, maintained, incandescent illuminated, (1) N.O. contact(s), metal base, metal bezel, Operator: red, knob, 30mm, round, plastic, 24 VAC/VDC, full voltage. | Stock | 19.5
GCX1252-24 | AutomationDirect selector switch, 22mm, 2-position, maintained, incandescent illuminated, (1) N.O. contact(s), metal base, metal bezel, Operator: green, knob, 30mm, round, plastic, 24 VAC/VDC, full voltage. | Stock | 19.5
GCX1253-24 | AutomationDirect selector switch, 22mm, 2-position, maintained, incandescent illuminated, (1) N.O. contact(s), metal base, metal bezel, Operator: yellow, knob, 30mm, round, plastic, 24 VAC/VDC, full voltage. | Stock | 19.5
GCX1254-24 | AutomationDirect selector switch, 22mm, 2-position, maintained, incandescent illuminated, (1) N.O. contact(s), metal base, metal bezel, Operator: blue, knob, 30mm, round, plastic, 24 VAC/VDC, full voltage. | Stock | 19.5
GCX1255-24 | AutomationDirect selector switch, 22mm, 2-position, maintained, incandescent illuminated, (1) N.O. contact(s), metal base, metal bezel, Operator: clear, knob, 30mm, round, plastic, 24 VAC/VDC, full voltage. | Stock | 19.5
GCX1261-24 | AutomationDirect selector switch, 22mm, 3-position, maintained, incandescent illuminated, (2) N.O./(2) N.C. contact(s), metal base, metal bezel, Operator: red, knob, 30mm, round, plastic, 24 VAC/VDC, full voltage. | Stock | 31
GCX1262-24 | AutomationDirect selector switch, 22mm, 3-position, maintained, incandescent illuminated, (2) N.O./(2) N.C. contact(s), metal base, metal bezel, Operator: green, knob, 30mm, round, plastic, 24 VAC/VDC, full voltage. | Stock | 31
GCX1263-24 | AutomationDirect selector switch, 22mm, 3-position, maintained, incandescent illuminated, (2) N.O./(2) N.C. contact(s), metal base, metal bezel, Operator: yellow, knob, 30mm, round, plastic, 24 VAC/VDC, full voltage. | Stock | 31
GCX1264-24 | AutomationDirect selector switch, 22mm, 3-position, maintained, incandescent illuminated, (2) N.O./(2) N.C. contact(s), metal base, metal bezel, Operator: blue, knob, 30mm, round, plastic, 24 VAC/VDC, full voltage. | Stock | 31
GCX1265-24 | AutomationDirect selector switch, 22mm, 3-position, maintained, incandescent illuminated, (2) N.O./(2) N.C. contact(s), metal base, metal bezel, Operator: clear, knob, 30mm, round, plastic, 24 VAC/VDC, full voltage. | Stock | 31
GCX1281-24 | AutomationDirect selector switch, 22mm, 3-position, spring return to center, incandescent illuminated, (2) N.O./(2) N.C. contact(s), metal base, metal bezel, Operator: red, knob, 30mm, round, plastic, 24 VAC/VDC, full voltage. | Stock | 31
GCX1282-24 | AutomationDirect selector switch, 22mm, 3-position, spring return to center, incandescent illuminated, (2) N.O./(2) N.C. contact(s), metal base, metal bezel, Operator: green, knob, 30mm, round, plastic, 24 VAC/VDC, full voltage. | Stock | 31
GCX1283-24 | AutomationDirect selector switch, 22mm, 3-position, spring return to center, incandescent illuminated, (2) N.O./(2) N.C. contact(s), metal base, metal bezel, Operator: yellow, knob, 30mm, round, plastic, 24 VAC/VDC, full voltage. | Stock | 31
GCX1284-24 | AutomationDirect selector switch, 22mm, 3-position, spring return to center, incandescent illuminated, (2) N.O./(2) N.C. contact(s), metal base, metal bezel, Operator: blue, knob, 30mm, round, plastic, 24 VAC/VDC, full voltage. | Stock | 31
GCX1285-24 | AutomationDirect selector switch, 22mm, 3-position, spring return to center, incandescent illuminated, (2) N.O./(2) N.C. contact(s), metal base, metal bezel, Operator: clear, knob, 30mm, round, plastic, 24 VAC/VDC, full voltage. | Stock | 31
GCX1241-120 | AutomationDirect selector switch, 22mm, 2-position, spring return from right, incandescent illuminated, (1) N.O. contact(s), metal base, metal bezel, Operator: red, knob, 30mm, round, plastic, 120 VAC/VDC, full voltage. | Stock | 21
GCX1242-120 | AutomationDirect selector switch, 22mm, 2-position, spring return from right, incandescent illuminated, (1) N.O. contact(s), metal base, metal bezel, Operator: green, knob, 30mm, round, plastic, 120 VAC/VDC, full voltage. | Stock | 21
GCX1243-120 | AutomationDirect selector switch, 22mm, 2-position, spring return from right, incandescent illuminated, (1) N.O. contact(s), metal base, metal bezel, Operator: yellow, knob, 30mm, round, plastic, 120 VAC/VDC, full voltage. | Stock | 21
GCX1244-120 | AutomationDirect selector switch, 22mm, 2-position, spring return from right, incandescent illuminated, (1) N.O. contact(s), metal base, metal bezel, Operator: blue, knob, 30mm, round, plastic, 120 VAC/VDC, full voltage. | Stock | 21
GCX1245-120 | AutomationDirect selector switch, 22mm, 2-position, spring return from right, incandescent illuminated, (1) N.O. contact(s), metal base, metal bezel, Operator: clear, knob, 30mm, round, plastic, 120 VAC/VDC, full voltage. | Stock | 21
GCX1251-120 | AutomationDirect selector switch, 22mm, 2-position, maintained, incandescent illuminated, (1) N.O. contact(s), metal base, metal bezel, Operator: red, knob, 30mm, round, plastic, 120 VAC/VDC, full voltage. | Stock | 21
GCX1252-120 | AutomationDirect selector switch, 22mm, 2-position, maintained, incandescent illuminated, (1) N.O. contact(s), metal base, metal bezel, Operator: green, knob, 30mm, round, plastic, 120 VAC/VDC, full voltage. | Stock | 21
GCX1253-120 | AutomationDirect selector switch, 22mm, 2-position, maintained, incandescent illuminated, (1) N.O. contact(s), metal base, metal bezel, Operator: yellow, knob, 30mm, round, plastic, 120 VAC/VDC, full voltage. | Stock | 21
GCX1254-120 | AutomationDirect selector switch, 22mm, 2-position, maintained, incandescent illuminated, (1) N.O. contact(s), metal base, metal bezel, Operator: blue, knob, 30mm, round, plastic, 120 VAC/VDC, full voltage. | Stock | 21
GCX1255-120 | AutomationDirect selector switch, 22mm, 2-position, maintained, incandescent illuminated, (1) N.O. contact(s), metal base, metal bezel, Operator: clear, knob, 30mm, round, plastic, 120 VAC/VDC, full voltage. | Stock | 21
GCX1261-120 | AutomationDirect selector switch, 22mm, 3-position, maintained, incandescent illuminated, (2) N.O./(2) N.C. contact(s), metal base, metal bezel, Operator: red, knob, 30mm, round, plastic, 120 VAC/VDC, full voltage. | Stock | 32.5
GCX1262-120 | AutomationDirect selector switch, 22mm, 3-position, maintained, incandescent illuminated, (2) N.O./(2) N.C. contact(s), metal base, metal bezel, Operator: green, knob, 30mm, round, plastic, 120 VAC/VDC, full voltage. | Stock | 32.5
GCX1263-120 | AutomationDirect selector switch, 22mm, 3-position, maintained, incandescent illuminated, (2) N.O./(2) N.C. contact(s), metal base, metal bezel, Operator: yellow, knob, 30mm, round, plastic, 120 VAC/VDC, full voltage. | Stock | 32.5
GCX1264-120 | AutomationDirect selector switch, 22mm, 3-position, maintained, incandescent illuminated, (2) N.O./(2) N.C. contact(s), metal base, metal bezel, Operator: blue, knob, 30mm, round, plastic, 120 VAC/VDC, full voltage. | Stock | 32.5
GCX1265-120 | AutomationDirect selector switch, 22mm, 3-position, maintained, incandescent illuminated, (2) N.O./(2) N.C. contact(s), metal base, metal bezel, Operator: clear, knob, 30mm, round, plastic, 120 VAC/VDC, full voltage. | Stock | 32.5
GCX1281-120 | AutomationDirect selector switch, 22mm, 3-position, spring return to center, incandescent illuminated, (2) N.O./(2) N.C. contact(s), metal base, metal bezel, Operator: red, knob, 30mm, round, plastic, 120 VAC/VDC, full voltage. | Stock | 32.5
GCX1282-120 | AutomationDirect selector switch, 22mm, 3-position, spring return to center, incandescent illuminated, (2) N.O./(2) N.C. contact(s), metal base, metal bezel, Operator: green, knob, 30mm, round, plastic, 120 VAC/VDC, full voltage. | Stock | 32.5
GCX1283-120 | AutomationDirect selector switch, 22mm, 3-position, spring return to center, incandescent illuminated, (2) N.O./(2) N.C. contact(s), metal base, metal bezel, Operator: yellow, knob, 30mm, round, plastic, 120 VAC/VDC, full voltage. | Stock | 32.5
GCX1284-120 | AutomationDirect selector switch, 22mm, 3-position, spring return to center, incandescent illuminated, (2) N.O./(2) N.C. contact(s), metal base, metal bezel, Operator: blue, knob, 30mm, round, plastic, 120 VAC/VDC, full voltage. | Stock | 32.5
GCX1285-120 | AutomationDirect selector switch, 22mm, 3-position, spring return to center, incandescent illuminated, (2) N.O./(2) N.C. contact(s), metal base, metal bezel, Operator: clear, knob, 30mm, round, plastic, 120 VAC/VDC, full voltage. | Stock | 32.5
GCX3241-24L | AutomationDirect selector switch, 22mm, 2-position, spring return from right, LED illuminated, (1) N.O. contact(s), plastic base, plastic bezel, Operator: red, knob, 30mm, round, plastic, 24 VAC/VDC, full voltage. | Stock | 21
GCX3242-24L | AutomationDirect selector switch, 22mm, 2-position, spring return from right, LED illuminated, (1) N.O. contact(s), plastic base, plastic bezel, Operator: green, knob, 30mm, round, plastic, 24 VAC/VDC, full voltage. | Stock | 24
GCX3243-24L | AutomationDirect selector switch, 22mm, 2-position, spring return from right, LED illuminated, (1) N.O. contact(s), plastic base, plastic bezel, Operator: yellow, knob, 30mm, round, plastic, 24 VAC/VDC, full voltage. | Stock | 21
GCX3244-24L | AutomationDirect selector switch, 22mm, 2-position, spring return from right, LED illuminated, (1) N.O. contact(s), plastic base, plastic bezel, Operator: blue, knob, 30mm, round, plastic, 24 VAC/VDC, full voltage. | Stock | 24
GCX3245-24L | AutomationDirect selector switch, 22mm, 2-position, spring return from right, LED illuminated, (1) N.O. contact(s), plastic base, plastic bezel, Operator: clear, knob, 30mm, round, plastic, 24 VAC/VDC, full voltage. | Stock | 25
GCX3251-24L | AutomationDirect selector switch, 22mm, 2-position, maintained, LED illuminated, (1) N.O. contact(s), plastic base, plastic bezel, Operator: red, knob, 30mm, round, plastic, 24 VAC/VDC, full voltage. | Stock | 21
GCX3252-24L | AutomationDirect selector switch, 22mm, 2-position, maintained, LED illuminated, (1) N.O. contact(s), plastic base, plastic bezel, Operator: green, knob, 30mm, round, plastic, 24 VAC/VDC, full voltage. | Stock | 23.5
GCX3253-24L | AutomationDirect selector switch, 22mm, 2-position, maintained, LED illuminated, (1) N.O. contact(s), plastic base, plastic bezel, Operator: yellow, knob, 30mm, round, plastic, 24 VAC/VDC, full voltage. | Stock | 21
GCX3254-24L | AutomationDirect selector switch, 22mm, 2-position, maintained, LED illuminated, (1) N.O. contact(s), plastic base, plastic bezel, Operator: blue, knob, 30mm, round, plastic, 24 VAC/VDC, full voltage. | Stock | 23.5
GCX3255-24L | AutomationDirect selector switch, 22mm, 2-position, maintained, LED illuminated, (1) N.O. contact(s), plastic base, plastic bezel, Operator: clear, knob, 30mm, round, plastic, 24 VAC/VDC, full voltage. | Stock | 25
GCX3261-24L | AutomationDirect selector switch, 22mm, 3-position, maintained, LED illuminated, (2) N.O./(2) N.C. contact(s), plastic base, plastic bezel, Operator: red, knob, 30mm, round, plastic, 24 VAC/VDC, full voltage. | Stock | 29
GCX3262-24L | AutomationDirect selector switch, 22mm, 3-position, maintained, LED illuminated, (2) N.O./(2) N.C. contact(s), plastic base, plastic bezel, Operator: green, knob, 30mm, round, plastic, 24 VAC/VDC, full voltage. | Stock | 31
GCX3263-24L | AutomationDirect selector switch, 22mm, 3-position, maintained, LED illuminated, (2) N.O./(2) N.C. contact(s), plastic base, plastic bezel, Operator: yellow, knob, 30mm, round, plastic, 24 VAC/VDC, full voltage. | Stock | 29
GCX3264-24L | AutomationDirect selector switch, 22mm, 3-position, maintained, LED illuminated, (2) N.O./(2) N.C. contact(s), plastic base, plastic bezel, Operator: blue, knob, 30mm, round, plastic, 24 VAC/VDC, full voltage. | Stock | 31
GCX3265-24L | AutomationDirect selector switch, 22mm, 3-position, maintained, LED illuminated, (2) N.O./(2) N.C. contact(s), plastic base, plastic bezel, Operator: clear, knob, 30mm, round, plastic, 24 VAC/VDC, full voltage. | Stock | 33.5
GCX3281-24L | AutomationDirect selector switch, 22mm, 3-position, spring return to center, LED illuminated, (2) N.O./(2) N.C. contact(s), plastic base, plastic bezel, Operator: red, knob, 30mm, round, plastic, 24 VAC/VDC, full voltage. | Stock | 29
GCX3282-24L | AutomationDirect selector switch, 22mm, 3-position, spring return to center, LED illuminated, (2) N.O./(2) N.C. contact(s), plastic base, plastic bezel, Operator: green, knob, 30mm, round, plastic, 24 VAC/VDC, full voltage. | Stock | 32.5
GCX3283-24L | AutomationDirect selector switch, 22mm, 3-position, spring return to center, LED illuminated, (2) N.O./(2) N.C. contact(s), plastic base, plastic bezel, Operator: yellow, knob, 30mm, round, plastic, 24 VAC/VDC, full voltage. | Stock | 29
GCX3284-24L | AutomationDirect selector switch, 22mm, 3-position, spring return to center, LED illuminated, (2) N.O./(2) N.C. contact(s), plastic base, plastic bezel, Operator: blue, knob, 30mm, round, plastic, 24 VAC/VDC, full voltage. | Stock | 32.5
GCX3285-24L | AutomationDirect selector switch, 22mm, 3-position, spring return to center, LED illuminated, (2) N.O./(2) N.C. contact(s), plastic base, plastic bezel, Operator: clear, knob, 30mm, round, plastic, 24 VAC/VDC, full voltage. | Stock | 33.5
GCX3241-120L | AutomationDirect selector switch, 22mm, 2-position, spring return from right, LED illuminated, (1) N.O. contact(s), plastic base, plastic bezel, Operator: red, knob, 30mm, round, plastic, 120 VAC/VDC, full voltage. | Stock | 21
GCX3242-120L | AutomationDirect selector switch, 22mm, 2-position, spring return from right, LED illuminated, (1) N.O. contact(s), plastic base, plastic bezel, Operator: green, knob, 30mm, round, plastic, 120 VAC/VDC, full voltage. | Stock | 24
GCX3243-120L | AutomationDirect selector switch, 22mm, 2-position, spring return from right, LED illuminated, (1) N.O. contact(s), plastic base, plastic bezel, Operator: yellow, knob, 30mm, round, plastic, 120 VAC/VDC, full voltage. | Stock | 21
GCX3244-120L | AutomationDirect selector switch, 22mm, 2-position, spring return from right, LED illuminated, (1) N.O. contact(s), plastic base, plastic bezel, Operator: blue, knob, 30mm, round, plastic, 120 VAC/VDC, full voltage. | Stock | 24
GCX3245-120L | AutomationDirect selector switch, 22mm, 2-position, spring return from right, LED illuminated, (1) N.O. contact(s), plastic base, plastic bezel, Operator: clear, knob, 30mm, round, plastic, 120 VAC/VDC, full voltage. | Stock | 27
GCX3251-120L | AutomationDirect selector switch, 22mm, 2-position, maintained, LED illuminated, (1) N.O. contact(s), plastic base, plastic bezel, Operator: red, knob, 30mm, round, plastic, 120 VAC/VDC, full voltage. | Stock | 21.5
GCX3252-120L | AutomationDirect selector switch, 22mm, 2-position, maintained, LED illuminated, (1) N.O. contact(s), plastic base, plastic bezel, Operator: green, knob, 30mm, round, plastic, 120 VAC/VDC, full voltage. | Stock | 24
GCX3253-120L | AutomationDirect selector switch, 22mm, 2-position, maintained, LED illuminated, (1) N.O. contact(s), plastic base, plastic bezel, Operator: yellow, knob, 30mm, round, plastic, 120 VAC/VDC, full voltage. | Stock | 21.5
GCX3254-120L | AutomationDirect selector switch, 22mm, 2-position, maintained, LED illuminated, (1) N.O. contact(s), plastic base, plastic bezel, Operator: blue, knob, 30mm, round, plastic, 120 VAC/VDC, full voltage. | Stock | 24
GCX3255-120L | AutomationDirect selector switch, 22mm, 2-position, maintained, LED illuminated, (1) N.O. contact(s), plastic base, plastic bezel, Operator: clear, knob, 30mm, round, plastic, 120 VAC/VDC, full voltage. | Stock | 27
GCX3261-120L | AutomationDirect selector switch, 22mm, 3-position, maintained, LED illuminated, (2) N.O./(2) N.C. contact(s), plastic base, plastic bezel, Operator: red, knob, 30mm, round, plastic, 120 VAC/VDC, full voltage. | Stock | 29.5
GCX3262-120L | AutomationDirect selector switch, 22mm, 3-position, maintained, LED illuminated, (2) N.O./(2) N.C. contact(s), plastic base, plastic bezel, Operator: green, knob, 30mm, round, plastic, 120 VAC/VDC, full voltage. | Stock | 33
GCX3263-120L | AutomationDirect selector switch, 22mm, 3-position, maintained, LED illuminated, (2) N.O./(2) N.C. contact(s), plastic base, plastic bezel, Operator: yellow, knob, 30mm, round, plastic, 120 VAC/VDC, full voltage. | Stock | 29.5
GCX3264-120L | AutomationDirect selector switch, 22mm, 3-position, maintained, LED illuminated, (2) N.O./(2) N.C. contact(s), plastic base, plastic bezel, Operator: blue, knob, 30mm, round, plastic, 120 VAC/VDC, full voltage. | Stock | 33
GCX3265-120L | AutomationDirect selector switch, 22mm, 3-position, maintained, LED illuminated, (2) N.O./(2) N.C. contact(s), plastic base, plastic bezel, Operator: clear, knob, 30mm, round, plastic, 120 VAC/VDC, full voltage. | Stock | 34
GCX3281-120L | AutomationDirect selector switch, 22mm, 3-position, spring return to center, LED illuminated, (2) N.O./(2) N.C. contact(s), plastic base, plastic bezel, Operator: red, knob, 30mm, round, plastic, 120 VAC/VDC, full voltage. | Stock | 29.5
GCX3282-120L | AutomationDirect selector switch, 22mm, 3-position, spring return to center, LED illuminated, (2) N.O./(2) N.C. contact(s), plastic base, plastic bezel, Operator: green, knob, 30mm, round, plastic, 120 VAC/VDC, full voltage. | Stock | 33
GCX3283-120L | AutomationDirect selector switch, 22mm, 3-position, spring return to center, LED illuminated, (2) N.O./(2) N.C. contact(s), plastic base, plastic bezel, Operator: yellow, knob, 30mm, round, plastic, 120 VAC/VDC, full voltage. | Stock | 29.5
GCX3284-120L | AutomationDirect selector switch, 22mm, 3-position, spring return to center, LED illuminated, (2) N.O./(2) N.C. contact(s), plastic base, plastic bezel, Operator: blue, knob, 30mm, round, plastic, 120 VAC/VDC, full voltage. | Stock | 33
GCX3285-120L | AutomationDirect selector switch, 22mm, 3-position, spring return to center, LED illuminated, (2) N.O./(2) N.C. contact(s), plastic base, plastic bezel, Operator: clear, knob, 30mm, round, plastic, 120 VAC/VDC, full voltage. | Stock | 34.5
GCX3241-24 | AutomationDirect selector switch, 22mm, 2-position, spring return from right, incandescent illuminated, (1) N.O. contact(s), plastic base, plastic bezel, Operator: red, knob, 30mm, round, plastic, 24 VAC/VDC, full voltage. | Stock | 15
GCX3242-24 | AutomationDirect selector switch, 22mm, 2-position, spring return from right, incandescent illuminated, (1) N.O. contact(s), plastic base, plastic bezel, Operator: green, knob, 30mm, round, plastic, 24 VAC/VDC, full voltage. | Stock | 15
GCX3243-24 | AutomationDirect selector switch, 22mm, 2-position, spring return from right, incandescent illuminated, (1) N.O. contact(s), plastic base, plastic bezel, Operator: yellow, knob, 30mm, round, plastic, 24 VAC/VDC, full voltage. | Stock | 15
GCX3244-24 | AutomationDirect selector switch, 22mm, 2-position, spring return from right, incandescent illuminated, (1) N.O. contact(s), plastic base, plastic bezel, Operator: blue, knob, 30mm, round, plastic, 24 VAC/VDC, full voltage. | Stock | 15
GCX3245-24 | AutomationDirect selector switch, 22mm, 2-position, spring return from right, incandescent illuminated, (1) N.O. contact(s), plastic base, plastic bezel, Operator: clear, knob, 30mm, round, plastic, 24 VAC/VDC, full voltage. | Stock | 15
GCX3251-24 | AutomationDirect selector switch, 22mm, 2-position, maintained, incandescent illuminated, (1) N.O. contact(s), plastic base, plastic bezel, Operator: red, knob, 30mm, round, plastic, 24 VAC/VDC, full voltage. | Stock | 15
GCX3252-24 | AutomationDirect selector switch, 22mm, 2-position, maintained, incandescent illuminated, (1) N.O. contact(s), plastic base, plastic bezel, Operator: green, knob, 30mm, round, plastic, 24 VAC/VDC, full voltage. | Stock | 15
GCX3253-24 | AutomationDirect selector switch, 22mm, 2-position, maintained, incandescent illuminated, (1) N.O. contact(s), plastic base, plastic bezel, Operator: yellow, knob, 30mm, round, plastic, 24 VAC/VDC, full voltage. | Stock | 15
GCX3254-24 | AutomationDirect selector switch, 22mm, 2-position, maintained, incandescent illuminated, (1) N.O. contact(s), plastic base, plastic bezel, Operator: blue, knob, 30mm, round, plastic, 24 VAC/VDC, full voltage. | Stock | 15
GCX3255-24 | AutomationDirect selector switch, 22mm, 2-position, maintained, incandescent illuminated, (1) N.O. contact(s), plastic base, plastic bezel, Operator: clear, knob, 30mm, round, plastic, 24 VAC/VDC, full voltage. | Stock | 15
GCX3261-24 | AutomationDirect selector switch, 22mm, 3-position, maintained, incandescent illuminated, (2) N.O./(2) N.C. contact(s), plastic base, plastic bezel, Operator: red, knob, 30mm, round, plastic, 24 VAC/VDC, full voltage. | Stock | 24
GCX3262-24 | AutomationDirect selector switch, 22mm, 3-position, maintained, incandescent illuminated, (2) N.O./(2) N.C. contact(s), plastic base, plastic bezel, Operator: green, knob, 30mm, round, plastic, 24 VAC/VDC, full voltage. | Stock | 24
GCX3263-24 | AutomationDirect selector switch, 22mm, 3-position, maintained, incandescent illuminated, (2) N.O./(2) N.C. contact(s), plastic base, plastic bezel, Operator: yellow, knob, 30mm, round, plastic, 24 VAC/VDC, full voltage. | Stock | 24
GCX3264-24 | AutomationDirect selector switch, 22mm, 3-position, maintained, incandescent illuminated, (2) N.O./(2) N.C. contact(s), plastic base, plastic bezel, Operator: blue, knob, 30mm, round, plastic, 24 VAC/VDC, full voltage. | Stock | 24
GCX3265-24 | AutomationDirect selector switch, 22mm, 3-position, maintained, incandescent illuminated, (2) N.O./(2) N.C. contact(s), plastic base, plastic bezel, Operator: clear, knob, 30mm, round, plastic, 24 VAC/VDC, full voltage. | Stock | 24
GCX3281-24 | AutomationDirect selector switch, 22mm, 3-position, spring return to center, incandescent illuminated, (2) N.O./(2) N.C. contact(s), plastic base, plastic bezel, Operator: red, knob, 30mm, round, plastic, 24 VAC/VDC, full voltage. | Stock | 24
GCX3282-24 | AutomationDirect selector switch, 22mm, 3-position, spring return to center, incandescent illuminated, (2) N.O./(2) N.C. contact(s), plastic base, plastic bezel, Operator: green, knob, 30mm, round, plastic, 24 VAC/VDC, full voltage. | Stock | 24
GCX3283-24 | AutomationDirect selector switch, 22mm, 3-position, spring return to center, incandescent illuminated, (2) N.O./(2) N.C. contact(s), plastic base, plastic bezel, Operator: yellow, knob, 30mm, round, plastic, 24 VAC/VDC, full voltage. | Stock | 24
GCX3284-24 | AutomationDirect selector switch, 22mm, 3-position, spring return to center, incandescent illuminated, (2) N.O./(2) N.C. contact(s), plastic base, plastic bezel, Operator: blue, knob, 30mm, round, plastic, 24 VAC/VDC, full voltage. | Stock | 24
GCX3285-24 | AutomationDirect selector switch, 22mm, 3-position, spring return to center, incandescent illuminated, (2) N.O./(2) N.C. contact(s), plastic base, plastic bezel, Operator: clear, knob, 30mm, round, plastic, 24 VAC/VDC, full voltage. | Stock | 24
GCX3241-120 | AutomationDirect selector switch, 22mm, 2-position, spring return from right, incandescent illuminated, (1) N.O. contact(s), plastic base, plastic bezel, Operator: red, knob, 30mm, round, plastic, 120 VAC/VDC, full voltage. | Stock | 15.5
GCX3242-120 | AutomationDirect selector switch, 22mm, 2-position, spring return from right, incandescent illuminated, (1) N.O. contact(s), plastic base, plastic bezel, Operator: green, knob, 30mm, round, plastic, 120 VAC/VDC, full voltage. | Stock | 15.5
GCX3243-120 | AutomationDirect selector switch, 22mm, 2-position, spring return from right, incandescent illuminated, (1) N.O. contact(s), plastic base, plastic bezel, Operator: yellow, knob, 30mm, round, plastic, 120 VAC/VDC, full voltage. | Stock | 15.5
GCX3244-120 | AutomationDirect selector switch, 22mm, 2-position, spring return from right, incandescent illuminated, (1) N.O. contact(s), plastic base, plastic bezel, Operator: blue, knob, 30mm, round, plastic, 120 VAC/VDC, full voltage. | Stock | 15.5
GCX3245-120 | AutomationDirect selector switch, 22mm, 2-position, spring return from right, incandescent illuminated, (1) N.O. contact(s), plastic base, plastic bezel, Operator: clear, knob, 30mm, round, plastic, 120 VAC/VDC, full voltage. | Stock | 15.5
GCX3251-120 | AutomationDirect selector switch, 22mm, 2-position, maintained, incandescent illuminated, (1) N.O. contact(s), plastic base, plastic bezel, Operator: red, knob, 30mm, round, plastic, 120 VAC/VDC, full voltage. | Stock | 15.5
GCX3252-120 | AutomationDirect selector switch, 22mm, 2-position, maintained, incandescent illuminated, (1) N.O. contact(s), plastic base, plastic bezel, Operator: green, knob, 30mm, round, plastic, 120 VAC/VDC, full voltage. | Stock | 15.5
GCX3253-120 | AutomationDirect selector switch, 22mm, 2-position, maintained, incandescent illuminated, (1) N.O. contact(s), plastic base, plastic bezel, Operator: yellow, knob, 30mm, round, plastic, 120 VAC/VDC, full voltage. | Stock | 15.5
GCX3254-120 | AutomationDirect selector switch, 22mm, 2-position, maintained, incandescent illuminated, (1) N.O. contact(s), plastic base, plastic bezel, Operator: blue, knob, 30mm, round, plastic, 120 VAC/VDC, full voltage. | Stock | 15.5
GCX3255-120 | AutomationDirect selector switch, 22mm, 2-position, maintained, incandescent illuminated, (1) N.O. contact(s), plastic base, plastic bezel, Operator: clear, knob, 30mm, round, plastic, 120 VAC/VDC, full voltage. | Stock | 15.5
GCX3261-120 | AutomationDirect selector switch, 22mm, 3-position, maintained, incandescent illuminated, (2) N.O./(2) N.C. contact(s), plastic base, plastic bezel, Operator: red, knob, 30mm, round, plastic, 120 VAC/VDC, full voltage. | Stock | 24.5
GCX3262-120 | AutomationDirect selector switch, 22mm, 3-position, maintained, incandescent illuminated, (2) N.O./(2) N.C. contact(s), plastic base, plastic bezel, Operator: green, knob, 30mm, round, plastic, 120 VAC/VDC, full voltage. | Stock | 24.5
GCX3263-120 | AutomationDirect selector switch, 22mm, 3-position, maintained, incandescent illuminated, (2) N.O./(2) N.C. contact(s), plastic base, plastic bezel, Operator: yellow, knob, 30mm, round, plastic, 120 VAC/VDC, full voltage. | Stock | 24.5
GCX3264-120 | AutomationDirect selector switch, 22mm, 3-position, maintained, incandescent illuminated, (2) N.O./(2) N.C. contact(s), plastic base, plastic bezel, Operator: blue, knob, 30mm, round, plastic, 120 VAC/VDC, full voltage. | Stock | 24.5
GCX3265-120 | AutomationDirect selector switch, 22mm, 3-position, maintained, incandescent illuminated, (2) N.O./(2) N.C. contact(s), plastic base, plastic bezel, Operator: clear, knob, 30mm, round, plastic, 120 VAC/VDC, full voltage. | Stock | 24.5
GCX3281-120 | AutomationDirect selector switch, 22mm, 3-position, spring return to center, incandescent illuminated, (2) N.O./(2) N.C. contact(s), plastic base, plastic bezel, Operator: red, knob, 30mm, round, plastic, 120 VAC/VDC, full voltage. | Stock | 24.5
GCX3282-120 | AutomationDirect selector switch, 22mm, 3-position, spring return to center, incandescent illuminated, (2) N.O./(2) N.C. contact(s), plastic base, plastic bezel, Operator: green, knob, 30mm, round, plastic, 120 VAC/VDC, full voltage. | Stock | 24.5
GCX3283-120 | AutomationDirect selector switch, 22mm, 3-position, spring return to center, incandescent illuminated, (2) N.O./(2) N.C. contact(s), plastic base, plastic bezel, Operator: yellow, knob, 30mm, round, plastic, 120 VAC/VDC, full voltage. | Stock | 24.5
GCX3284-120 | AutomationDirect selector switch, 22mm, 3-position, spring return to center, incandescent illuminated, (2) N.O./(2) N.C. contact(s), plastic base, plastic bezel, Operator: blue, knob, 30mm, round, plastic, 120 VAC/VDC, full voltage. | Stock | 24.5
GCX3285-120 | AutomationDirect selector switch, 22mm, 3-position, spring return to center, incandescent illuminated, (2) N.O./(2) N.C. contact(s), plastic base, plastic bezel, Operator: clear, knob, 30mm, round, plastic, 120 VAC/VDC, full voltage. | Stock | 24.5
AR22PL-010E3RZA | Fuji Electric selector switch, 22mm, 2-position, spring return from right, LED illuminated, (1) N.O. contact(s), plastic base, metal bezel, Operator: red, knob, 30mm, round, plastic, 24 VAC/VDC, full voltage. | Stock | 28
AR22PL-010E3GZA | Fuji Electric selector switch, 22mm, 2-position, spring return from right, LED illuminated, (1) N.O. contact(s), plastic base, metal bezel, Operator: green, knob, 30mm, round, plastic, 24 VAC/VDC, full voltage. | Stock | 28
AR22PL-010E3YZA | Fuji Electric selector switch, 22mm, 2-position, spring return from right, LED illuminated, (1) N.O. contact(s), plastic base, metal bezel, Operator: yellow, knob, 30mm, round, plastic, 24 VAC/VDC, full voltage. | Stock | 28
AR22PL-010E3SZA | Fuji Electric selector switch, 22mm, 2-position, spring return from right, LED illuminated, (1) N.O. contact(s), plastic base, metal bezel, Operator: blue, knob, 30mm, round, plastic, 24 VAC/VDC, full voltage. | Stock | 40.5
AR22PL-210E3RZA | Fuji Electric selector switch, 22mm, 2-position, maintained, LED illuminated, (1) N.O. contact(s), plastic base, metal bezel, Operator: red, knob, 30mm, round, plastic, 24 VAC/VDC, full voltage. | Stock | 28
AR22PL-210E3GZA | Fuji Electric selector switch, 22mm, 2-position, maintained, LED illuminated, (1) N.O. contact(s), plastic base, metal bezel, Operator: green, knob, 30mm, round, plastic, 24 VAC/VDC, full voltage. | Stock | 28
AR22PL-210E3YZA | Fuji Electric selector switch, 22mm, 2-position, maintained, LED illuminated, (1) N.O. contact(s), plastic base, metal bezel, Operator: yellow, knob, 30mm, round, plastic, 24 VAC/VDC, full voltage. | Stock | 28
AR22PL-210E3SZA | Fuji Electric selector switch, 22mm, 2-position, maintained, LED illuminated, (1) N.O. contact(s), plastic base, metal bezel, Operator: blue, knob, 30mm, round, plastic, 24 VAC/VDC, full voltage. | Stock | 40.5
AR22PL-322E3RZA | Fuji Electric selector switch, 22mm, 3-position, maintained, LED illuminated, (2) N.O./(2) N.C. contact(s), plastic base, metal bezel, Operator: red, knob, 30mm, round, plastic, 24 VAC/VDC, full voltage. | Stock | 42.5
AR22PL-322E3GZA | Fuji Electric selector switch, 22mm, 3-position, maintained, LED illuminated, (2) N.O./(2) N.C. contact(s), plastic base, metal bezel, Operator: green, knob, 30mm, round, plastic, 24 VAC/VDC, full voltage. | Stock | 42.5
AR22PL-322E3YZA | Fuji Electric selector switch, 22mm, 3-position, maintained, LED illuminated, (2) N.O./(2) N.C. contact(s), plastic base, metal bezel, Operator: yellow, knob, 30mm, round, plastic, 24 VAC/VDC, full voltage. | Stock | 42.5
AR22PL-322E3SZA | Fuji Electric selector switch, 22mm, 3-position, maintained, LED illuminated, (2) N.O./(2) N.C. contact(s), plastic base, metal bezel, Operator: blue, knob, 30mm, round, plastic, 24 VAC/VDC, full voltage. | Stock | 42.5
AR22PL-611E3RZA | Fuji Electric selector switch, 22mm, 3-position, spring return to center from left, maintained right, LED illuminated, (1) N.O./(1) N.C. contact(s), plastic base, metal bezel, Operator: red, knob, 30mm, round, plastic, 24 VAC/VDC, full voltage. | Stock | 40.5
AR22PL-611E3GZA | Fuji Electric selector switch, 22mm, 3-position, spring return to center from left, maintained right, LED illuminated, (1) N.O./(1) N.C. contact(s), plastic base, metal bezel, Operator: green, knob, 30mm, round, plastic, 24 VAC/VDC, full voltage. | Stock | 40.5
AR22PL-611E3YZA | Fuji Electric selector switch, 22mm, 3-position, spring return to center from left, maintained right, LED illuminated, (1) N.O./(1) N.C. contact(s), plastic base, metal bezel, Operator: yellow, knob, 30mm, round, plastic, 24 VAC/VDC, full voltage. | Stock | 40.5
AR22PL-611E3SZA | Fuji Electric selector switch, 22mm, 3-position, spring return to center from left, maintained right, LED illuminated, (1) N.O./(1) N.C. contact(s), plastic base, metal bezel, Operator: blue, knob, 30mm, round, plastic, 24 VAC/VDC, full voltage. | Stock | 40.5
AR22PL-010L3RZA | Fuji Electric selector switch, 22mm, 2-position, spring return from right, LED illuminated, (1) N.O. contact(s), plastic base, metal bezel, Operator: red, knob, 30mm, round, plastic, 115-127 VAC, transformer. | Stock | 36.5
AR22PL-010L3GZA | Fuji Electric selector switch, 22mm, 2-position, spring return from right, LED illuminated, (1) N.O. contact(s), plastic base, metal bezel, Operator: green, knob, 30mm, round, plastic, 115-127 VAC, transformer. | Stock | 36.5
AR22PL-010L3YZA | Fuji Electric selector switch, 22mm, 2-position, spring return from right, LED illuminated, (1) N.O. contact(s), plastic base, metal bezel, Operator: yellow, knob, 30mm, round, plastic, 115-127 VAC, transformer. | Stock | 36.5
AR22PL-010L3SZA | Fuji Electric selector switch, 22mm, 2-position, spring return from right, LED illuminated, (1) N.O. contact(s), plastic base, metal bezel, Operator: blue, knob, 30mm, round, plastic, 115-127 VAC, transformer. | Stock | 49.5
AR22PL-210L3RZA | Fuji Electric selector switch, 22mm, 2-position, maintained, LED illuminated, (1) N.O. contact(s), plastic base, metal bezel, Operator: red, knob, 30mm, round, plastic, 115-127 VAC, transformer. | Stock | 33.5
AR22PL-210L3GZA | Fuji Electric selector switch, 22mm, 2-position, maintained, LED illuminated, (1) N.O. contact(s), plastic base, metal bezel, Operator: green, knob, 30mm, round, plastic, 115-127 VAC, transformer. | Stock | 33.5
AR22PL-210L3YZA | Fuji Electric selector switch, 22mm, 2-position, maintained, LED illuminated, (1) N.O. contact(s), plastic base, metal bezel, Operator: yellow, knob, 30mm, round, plastic, 115-127 VAC, transformer. | Stock | 33.5
AR22PL-210L3SZA | Fuji Electric selector switch, 22mm, 2-position, maintained, LED illuminated, (1) N.O. contact(s), plastic base, metal bezel, Operator: blue, knob, 30mm, round, plastic, 115-127 VAC, transformer. | Stock | 49.5
AR22PL-311L3RZA | Fuji Electric selector switch, 22mm, 3-position, maintained, LED illuminated, (1) N.O./(1) N.C. contact(s), plastic base, metal bezel, Operator: red, knob, 30mm, round, plastic, 115-127 VAC, transformer. | Stock | 40.5
AR22PL-311L3GZA | Fuji Electric selector switch, 22mm, 3-position, maintained, LED illuminated, (1) N.O./(1) N.C. contact(s), plastic base, metal bezel, Operator: green, knob, 30mm, round, plastic, 115-127 VAC, transformer. | Stock | 40.5
AR22PL-311L3YZA | Fuji Electric selector switch, 22mm, 3-position, maintained, LED illuminated, (1) N.O./(1) N.C. contact(s), plastic base, metal bezel, Operator: yellow, knob, 30mm, round, plastic, 115-127 VAC, transformer. | Stock | 40.5
AR22PL-311L3SZA | Fuji Electric selector switch, 22mm, 3-position, maintained, LED illuminated, (1) N.O./(1) N.C. contact(s), plastic base, metal bezel, Operator: blue, knob, 30mm, round, plastic, 115-127 VAC, transformer. | Stock | 49.5
AR22PL-611L3RZA | Fuji Electric selector switch, 22mm, 3-position, spring return to center from left, maintained right, LED illuminated, (1) N.O./(1) N.C. contact(s), plastic base, metal bezel, Operator: red, knob, 30mm, round, plastic, 115-127 VAC, transformer. | Stock | 42.5
AR22PL-611L3GZA | Fuji Electric selector switch, 22mm, 3-position, spring return to center from left, maintained right, LED illuminated, (1) N.O./(1) N.C. contact(s), plastic base, metal bezel, Operator: green, knob, 30mm, round, plastic, 115-127 VAC, transformer. | Stock | 42.5
AR22PL-611L3YZA | Fuji Electric selector switch, 22mm, 3-position, spring return to center from left, maintained right, LED illuminated, (1) N.O./(1) N.C. contact(s), plastic base, metal bezel, Operator: yellow, knob, 30mm, round, plastic, 115-127 VAC, transformer. | Stock | 42.5
AR22PL-611L3SZA | Fuji Electric selector switch, 22mm, 3-position, spring return to center from left, maintained right, LED illuminated, (1) N.O./(1) N.C. contact(s), plastic base, metal bezel, Operator: blue, knob, 30mm, round, plastic, 115-127 VAC, transformer. | Stock | 49.5
EWS21.V | Schmersal selector switch, IP65, 30mm, 2-position, maintained, operator only, plastic base, metal bezel, Operator: black, knob, 29.5mm, round, plastic. Requires contact blocks. | Stock | 46
EWS21.1.V | Schmersal selector switch, IP65, 30mm, 2-position, maintained, operator only, plastic base, metal bezel, Operator: black, lever, 29.5mm, round, plastic. Requires contact blocks. | Stock | 46
EWT21.V | Schmersal selector switch, IP65, 30mm, 2-position, spring return from right, operator only, plastic base, metal bezel, Operator: black, knob, 29.5mm, round, plastic. Requires contact blocks. | Stock | 47
EWT21.1V | Schmersal selector switch, IP65, 30mm, 2-position, spring return from right, operator only, plastic base, metal bezel, Operator: black, lever, 29.5mm, round, plastic. Requires contact blocks. | Stock | 47
EWS32.V | Schmersal selector switch, IP65, 30mm, 3-position, maintained, operator only, plastic base, metal bezel, Operator: black, knob, 29.5mm, round, plastic. Requires contact blocks. | Stock | 56
EWS32.1V | Schmersal selector switch, IP65, 30mm, 3-position, maintained, operator only, plastic base, metal bezel, Operator: black, lever, 29.5mm, round, plastic. Requires contact blocks. | Stock | 56
EWT32.V | Schmersal selector switch, IP65, 30mm, 3-position, spring return to center from right or left, operator only, plastic base, metal bezel, Operator: black, knob, 29.5mm, round, plastic. Requires contact blocks. | Stock | 56
EWT32.1V | Schmersal selector switch, IP65, 30mm, 3-position, spring return to center from right or left, operator only, plastic base, metal bezel, Operator: black, lever, 29.5mm, round, plastic. Requires contact blocks. | Stock | 56
ESS21S12.V | Schmersal selector switch, IP65, 30mm, 2-position, maintained, key removable left and right position, operator only, plastic base, metal bezel, Operator: black, key-operated, 36mm, round, metal. Requires contact blocks. | Stock | 121
ESS21S1.V | Schmersal selector switch, IP65, 30mm, 2-position, maintained, key removable left position, operator only, plastic base, metal bezel, Operator: black, key-operated, 36mm, round, metal. Requires contact blocks. | Stock | 121
ESS21S2.V | Schmersal selector switch, IP65, 30mm, 2-position, maintained, key removable right position, operator only, plastic base, metal bezel, Operator: black, key-operated, 36mm, round, metal. Requires contact blocks. | Stock | 121
ESS32S123.V | Schmersal selector switch, IP65, 30mm, 3-position, maintained, key removable left, right and center position, operator only, plastic base, metal bezel, Operator: black, key-operated, 36mm, round, metal. Requires contact blocks. | Stock | 129
ESS32S1.V | Schmersal selector switch, IP65, 30mm, 3-position, maintained, key removable left position, operator only, plastic base, metal bezel, Operator: black, key-operated, 36mm, round, metal. Requires contact blocks. | Stock | 129
ESS32S2.V | Schmersal selector switch, IP65, 30mm, 3-position, maintained, key removable center position, operator only, plastic base, metal bezel, Operator: black, key-operated, 36mm, round, metal. Requires contact blocks. | Stock | 129
ESS32S3.V | Schmersal selector switch, IP65, 30mm, 3-position, maintained, key removable right position, operator only, plastic base, metal bezel, Operator: black, key-operated, 36mm, round, metal. Requires contact blocks. | Stock | 129
AR30PR-210BZC | Fuji Electric selector switch, 30mm, 2-position, maintained, (1) N.O. contact(s), plastic base, metal bezel, Operator: black, knob, 35mm, round, plastic. | Stock | 19.5
AR30PR-010BZC | Fuji Electric selector switch, 30mm, 2-position, spring return from right, (1) N.O. contact(s), plastic base, metal bezel, Operator: black, knob, 35mm, round, plastic. | Stock | 19.5
AR30PR-311BZC | Fuji Electric selector switch, 30mm, 3-position, maintained, (1) N.O./(1) N.C. contact(s), plastic base, metal bezel, Operator: black, knob, 35mm, round, plastic. | Stock | 23
AR30PR-711BZC | Fuji Electric selector switch, 30mm, 3-position, spring return from right to center / manual return from left to center, (1) N.O./(1) N.C. contact(s), plastic base, metal bezel, Operator: black, knob, 35mm, round, plastic. | Stock | 23
AR30PR-120BZC | Fuji Electric selector switch, 30mm, 3-position, spring return from left and right to center, (2) N.O. contact(s), plastic base, metal bezel, Operator: black, knob, 35mm, round, plastic. | Stock | 23
AR30PCR-441CBZC | Fuji Electric selector switch, 30mm, 4-position, maintained, (2) N.O./(2) N.C. contact(s), plastic base, metal bezel, Operator: black, knob, 35mm, round, plastic. | Stock | 20.5
AR30PCR-551CBZC | Fuji Electric selector switch, 30mm, 5-position, maintained, (2) N.O./(2) N.C. contact(s), plastic base, metal bezel, Operator: black, knob, 35mm, round, plastic. | Stock | 20.5
AR30WR-210BZC | Fuji Electric selector switch, 30mm, 2-position, maintained, (1) N.O. contact(s), plastic base, metal bezel, Operator: black, lever, 35mm, round, plastic. | Stock | 19.5
AR30WR-010BZC | Fuji Electric selector switch, 30mm, 2-position, spring return from right, (1) N.O. contact(s), plastic base, metal bezel, Operator: black, lever, 35mm, round, plastic. | Stock | 20
AR30WR-311BZC | Fuji Electric selector switch, 30mm, 3-position, maintained, (1) N.O./(1) N.C. contact(s), plastic base, metal bezel, Operator: black, lever, 35mm, round, plastic. | Stock | 23.5
AR30WR-711BZC | Fuji Electric selector switch, 30mm, 3-position, spring return from right to center / manual return from left to center, (1) N.O./(1) N.C. contact(s), plastic base, metal bezel, Operator: black, lever, 35mm, round, plastic. | Stock | 24.5
AR30WR-120BZC | Fuji Electric selector switch, 30mm, 3-position, spring return from left and right to center, (2) N.O. contact(s), plastic base, metal bezel, Operator: black, lever, 35mm, round, plastic. | Stock | 23.5
AR30WCR-441CBZC | Fuji Electric selector switch, 30mm, 4-position, maintained, (2) N.O./(2) N.C. contact(s), plastic base, metal bezel, Operator: black, lever, 35mm, round, plastic. | Stock | 19.5
AR30WCR-551CBZC | Fuji Electric selector switch, 30mm, 5-position, maintained, (2) N.O./(2) N.C. contact(s), plastic base, metal bezel, Operator: black, lever, 35mm, round, plastic. | Stock | 19.5
AR30JR-0A10AZC | Fuji Electric selector switch, 30mm, 2-position, spring return from right, key removable left position, (1) N.O. contact(s), plastic base, metal bezel, Operator: black, key, 35mm, round, plastic. | Stock | 40.5
AR30JR-2B10AZC | Fuji Electric selector switch, 30mm, 2-position, maintained, key removable left and right position, (1) N.O. contact(s), plastic base, metal bezel, Operator: black, key, 35mm, round, plastic. | Stock | 40.5
AR30JR-1E22AZC | Fuji Electric selector switch, 30mm, 3-position, spring return from left and right to center, key removable center position, (2) N.O./(2) N.C. contact(s), plastic base, metal bezel, Operator: black, key, 35mm, round, plastic. | Stock | 56
AR30JR-3C22AZC | Fuji Electric selector switch, 30mm, 3-position, maintained, key removable left, right and center position, (2) N.O./(2) N.C. contact(s), plastic base, metal bezel, Operator: black, key, 35mm, round, plastic. | Stock | 56
HT8JAH3A | Eaton selector switch, 30mm, 2-position, maintained, operator only, metal base, metal bezel, Operator: black, knob, 27mm, round, plastic. | Stock | 40.5
HT8JAH3AA5 | Eaton selector switch, 30mm, 2-position, maintained, (1) N.O. contact(s), metal base, metal bezel, Operator: black, knob, 27mm, round, plastic. | Stock | 59
HT8JDH3A | Eaton selector switch, 30mm, 2-position, maintained, operator only, metal base, metal bezel, Operator: black, lever, 27mm, round, plastic. | Stock | 40.5
HT8JDH3AA5 | Eaton selector switch, 30mm, 2-position, maintained, (1) N.O. contact(s), metal base, metal bezel, Operator: black, lever, 27mm, round, plastic. | Stock | 59
HT8JNH3A | Eaton selector switch, 30mm, 2-position, spring return from right, operator only, metal base, metal bezel, Operator: black, knob, 27mm, round, plastic. | Stock | 65
HT8JNH3AA5 | Eaton selector switch, 30mm, 2-position, spring return from right, (1) N.O. contact(s), metal base, metal bezel, Operator: black, knob, 27mm, round, plastic. | Stock | 82
HT8JPH3A | Eaton selector switch, 30mm, 2-position, spring return from right, operator only, metal base, metal bezel, Operator: black, lever, 27mm, round, plastic. | Stock | 65
HT8JPH3AA5 | Eaton selector switch, 30mm, 2-position, spring return from right, (1) N.O. contact(s), metal base, metal bezel, Operator: black, lever, 27mm, round, plastic. | Stock | 82
HT8JBH1D | Eaton selector switch, 30mm, 3-position, maintained, operator only, metal base, metal bezel, Operator: black, knob, 27mm, round, plastic. | Stock | 40.5
HT8JBH1DAA5 | Eaton selector switch, 30mm, 3-position, maintained, (2) N.O. contact(s), metal base, metal bezel, Operator: black, knob, 27mm, round, plastic. | Stock | 76
HT8JEH1D | Eaton selector switch, 30mm, 3-position, maintained, operator only, metal base, metal bezel, Operator: black, lever, 27mm, round, plastic. | Stock | 40.5
HT8JEH1DAA5 | Eaton selector switch, 30mm, 3-position, maintained, (2) N.O. contact(s), metal base, metal bezel, Operator: black, lever, 27mm, round, plastic. | Stock | 76
HT8JUH1D | Eaton selector switch, 30mm, 3-position, spring return from right, operator only, metal base, metal bezel, Operator: black, knob, 27mm, round, plastic. | Stock | 65
HT8JUH1DAA5 | Eaton selector switch, 30mm, 3-position, spring return from right, (2) N.O. contact(s), metal base, metal bezel, Operator: black, knob, 27mm, round, plastic. | Stock | 101
HT8JVH1D | Eaton selector switch, 30mm, 3-position, spring return from right, operator only, metal base, metal bezel, Operator: black, lever, 27mm, round, plastic. | Stock | 65
HT8JVH1DAA5 | Eaton selector switch, 30mm, 3-position, spring return from right, (2) N.O. contact(s), metal base, metal bezel, Operator: black, lever, 27mm, round, plastic. | Stock | 101
HT8JXH1D | Eaton selector switch, 30mm, 3-position, spring return to center, operator only, metal base, metal bezel, Operator: black, knob, 27mm, round, plastic. | Stock | 65
HT8JXH1DAA5 | Eaton selector switch, 30mm, 3-position, spring return to center, (2) N.O. contact(s), metal base, metal bezel, Operator: black, knob, 27mm, round, plastic. | Stock | 101
HT8JYH1D | Eaton selector switch, 30mm, 3-position, spring return to center, operator only, metal base, metal bezel, Operator: black, lever, 27mm, round, plastic. | Stock | 65
HT8JYH1DAA5 | Eaton selector switch, 30mm, 3-position, spring return to center, (2) N.O. contact(s), metal base, metal bezel, Operator: black, lever, 27mm, round, plastic. | Stock | 101
AR30PL-210E3GZC | Fuji Electric selector switch, 30mm, 2-position, maintained, LED illuminated, (1) N.O. contact(s), plastic base, metal bezel, Operator: green, knob, 35mm, round, plastic, 24 VAC/VDC, full voltage. | Stock | 37.5
AR30PL-210E3RZC | Fuji Electric selector switch, 30mm, 2-position, maintained, LED illuminated, (1) N.O. contact(s), plastic base, metal bezel, Operator: red, knob, 35mm, round, plastic, 24 VAC/VDC, full voltage. | Stock | 37.5
AR30PL-210E3WZC | Fuji Electric selector switch, 30mm, 2-position, maintained, LED illuminated, (1) N.O. contact(s), plastic base, metal bezel, Operator: white, knob, 35mm, round, plastic, 24 VAC/VDC, full voltage. | Stock | 37.5
AR30PL-210E3SZC | Fuji Electric selector switch, 30mm, 2-position, maintained, LED illuminated, (1) N.O. contact(s), plastic base, metal bezel, Operator: blue, knob, 35mm, round, plastic, 24 VAC/VDC, full voltage. | Stock | 56
AR30PL-210E3YZC | Fuji Electric selector switch, 30mm, 2-position, maintained, LED illuminated, (1) N.O. contact(s), plastic base, metal bezel, Operator: yellow, knob, 35mm, round, plastic, 24 VAC/VDC, full voltage. | Stock | 37.5
AR30PL-210E3AZC | Fuji Electric selector switch, 30mm, 2-position, maintained, LED illuminated, (1) N.O. contact(s), plastic base, metal bezel, Operator: orange, knob, 35mm, round, plastic, 24 VAC/VDC, full voltage. | Stock | 37.5
AR30PL-010E3GZC | Fuji Electric selector switch, 30mm, 2-position, spring return from right, LED illuminated, (1) N.O. contact(s), plastic base, metal bezel, Operator: green, knob, 35mm, round, plastic, 24 VAC/VDC, full voltage. | Stock | 38
AR30PL-010E3RZC | Fuji Electric selector switch, 30mm, 2-position, spring return from right, LED illuminated, (1) N.O. contact(s), plastic base, metal bezel, Operator: red, knob, 35mm, round, plastic, 24 VAC/VDC, full voltage. | Stock | 38
AR30PL-010E3WZC | Fuji Electric selector switch, 30mm, 2-position, spring return from right, LED illuminated, (1) N.O. contact(s), plastic base, metal bezel, Operator: white, knob, 35mm, round, plastic, 24 VAC/VDC, full voltage. | Stock | 38
AR30PL-010E3SZC | Fuji Electric selector switch, 30mm, 2-position, spring return from right, LED illuminated, (1) N.O. contact(s), plastic base, metal bezel, Operator: blue, knob, 35mm, round, plastic, 24 VAC/VDC, full voltage. | Stock | 58
AR30PL-010E3YZC | Fuji Electric selector switch, 30mm, 2-position, spring return from right, LED illuminated, (1) N.O. contact(s), plastic base, metal bezel, Operator: yellow, knob, 35mm, round, plastic, 24 VAC/VDC, full voltage. | Stock | 38
AR30PL-010E3AZC | Fuji Electric selector switch, 30mm, 2-position, spring return from right, LED illuminated, (1) N.O. contact(s), plastic base, metal bezel, Operator: orange, knob, 35mm, round, plastic, 24 VAC/VDC, full voltage. | Stock | 38
AR30PL-210L3GZC | Fuji Electric selector switch, 30mm, 2-position, maintained, LED illuminated, (1) N.O. contact(s), plastic base, metal bezel, Operator: green, knob, 35mm, round, plastic, 115-127 VAC, transformer. | Stock | 51
AR30PL-210L3RZC | Fuji Electric selector switch, 30mm, 2-position, maintained, LED illuminated, (1) N.O. contact(s), plastic base, metal bezel, Operator: red, knob, 35mm, round, plastic, 115-127 VAC, transformer. | Stock | 51
AR30PL-210L3WZC | Fuji Electric selector switch, 30mm, 2-position, maintained, LED illuminated, (1) N.O. contact(s), plastic base, metal bezel, Operator: white, knob, 35mm, round, plastic, 115-127 VAC, transformer. | Stock | 51
AR30PL-210L3SZC | Fuji Electric selector switch, 30mm, 2-position, maintained, LED illuminated, (1) N.O. contact(s), plastic base, metal bezel, Operator: blue, knob, 35mm, round, plastic, 115-127 VAC, transformer. | Stock | 69
AR30PL-210L3YZC | Fuji Electric selector switch, 30mm, 2-position, maintained, LED illuminated, (1) N.O. contact(s), plastic base, metal bezel, Operator: yellow, knob, 35mm, round, plastic, 115-127 VAC, transformer. | Stock | 51
AR30PL-210L3AZC | Fuji Electric selector switch, 30mm, 2-position, maintained, LED illuminated, (1) N.O. contact(s), plastic base, metal bezel, Operator: orange, knob, 35mm, round, plastic, 115-127 VAC, transformer. | Stock | 51
AR30PL-010L3GZC | Fuji Electric selector switch, 30mm, 2-position, spring return from right, LED illuminated, (1) N.O. contact(s), plastic base, metal bezel, Operator: green, knob, 35mm, round, plastic, 115-127 VAC, transformer. | Stock | 49
AR30PL-010L3RZC | Fuji Electric selector switch, 30mm, 2-position, spring return from right, LED illuminated, (1) N.O. contact(s), plastic base, metal bezel, Operator: red, knob, 35mm, round, plastic, 115-127 VAC, transformer. | Stock | 49
AR30PL-010L3WZC | Fuji Electric selector switch, 30mm, 2-position, spring return from right, LED illuminated, (1) N.O. contact(s), plastic base, metal bezel, Operator: white, knob, 35mm, round, plastic, 115-127 VAC, transformer. | Stock | 49
AR30PL-010L3SZC | Fuji Electric selector switch, 30mm, 2-position, spring return from right, LED illuminated, (1) N.O. contact(s), plastic base, metal bezel, Operator: blue, knob, 35mm, round, plastic, 115-127 VAC, transformer. | Stock | 67
AR30PL-010L3YZC | Fuji Electric selector switch, 30mm, 2-position, spring return from right, LED illuminated, (1) N.O. contact(s), plastic base, metal bezel, Operator: yellow, knob, 35mm, round, plastic, 115-127 VAC, transformer. | Stock | 49
AR30PL-010L3AZC | Fuji Electric selector switch, 30mm, 2-position, spring return from right, LED illuminated, (1) N.O. contact(s), plastic base, metal bezel, Operator: orange, knob, 35mm, round, plastic, 115-127 VAC, transformer. | Stock | 49
AR30PL-311E3GZC | Fuji Electric selector switch, 30mm, 3-position, maintained, LED illuminated, (1) N.O./(1) N.C. contact(s), plastic base, metal bezel, Operator: green, knob, 35mm, round, plastic, 24 VAC/VDC, full voltage. | Stock | 44
AR30PL-311E3RZC | Fuji Electric selector switch, 30mm, 3-position, maintained, LED illuminated, (1) N.O./(1) N.C. contact(s), plastic base, metal bezel, Operator: red, knob, 35mm, round, plastic, 24 VAC/VDC, full voltage. | Stock | 44
AR30PL-311E3WZC | Fuji Electric selector switch, 30mm, 3-position, maintained, LED illuminated, (1) N.O./(1) N.C. contact(s), plastic base, metal bezel, Operator: white, knob, 35mm, round, plastic, 24 VAC/VDC, full voltage. | Stock | 44
AR30PL-311E3SZC | Fuji Electric selector switch, 30mm, 3-position, maintained, LED illuminated, (1) N.O./(1) N.C. contact(s), plastic base, metal bezel, Operator: blue, knob, 35mm, round, plastic, 24 VAC/VDC, full voltage. | Stock | 60
AR30PL-311E3YZC | Fuji Electric selector switch, 30mm, 3-position, maintained, LED illuminated, (1) N.O./(1) N.C. contact(s), plastic base, metal bezel, Operator: yellow, knob, 35mm, round, plastic, 24 VAC/VDC, full voltage. | Stock | 44
AR30PL-311E3AZC | Fuji Electric selector switch, 30mm, 3-position, maintained, LED illuminated, (1) N.O./(1) N.C. contact(s), plastic base, metal bezel, Operator: orange, knob, 35mm, round, plastic, 24 VAC/VDC, full voltage. | Stock | 44
AR30PL-611E3GZC | Fuji Electric selector switch, 30mm, 3-position, spring return from left to center / manual return from right to center, LED illuminated, (1) N.O./(1) N.C. contact(s), plastic base, metal bezel, Operator: green, knob, 35mm, round, plastic, 24 VAC/VDC, full voltage. | Stock | 45.5
AR30PL-611E3RZC | Fuji Electric selector switch, 30mm, 3-position, spring return from left to center / manual return from right to center, LED illuminated, (1) N.O./(1) N.C. contact(s), plastic base, metal bezel, Operator: red, knob, 35mm, round, plastic, 24 VAC/VDC, full voltage. | Stock | 45.5
AR30PL-611E3WZC | Fuji Electric selector switch, 30mm, 3-position, spring return from left to center / manual return from right to center, LED illuminated, (1) N.O./(1) N.C. contact(s), plastic base, metal bezel, Operator: white, knob, 35mm, round, plastic, 24 VAC/VDC, full voltage. | Stock | 45.5
AR30PL-611E3SZC | Fuji Electric selector switch, 30mm, 3-position, spring return from left to center / manual return from right to center, LED illuminated, (1) N.O./(1) N.C. contact(s), plastic base, metal bezel, Operator: blue, knob, 35mm, round, plastic, 24 VAC/VDC, full voltage. | Stock | 63
AR30PL-611E3YZC | Fuji Electric selector switch, 30mm, 3-position, spring return from left to center / manual return from right to center, LED illuminated, (1) N.O./(1) N.C. contact(s), plastic base, metal bezel, Operator: yellow, knob, 35mm, round, plastic, 24 VAC/VDC, full voltage. | Stock | 45.5
AR30PL-611E3AZC | Fuji Electric selector switch, 30mm, 3-position, spring return from left to center / manual return from right to center, LED illuminated, (1) N.O./(1) N.C. contact(s), plastic base, metal bezel, Operator: orange, knob, 35mm, round, plastic, 24 VAC/VDC, full voltage. | Stock | 45.5
AR30PL-311L3GZC | Fuji Electric selector switch, 30mm, 3-position, maintained, LED illuminated, (1) N.O./(1) N.C. contact(s), plastic base, metal bezel, Operator: green, knob, 35mm, round, plastic, 115-127 VAC, transformer. | Stock | 53
AR30PL-311L3RZC | Fuji Electric selector switch, 30mm, 3-position, maintained, LED illuminated, (1) N.O./(1) N.C. contact(s), plastic base, metal bezel, Operator: red, knob, 35mm, round, plastic, 115-127 VAC, transformer. | Stock | 53
AR30PL-311L3WZC | Fuji Electric selector switch, 30mm, 3-position, maintained, LED illuminated, (1) N.O./(1) N.C. contact(s), plastic base, metal bezel, Operator: white, knob, 35mm, round, plastic, 115-127 VAC, transformer. | Stock | 53
AR30PL-311L3SZC | Fuji Electric selector switch, 30mm, 3-position, maintained, LED illuminated, (1) N.O./(1) N.C. contact(s), plastic base, metal bezel, Operator: blue, knob, 35mm, round, plastic, 115-127 VAC, transformer. | Stock | 71
AR30PL-311L3YZC | Fuji Electric selector switch, 30mm, 3-position, maintained, LED illuminated, (1) N.O./(1) N.C. contact(s), plastic base, metal bezel, Operator: yellow, knob, 35mm, round, plastic, 115-127 VAC, transformer. | Stock | 53
AR30PL-311L3AZC | Fuji Electric selector switch, 30mm, 3-position, maintained, LED illuminated, (1) N.O./(1) N.C. contact(s), plastic base, metal bezel, Operator: orange, knob, 35mm, round, plastic, 115-127 VAC, transformer. | Stock | 53
AR30PL-611L3GZC | Fuji Electric selector switch, 30mm, 3-position, spring return from left to center / manual return from right to center, LED illuminated, (1) N.O./(1) N.C. contact(s), plastic base, metal bezel, Operator: green, knob, 35mm, round, plastic, 115-127 VAC, transformer. | Stock | 56
AR30PL-611L3RZC | Fuji Electric selector switch, 30mm, 3-position, spring return from left to center / manual return from right to center, LED illuminated, (1) N.O./(1) N.C. contact(s), plastic base, metal bezel, Operator: red, knob, 35mm, round, plastic, 115-127 VAC, transformer. | Stock | 56
AR30PL-611L3WZC | Fuji Electric selector switch, 30mm, 3-position, spring return from left to center / manual return from right to center, LED illuminated, (1) N.O./(1) N.C. contact(s), plastic base, metal bezel, Operator: white, knob, 35mm, round, plastic, 115-127 VAC, transformer. | Stock | 56
AR30PL-611L3SZC | Fuji Electric selector switch, 30mm, 3-position, spring return from left to center / manual return from right to center, LED illuminated, (1) N.O./(1) N.C. contact(s), plastic base, metal bezel, Operator: blue, knob, 35mm, round, plastic, 115-127 VAC, transformer. | Stock | 73
AR30PL-611L3YZC | Fuji Electric selector switch, 30mm, 3-position, spring return from left to center / manual return from right to center, LED illuminated, (1) N.O./(1) N.C. contact(s), plastic base, metal bezel, Operator: yellow, knob, 35mm, round, plastic, 115-127 VAC, transformer. | Stock | 56
AR30PL-611L3AZC | Fuji Electric selector switch, 30mm, 3-position, spring return from left to center / manual return from right to center, LED illuminated, (1) N.O./(1) N.C. contact(s), plastic base, metal bezel, Operator: orange, knob, 35mm, round, plastic, 115-127 VAC, transformer. | Stock | 56
Start / Stop Combo Switches
GCX1150 | AutomationDirect pushbutton, IP65, 22mm, momentary, (1) N.O./(1) N.C. contact(s), metal base, metal bezel, Operator: red/green, double headed, 50mm, rectangular, plastic. | Stock | 17.5
GCX1152 | AutomationDirect pushbutton, IP65, 22mm, momentary, (1) N.O./(1) N.C. contact(s), metal base, metal bezel, Operator: red/green, double headed, 50mm, rectangular, plastic, operator text "(I) and (0)". | Stock | 18.5
GCX3150 | AutomationDirect pushbutton, IP65, 22mm, momentary, (1) N.O./(1) N.C. contact(s), plastic base, plastic bezel, Operator: red/green, double headed, 60mm, rectangular, plastic. | Stock | 12
GCX3152 | AutomationDirect pushbutton, IP65, 22mm, momentary, (1) N.O./(1) N.C. contact(s), plastic base, plastic bezel, Operator: red/green, double headed, 50mm, rectangular, plastic, operator text "(I) and (0)". | Stock | 13
GCX1151-24 | AutomationDirect pushbutton, IP65, 22mm, momentary, incandescent illuminated, (1) N.O./(1) N.C. contact(s), metal base, metal bezel, Operator: red/green, double headed, 60mm, rectangular, plastic, 24 VAC/VDC, full voltage. | Stock | 25
GCX1151-120 | AutomationDirect pushbutton, IP65, 22mm, momentary, incandescent illuminated, (1) N.O./(1) N.C. contact(s), metal base, metal bezel, Operator: red/green, double headed, 60mm, rectangular, plastic, 120 VAC/VDC, full voltage. | Stock | 27
GCX1153-24 | AutomationDirect pushbutton, IP65, 22mm, momentary, incandescent illuminated, (1) N.O./(1) N.C. contact(s), metal base, metal bezel, Operator: red/green, double headed, 50mm, rectangular, plastic, operator text "(I) and (0)", 24 VAC/VDC, full voltage. | Stock | 27
GCX1153-120 | AutomationDirect pushbutton, IP65, 22mm, momentary, incandescent illuminated, (1) N.O./(1) N.C. contact(s), metal base, metal bezel, Operator: red/green, double headed, 50mm, rectangular, plastic, operator text "(I) and (0)", 120 VAC/VDC, full voltage. | Stock | 28
GCX3151-24 | AutomationDirect pushbutton, IP40, 22mm, momentary, incandescent illuminated, (1) N.O./(1) N.C. contact(s), plastic base, plastic bezel, Operator: red/green, double headed, 60mm, rectangular, plastic, 24 VAC/VDC, full voltage. | Stock | 19.5
GCX3151-120 | AutomationDirect pushbutton, IP40, 22mm, momentary, incandescent illuminated, (1) N.O./(1) N.C. contact(s), plastic base, plastic bezel, Operator: red/green, double headed, 60mm, rectangular, plastic, 120 VAC/VDC, full voltage. | Stock | 20
GCX3153-24 | AutomationDirect pushbutton, IP40, 22mm, momentary, incandescent illuminated, (1) N.O./(1) N.C. contact(s), plastic base, plastic bezel, Operator: red/green, double headed, 50mm, rectangular, plastic, operator text "(I) and (0)", 24 VAC/VDC, full voltage. | Stock | 20
GCX3153-120 | AutomationDirect pushbutton, IP40, 22mm, momentary, incandescent illuminated, (1) N.O./(1) N.C. contact(s), plastic base, plastic bezel, Operator: red/green, double headed, 50mm, rectangular, plastic, operator text "(I) and (0)", 120 VAC/VDC, full voltage. | Stock | 21
E22DB1B20X11C | Eaton pushbutton, 22mm, momentary, incandescent illuminated, (1) N.O./(1) N.C. contact(s), plastic base, plastic bezel, Operator: red/green, double headed, 58mm, rectangular, plastic, operator text "(I) and (0)", 120 VAC, transformer. | Stock | 169
Joysticks
ECX1510 | AutomationDirect selector switch, IP65, 22mm, 2-position, momentary, (2) N.O. contact(s), metal base, metal bezel, Operator: black, joystick, 30mm, round, plastic. | Stock | 34.5
ECX1512 | AutomationDirect selector switch, IP65, 22mm, 2-position, maintained, (2) N.O. contact(s), metal base, metal bezel, Operator: black, joystick, 30mm, round, plastic. | Stock | 34.5
ECX1520 | AutomationDirect selector switch, IP65, 22mm, 4-position, momentary, (4) N.O. contact(s), metal base, metal bezel, Operator: black, joystick, 30mm, round, plastic. | Stock | 46
ECX1524 | AutomationDirect selector switch, IP65, 22mm, 4-position, maintained, (4) N.O. contact(s), metal base, metal bezel, Operator: black, joystick, 30mm, round, plastic. | Stock | 46
ECX3510 | AutomationDirect selector switch, IP65, 22mm, 2-position, momentary, (2) N.O. contact(s), plastic base, plastic bezel, Operator: black, joystick, 30mm, round, plastic. | Stock | 27.5
ECX3512 | AutomationDirect selector switch, IP65, 22mm, 2-position, maintained, (2) N.O. contact(s), plastic base, plastic bezel, Operator: black, joystick, 30mm, round, plastic. | Stock | 27.5
ECX3520 | AutomationDirect selector switch, IP65, 22mm, 4-position, momentary, (4) N.O. contact(s), plastic base, plastic bezel, Operator: black, joystick, 30mm, round, plastic. | Stock | 35.5
ECX3524 | AutomationDirect selector switch, IP65, 22mm, 4-position, maintained, (4) N.O. contact(s), plastic base, plastic bezel, Operator: black, joystick, 30mm, round, plastic. | Stock | 35.5
AR22A5N-A0A0B | Fuji Electric selector switch, IP65, 22mm, 2-position, momentary, (2) N.O. contact(s), plastic base, plastic bezel, Operator: black, joystick, 30mm, round, plastic. | Stock | 69
AR22A0N-A0A0B | Fuji Electric selector switch, IP65, 22mm, 2-position, maintained, (2) N.O. contact(s), plastic base, plastic bezel, Operator: black, joystick, 30mm, round, plastic. | Stock | 69
AR22A5N-AAAAB | Fuji Electric selector switch, IP65, 22mm, 4-position, momentary, (4) N.O. contact(s), plastic base, plastic bezel, Operator: black, joystick, 30mm, round, plastic. | Stock | 69
AR22A0N-AAAAB | Fuji Electric selector switch, IP65, 22mm, 4-position, maintained, (4) N.O. contact(s), plastic base, plastic bezel, Operator: black, joystick, 30mm, round, plastic. | Stock | 69
AR30A5N-A0A0BZC | Fuji Electric selector switch, IP65, 30mm, 2-position, momentary, (2) N.O. contact(s), plastic base, metal bezel, Operator: black, joystick, 41mm, round, plastic. | Stock | 88
AR30A0N-A0A0BZC | Fuji Electric selector switch, IP65, 30mm, 2-position, maintained, (2) N.O. contact(s), plastic base, metal bezel, Operator: black, joystick, 41mm, round, plastic. | Stock | 88
AR30A5N-AAAABZC | Fuji Electric selector switch, IP65, 30mm, 4-position, momentary, (4) N.O. contact(s), plastic base, metal bezel, Operator: black, joystick, 41mm, round, plastic. | Stock | 98
AR30A0N-AAAABZC | Fuji Electric selector switch, IP65, 30mm, 4-position, maintained, (4) N.O. contact(s), plastic base, metal bezel, Operator: black, joystick, 41mm, round, plastic. | Stock | 98
NK-T-21-1ST8-2 | Schmersal selector switch, IP65, IP67, IP69 and IP69K, 22mm, 2-position, momentary, (2) N.O. contact(s), plastic base, plastic bezel, Operator: blue, joystick, 25mm, round, plastic. | Stock | 120
NK-T-41-1ST8-2 | Schmersal selector switch, IP65, IP67, IP69 and IP69K, 22mm, 4-position, momentary, (4) N.O. contact(s), plastic base, plastic bezel, Operator: blue, joystick, 25mm, round, plastic. | Stock | 133
NK-T-22-2ST8-2 | Schmersal selector switch, IP65, IP67, IP69 and IP69K, 22mm, 2-position, momentary, (4) N.O. contact(s), plastic base, plastic bezel, Operator: blue, joystick, 25mm, round, plastic. | Stock | 126
NK-T-42-2ST8-2 | Schmersal selector switch, IP65, IP67, IP69 and IP69K, 22mm, 4-position, momentary, (8) N.O. contact(s), plastic base, plastic bezel, Operator: blue, joystick, 25mm, round, plastic. | Stock | 140
RK-T-21-1ST8-2 | Schmersal selector switch, IP65, IP67, IP69 and IP69K, 22mm, 2-position, momentary, (2) N.O. contact(s), plastic base, plastic bezel, Operator: gray, joystick, 25mm, round, plastic. | Stock | 120
RK-T-41-1ST8-2 | Schmersal selector switch, IP65, IP67, IP69 and IP69K, 22mm, 4-position, momentary, (4) N.O. contact(s), plastic base, plastic bezel, Operator: gray, joystick, 25mm, round, plastic. | Stock | 133
RK-T-22-2ST8-2 | Schmersal selector switch, IP65, IP67, IP69 and IP69K, 22mm, 2-position, momentary, (4) N.O. contact(s), plastic base, plastic bezel, Operator: gray, joystick, 25mm, round, plastic. | Stock | 126
RK-T-42-2ST8-2 | Schmersal selector switch, IP65, IP67, IP69 and IP69K, 22mm, 4-position, momentary, (8) N.O. contact(s), plastic base, plastic bezel, Operator: gray, joystick, 25mm, round, plastic. | Stock | 140
Potentiometers
ECX2300-5K | AutomationDirect potentiometer, IP65, 5k ohm, 22mm, black. Legend plate ECX2640 purchased separately. | Stock | 49
ECX2300-10K | AutomationDirect potentiometer, IP65, 10k ohm, 22mm, black. Legend plate ECX2640 purchased separately. | Stock | 49
Capacitive Pushbutton Switches
CD40KMSBN-P20-050F | Captron Caneo Series40 Puck Display capacitive pushbutton sensor switch, IP69K, 22mm, static, polycarbonate bezel, automatic LED control, Operator: black, 68mm. Requires 3-pin female M12 cable. | Stock | 197
CS40KMSBN-P20-063A | Captron Caneo Series40 Puck capacitive pushbutton sensor switch, IP69K, 22mm, dynamic, polycarbonate bezel, automatic LED control, Operator: black, 68mm. Requires 3-pin female M12 cable. | Stock | 180
CS40KMSBN-P10-05BC | Captron Caneo Series40 Puck capacitive pushbutton sensor switch, IP69K, 22mm, dynamic, polycarbonate bezel, automatic LED control, Operator: black, 68mm, operator text "hand symbol", white. Requires 4-pin female M12 cable. | Stock | 180
CD41AARBK-P20-0256 | Captron Caneo Series41 Solid Display capacitive pushbutton sensor switch, IP69K, 27-60mm, dynamic, polycarbonate bezel, automatic LED control, Operator: black, 100mm. Requires 3-pin female M12 cable. | Stock | 287
CS10KMMDU-C20-0793 | Captron Caneo Series10 Standard capacitive pushbutton sensor switch, IP69K, 22mm, dynamic, polycarbonate bezel, semi-automatic LED control, Operator: white, 30mm. | Stock | 66
CS10KMMDU-B13-092D | Captron Caneo Series10 Standard capacitive pushbutton sensor switch, IP69K, 22mm, dynamic, polycarbonate bezel, automatic LED control, Operator: black, 30mm, operator text "RESET", blue illuminated. | Stock | 66
CS10KMMDU-B14-0A5F | Captron Caneo Series10 Standard capacitive pushbutton sensor switch, IP69K, 22mm, static, polycarbonate bezel, semi-automatic LED control, Operator: black, 30mm, operator text "power symbol", green/red illuminated. | Stock | 66
CS10HMODU-C20-0A61 | Captron Caneo Series10 Hygienic capacitive pushbutton sensor switch, IP69K, 22mm, static, stainless steel bezel, semi-automatic LED control, Operator: white, 32.4mm. | Stock | 90
CS10HMODU-C19-0A3F | Captron Caneo Series10 Hygienic capacitive pushbutton sensor switch, IP69K, 22mm, static, stainless steel bezel, automatic LED control, Operator: white, 32.4mm, operator text "RESET", white. | Stock | 90
CS10HMODU-C16-0A60 | Captron Caneo Series10 Hygienic capacitive pushbutton sensor switch, IP69K, 22mm, static, stainless steel bezel, semi-automatic LED control, Operator: white, 32.4mm, operator text "power symbol", white. | Stock | 90
CS10KMLDT-C10-00A6 | Captron Caneo Series10 Standard capacitive pushbutton sensor switch, IP69K, 22mm, dynamic, polycarbonate bezel, semi-automatic LED control, Operator: white, 30mm, operator text "START", green. Requires 4-pin female M12 cable. | Stock | 66
CS10KMLDT-C10-00A7 | Captron Caneo Series10 Standard capacitive pushbutton sensor switch, IP69K, 22mm, static, polycarbonate bezel, semi-automatic LED control, Operator: white, 30mm, operator text "START", green. Requires 4-pin female M12 cable. | Stock | 66
CS10KMLDT-C11-0543 | Captron Caneo Series10 Standard capacitive pushbutton sensor switch, IP69K, 22mm, dynamic, polycarbonate bezel, semi-automatic LED control, Operator: white, 30mm, operator text "STOP", red. Requires 4-pin female M12 cable. | Stock | 66
CS10KMLDT-C11-0547 | Captron Caneo Series10 Standard capacitive pushbutton sensor switch, IP69K, 22mm, static, polycarbonate bezel, semi-automatic LED control, Operator: white, 30mm, operator text "STOP", red. Requires 4-pin female M12 cable. | Stock | 66
CS10KMLDT-C12-00AE | Captron Caneo Series10 Standard capacitive pushbutton sensor switch, IP69K, 22mm, dynamic, polycarbonate bezel, semi-automatic LED control, Operator: white, 30mm, operator text "ON/OFF", green/red. Requires 4-pin female M12 cable. | Stock | 66
CS10KMLDT-C12-00AF | Captron Caneo Series10 Standard capacitive pushbutton sensor switch, IP69K, 22mm, static, polycarbonate bezel, semi-automatic LED control, Operator: white, 30mm, operator text "ON/OFF", green/red. Requires 4-pin female M12 cable. | Stock | 66
CS10KMLDT-C12-00B0 | Captron Caneo Series10 Standard capacitive pushbutton sensor switch, IP69K, 22mm, toggle, polycarbonate bezel, semi-automatic LED control, Operator: white, 30mm, operator text "ON/OFF", green/red. Requires 4-pin female M12 cable. | Stock | 66
CS10KMLDT-C16-0548 | Captron Caneo Series10 Standard capacitive pushbutton sensor switch, IP69K, 22mm, static, polycarbonate bezel, semi-automatic LED control, Operator: white, 30mm, operator text "power symbol", black. Requires 4-pin female M12 cable. | Stock | 66
CS10KMLDT-C16-0549 | Captron Caneo Series10 Standard capacitive pushbutton sensor switch, IP69K, 22mm, static, polycarbonate bezel, semi-automatic LED control, Operator: white, 30mm, operator text "power symbol", black. Requires 4-pin female M12 cable. | Stock | 66
CS10KMLDT-C17-00B7 | Captron Caneo Series10 Standard capacitive pushbutton sensor switch, IP69K, 22mm, dynamic, polycarbonate bezel, semi-automatic LED control, Operator: white, 30mm, operator text "START", black. Requires 4-pin female M12 cable. | Stock | 66
CS10KMLDT-C17-00B8 | Captron Caneo Series10 Standard capacitive pushbutton sensor switch, IP69K, 22mm, static, polycarbonate bezel, semi-automatic LED control, Operator: white, 30mm, operator text "START", black. Requires 4-pin female M12 cable. | Stock | 66
CS10KMLDT-C20-00BB | Captron Caneo Series10 Standard capacitive pushbutton sensor switch, IP69K, 22mm, dynamic, polycarbonate bezel, semi-automatic LED control, Operator: white, 30mm. Requires 4-pin female M12 cable. | Stock | 66
CS10KMLDT-C20-00BC | Captron Caneo Series10 Standard capacitive pushbutton sensor switch, IP69K, 22mm, dynamic, polycarbonate bezel, manual LED control, Operator: white, 30mm. Requires 5-pin female M12 cable. | Stock | 66
CS10KMLDT-C20-00BD | Captron Caneo Series10 Standard capacitive pushbutton sensor switch, IP69K, 22mm, static, polycarbonate bezel, semi-automatic LED control, Operator: white, 30mm. Requires 4-pin female M12 cable. | Stock | 66
CS10KMLDT-C20-00BE | Captron Caneo Series10 Standard capacitive pushbutton sensor switch, IP69K, 22mm, static, polycarbonate bezel, manual LED control, Operator: white, 30mm. Requires 5-pin female M12 cable. | Stock | 66
CS10KMLDT-B10-00C7 | Captron Caneo Series10 Standard capacitive pushbutton sensor switch, IP69K, 22mm, dynamic, polycarbonate bezel, semi-automatic LED control, Operator: black, 30mm, operator text "START", green/red illuminated. Requires 4-pin female M12 cable. | Stock | 66
CS10KMLDT-B10-00C8 | Captron Caneo Series10 Standard capacitive pushbutton sensor switch, IP69K, 22mm, static, polycarbonate bezel, semi-automatic LED control, Operator: black, 30mm, operator text "START", green/red illuminated. Requires 4-pin female M12 cable. | Stock | 66
CS10KMLDT-B11-00C9 | Captron Caneo Series10 Standard capacitive pushbutton sensor switch, IP69K, 22mm, dynamic, polycarbonate bezel, semi-automatic LED control, Operator: black, 30mm, operator text "STOP", red/green illuminated. Requires 4-pin female M12 cable. | Stock | 66
CS10KMLDT-B11-00CA | Captron Caneo Series10 Standard capacitive pushbutton sensor switch, IP69K, 22mm, static, polycarbonate bezel, semi-automatic LED control, Operator: black, 30mm, operator text "STOP", red/green illuminated. Requires 4-pin female M12 cable. | Stock | 66
CS10KMLDT-B14-054A | Captron Caneo Series10 Standard capacitive pushbutton sensor switch, IP69K, 22mm, static, polycarbonate bezel, semi-automatic LED control, Operator: black, 30mm, operator text "power symbol", green/red illuminated. Requires 4-pin female M12 cable. | Stock | 66
CS10KMLDT-B14-054B | Captron Caneo Series10 Standard capacitive pushbutton sensor switch, IP69K, 22mm, static, polycarbonate bezel, semi-automatic LED control, Operator: black, 30mm, operator text "power symbol", red/green illuminated. Requires 4-pin female M12 cable. | Stock | 66
CS10HMSDT-C10-02F1 | Captron Caneo Series10 Hygienic capacitive pushbutton sensor switch, IP69K, 22mm, dynamic, stainless steel bezel, semi-automatic LED control, Operator: white, 32.4mm, operator text "START", green. Requires 4-pin female M12 cable. | Stock | 90
CS10HMSDT-C10-02F2 | Captron Caneo Series10 Hygienic capacitive pushbutton sensor switch, IP69K, 22mm, static, stainless steel bezel, semi-automatic LED control, Operator: white, 32.4mm, operator text "START", green. Requires 4-pin female M12 cable. | Stock | 90
CS10HMSDT-C11-054C | Captron Caneo Series10 Hygienic capacitive pushbutton sensor switch, IP69K, 22mm, dynamic, stainless steel bezel, semi-automatic LED control, Operator: white, 32.4mm, operator text "STOP", red. Requires 4-pin female M12 cable. | Stock | 90
CS10HMSDT-C11-054D | Captron Caneo Series10 Hygienic capacitive pushbutton sensor switch, IP69K, 22mm, static, stainless steel bezel, semi-automatic LED control, Operator: white, 32.4mm, operator text "STOP", red. Requires 4-pin female M12 cable. | Stock | 90
CS10HMSDT-C12-02F9 | Captron Caneo Series10 Hygienic capacitive pushbutton sensor switch, IP69K, 22mm, dynamic, stainless steel bezel, semi-automatic LED control, Operator: white, 32.4mm, operator text "ON/OFF", green/red. Requires 4-pin female M12 cable. | Stock | 90
CS10HMSDT-C12-02FA | Captron Caneo Series10 Hygienic capacitive pushbutton sensor switch, IP69K, 22mm, static, stainless steel bezel, semi-automatic LED control, Operator: white, 32.4mm, operator text "ON/OFF", green/red. Requires 4-pin female M12 cable. | Stock | 90
CS10HMSDT-C12-02FB | Captron Caneo Series10 Hygienic capacitive pushbutton sensor switch, IP69K, 22mm, toggle, stainless steel bezel, semi-automatic LED control, Operator: white, 32.4mm, operator text "ON/OFF", green/red. Requires 4-pin female M12 cable. | Stock | 90
CS10HMSDT-C16-0469 | Captron Caneo Series10 Hygienic capacitive pushbutton sensor switch, IP69K, 22mm, static, stainless steel bezel, semi-automatic LED control, Operator: white, 32.4mm, operator text "power symbol", black. Requires 4-pin female M12 cable. | Stock | 90
CS10HMSDT-C16-054E | Captron Caneo Series10 Hygienic capacitive pushbutton sensor switch, IP69K, 22mm, static, stainless steel bezel, semi-automatic LED control, Operator: white, 32.4mm, operator text "power symbol", black. Requires 4-pin female M12 cable. | Stock | 90
CS10HMSDT-C17-0306 | Captron Caneo Series10 Hygienic capacitive pushbutton sensor switch, IP69K, 22mm, dynamic, stainless steel bezel, semi-automatic LED control, Operator: white, 32.4mm, operator text "START", black. Requires 4-pin female M12 cable. | Stock | 90
CS10HMSDT-C17-0307 | Captron Caneo Series10 Hygienic capacitive pushbutton sensor switch, IP69K, 22mm, static, stainless steel bezel, semi-automatic LED control, Operator: white, 32.4mm, operator text "START", black. Requires 4-pin female M12 cable. | Stock | 90
CS10HMSDT-C17-030A | Captron Caneo Series10 Hygienic capacitive pushbutton sensor switch, IP69K, 22mm, dynamic, stainless steel bezel, manual LED control, Operator: white, 32.4mm, operator text "START", black. Requires 5-pin female M12 cable. | Stock | 90
CS10HMSDT-C20-030B | Captron Caneo Series10 Hygienic capacitive pushbutton sensor switch, IP69K, 22mm, static, stainless steel bezel, semi-automatic LED control, Operator: white, 32.4mm. Requires 4-pin female M12 cable. | Stock | 90
CS10HMSDT-C20-020C | Captron Caneo Series10 Hygienic capacitive pushbutton sensor switch, IP69K, 22mm, static, stainless steel bezel, manual LED control, Operator: white, 32.4mm. Requires 5-pin female M12 cable. | Stock | 90
CS10HMSDT-B10-0314 | Captron Caneo Series10 Hygienic capacitive pushbutton sensor switch, IP69K, 22mm, dynamic, stainless steel bezel, semi-automatic LED control, Operator: black, 32.4mm, operator text "START", green/red illuminated. Requires 4-pin female M12 cable. | Stock | 90
CS10HMSDT-B10-0315 | Captron Caneo Series10 Hygienic capacitive pushbutton sensor switch, IP69K, 22mm, static, stainless steel bezel, semi-automatic LED control, Operator: black, 32.4mm, operator text "START", green/red illuminated. Requires 4-pin female M12 cable. | Stock | 90
CS10HMSDT-B11-0316 | Captron Caneo Series10 Hygienic capacitive pushbutton sensor switch, IP69K, 22mm, dynamic, stainless steel bezel, semi-automatic LED control, Operator: black, 32.4mm, operator text "STOP", red/green illuminated. Requires 4-pin female M12 cable. | Stock | 90
CS10HMSDT-B11-0473 | Captron Caneo Series10 Hygienic capacitive pushbutton sensor switch, IP69K, 22mm, static, stainless steel bezel, semi-automatic LED control, Operator: black, 32.4mm, operator text "STOP", red/green illuminated. Requires 4-pin female M12 cable. | Stock | 90
CS10HMSDT-B14-0475 | Captron Caneo Series10 Hygienic capacitive pushbutton sensor switch, IP69K, 22mm, static, stainless steel bezel, semi-automatic LED control, Operator: black, 32.4mm, operator text "power symbol", green/red illuminated. Requires 4-pin female M12 cable. | Stock | 90
CS10HMSDT-B14-0477 | Captron Caneo Series10 Hygienic capacitive pushbutton sensor switch, IP69K, 22mm, static, stainless steel bezel, semi-automatic LED control, Operator: black, 32.4mm, operator text "power symbol", red/green illuminated. Requires 4-pin female M12 cable. | Stock | 90
CS10SMTDT-C10-0448 | Captron Caneo Series10 Stainless Steel capacitive pushbutton sensor switch, IP69K, 22mm, dynamic, stainless steel bezel, semi-automatic LED control, Operator: white, 30mm, operator text "START", green. Requires 4-pin female M12 cable. | Stock | 82
CS10SMTDT-C10-0449 | Captron Caneo Series10 Stainless Steel capacitive pushbutton sensor switch, IP69K, 22mm, static, stainless steel bezel, semi-automatic LED control, Operator: white, 30mm, operator text "START", green. Requires 4-pin female M12 cable. | Stock | 82
CS10SMTDT-C11-054F | Captron Caneo Series10 Stainless Steel capacitive pushbutton sensor switch, IP69K, 22mm, dynamic, stainless steel bezel, semi-automatic LED control, Operator: white, 30mm, operator text "STOP", red. Requires 4-pin female M12 cable. | Stock | 82
CS10SMTDT-C11-0550 | Captron Caneo Series10 Stainless Steel capacitive pushbutton sensor switch, IP69K, 22mm, static, stainless steel bezel, semi-automatic LED control, Operator: white, 30mm, operator text "STOP", red. Requires 4-pin female M12 cable. | Stock | 82
CS10SMTDT-C12-044C | Captron Caneo Series10 Stainless Steel capacitive pushbutton sensor switch, IP69K, 22mm, dynamic, stainless steel bezel, semi-automatic LED control, Operator: white, 30mm, operator text "ON/OFF", green/red. Requires 4-pin female M12 cable. | Stock | 82
CS10SMTDT-C12-044D | Captron Caneo Series10 Stainless Steel capacitive pushbutton sensor switch, IP69K, 22mm, static, stainless steel bezel, semi-automatic LED control, Operator: white, 30mm, operator text "ON/OFF", green/red. Requires 4-pin female M12 cable. | Stock | 82
CS10SMTDT-C12-044E | Captron Caneo Series10 Stainless Steel capacitive pushbutton sensor switch, IP69K, 22mm, toggle, stainless steel bezel, semi-automatic LED control, Operator: white, 30mm, operator text "ON/OFF", green/red. Requires 4-pin female M12 cable. | Stock | 82
CS10SMTDT-C16-044F | Captron Caneo Series10 Stainless Steel capacitive pushbutton sensor switch, IP69K, 22mm, static, stainless steel bezel, semi-automatic LED control, Operator: white, 30mm, operator text "power symbol", black. Requires 4-pin female M12 cable. | Stock | 82
CS10SMTDT-C16-0551 | Captron Caneo Series10 Stainless Steel capacitive pushbutton sensor switch, IP69K, 22mm, static, stainless steel bezel, semi-automatic LED control, Operator: white, 30mm, operator text "power symbol", black. Requires 4-pin female M12 cable. | Stock | 82
CS10SMTDT-C17-0451 | Captron Caneo Series10 Stainless Steel capacitive pushbutton sensor switch, IP69K, 22mm, dynamic, stainless steel bezel, semi-automatic LED control, Operator: white, 30mm, operator text "START", black. Requires 4-pin female M12 cable. | Stock | 82
CS10SMTDT-C17-0452 | Captron Caneo Series10 Stainless Steel capacitive pushbutton sensor switch, IP69K, 22mm, static, stainless steel bezel, semi-automatic LED control, Operator: white, 30mm, operator text "START", black. Requires 4-pin female M12 cable. | Stock | 82
CS10SMTDT-C20-0453 | Captron Caneo Series10 Stainless Steel capacitive pushbutton sensor switch, IP69K, 22mm, dynamic, stainless steel bezel, semi-automatic LED control, Operator: white, 30mm. Requires 4-pin female M12 cable. | Stock | 82
CS10SMTDT-C20-0454 | Captron Caneo Series10 Stainless Steel capacitive pushbutton sensor switch, IP69K, 22mm, dynamic, stainless steel bezel, manual LED control, Operator: white, 30mm. Requires 5-pin female M12 cable. | Stock | 82
CS10SMTDT-C20-0455 | Captron Caneo Series10 Stainless Steel capacitive pushbutton sensor switch, IP69K, 22mm, static, stainless steel bezel, semi-automatic LED control, Operator: white, 30mm. Requires 4-pin female M12 cable. | Stock | 82
CS10SMTDT-C20-0456 | Captron Caneo Series10 Stainless Steel capacitive pushbutton sensor switch, IP69K, 22mm, static, stainless steel bezel, manual LED control, Operator: white, 30mm. Requires 5-pin female M12 cable. | Stock | 82
CS10SMTDT-B10-0457 | Captron Caneo Series10 Stainless Steel capacitive pushbutton sensor switch, IP69K, 22mm, dynamic, stainless steel bezel, semi-automatic LED control, Operator: black, 30mm, operator text "START", green/red illuminated. Requires 4-pin female M12 cable. | Stock | 82
CS10SMTDT-B10-0458 | Captron Caneo Series10 Stainless Steel capacitive pushbutton sensor switch, IP69K, 22mm, static, stainless steel bezel, semi-automatic LED control, Operator: black, 30mm, operator text "START", green/red illuminated. Requires 4-pin female M12 cable. | Stock | 82
CS10SMTDT-B11-045B | Captron Caneo Series10 Stainless Steel capacitive pushbutton sensor switch, IP69K, 22mm, dynamic, stainless steel bezel, semi-automatic LED control, Operator: black, 30mm, operator text "STOP", red/green illuminated. Requires 4-pin female M12 cable. | Stock | 82
CS10SMTDT-B11-045C | Captron Caneo Series10 Stainless Steel capacitive pushbutton sensor switch, IP69K, 22mm, static, stainless steel bezel, semi-automatic LED control, Operator: black, 30mm, operator text "STOP", red/green illuminated. Requires 4-pin female M12 cable. | Stock | 82
CS10SMTDT-B14-045E | Captron Caneo Series10 Stainless Steel capacitive pushbutton sensor switch, IP69K, 22mm, static, stainless steel bezel, semi-automatic LED control, Operator: black, 30mm, operator text "power symbol", green/red illuminated. Requires 4-pin female M12 cable. | Stock | 82
CS10SMTDT-B14-0460 | Captron Caneo Series10 Stainless Steel capacitive pushbutton sensor switch, IP69K, 22mm, static, stainless steel bezel, semi-automatic LED control, Operator: black, 30mm, operator text "power symbol", red/green illuminated. Requires 4-pin female M12 cable. | Stock | 82
CS41KCRBK-P10-01E7 | Captron Caneo Series41 Standard capacitive pushbutton sensor switch, IP69K, 27-60mm, dynamic, polycarbonate bezel, automatic LED control, Operator: black, 99.8mm, operator text "hand symbol", white. Requires 3-pin female M12 cable. | Stock | 160
CS41KCRBK-P10-029A | Captron Caneo Series41 Standard capacitive pushbutton sensor switch, IP69K, 27-60mm, dynamic, polycarbonate bezel, semi-automatic LED control, Operator: black, 99.8mm, operator text "hand symbol", white. Requires 4-pin female M12 cable. | Stock | 160
CS41KCRBK-P10-029B | Captron Caneo Series41 Standard capacitive pushbutton sensor switch, IP69K, 27-60mm, dynamic, polycarbonate bezel, manual LED control, Operator: black, 99.8mm, operator text "hand symbol", white. Requires 5-pin female M12 cable. | Stock | 160
CS41KCRBK-P11-029F | Captron Caneo Series41 Standard capacitive pushbutton sensor switch, IP69K, 27-60mm, dynamic, polycarbonate bezel, automatic LED control, Operator: black, 99.8mm, operator text "power symbol", white. Requires 3-pin female M12 cable. | Stock | 160
CS41KCRBK-P11-02A0 | Captron Caneo Series41 Standard capacitive pushbutton sensor switch, IP69K, 27-60mm, dynamic, polycarbonate bezel, semi-automatic LED control, Operator: black, 99.8mm, operator text "power symbol", white. Requires 4-pin female M12 cable. | Stock | 160
CS41KCRBK-P11-02A1 | Captron Caneo Series41 Standard capacitive pushbutton sensor switch, IP69K, 27-60mm, dynamic, polycarbonate bezel, manual LED control, Operator: black, 99.8mm, operator text "power symbol", white. Requires 5-pin female M12 cable. | Stock | 160
CS41KDMBL-P11-0552 | Captron Caneo Series41 Standard capacitive pushbutton sensor switch, IP69K, 27-60mm, dynamic, polycarbonate bezel, automatic LED control, Operator: black, 99.8mm, operator text "power symbol", white. Requires 3-pin female M12 cable. | Stock | 160
CS41KDMBL-P11-0553 | Captron Caneo Series41 Standard capacitive pushbutton sensor switch, IP69K, 27-60mm, dynamic, polycarbonate bezel, semi-automatic LED control, Operator: black, 99.8mm, operator text "power symbol", white. Requires 4-pin female M12 cable. | Stock | 160
CS41KDMBL-P11-0554 | Captron Caneo Series41 Standard capacitive pushbutton sensor switch, IP69K, 27-60mm, dynamic, polycarbonate bezel, manual LED control, Operator: black, 99.8mm, operator text "power symbol", white. Requires 5-pin female M12 cable. | Stock | 160
CS41KDMBL-P12-0555 | Captron Caneo Series41 Standard capacitive pushbutton sensor switch, IP69K, 27-60mm, dynamic, polycarbonate bezel, automatic LED control, Operator: black, 99.8mm, operator text "STOP", white. Requires 3-pin female M12 cable. | Stock | 160
CS41KDMBL-P12-0556 | Captron Caneo Series41 Standard capacitive pushbutton sensor switch, IP69K, 27-60mm, dynamic, polycarbonate bezel, semi-automatic LED control, Operator: black, 99.8mm, operator text "STOP", white. Requires 4-pin female M12 cable. | Stock | 160
CS41KDMBL-P12-0557 | Captron Caneo Series41 Standard capacitive pushbutton sensor switch, IP69K, 27-60mm, dynamic, polycarbonate bezel, manual LED control, Operator: black, 99.8mm, operator text "STOP", white. Requires 5-pin female M12 cable. | Stock | 160
CS41KCRBK-P13-02AB | Captron Caneo Series41 Standard capacitive pushbutton sensor switch, IP69K, 27-60mm, dynamic, polycarbonate bezel, automatic LED control, Operator: black, 99.8mm, operator text "START", white. Requires 3-pin female M12 cable. | Stock | 160
CS41KDMBL-P13-0591 | Captron Caneo Series41 Standard capacitive pushbutton sensor switch, IP69K, 27-60mm, dynamic, polycarbonate bezel, semi-automatic LED control, Operator: black, 99.8mm, operator text "START", white. Requires 4-pin female M12 cable. | Stock | 160
CS41KDMBL-P13-0594 | Captron Caneo Series41 Standard capacitive pushbutton sensor switch, IP69K, 27-60mm, dynamic, polycarbonate bezel, manual LED control, Operator: black, 99.8mm, operator text "START", white. Requires 5-pin female M12 cable. | Stock | 160
CS41KCRBK-P20-0253 | Captron Caneo Series41 Standard capacitive pushbutton sensor switch, IP69K, 27-60mm, dynamic, polycarbonate bezel, automatic LED control, Operator: black, 99.8mm. Requires 3-pin female M12 cable. | Stock | 160
CS41KDMBL-P20-0595 | Captron Caneo Series41 Standard capacitive pushbutton sensor switch, IP69K, 27-60mm, dynamic, polycarbonate bezel, semi-automatic LED control, Operator: black, 99.8mm. Requires 4-pin female M12 cable. | Stock | 160
CS41KDMBL-P20-0596 | Captron Caneo Series41 Standard capacitive pushbutton sensor switch, IP69K, 27-60mm, dynamic, polycarbonate bezel, manual LED control, Operator: black, 99.8mm. Requires 5-pin female M12 cable. | Stock | 160
CD41KCRBK-P20-0254 | Captron Caneo Series41 Standard Display capacitive pushbutton sensor switch, IP69K, 27-60mm, dynamic, polycarbonate bezel, automatic LED control, Operator: black, 99.8mm. Requires 3-pin female M12 cable. | Stock | 192
CD41KCRBK-P20-0597 | Captron Caneo Series41 Standard Display capacitive pushbutton sensor switch, IP69K, 27-60mm, dynamic, polycarbonate bezel, semi-automatic LED control, Operator: black, 99.8mm. Requires 4-pin female M12 cable. | Stock | 192
CD41KCRBK-P20-0598 | Captron Caneo Series41 Standard Display capacitive pushbutton sensor switch, IP69K, 27-60mm, dynamic, polycarbonate bezel, manual LED control, Operator: black, 99.8mm. Requires 5-pin female M12 cable. | Stock | 192
CHT3-456P-H-TGSR | Captron capacitive pushbutton sensor switch, IP69K, 22mm, dynamic, Delrin bezel, semi-automatic LED control, Operator: white, 60mm, operator text "hand symbol", green. Requires 4-pin female M8 cable. | Stock | 140
CHT3-456B-H-TGSR | Captron capacitive pushbutton sensor switch, IP69K, 22mm, dynamic, Delrin bezel, manual LED control, Operator: white, 60mm, operator text "hand symbol", green. Requires 5-pin female M8 cable. | Stock | 160
CHT3-456P-H-TGSRS | Captron capacitive pushbutton sensor switch, IP69K, 22mm, static, Delrin bezel, semi-automatic LED control, Operator: white, 60mm, operator text "hand symbol", green. Requires 4-pin female M8 cable. | Stock | 140
CHT3-456B-H-TGSRS | Captron capacitive pushbutton sensor switch, IP69K, 22mm, static, Delrin bezel, manual LED control, Operator: white, 60mm, operator text "hand symbol", green. Requires 5-pin female M8 cable. | Stock | 160
CHT3-456P-29-TGSR | Captron capacitive pushbutton sensor switch, IP69K, 22mm, dynamic, Delrin bezel, semi-automatic LED control, Operator: white, 60mm, operator text "START", green. Requires 4-pin female M8 cable. | Stock | 140
CHT3-456B-29-TGSR | Captron capacitive pushbutton sensor switch, IP69K, 22mm, dynamic, Delrin bezel, manual LED control, Operator: white, 60mm, operator text "START", green. Requires 5-pin female M8 cable. | Stock | 160
CHT3-456P-29-TGSRS | Captron capacitive pushbutton sensor switch, IP69K, 22mm, static, Delrin bezel, semi-automatic LED control, Operator: white, 60mm, operator text "START", green. Requires 4-pin female M8 cable. | Stock | 140
CHT3-456B-29-TGSRS | Captron capacitive pushbutton sensor switch, IP69K, 22mm, static, Delrin bezel, manual LED control, Operator: white, 60mm, operator text "START", green. Requires 5-pin female M8 cable. | Stock | 160
CHT3-456P-30-TGSR | Captron capacitive pushbutton sensor switch, IP69K, 22mm, dynamic, Delrin bezel, semi-automatic LED control, Operator: white, 60mm. Requires 4-pin female M8 cable. | Stock | 140
CHT3-456B-30-TGSR | Captron capacitive pushbutton sensor switch, IP69K, 22mm, dynamic, Delrin bezel, manual LED control, Operator: white, 60mm. Requires 5-pin female M8 cable. | Stock | 160
CHT3-456P-30-TGSRS | Captron capacitive pushbutton sensor switch, IP69K, 22mm, static, Delrin bezel, semi-automatic LED control, Operator: white, 60mm. Requires 4-pin female M8 cable. | Stock | 140
CHT3-456B-30-TGSRS | Captron capacitive pushbutton sensor switch, IP69K, 22mm, static, Delrin bezel, manual LED control, Operator: white, 60mm. Requires 5-pin female M8 cable. | Stock | 160
CHT3-15XP-H-TGSR | Captron capacitive pushbutton sensor switch, IP69K, 50mm, dynamic, polycarbonate bezel, semi-automatic LED control, Operator: white, 88mm, operator text "hand symbol", green. Requires 4-pin female M8 cable and AR3 cover ring. | Stock | 133
CHT3-15XB-H-TGSR | Captron capacitive pushbutton sensor switch, IP69K, 50mm, dynamic, polycarbonate bezel, manual LED control, Operator: white, 88mm, operator text "hand symbol", green. Requires 5-pin female M8 cable and AR3 cover ring. | Stock | 145
CHT3-15XP-H-TGSRS | Captron capacitive pushbutton sensor switch, IP69K, 50mm, static, polycarbonate bezel, semi-automatic LED control, Operator: white, 88mm, operator text "hand symbol", green. Requires 4-pin female M8 cable and AR3 cover ring. | Stock | 133
CHT3-15XB-H-TGSRS | Captron capacitive pushbutton sensor switch, IP69K, 50mm, static, polycarbonate bezel, manual LED control, Operator: white, 88mm, operator text "hand symbol", green. Requires 5-pin female M8 cable and AR3 cover ring. | Stock | 145
CHT3-15XP-29-TGSR | Captron capacitive pushbutton sensor switch, IP69K, 50mm, dynamic, polycarbonate bezel, semi-automatic LED control, Operator: white, 88mm, operator text "START", green. Requires 4-pin female M8 cable and AR3 cover ring. | Stock | 133
CHT3-15XB-29-TGSR | Captron capacitive pushbutton sensor switch, IP69K, 50mm, dynamic, polycarbonate bezel, manual LED control, Operator: white, 88mm, operator text "START", green. Requires 5-pin female M8 cable and AR3 cover ring. | Stock | 145
CHT3-15XP-29-TGSRS | Captron capacitive pushbutton sensor switch, IP69K, 50mm, static, polycarbonate bezel, semi-automatic LED control, Operator: white, 88mm, operator text "START", green. Requires 4-pin female M8 cable and AR3 cover ring. | Stock | 133
CHT3-15XB-29-TGSRS | Captron capacitive pushbutton sensor switch, IP69K, 50mm, static, polycarbonate bezel, manual LED control, Operator: white, 88mm, operator text "START", green. Requires 5-pin female M8 cable and AR3 cover ring. | Stock | 145
CHT3-15XP-30-TGSR | Captron capacitive pushbutton sensor switch, IP69K, 50mm, dynamic, polycarbonate bezel, semi-automatic LED control, Operator: white, 88mm. Requires 4-pin female M8 cable and AR3 cover ring. | Stock | 133
CHT3-15XB-30-TGSR | Captron capacitive pushbutton sensor switch, IP69K, 50mm, dynamic, polycarbonate bezel, manual LED control, Operator: white, 88mm. Requires 5-pin female M8 cable and AR3 cover ring. | Stock | 145
CHT3-15XP-30-TGSRS | Captron capacitive pushbutton sensor switch, IP69K, 50mm, static, polycarbonate bezel, semi-automatic LED control, Operator: white, 88mm. Requires 4-pin female M8 cable and AR3 cover ring. | Stock | 133
CHT3-15XB-30-TGSRS | Captron capacitive pushbutton sensor switch, IP69K, 50mm, static, polycarbonate bezel, manual LED control, Operator: white, 88mm. Requires 5-pin female M8 cable and AR3 cover ring. | Stock | 145
CHT4-25XP-H-TGSR | Captron capacitive pushbutton sensor switch, IP69K, 60mm, dynamic, polycarbonate bezel, semi-automatic LED control, Operator: white, 100mm, operator text "hand symbol", green. Requires 4-pin female M8 cable and AR4 cover ring. | Stock | 145
CHT4-25XB-H-TGSR | Captron capacitive pushbutton sensor switch, IP69K, 60mm, dynamic, polycarbonate bezel, manual LED control, Operator: white, 100mm, operator text "hand symbol", green. Requires 5-pin female M8 cable and AR4 cover ring. | Stock | 184
CHT4-25XP-29-TGSR | Captron capacitive pushbutton sensor switch, IP69K, 60mm, dynamic, polycarbonate bezel, semi-automatic LED control, Operator: white, 100mm, operator text "START", green. Requires 4-pin female M8 cable and AR4 cover ring. | Stock | 145
CHT4-25XB-29-TGSR | Captron capacitive pushbutton sensor switch, IP69K, 60mm, dynamic, polycarbonate bezel, manual LED control, Operator: white, 100mm, operator text "START", green. Requires 5-pin female M8 cable and AR4 cover ring. | Stock | 184
CHT4-25XP-30-TGSR | Captron capacitive pushbutton sensor switch, IP69K, 60mm, dynamic, polycarbonate bezel, semi-automatic LED control, Operator: white, 100mm. Requires 4-pin female M8 cable and AR4 cover ring. | Stock | 145
CHT4-25XB-30-TGSR | Captron capacitive pushbutton sensor switch, IP69K, 60mm, dynamic, polycarbonate bezel, manual LED control, Operator: white, 100mm. Requires 5-pin female M8 cable and AR4 cover ring. | Stock | 184
Pendant Switches
55501 | Molex pendant switch, nitrile rubber/PVC, (1) pushbutton, flush, yellow, snap action, (1) N.O. contact(s), 7/8in - 16 UN2 2-pin male. Requires 7/8in - 16 UN2 2-pin connection cable. | Stock | 62
55502 | Molex pendant switch, nitrile rubber/PVC, (1) pushbutton, flush, yellow, snap action, (1) N.C. contact(s), 7/8in - 16 UN2 2-pin male. Requires 7/8in - 16 UN2 2-pin connection cable. | Stock | 59
55503 | Molex pendant switch, nitrile rubber/PVC, (1) pushbutton, flush, yellow, snap action, (1) N.O./(1) N.C. contact(s), 7/8in - 16 UN2 3-pin male. Requires 7/8in - 16 UN2 3-pin connection cable. | Stock | 62
55504 | Molex pendant switch, nitrile rubber/PVC, (1) pushbutton, flush, yellow, snap action, (1) N.O. contact(s), 7/8in - 16 UN2 3-pin male. Requires 7/8in - 16 UN2 3-pin connection cable. | Stock | 63
55501S | Molex pendant switch, silicone rubber/PVC, (1) pushbutton, flush, yellow, snap action, (1) N.O. contact(s), 7/8in - 16 UN2 2-pin male. Requires 7/8in - 16 UN2 2-pin connection cable. | Stock | 59
55502S | Molex pendant switch, silicone rubber/PVC, (1) pushbutton, flush, yellow, snap action, (1) N.C. contact(s), 7/8in - 16 UN2 2-pin male. Requires 7/8in - 16 UN2 2-pin connection cable. | Stock | 59
55503S | Molex pendant switch, silicone rubber/PVC, (1) pushbutton, flush, yellow, snap action, (1) N.O./(1) N.C. contact(s), 7/8in - 16 UN2 3-pin male. Requires 7/8in - 16 UN2 3-pin connection cable. | Stock | 59
55504S | Molex pendant switch, silicone rubber/PVC, (1) pushbutton, flush, yellow, snap action, (1) N.O. contact(s), 7/8in - 16 UN2 3-pin male. Requires 7/8in - 16 UN2 3-pin connection cable. | Stock | 59
Indicating Lights
DR16F0N-E3G | Fuji Electric LED indicating light, permanent light function, IP65, 16mm, green, 24mm, rectangular, plastic base, plastic bezel, 24 VAC/VDC, full voltage. | Stock | 15
DR16F0N-E3R | Fuji Electric LED indicating light, permanent light function, IP65, 16mm, red, 24mm, rectangular, plastic base, plastic bezel, 24 VAC/VDC, full voltage. | Stock | 15
DR16F0N-E3W | Fuji Electric LED indicating light, permanent light function, IP65, 16mm, white, 24mm, rectangular, plastic base, plastic bezel, 24 VAC/VDC, full voltage. | Stock | 15
DR16F0N-E3Y | Fuji Electric LED indicating light, permanent light function, IP65, 16mm, yellow, 24mm, rectangular, plastic base, plastic bezel, 24 VAC/VDC, full voltage. | Stock | 15
DR16F0N-E3A | Fuji Electric LED indicating light, permanent light function, IP65, 16mm, amber, 24mm, rectangular, plastic base, plastic bezel, 24 VAC/VDC, full voltage. | Stock | 15
DR16F0N-E3S | Fuji Electric LED indicating light, permanent light function, IP65, 16mm, blue, 24mm, rectangular, plastic base, plastic bezel, 24 VAC/VDC, full voltage. | Stock | 15
DF16F0N-E3G | Fuji Electric LED indicating light, permanent light function, IP65, 16mm, green, 28mm, rectangular, plastic base, plastic bezel, 24 VAC/VDC, full voltage. | Stock | 21
DF16F0N-E3R | Fuji Electric LED indicating light, permanent light function, IP65, 16mm, red, 28mm, rectangular, plastic base, plastic bezel, 24 VAC/VDC, full voltage. | Stock | 21
DF16F0N-E3W | Fuji Electric LED indicating light, permanent light function, IP65, 16mm, white, 28mm, rectangular, plastic base, plastic bezel, 24 VAC/VDC, full voltage. | Stock | 21
DF16F0N-E3Y | Fuji Electric LED indicating light, permanent light function, IP65, 16mm, yellow, 28mm, rectangular, plastic base, plastic bezel, 24 VAC/VDC, full voltage. | Stock | 21
DF16F0N-E3A | Fuji Electric LED indicating light, permanent light function, IP65, 16mm, amber, 28mm, rectangular, plastic base, plastic bezel, 24 VAC/VDC, full voltage. | Stock | 21
DF16F0N-E3S | Fuji Electric LED indicating light, permanent light function, IP65, 16mm, blue, 28mm, rectangular, plastic base, plastic bezel, 24 VAC/VDC, full voltage. | Stock | 21
DR16E0L-E3G | Fuji Electric LED indicating light, permanent light function, IP65, 16mm, green, 18mm, round, plastic base, plastic bezel, 24 VAC/VDC, full voltage. | Stock | 15
DR16E0L-E3R | Fuji Electric LED indicating light, permanent light function, IP65, 16mm, red, 18mm, round, plastic base, plastic bezel, 24 VAC/VDC, full voltage. | Stock | 15
DR16E0L-E3W | Fuji Electric LED indicating light, permanent light function, IP65, 16mm, white, 18mm, round, plastic base, plastic bezel, 24 VAC/VDC, full voltage. | Stock | 15
DR16E0L-E3Y | Fuji Electric LED indicating light, permanent light function, IP65, 16mm, yellow, 18mm, round, plastic base, plastic bezel, 24 VAC/VDC, full voltage. | Stock | 15
DR16E0L-E3A | Fuji Electric LED indicating light, permanent light function, IP65, 16mm, amber, 18mm, round, plastic base, plastic bezel, 24 VAC/VDC, full voltage. | Stock | 15
DR16E0L-E3S | Fuji Electric LED indicating light, permanent light function, IP65, 16mm, blue, 18mm, round, plastic base, plastic bezel, 24 VAC/VDC, full voltage. | Stock | 15
CML1-159-30 | Captron LED indicating light, permanent light function, IP69K, 22mm, red/yellow/green/blue/white/orange/violet, 28mm, round, plastic base, aluminum bezel, 24 VDC, full voltage. Requires M8 4-pole connection cable. | Stock | 56
CML1-158-30 | Captron LED indicating light, permanent light function, IP69K, 22mm, red/yellow/green/blue/white/orange/violet, 40mm, round, plastic base, stainless steel bezel, 24 VDC, full voltage. Requires M8 4-pole connection cable. | Stock | 83
CDL1-159-30-GR | Captron LED indicating light, permanent light function, IP69K, 22mm, red/green, 28mm, round, plastic base, aluminum bezel, 24 VDC, full voltage. Requires M8 4-pole connection cable. | Stock | 55
CDL1-158-30-GR | Captron LED indicating light, permanent light function, IP69K, 22mm, red/green, 40mm, round, plastic base, stainless steel bezel, 24 VDC, full voltage. Requires M8 4-pole connection cable. | Stock | 80
NMLBL | Schmersal illuminated indicating light, permanent light function, IP67 and IP69K, 22mm, blue, 44mm, round, plastic base, plastic bezel. Requires light block and LED or incandescent bulb. | Stock | 17.5
NMLGB | Schmersal illuminated indicating light, permanent light function, IP67 and IP69K, 22mm, yellow, 44mm, round, plastic base, plastic bezel. Requires light block and LED or incandescent bulb. | Stock | 17.5
NMLGN | Schmersal illuminated indicating light, permanent light function, IP67 and IP69K, 22mm, green, 44mm, round, plastic base, plastic bezel. Requires light block and LED or incandescent bulb. | Stock | 17.5
NMLRT | Schmersal illuminated indicating light, permanent light function, IP67 and IP69K, 22mm, red, 44mm, round, plastic base, plastic bezel. Requires light block and LED or incandescent bulb. | Stock | 17.5
NMLWS | Schmersal illuminated indicating light, permanent light function, IP67 and IP69K, 22mm, white, 44mm, round, plastic base, plastic bezel. Requires light block and LED or incandescent bulb. | Stock | 17.5
GCX1231-24L | AutomationDirect LED indicating light, permanent light function, IP65, 22mm, red, 30mm, round, metal base, 24 VAC/VDC, full voltage. | Stock | 19.5
GCX1232-24L | AutomationDirect LED indicating light, permanent light function, IP65, 22mm, green, 30mm, round, metal base, 24 VAC/VDC, full voltage. | Stock | 19.5
GCX1233-24L | AutomationDirect LED indicating light, permanent light function, IP65, 22mm, yellow, 30mm, round, metal base, 24 VAC/VDC, full voltage. | Stock | 19.5
GCX1234-24L | AutomationDirect LED indicating light, permanent light function, IP65, 22mm, blue, 30mm, round, metal base, 24 VAC/VDC, full voltage. | Stock | 19.5
GCX1235-24L | AutomationDirect LED indicating light, permanent light function, IP65, 22mm, white, 30mm, round, metal base, 24 VAC/VDC, full voltage. | Stock | 22
GCX1236-24L | AutomationDirect LED indicating light, permanent light function, IP65, 22mm, white, 30mm, round, metal base, 24 VAC/VDC, full voltage. | Stock | 22
GCX1231-120L | AutomationDirect LED indicating light, permanent light function, IP65, 22mm, red, 30mm, round, metal base, 120 VAC/VDC, full voltage. | Stock | 21
GCX1232-120L | AutomationDirect LED indicating light, permanent light function, IP65, 22mm, green, 30mm, round, metal base, 120 VAC/VDC, full voltage. | Stock | 21
GCX1233-120L | AutomationDirect LED indicating light, permanent light function, IP65, 22mm, yellow, 30mm, round, metal base, 120 VAC/VDC, full voltage. | Stock | 21
GCX1234-120L | AutomationDirect LED indicating light, permanent light function, IP65, 22mm, blue, 30mm, round, metal base, 120 VAC/VDC, full voltage. | Stock | 21
GCX1235-120L | AutomationDirect LED indicating light, permanent light function, IP65, 22mm, white, 30mm, round, metal base, 120 VAC/VDC, full voltage. | Stock | 23.5
GCX1236-120L | AutomationDirect LED indicating light, permanent light function, IP65, 22mm, white, 30mm, round, metal base, 120 VAC/VDC, full voltage. | Stock | 23.5
ECX2051-24L | AutomationDirect LED indicating light, permanent light function, IP65, 22mm, red, 30mm, round, plastic base, 24 VAC/VDC, full voltage. | Stock | 6.25
ECX2052-24L | AutomationDirect LED indicating light, permanent light function, IP65, 22mm, green, 30mm, round, plastic base, 24 VAC/VDC, full voltage. | Stock | 6.25
ECX2053-24L | AutomationDirect LED indicating light, permanent light function, IP65, 22mm, yellow, 30mm, round, plastic base, 24 VAC/VDC, full voltage. | Stock | 6.25
ECX2054-24L | AutomationDirect LED indicating light, permanent light function, IP65, 22mm, blue, 30mm, round, plastic base, 24 VAC/VDC, full voltage. | Stock | 10.5
ECX2055-24L | AutomationDirect LED indicating light, permanent light function, IP65, 22mm, white, 30mm, round, plastic base, 24 VAC/VDC, full voltage. | Stock | 10.5
ECX2051-127L | AutomationDirect LED indicating light, permanent light function, IP65, 22mm, red, 30mm, round, plastic base, 120 VAC/VDC, full voltage. | Stock | 7.75
ECX2052-127L | AutomationDirect LED indicating light, permanent light function, IP65, 22mm, green, 30mm, round, plastic base, 120 VAC/VDC, full voltage. | Stock | 7.75
ECX2053-127L | AutomationDirect LED indicating light, permanent light function, IP65, 22mm, yellow, 30mm, round, plastic base, 120 VAC/VDC, full voltage. | Stock | 7.75
ECX2054-127L | AutomationDirect LED indicating light, permanent light function, IP65, 22mm, blue, 30mm, round, plastic base, 120 VAC/VDC, full voltage. | Stock | 10.5
ECX2055-127L | AutomationDirect LED indicating light, permanent light function, IP65, 22mm, white, 30mm, round, plastic base, 120 VAC/VDC, full voltage. | Stock | 10.5
ECX1051-24 | AutomationDirect incandescent indicating light, permanent light function, IP65, 22mm, red, 30mm, round, plastic base, 24 VAC/VDC, full voltage. | Stock | 7.75
ECX1052-24 | AutomationDirect incandescent indicating light, permanent light function, IP65, 22mm, green, 30mm, round, plastic base, 24 VAC/VDC, full voltage. | Stock | 7.75
ECX1053-24 | AutomationDirect incandescent indicating light, permanent light function, IP65, 22mm, yellow, 30mm, round, plastic base, 24 VAC/VDC, full voltage. | Stock | 7.75
ECX1054-24 | AutomationDirect incandescent indicating light, permanent light function, IP65, 22mm, blue, 30mm, round, plastic base, 24 VAC/VDC, full voltage. | Stock | 7.75
ECX1055-24 | AutomationDirect incandescent indicating light, permanent light function, IP65, 22mm, white, 30mm, round, plastic base, 24 VAC/VDC, full voltage. | Stock | 7.75
ECX1056-24 | AutomationDirect incandescent indicating light, permanent light function, IP65, 22mm, white, 30mm, round, plastic base, 24 VAC/VDC, full voltage. | Stock | 7.75
ECX1051-120 | AutomationDirect incandescent indicating light, permanent light function, IP65, 22mm, red, 30mm, round, plastic base, 120 VAC/VDC, full voltage. | Stock | 9
ECX1052-120 | AutomationDirect incandescent indicating light, permanent light function, IP65, 22mm, green, 30mm, round, plastic base, 120 VAC/VDC, full voltage. | Stock | 9
ECX1053-120 | AutomationDirect incandescent indicating light, permanent light function, IP65, 22mm, yellow, 30mm, round, plastic base, 120 VAC/VDC, full voltage. | Stock | 9
ECX1054-120 | AutomationDirect incandescent indicating light, permanent light function, IP65, 22mm, blue, 30mm, round, plastic base, 120 VAC/VDC, full voltage. | Stock | 9
ECX1055-120 | AutomationDirect incandescent indicating light, permanent light function, IP65, 22mm, white, 30mm, round, plastic base, 120 VAC/VDC, full voltage. | Stock | 9
ECX1056-120 | AutomationDirect incandescent indicating light, permanent light function, IP65, 22mm, white, 30mm, round, plastic base, 120 VAC/VDC, full voltage. | Stock | 9
DR22E3L-E3RZA | Fuji Electric LED indicating light, permanent light function, IP65, 22mm, red, 30mm, round, plastic base, metal bezel, 24 VAC/VDC, full voltage. | Stock | 21
DR22E3L-E3GZA | Fuji Electric LED indicating light, permanent light function, IP65, 22mm, green, 30mm, round, plastic base, metal bezel, 24 VAC/VDC, full voltage. | Stock | 21
DR22E3L-E3YZA | Fuji Electric LED indicating light, permanent light function, IP65, 22mm, yellow, 30mm, round, plastic base, metal bezel, 24 VAC/VDC, full voltage. | Stock | 21
DR22E3L-E3SZA | Fuji Electric LED indicating light, permanent light function, IP65, 22mm, blue, 30mm, round, plastic base, metal bezel, 24 VAC/VDC, full voltage. | Stock | 30
DR22E3L-E3WZA | Fuji Electric LED indicating light, permanent light function, IP65, 22mm, white, 30mm, round, plastic base, metal bezel, 24 VAC/VDC, full voltage. | Stock | 21
DR22E3L-L3RZA | Fuji Electric LED indicating light, permanent light function, IP65, 22mm, red, 30mm, round, plastic base, metal bezel, 115-127 VAC, transformer. | Stock | 26.5
DR22E3L-L3GZA | Fuji Electric LED indicating light, permanent light function, IP65, 22mm, green, 24mm, round, plastic base, metal bezel, 115-127 VAC, transformer. | Stock | 26.5
DR22E3L-L3YZA | Fuji Electric LED indicating light, permanent light function, IP65, 22mm, yellow, 24mm, round, plastic base, metal bezel, 115-127 VAC, transformer. | Stock | 26.5
DR22E3L-L3SZA | Fuji Electric LED indicating light, permanent light function, IP65, 22mm, blue, 24mm, round, plastic base, metal bezel, 115-127 VAC, transformer. | Stock | 40.5
DR22E3L-L3WZA | Fuji Electric LED indicating light, permanent light function, IP65, 22mm, white, 30mm, round, plastic base, metal bezel, 115-127 VAC, transformer. | Stock | 26.5
E22HL2X4 | Eaton cluster style LED indicating light, permanent light function, 22mm, red, 29mm, round, plastic base, 24 VAC/VDC, full voltage. | Stock | 45.5
E22HL3X4 | Eaton cluster style LED indicating light, permanent light function, 22mm, green, 29mm, round, plastic base, 24 VAC/VDC, full voltage. | Stock | 45.5
E22HL9X4 | Eaton cluster style LED indicating light, permanent light function, 22mm, amber, 29mm, round, plastic base, 24 VAC/VDC, full voltage. | Stock | 45.5
E22HL2X8 | Eaton cluster style LED indicating light, permanent light function, 22mm, red, 29mm, round, plastic base, 120 VAC/VDC, full voltage. | Stock | 45.5
E22HL3X8 | Eaton cluster style LED indicating light, permanent light function, 22mm, green, 29mm, round, plastic base, 120 VAC/VDC, full voltage. | Stock | 45.5
E22HL9X8 | Eaton cluster style LED indicating light, permanent light function, 22mm, amber, 29mm, round, plastic base, 120 VAC/VDC, full voltage. | Stock | 45.5
E22HV2X4 | Eaton incandescent indicating light, permanent light function, 22mm, red, 29mm, round, plastic base, 24 VAC/VDC, full voltage. | Stock | 36
E22HV3X4 | Eaton incandescent indicating light, permanent light function, 22mm, green, 29mm, round, plastic base, 24 VAC/VDC, full voltage. | Stock | 36
E22HV9X4 | Eaton incandescent indicating light, permanent light function, 22mm, amber, 29mm, round, plastic base, 24 VAC/VDC, full voltage. | Stock | 36
E22HV2X8 | Eaton incandescent indicating light, permanent light function, 22mm, red, 29mm, round, plastic base, 120 VAC/VDC, full voltage. | Stock | 36
E22HV3X8 | Eaton incandescent indicating light, permanent light function, 22mm, green, 29mm, round, plastic base, 120 VAC/VDC, full voltage. | Stock | 36
E22HV9X8 | Eaton incandescent indicating light, permanent light function, 22mm, amber, 29mm, round, plastic base, 120 VAC/VDC, full voltage. | Stock | 36
E22H2X11 | Eaton incandescent indicating light, permanent light function, 22mm, red, 29mm, round, plastic base, 120 VAC, transformer. | Stock | 96
E22H3X11 | Eaton incandescent indicating light, permanent light function, 22mm, green, 29mm, round, plastic base, 120 VAC, transformer. | Stock | 96
E22H9X11 | Eaton incandescent indicating light, permanent light function, 22mm, amber, 29mm, round, plastic base, 120 VAC, transformer. | Stock | 96
E22TB9X26 | Eaton incandescent indicating light, permanent light function, 22mm, push-to-test, amber, 29mm, round, plastic base, 120 VAC/VDC, resistor. | Stock | 113
E22TB2X27 | Eaton incandescent indicating light, permanent light function, 22mm, push-to-test, red, 29mm, round, plastic base, 120 VAC, transformer. | Stock | 127
EMLH.VBL | Schmersal illuminated indicating light, permanent light function, IP65, 30mm, blue, 34.5mm, dome, plastic base, metal bezel. Requires light block and LED or incandescent bulb. | Stock | 24
EMLH.VGN | Schmersal illuminated indicating light, permanent light function, IP65, 30mm, green, 34.5mm, dome, plastic base, metal bezel. Requires light block and LED or incandescent bulb. | Stock | 24
EMLH.VRT | Schmersal illuminated indicating light, permanent light function, IP65, 30mm, red, 34.5mm, dome, plastic base, metal bezel. Requires light block and LED or incandescent bulb. | Stock | 24
EMLH.VWS | Schmersal illuminated indicating light, permanent light function, IP65, 30mm, white, 34.5mm, dome, plastic base, metal bezel. Requires light block and LED or incandescent bulb. | Stock | 24
EMLH.VGB | Schmersal illuminated indicating light, permanent light function, IP65, 30mm, yellow, 34.5mm, dome, plastic base, metal bezel. Requires light block and LED or incandescent bulb. | Stock | 24
EML.VBL | Schmersal illuminated indicating light, permanent light function, IP65, 30mm, blue, 34.5mm, round, plastic base, metal bezel. Requires light block and LED or incandescent bulb. | Stock | 23
EML.VGN | Schmersal illuminated indicating light, permanent light function, IP65, 30mm, green, 34.5mm, round, plastic base, metal bezel. Requires light block and LED or incandescent bulb. | Stock | 23
EML.VRT | Schmersal illuminated indicating light, permanent light function, IP65, 30mm, red, 34.5mm, round, plastic base, metal bezel. Requires light block and LED or incandescent bulb. | Stock | 23
EML.VWS | Schmersal illuminated indicating light, permanent light function, IP65, 30mm, white, 34.5mm, round, plastic base, metal bezel. Requires light block and LED or incandescent bulb. | Stock | 23
EML.VGB | Schmersal illuminated indicating light, permanent light function, IP65, 30mm, yellow, 34.5mm, round, plastic base, metal bezel. Requires light block and LED or incandescent bulb. | Stock | 23
DR30D0L-L9AZC | Fuji Electric LED indicating light, permanent light function, 30mm, orange, 41mm, dome, plastic base, metal bezel, 115-127 VAC, transformer. | Stock | 42.5
DR30D0L-L9SZC | Fuji Electric LED indicating light, permanent light function, 30mm, blue, 41mm, dome, plastic base, metal bezel, 115-127 VAC, transformer. | Stock | 53
DR30D0L-L9GZC | Fuji Electric LED indicating light, permanent light function, 30mm, green, 41mm, dome, plastic base, metal bezel, 115-127 VAC, transformer. | Stock | 42.5
DR30D0L-L9RZC | Fuji Electric LED indicating light, permanent light function, 30mm, red, 41mm, dome, plastic base, metal bezel, 115-127 VAC, transformer. | Stock | 42.5
DR30D0L-L9WZC | Fuji Electric LED indicating light, permanent light function, 30mm, white, 41mm, dome, plastic base, metal bezel, 115-127 VAC, transformer. | Stock | 42.5
DR30D0L-L9YZC | Fuji Electric LED indicating light, permanent light function, 30mm, yellow, 41mm, dome, plastic base, metal bezel, 115-127 VAC, transformer. | Stock | 42.5
DR30D0L-E3AZC | Fuji Electric LED indicating light, permanent light function, 30mm, orange, 41mm, dome, plastic base, metal bezel, 24 VAC/VDC, full voltage. | Stock | 26
DR30D0L-E3SZC | Fuji Electric LED indicating light, permanent light function, 30mm, blue, 41mm, dome, plastic base, metal bezel, 24 VAC/VDC, full voltage. | Stock | 36.5
DR30D0L-E3GZC | Fuji Electric LED indicating light, permanent light function, 30mm, green, 41mm, dome, plastic base, metal bezel, 24 VAC/VDC, full voltage. | Stock | 26
DR30D0L-E3RZC | Fuji Electric LED indicating light, permanent light function, 30mm, red, 41mm, dome, plastic base, metal bezel, 24 VAC/VDC, full voltage. | Stock | 26
DR30D0L-E3WZC | Fuji Electric LED indicating light, permanent light function, 30mm, white, 41mm, dome, plastic base, metal bezel, 24 VAC/VDC, full voltage. | Stock | 26
DR30D0L-E3YZC | Fuji Electric LED indicating light, permanent light function, 30mm, yellow, 41mm, dome, plastic base, metal bezel, 24 VAC/VDC, full voltage. | Stock | 26
DR30E3L-E3GZC | Fuji Electric LED indicating light, permanent light function, 30mm, green, 41mm, extended round, plastic base, metal bezel, 24 VAC/VDC, full voltage. | Stock | 26
DR30E3L-E3RZC | Fuji Electric LED indicating light, permanent light function, 30mm, red, 41mm, extended round, plastic base, metal bezel, 24 VAC/VDC, full voltage. | Stock | 26
DR30E3L-E3WZC | Fuji Electric LED indicating light, permanent light function, 30mm, white, 41mm, extended round, plastic base, metal bezel, 24 VAC/VDC, full voltage. | Stock | 26
DR30E3L-E3YZC | Fuji Electric LED indicating light, permanent light function, 30mm, yellow, 41mm, extended round, plastic base, metal bezel, 24 VAC/VDC, full voltage. | Stock | 26
DR30E3L-E3AZC | Fuji Electric LED indicating light, permanent light function, 30mm, orange, 41mm, extended round, plastic base, metal bezel, 24 VAC/VDC, full voltage. | Stock | 26
DR30E3L-E3SZC | Fuji Electric LED indicating light, permanent light function, 30mm, blue, 41mm, extended round, plastic base, metal bezel, 24 VAC/VDC, full voltage. | Stock | 44.5
DR30E3L-L3GZC | Fuji Electric LED indicating light, permanent light function, 30mm, green, 41mm, extended round, plastic base, metal bezel, 115-127 VAC, transformer. | Stock | 30
DR30E3L-L3RZC | Fuji Electric LED indicating light, permanent light function, 30mm, red, 41mm, extended round, plastic base, metal bezel, 115-127 VAC, transformer. | Stock | 30
DR30E3L-L3WZC | Fuji Electric LED indicating light, permanent light function, 30mm, white, 41mm, extended round, plastic base, metal bezel, 115-127 VAC, transformer. | Stock | 30
DR30E3L-L3YZC | Fuji Electric LED indicating light, permanent light function, 30mm, yellow, 41mm, extended round, plastic base, metal bezel, 115-127 VAC, transformer. | Stock | 30
DR30E3L-L3AZC | Fuji Electric LED indicating light, permanent light function, 30mm, orange, 41mm, extended round, plastic base, metal bezel, 115-127 VAC, transformer. | Stock | 30
DR30E3L-L3SZC | Fuji Electric LED indicating light, permanent light function, 30mm, blue, 41mm, extended round, plastic base, metal bezel, 115-127 VAC, transformer. | Stock | 44.5
HT8HFAV3 | Eaton incandescent indicating light, permanent light function, 30mm, amber, 32mm, round, metal base, metal bezel, 24 VAC/VDC, full voltage. | Stock | 101
HT8HFBV3 | Eaton incandescent indicating light, permanent light function, 30mm, blue, 32mm, round, metal base, metal bezel, 24 VAC/VDC, full voltage. | Stock | 101
HT8HFCV3 | Eaton incandescent indicating light, permanent light function, 30mm, clear, 32mm, round, metal base, metal bezel, 24 VAC/VDC, full voltage. | Stock | 101
HT8HFGV3 | Eaton incandescent indicating light, permanent light function, 30mm, green, 32mm, round, metal base, metal bezel, 24 VAC/VDC, full voltage. | Stock | 101
HT8HFRV3 | Eaton incandescent indicating light, permanent light function, 30mm, red, 32mm, round, metal base, metal bezel, 24 VAC/VDC, full voltage. | Stock | 101
HT8HFWV3 | Eaton incandescent indicating light, permanent light function, 30mm, white, 32mm, round, metal base, metal bezel, 24 VAC/VDC, full voltage. | Stock | 101
HT8HFYV3 | Eaton incandescent indicating light, permanent light function, 30mm, yellow, 32mm, round, metal base, metal bezel, 24 VAC/VDC, full voltage. | Stock | 101
HT8HFAV7 | Eaton incandescent indicating light, permanent light function, 30mm, amber, 32mm, round, metal base, metal bezel, 120 VAC/VDC, full voltage. | Stock | 101
HT8HFBV7 | Eaton incandescent indicating light, permanent light function, 30mm, blue, 32mm, round, metal base, metal bezel, 120 VAC/VDC, full voltage. | Stock | 101
HT8HFCV7 | Eaton incandescent indicating light, permanent light function, 30mm, clear, 32mm, round, metal base, metal bezel, 120 VAC/VDC, full voltage. | Stock | 101
HT8HFGV7 | Eaton incandescent indicating light, permanent light function, 30mm, green, 32mm, round, metal base, metal bezel, 120 VAC/VDC, full voltage. | Stock | 101
HT8HFRV7 | Eaton incandescent indicating light, permanent light function, 30mm, red, 32mm, round, metal base, metal bezel, 120 VAC/VDC, full voltage. | Stock | 101
HT8HFWV7 | Eaton incandescent indicating light, permanent light function, 30mm, white, 32mm, round, metal base, metal bezel, 120 VAC/VDC, full voltage. | Stock | 101
HT8HFYV7 | Eaton incandescent indicating light, permanent light function, 30mm, yellow, 32mm, round, metal base, metal bezel, 120 VAC/VDC, full voltage. | Stock | 101
HT8GVRV3 | Eaton incandescent indicating light, permanent light function, 30mm, push-to-test, red, 32mm, round, metal base, metal bezel, 24 VAC/VDC, full voltage. | Stock | 131
HT8GVGV3 | Eaton incandescent indicating light, permanent light function, 30mm, push-to-test, green, 32mm, round, metal base, metal bezel, 24 VAC/VDC, full voltage. | Stock | 131
HT8GVAV3 | Eaton incandescent indicating light, permanent light function, 30mm, push-to-test, amber, 32mm, round, metal base, metal bezel, 24 VAC/VDC, full voltage. | Stock | 131
HT8GVWV3 | Eaton incandescent indicating light, permanent light function, 30mm, push-to-test, white, 32mm, round, metal base, metal bezel, 24 VAC/VDC, full voltage. | Stock | 131
HT8GVYV3 | Eaton incandescent indicating light, permanent light function, 30mm, push-to-test, yellow, 32mm, round, metal base, metal bezel, 24 VAC/VDC, full voltage. | Stock | 131
HT8GVBV3 | Eaton incandescent indicating light, permanent light function, 30mm, push-to-test, blue, 32mm, round, metal base, metal bezel, 24 VAC/VDC, full voltage. | Stock | 131
HT8GVRV7 | Eaton incandescent indicating light, permanent light function, 30mm, push-to-test, red, 32mm, round, metal base, metal bezel, 120 VAC/VDC, full voltage. | Stock | 131
HT8GVGV7 | Eaton incandescent indicating light, permanent light function, 30mm, push-to-test, green, 32mm, round, metal base, metal bezel, 120 VAC/VDC, full voltage. | Stock | 131
HT8GVAV7 | Eaton incandescent indicating light, permanent light function, 30mm, push-to-test, amber, 32mm, round, metal base, metal bezel, 120 VAC/VDC, full voltage. | Stock | 131
HT8GVCV7 | Eaton incandescent indicating light, permanent light function, 30mm, push-to-test, clear, 32mm, round, metal base, metal bezel, 120 VAC/VDC, full voltage. | Stock | 131
HT8GVWV7 | Eaton incandescent indicating light, permanent light function, 30mm, push-to-test, white, 32mm, round, metal base, metal bezel, 120 VAC/VDC, full voltage. | Stock | 131
HT8GVYV7 | Eaton incandescent indicating light, permanent light function, 30mm, push-to-test, yellow, 32mm, round, metal base, metal bezel, 120 VAC/VDC, full voltage. | Stock | 131
HT8GVBV7 | Eaton incandescent indicating light, permanent light function, 30mm, push-to-test, blue, 32mm, round, metal base, metal bezel, 120 VAC/VDC, full voltage. | Stock | 131
Legend Plates for Pilot Devices
ECX1670A-B | AutomationDirect legend plate, aluminum, rectangular, black field, silver background, legend plate marking "blank". For use with 22mm pilot devices. O-ring included. | Stock | 5
ECX1670A-B01 | AutomationDirect legend plate, aluminum, rectangular, black field, silver background, black engraved text, legend plate marking "CLOSE". For use with 22mm pilot devices. O-ring included. | Stock | 5
ECX1670A-B02 | AutomationDirect legend plate, aluminum, rectangular, black field, silver background, black engraved text, legend plate marking "DOWN". For use with 22mm pilot devices. O-ring included. | Stock | 5
ECX1670A-B04 | AutomationDirect legend plate, aluminum, rectangular, black field, silver background, black engraved text, legend plate marking "FORWARD". For use with 22mm pilot devices. O-ring included. | Stock | 5
ECX1670A-B05 | AutomationDirect legend plate, aluminum, rectangular, black field, silver background, black engraved text, legend plate marking "JOG". For use with 22mm pilot devices. O-ring included. | Stock | 5
ECX1670A-B06 | AutomationDirect legend plate, aluminum, rectangular, black field, silver background, black engraved text, legend plate marking "ON". For use with 22mm pilot devices. O-ring included. | Stock | 5
ECX1670A-B07 | AutomationDirect legend plate, aluminum, rectangular, black field, silver background, black engraved text, legend plate marking "OPEN". For use with 22mm pilot devices. O-ring included. | Stock | 5
ECX1670A-B08 | AutomationDirect legend plate, aluminum, rectangular, black field, silver background, black engraved text, legend plate marking "REVERSE". For use with 22mm pilot devices. O-ring included. | Stock | 5
ECX1670A-B09 | AutomationDirect legend plate, aluminum, rectangular, black field, silver background, black engraved text, legend plate marking "RUN". For use with 22mm pilot devices. O-ring included. | Stock | 5
ECX1670A-B10 | AutomationDirect legend plate, aluminum, rectangular, black field, silver background, black engraved text, legend plate marking "START". For use with 22mm pilot devices. O-ring included. | Stock | 5
ECX1670A-B11 | AutomationDirect legend plate, aluminum, rectangular, black field, silver background, black engraved text, legend plate marking "STOP". For use with 22mm pilot devices. O-ring included. | Stock | 5
ECX1670A-B12 | AutomationDirect legend plate, aluminum, rectangular, black field, silver background, black engraved text, legend plate marking "UP". For use with 22mm pilot devices. O-ring included. | Stock | 5
ECX1670A-B13 | AutomationDirect legend plate, aluminum, rectangular, black field, silver background, black engraved text, legend plate marking "FOR REV". For use with 22mm pilot devices. O-ring included. | Stock | 5
ECX1670A-B14 | AutomationDirect legend plate, aluminum, rectangular, black field, silver background, black engraved text, legend plate marking "HAND AUTO". For use with 22mm pilot devices. O-ring included. | Stock | 5
ECX1670A-B15 | AutomationDirect legend plate, aluminum, rectangular, black field, silver background, black engraved text, legend plate marking "JOG RUN". For use with 22mm pilot devices. O-ring included. | Stock | 5
ECX1670A-B16 | AutomationDirect legend plate, aluminum, rectangular, black field, silver background, black engraved text, legend plate marking "OFF ON". For use with 22mm pilot devices. O-ring included. | Stock | 5
ECX1670A-B17 | AutomationDirect legend plate, aluminum, rectangular, black field, silver background, black engraved text, legend plate marking "OPEN CLOSE". For use with 22mm pilot devices. O-ring included. | Stock | 5
ECX1670A-B18 | AutomationDirect legend plate, aluminum, rectangular, black field, silver background, black engraved text, legend plate marking "UP DOWN". For use with 22mm pilot devices. O-ring included. | Stock | 5
ECX1670A-B19 | AutomationDirect legend plate, aluminum, rectangular, black field, silver background, black engraved text, legend plate marking "FOR OFF REV". For use with 22mm pilot devices. O-ring included. | Stock | 5
ECX1670A-B20 | AutomationDirect legend plate, aluminum, rectangular, black field, silver background, black engraved text, legend plate marking "HAND OFF AUTO". For use with 22mm pilot devices. O-ring included. | Stock | 5
ECX1670A-B21 | AutomationDirect legend plate, aluminum, rectangular, black field, silver background, black engraved text, legend plate marking "POWER ON". For use with 22mm pilot devices. O-ring included. | Stock | 5
ECX1670A-B22 | AutomationDirect legend plate, aluminum, rectangular, black field, silver background, black engraved text, legend plate marking "MOTOR RUN". For use with 22mm pilot devices. O-ring included. | Stock | 5
ECX1670A-B23 | AutomationDirect legend plate, aluminum, rectangular, black field, silver background, black engraved text, legend plate marking "MOTOR STOP". For use with 22mm pilot devices. O-ring included. | Stock | 5
ECX1670A-B24 | AutomationDirect legend plate, aluminum, rectangular, black field, silver background, black engraved text, legend plate marking "CLAMP". For use with 22mm pilot devices. O-ring included. | Stock | 5
ECX1670A-B25 | AutomationDirect legend plate, aluminum, rectangular, black field, silver background, black engraved text, legend plate marking "FEEDER ON". For use with 22mm pilot devices. O-ring included. | Stock | 5
ECX1670A-B26 | AutomationDirect legend plate, aluminum, rectangular, black field, silver background, black engraved text, legend plate marking "FEEDER OFF". For use with 22mm pilot devices. O-ring included. | Stock | 5
ECX1670A-B27 | AutomationDirect legend plate, aluminum, rectangular, black field, silver background, black engraved text, legend plate marking "HIGH". For use with 22mm pilot devices. O-ring included. | Stock | 5
ECX1670A-B28 | AutomationDirect legend plate, aluminum, rectangular, black field, silver background, black engraved text, legend plate marking "IN". For use with 22mm pilot devices. O-ring included. | Stock | 5
ECX1670A-B29 | AutomationDirect legend plate, aluminum, rectangular, black field, silver background, black engraved text, legend plate marking "INCH". For use with 22mm pilot devices. O-ring included. | Stock | 5
ECX1670A-B30 | AutomationDirect legend plate, aluminum, rectangular, black field, silver background, black engraved text, legend plate marking "JOG FOR". For use with 22mm pilot devices. O-ring included. | Stock | 5
ECX1670A-B31 | AutomationDirect legend plate, aluminum, rectangular, black field, silver background, black engraved text, legend plate marking "JOG REV". For use with 22mm pilot devices. O-ring included. | Stock | 5
ECX1670A-B32 | AutomationDirect legend plate, aluminum, rectangular, black field, silver background, black engraved text, legend plate marking "LOW". For use with 22mm pilot devices. O-ring included. | Stock | 5
ECX1670A-B33 | AutomationDirect legend plate, aluminum, rectangular, black field, silver background, black engraved text, legend plate marking "LOWER". For use with 22mm pilot devices. O-ring included. | Stock | 5
ECX1670A-B34 | AutomationDirect legend plate, aluminum, rectangular, black field, silver background, black engraved text, legend plate marking "OFF". For use with 22mm pilot devices. O-ring included. | Stock | 5
ECX1670A-B35 | AutomationDirect legend plate, aluminum, rectangular, black field, silver background, black engraved text, legend plate marking "OUT". For use with 22mm pilot devices. O-ring included. | Stock | 5
ECX1670A-B36 | AutomationDirect legend plate, aluminum, rectangular, black field, silver background, black engraved text, legend plate marking "RAISE". For use with 22mm pilot devices. O-ring included. | Stock | 5
ECX1670A-B37 | AutomationDirect legend plate, aluminum, rectangular, black field, silver background, black engraved text, legend plate marking "READY". For use with 22mm pilot devices. O-ring included. | Stock | 5
ECX1670A-B38 | AutomationDirect legend plate, aluminum, rectangular, black field, silver background, black engraved text, legend plate marking "RESET". For use with 22mm pilot devices. O-ring included. | Stock | 5
ECX1670A-B39 | AutomationDirect legend plate, aluminum, rectangular, black field, silver background, black engraved text, legend plate marking "TEST". For use with 22mm pilot devices. O-ring included. | Stock | 5
ECX1670A-B40 | AutomationDirect legend plate, aluminum, rectangular, black field, silver background, black engraved text, legend plate marking "TRANSFER". For use with 22mm pilot devices. O-ring included. | Stock | 5
ECX1670A-B41 | AutomationDirect legend plate, aluminum, rectangular, black field, silver background, black engraved text, legend plate marking "TRIP". For use with 22mm pilot devices. O-ring included. | Stock | 5
ECX1670A-B42 | AutomationDirect legend plate, aluminum, rectangular, black field, silver background, black engraved text, legend plate marking "UNCLAMP". For use with 22mm pilot devices. O-ring included. | Stock | 5
ECX1670A-B43 | AutomationDirect legend plate, aluminum, rectangular, black field, silver background, black engraved text, legend plate marking "HIGH LOW". For use with 22mm pilot devices. O-ring included. | Stock | 5
ECX1670A-B44 | AutomationDirect legend plate, aluminum, rectangular, black field, silver background, black engraved text, legend plate marking "MAN AUTO". For use with 22mm pilot devices. O-ring included. | Stock | 5
ECX1670A-B45 | AutomationDirect legend plate, aluminum, rectangular, black field, silver background, black engraved text, legend plate marking "SAFE RUN". For use with 22mm pilot devices. O-ring included. | Stock | 5
ECX1670A-B46 | AutomationDirect legend plate, aluminum, rectangular, black field, silver background, black engraved text, legend plate marking "AUTO OFF HAND". For use with 22mm pilot devices. O-ring included. | Stock | 5
ECX1670A-B47 | AutomationDirect legend plate, aluminum, rectangular, black field, silver background, black engraved text, legend plate marking "MAN OFF AUTO". For use with 22mm pilot devices. O-ring included. | Stock | 5
ECX1670A-B48 | AutomationDirect legend plate, aluminum, rectangular, black field, silver background, black engraved text, legend plate marking "OPEN OFF CLOSE". For use with 22mm pilot devices. O-ring included. | Stock | 5
ECX1670A-B49 | AutomationDirect legend plate, aluminum, rectangular, black field, silver background, black engraved text, legend plate marking "UP OFF DOWN". For use with 22mm pilot devices. O-ring included. | Stock | 5
ECX1670A-B50 | AutomationDirect legend plate, aluminum, rectangular, black field, silver background, black engraved text, legend plate marking "PULL ON PUSH OFF". For use with 22mm pilot devices. O-ring included. | Stock | 5
ECX1670A-B51 | AutomationDirect legend plate, aluminum, rectangular, black field, silver background, black engraved text, legend plate marking "EXTEND". For use with 22mm pilot devices. O-ring included. | Stock | 5
ECX1670A-B52 | AutomationDirect legend plate, aluminum, rectangular, black field, silver background, black engraved text, legend plate marking "RETRACT". For use with 22mm pilot devices. O-ring included. | Stock | 5
ECX1670A-B53 | AutomationDirect legend plate, aluminum, rectangular, black field, silver background, black engraved text, legend plate marking "GRIP". For use with 22mm pilot devices. O-ring included. | Stock | 5
ECX1670A-B54 | AutomationDirect legend plate, aluminum, rectangular, black field, silver background, black engraved text, legend plate marking "RELEASE". For use with 22mm pilot devices. O-ring included. | Stock | 5
ECX1670A-R | AutomationDirect legend plate, aluminum, rectangular, red field, silver background, legend plate marking "blank". For use with 22mm pilot devices. O-ring included. | Stock | 5
ECX1670A-R03 | AutomationDirect legend plate, aluminum, rectangular, red field, silver background, red engraved text, legend plate marking "EMERG. STOP". For use with 22mm pilot devices. O-ring included. | Stock | 5
ECX1670A-R11 | AutomationDirect legend plate, aluminum, rectangular, red field, silver background, red engraved text, legend plate marking "STOP". For use with 22mm pilot devices. O-ring included. | Stock | 5
ECX1670-B | AutomationDirect legend plate, plastic, rectangular, black field, black background, legend plate marking "blank". For use with 22mm pilot devices. O-ring included. | Stock | 3.5
ECX1670-B01 | AutomationDirect legend plate, plastic, rectangular, black field, black background, white engraved text, legend plate marking "CLOSE". For use with 22mm pilot devices. O-ring included. | Stock | 3.5
ECX1670-B02 | AutomationDirect legend plate, plastic, rectangular, black field, black background, white engraved text, legend plate marking "DOWN". For use with 22mm pilot devices. O-ring included. | Stock | 3.5
ECX1670-B04 | AutomationDirect legend plate, plastic, rectangular, black field, black background, white engraved text, legend plate marking "FORWARD". For use with 22mm pilot devices. O-ring included. | Stock | 3.5
ECX1670-B05 | AutomationDirect legend plate, plastic, rectangular, black field, black background, white engraved text, legend plate marking "JOG". For use with 22mm pilot devices. O-ring included. | Stock | 3.5
ECX1670-B06 | AutomationDirect legend plate, plastic, rectangular, black field, black background, white engraved text, legend plate marking "ON". For use with 22mm pilot devices. O-ring included. | Stock | 3.5
ECX1670-B07 | AutomationDirect legend plate, plastic, rectangular, black field, black background, white engraved text, legend plate marking "OPEN". For use with 22mm pilot devices. O-ring included. | Stock | 3.5
ECX1670-B08 | AutomationDirect legend plate, plastic, rectangular, black field, black background, white engraved text, legend plate marking "REVERSE". For use with 22mm pilot devices. O-ring included. | Stock | 3.5
ECX1670-B09 | AutomationDirect legend plate, plastic, rectangular, black field, black background, white engraved text, legend plate marking "RUN". For use with 22mm pilot devices. O-ring included. | Stock | 3.5
ECX1670-B10 | AutomationDirect legend plate, plastic, rectangular, black field, black background, white engraved text, legend plate marking "START". For use with 22mm pilot devices. O-ring included. | Stock | 3.5
ECX1670-B11 | AutomationDirect legend plate, plastic, rectangular, black field, black background, white engraved text, legend plate marking "STOP". For use with 22mm pilot devices. O-ring included. | Stock | 3.5
ECX1670-B12 | AutomationDirect legend plate, plastic, rectangular, black field, black background, white engraved text, legend plate marking "UP". For use with 22mm pilot devices. O-ring included. | Stock | 3.5
ECX1670-B13 | AutomationDirect legend plate, plastic, rectangular, black field, black background, white engraved text, legend plate marking "FOR-REV". For use with 22mm pilot devices. O-ring included. | Stock | 3.5
ECX1670-B14 | AutomationDirect legend plate, plastic, rectangular, black field, black background, white engraved text, legend plate marking "HAND-AUTO". For use with 22mm pilot devices. O-ring included. | Stock | 3.5
ECX1670-B15 | AutomationDirect legend plate, plastic, rectangular, black field, black background, white engraved text, legend plate marking "JOG-RUN". For use with 22mm pilot devices. O-ring included. | Stock | 3.5
ECX1670-B16 | AutomationDirect legend plate, plastic, rectangular, black field, black background, white engraved text, legend plate marking "OFF-ON". For use with 22mm pilot devices. O-ring included. | Stock | 3.5
ECX1670-B17 | AutomationDirect legend plate, plastic, rectangular, black field, black background, white engraved text, legend plate marking "OPEN-CLOSE". For use with 22mm pilot devices. O-ring included. | Stock | 3.5
ECX1670-B18 | AutomationDirect legend plate, plastic, rectangular, black field, black background, white engraved text, legend plate marking "UP-DOWN". For use with 22mm pilot devices. O-ring included. | Stock | 3.5
ECX1670-B19 | AutomationDirect legend plate, plastic, rectangular, black field, black background, white engraved text, legend plate marking "FOR OFF REV". For use with 22mm pilot devices. O-ring included. | Stock | 3.5
ECX1670-B20 | AutomationDirect legend plate, plastic, rectangular, black field, black background, white engraved text, legend plate marking "HAND OFF AUTO". For use with 22mm pilot devices. O-ring included. | Stock | 3.5
ECX1670-B21 | AutomationDirect legend plate, plastic, rectangular, black field, black background, white engraved text, legend plate marking "POWER ON". For use with 22mm pilot devices. O-ring included. | Stock | 3.5
ECX1670-B22 | AutomationDirect legend plate, plastic, rectangular, black field, black background, white engraved text, legend plate marking "MOTOR RUN". For use with 22mm pilot devices. O-ring included. | Stock | 3.5
ECX1670-B23 | AutomationDirect legend plate, plastic, rectangular, black field, black background, white engraved text, legend plate marking "MOTOR STOP". For use with 22mm pilot devices. O-ring included. | Stock | 3.5
ECX1670-B24 | AutomationDirect legend plate, plastic, rectangular, black field, black background, white engraved text, legend plate marking "CLAMP". For use with 22mm pilot devices. O-ring included. | Stock | 4.5
ECX1670-B25 | AutomationDirect legend plate, plastic, rectangular, black field, black background, white engraved text, legend plate marking "FEEDER ON". For use with 22mm pilot devices. O-ring included. | Stock | 4.5
ECX1670-B26 | AutomationDirect legend plate, plastic, rectangular, black field, black background, white engraved text, legend plate marking "FEEDER OFF". For use with 22mm pilot devices. O-ring included. | Stock | 4.5
ECX1670-B27 | AutomationDirect legend plate, plastic, rectangular, black field, black background, white engraved text, legend plate marking "HIGH". For use with 22mm pilot devices. O-ring included. | Stock | 4.5
ECX1670-B28 | AutomationDirect legend plate, plastic, rectangular, black field, black background, white engraved text, legend plate marking "IN". For use with 22mm pilot devices. O-ring included. | Stock | 4.5
ECX1670-B29 | AutomationDirect legend plate, plastic, rectangular, black field, black background, white engraved text, legend plate marking "INCH". For use with 22mm pilot devices. O-ring included. | Stock | 4.5
ECX1670-B30 | AutomationDirect legend plate, plastic, rectangular, black field, black background, white engraved text, legend plate marking "JOG FOR". For use with 22mm pilot devices. O-ring included. | Stock | 4.5
ECX1670-B31 | AutomationDirect legend plate, plastic, rectangular, black field, black background, white engraved text, legend plate marking "JOG REV". For use with 22mm pilot devices. O-ring included. | Stock | 4.5
ECX1670-B32 | AutomationDirect legend plate, plastic, rectangular, black field, black background, white engraved text, legend plate marking "LOW". For use with 22mm pilot devices. O-ring included. | Stock | 4.5
ECX1670-B33 | AutomationDirect legend plate, plastic, rectangular, black field, black background, white engraved text, legend plate marking "LOWER". For use with 22mm pilot devices. O-ring included. | Stock | 4.5
ECX1670-B34 | AutomationDirect legend plate, plastic, rectangular, black field, black background, white engraved text, legend plate marking "OFF". For use with 22mm pilot devices. O-ring included. | Stock | 4.5
ECX1670-B35 | AutomationDirect legend plate, plastic, rectangular, black field, black background, white engraved text, legend plate marking "OUT". For use with 22mm pilot devices. O-ring included. | Stock | 4.5
ECX1670-B36 | AutomationDirect legend plate, plastic, rectangular, black field, black background, white engraved text, legend plate marking "RAISE". For use with 22mm pilot devices. O-ring included. | Stock | 4.5
ECX1670-B37 | AutomationDirect legend plate, plastic, rectangular, black field, black background, white engraved text, legend plate marking "READY". For use with 22mm pilot devices. O-ring included. | Stock | 4.5
ECX1670-B38 | AutomationDirect legend plate, plastic, rectangular, black field, black background, white engraved text, legend plate marking "RESET". For use with 22mm pilot devices. O-ring included. | Stock | 4.5
ECX1670-B39 | AutomationDirect legend plate, plastic, rectangular, black field, black background, white engraved text, legend plate marking "TEST". For use with 22mm pilot devices. O-ring included. | Stock | 4.5
ECX1670-B40 | AutomationDirect legend plate, plastic, rectangular, black field, black background, white engraved text, legend plate marking "TRANSFER". For use with 22mm pilot devices. O-ring included. | Stock | 4.5
ECX1670-B41 | AutomationDirect legend plate, plastic, rectangular, black field, black background, white engraved text, legend plate marking "TRIP". For use with 22mm pilot devices. O-ring included. | Stock | 4.5
ECX1670-B42 | AutomationDirect legend plate, plastic, rectangular, black field, black background, white engraved text, legend plate marking "UNCLAMP". For use with 22mm pilot devices. O-ring included. | Stock | 4.5
ECX1670-B43 | AutomationDirect legend plate, plastic, rectangular, black field, black background, white engraved text, legend plate marking "HIGH LOW". For use with 22mm pilot devices. O-ring included. | Stock | 4.5
ECX1670-B44 | AutomationDirect legend plate, plastic, rectangular, black field, black background, white engraved text, legend plate marking "MAN AUTO". For use with 22mm pilot devices. O-ring included. | Stock | 4.5
ECX1670-B45 | AutomationDirect legend plate, plastic, rectangular, black field, black background, white engraved text, legend plate marking "SAFE RUN". For use with 22mm pilot devices. O-ring included. | Stock | 4.5
ECX1670-B46 | AutomationDirect legend plate, plastic, rectangular, black field, black background, white engraved text, legend plate marking "AUTO OFF HAND". For use with 22mm pilot devices. O-ring included. | Stock | 4.5
ECX1670-B47 | AutomationDirect legend plate, plastic, rectangular, black field, black background, white engraved text, legend plate marking "MAN OFF AUTO". For use with 22mm pilot devices. O-ring included. | Stock | 4.5
ECX1670-B48 | AutomationDirect legend plate, plastic, rectangular, black field, black background, white engraved text, legend plate marking "OPEN OFF CLOSE". For use with 22mm pilot devices. O-ring included. | Stock | 4.5
ECX1670-B49 | AutomationDirect legend plate, plastic, rectangular, black field, black background, white engraved text, legend plate marking "UP OFF DOWN". For use with 22mm pilot devices. O-ring included. | Stock | 4.5
ECX1670-B50 | AutomationDirect legend plate, plastic, rectangular, black field, black background, white engraved text, legend plate marking "PULL ON PUSH OFF". For use with 22mm pilot devices. O-ring included. | Stock | 4.5
ECX1670-B51 | AutomationDirect legend plate, plastic, rectangular, black field, black background, white engraved text, legend plate marking "EXTEND". For use with 22mm pilot devices. O-ring included. | Stock | 4.5
ECX1670-B52 | AutomationDirect legend plate, plastic, rectangular, black field, black background, white engraved text, legend plate marking "RETRACT". For use with 22mm pilot devices. O-ring included. | Stock | 4.5
ECX1670-B53 | AutomationDirect legend plate, plastic, rectangular, black field, black background, white engraved text, legend plate marking "GRIP". For use with 22mm pilot devices. O-ring included. | Stock | 4.5
ECX1670-B54 | AutomationDirect legend plate, plastic, rectangular, black field, black background, white engraved text, legend plate marking "RELEASE". For use with 22mm pilot devices. O-ring included. | Stock | 4.5
ECX1670-R | AutomationDirect legend plate, plastic, rectangular, red field, red background, legend plate marking "blank". For use with 22mm pilot devices. O-ring included. | Stock | 3.5
ECX1670-R03 | AutomationDirect legend plate, plastic, rectangular, red field, red background, white engraved text, legend plate marking "EMERG. STOP". For use with 22mm pilot devices. O-ring included. | Stock | 3.5
ECX1670-R11 | AutomationDirect legend plate, plastic, rectangular, red field, red background, white engraved text, legend plate marking "STOP". For use with 22mm pilot devices. O-ring included. | Stock | 3.5
ECX1670-B10-90 | Comepi legend plate, plastic, rectangular, black field, black background, white engraved text, legend plate marking "START". For use with 22mm pilot devices. | Stock | 3.25
ECX1670-R11-90 | Comepi legend plate, plastic, rectangular, red field, red background, white engraved text, legend plate marking "STOP". For use with 22mm pilot devices. | Stock | 3.25
ECX1669-G | Comepi legend plate, plastic, round, yellow field, yellow background, black engraved text, legend plate marking "EMERGENCY STOP". For use with 22mm pilot devices. | Stock | 2
ECX1670-B55 | Comepi legend plate, plastic, rectangular, black field, black background, white engraved text, legend plate marking "0-1". For use with 22mm pilot devices. | Stock | 3.25
ECX1670-B56 | Comepi legend plate, plastic, rectangular, black field, black background, white engraved text, legend plate marking "0-1-2". For use with 22mm pilot devices. | Stock | 3.25
ECX1680A-B | AutomationDirect jumbo legend plate, aluminum, rectangular, black field, silver background, legend plate marking "blank". For use with 22mm pilot devices. O-ring included. | Stock | 5.5
ECX1680A-B05 | AutomationDirect jumbo legend plate, aluminum, rectangular, black field, silver background, black engraved text, legend plate marking "JOG". For use with 22mm pilot devices. O-ring included. | Stock | 5.5
ECX1680A-B10 | AutomationDirect jumbo legend plate, aluminum, rectangular, black field, silver background, black engraved text, legend plate marking "START". For use with 22mm pilot devices. O-ring included. | Stock | 5.5
ECX1680A-B16 | AutomationDirect jumbo legend plate, aluminum, rectangular, black field, silver background, black engraved text, legend plate marking "OFF ON". For use with 22mm pilot devices. O-ring included. | Stock | 5.5
ECX1680A-B17 | AutomationDirect jumbo legend plate, aluminum, rectangular, black field, silver background, black engraved text, legend plate marking "OPEN CLOSE". For use with 22mm pilot devices. O-ring included. | Stock | 5.5
ECX1680A-B20 | AutomationDirect jumbo legend plate, aluminum, rectangular, black field, silver background, black engraved text, legend plate marking "HAND OFF AUTO". For use with 22mm pilot devices. O-ring included. | Stock | 5.5
ECX1680A-B21 | AutomationDirect jumbo legend plate, aluminum, rectangular, black field, silver background, black engraved text, legend plate marking "POWER ON". For use with 22mm pilot devices. O-ring included. | Stock | 5.5
ECX1680A-R | AutomationDirect jumbo legend plate, aluminum, rectangular, red field, silver background, legend plate marking "blank". For use with 22mm pilot devices. O-ring included. | Stock | 5.5
ECX1680A-R03 | AutomationDirect jumbo legend plate, aluminum, rectangular, red field, silver background, red engraved text, legend plate marking "EMERG. STOP". For use with 22mm pilot devices. O-ring included. | Stock | 5.5
ECX1680A-R11 | AutomationDirect jumbo legend plate, aluminum, rectangular, red field, silver background, red engraved text, legend plate marking "STOP". For use with 22mm pilot devices. O-ring included. | Stock | 5.5
ECX1690-B | AutomationDirect jumbo legend plate, plastic, square, black field, black background, legend plate marking "blank". For use with 22mm pilot devices. O-ring included. | Stock | 4.5
ECX1690-B05 | AutomationDirect jumbo legend plate, plastic, square, black field, black background, white engraved text, legend plate marking "JOG". For use with 22mm pilot devices. O-ring included. | Stock | 4.5
ECX1690-B10 | AutomationDirect jumbo legend plate, plastic, square, black field, black background, white engraved text, legend plate marking "START". For use with 22mm pilot devices. O-ring included. | Stock | 4.5
ECX1690-B16 | AutomationDirect jumbo legend plate, plastic, square, black field, black background, white engraved text, legend plate marking "OFF-ON". For use with 22mm pilot devices. O-ring included. | Stock | 4.5
ECX1690-B17 | AutomationDirect jumbo legend plate, plastic, square, black field, black background, white engraved text, legend plate marking "OPEN-CLOSE". For use with 22mm pilot devices. O-ring included. | Stock | 4.5
ECX1690-B20 | AutomationDirect jumbo legend plate, plastic, square, black field, black background, white engraved text, legend plate marking "HAND-OFF-AUTO". For use with 22mm pilot devices. O-ring included. | Stock | 4.5
ECX1690-B21 | AutomationDirect jumbo legend plate, plastic, square, black field, black background, white engraved text, legend plate marking "POWER ON". For use with 22mm pilot devices. O-ring included. | Stock | 4.5
ECX1690-R | AutomationDirect jumbo legend plate, plastic, square, red field, red background, legend plate marking "blank". For use with 22mm pilot devices. O-ring included. | Stock | 4.5
ECX1690-R03 | AutomationDirect jumbo legend plate, plastic, square, red field, red background, white engraved text, legend plate marking "EMERG. STOP". For use with 22mm pilot devices. O-ring included. | Stock | 4.5
ECX1690-R11 | AutomationDirect jumbo legend plate, plastic, square, red field, red background, white engraved text, legend plate marking "STOP". For use with 22mm pilot devices. O-ring included. | Stock | 4.5
ECX1651 | AutomationDirect oversized legend plate, plastic, round, yellow field, yellow background, black engraved text, legend plate marking "EMERGENCY STOP". For use with 22mm pilot devices. | Stock | 3.25
ECX2640 | AutomationDirect legend plate, plastic, square, black field, black background, white engraved text, legend plate marking "0 to 100 scale". For use with 22mm pilot devices. | Stock | 4.5
AR6P719-5A | Fuji Electric legend plate, plastic, round, yellow field, yellow background, black engraved text, legend plate marking "EMERGENCY STOP". For use with 16mm pilot devices. | Stock | 10
AR9P719-5A | Fuji Electric oversized legend plate, aluminum, round, yellow field, yellow background, black engraved text, legend plate marking "EMERGENCY STOP". For use with 22mm pilot devices. | Stock | 10.5
E22NS11 | Eaton jumbo legend plate, aluminum, rectangular, black field, silver background, black engraved text, legend plate marking "CLOSE". For use with 22mm pilot devices. | Stock | 7.75
E22NS12 | Eaton legend plate, aluminum, rectangular, black field, silver background, black engraved text, legend plate marking "DOWN". For use with 22mm pilot devices. | Stock | 8
E22NS13 | Eaton legend plate, aluminum, rectangular, red field, silver background, black engraved text, legend plate marking "EMERG. STOP". For use with 22mm pilot devices. | Stock | 7.75
E22NS15 | Eaton legend plate, aluminum, rectangular, black field, silver background, black engraved text, legend plate marking "FORWARD". For use with 22mm pilot devices. | Stock | 7.75
E22NS19 | Eaton legend plate, aluminum, rectangular, black field, silver background, black engraved text, legend plate marking "JOG". For use with 22mm pilot devices. | Stock | 7.75
E22NS25 | Eaton legend plate, aluminum, rectangular, black field, silver background, black engraved text, legend plate marking "ON". For use with 22mm pilot devices. | Stock | 7.75
E22NS26 | Eaton legend plate, aluminum, rectangular, black field, silver background, black engraved text, legend plate marking "OPEN". For use with 22mm pilot devices. | Stock | 7.75
E22NS30 | Eaton legend plate, aluminum, rectangular, black field, silver background, black engraved text, legend plate marking "REVERSE". For use with 22mm pilot devices. | Stock | 7.75
E22NS31 | Eaton legend plate, aluminum, rectangular, black field, silver background, black engraved text, legend plate marking "RUN". For use with 22mm pilot devices. | Stock | 7.75
E22NS33 | Eaton legend plate, aluminum, rectangular, black field, silver background, black engraved text, legend plate marking "START". For use with 22mm pilot devices. | Stock | 7.75
E22NS34 | Eaton legend plate, aluminum, rectangular, red field, silver background, black engraved text, legend plate marking "STOP". For use with 22mm pilot devices. | Stock | 8
E22NS35 | Eaton legend plate, aluminum, rectangular, black field, silver background, black engraved text, legend plate marking "UP". For use with 22mm pilot devices. | Stock | 8
E22NS36 | Eaton legend plate, aluminum, rectangular, black field, silver background, legend plate marking "blank". For use with 22mm pilot devices. | Stock | 8
E22NS37 | Eaton legend plate, aluminum, rectangular, red field, silver background, legend plate marking "blank". For use with 22mm pilot devices. | Stock | 7.75
E22NS38 | Eaton legend plate, aluminum, rectangular, black field, silver background, black engraved text, legend plate marking "FOR REV". For use with 22mm pilot devices. | Stock | 7.75
E22NS39 | Eaton legend plate, aluminum, rectangular, black field, silver background, black engraved text, legend plate marking "HAND AUTO". For use with 22mm pilot devices. | Stock | 8
E22NS41 | Eaton legend plate, aluminum, rectangular, black field, silver background, black engraved text, legend plate marking "JOG RUN". For use with 22mm pilot devices. | Stock | 7.75
E22NS42 | Eaton legend plate, aluminum, rectangular, black field, silver background, black engraved text, legend plate marking "OFF ON". For use with 22mm pilot devices. | Stock | 7.75
E22NS43 | Eaton legend plate, aluminum, rectangular, black field, silver background, black engraved text, legend plate marking "OPEN CLOSE". For use with 22mm pilot devices. | Stock | 8
E22NS48 | Eaton legend plate, aluminum, rectangular, black field, silver background, black engraved text, legend plate marking "UP DOWN". For use with 22mm pilot devices. | Stock | 7.75
E22NS50 | Eaton legend plate, aluminum, rectangular, black field, silver background, black engraved text, legend plate marking "FOR OFF REV". For use with 22mm pilot devices. | Stock | 8
E22NS51 | Eaton legend plate, aluminum, rectangular, black field, silver background, black engraved text, legend plate marking "HAND OFF AUTO". For use with 22mm pilot devices. | Stock | 8
E22NS80 | Eaton legend plate, aluminum, rectangular, black field, silver background, black engraved text, legend plate marking "POWER ON". For use with 22mm pilot devices. | Stock | 7.75
E22NS81 | Eaton legend plate, aluminum, rectangular, black field, silver background, black engraved text, legend plate marking "MOTOR RUN". For use with 22mm pilot devices. | Stock | 8
E22NS82 | Eaton legend plate, aluminum, rectangular, black field, silver background, black engraved text, legend plate marking "MOTOR STOP". For use with 22mm pilot devices. | Stock | 8
E22VA8 | Eaton oversized legend plate, plastic, round, yellow field, yellow background, red engraved text, legend plate marking "EMERGENCY STOP". For use with 22mm pilot devices. | Stock | 13
E22NSP77 | Eaton legend plate, plastic, rectangular, red/black field, red/black background, legend plate marking "blank". For use with 22mm pilot devices. | Stock | 8
E22NL36 | Eaton jumbo legend plate, aluminum, rectangular, black field, silver background, legend plate marking "blank". For use with 22mm pilot devices. | Stock | 8
E22NL37 | Eaton legend plate, aluminum, rectangular, red field, silver background. For use with 22mm pilot devices. | Stock | 8
NDP-70-ES | Schmersal legend plate, metal, round, yellow field, yellow background, black engraved text, legend plate marking "Emergency Stop". For use with 22mm pilot devices. | Stock | 10.5
NZSO-V4A | Schmersal legend plate, metal, rectangular, gray field, gray background, legend plate marking "blank". For use with 22mm pilot devices. | Stock | 4.5
DPF-9 | Schmersal legend plate, metal, round, yellow field, yellow background, legend plate marking "blank". For use with 30mm pilot devices. | Stock | 10
AHX177-00 | Fuji Electric legend plate, brass, rectangular, silver field, silver background, legend plate marking "blank". For use with 30mm pilot devices. | Stock | 3
AHX177-0B | Fuji Electric legend plate, brass, rectangular, silver field, silver background, black engraved text, legend plate marking "OFF". For use with 30mm pilot devices. | Stock | 3
AHX177-0A | Fuji Electric legend plate, brass, rectangular, silver field, silver background, black engraved text, legend plate marking "ON". For use with 30mm pilot devices. | Stock | 3
AHX177-0C | Fuji Electric legend plate, brass, rectangular, silver field, silver background, black engraved text, legend plate marking "START". For use with 30mm pilot devices. | Stock | 3
AHX177-0D | Fuji Electric legend plate, brass, rectangular, silver field, silver background, black engraved text, legend plate marking "STOP". For use with 30mm pilot devices. | Stock | 3
AHX177-2A | Fuji Electric legend plate, brass, rectangular, silver field, silver background, black engraved text, legend plate marking "OFF-ON". For use with 30mm pilot devices. | Stock | 3
AHX720-5A | Fuji Electric oversized legend plate, aluminum, round, yellow field, yellow background, black engraved text, legend plate marking "EMERGENCY STOP". For use with 30mm pilot devices. | Stock | 11
HT8SP90 | Eaton legend plate, plastic, square, black field, black background, white engraved text, legend plate marking "CLAMP". For use with 30mm pilot devices. | Stock | 8.25
HT8SP73 | Eaton legend plate, plastic, square, black field, black background, white engraved text, legend plate marking "CLOSE". For use with 30mm pilot devices. | Stock | 8.25
HT8SP74 | Eaton legend plate, plastic, square, black field, black background, white engraved text, legend plate marking "DOWN". For use with 30mm pilot devices. | Stock | 8.25
HT8SP13 | Eaton legend plate, plastic, square, red field, red background, white engraved text, legend plate marking "EMERG. STOP". For use with 30mm pilot devices. | Stock | 8.25
HT8SP75 | Eaton legend plate, plastic, square, black field, black background, white engraved text, legend plate marking "FAST". For use with 30mm pilot devices. | Stock | 8.25
HT8SP87 | Eaton legend plate, plastic, square, black field, black background, white engraved text, legend plate marking "FASTER". For use with 30mm pilot devices. | Stock | 8.25
HT8SP94 | Eaton legend plate, plastic, square, black field, black background, white engraved text, legend plate marking "FEEDER ON". For use with 30mm pilot devices. | Stock | 8.25
HT8SP95 | Eaton legend plate, plastic, square, black field, black background, white engraved text, legend plate marking "FEEDER OFF". For use with 30mm pilot devices. | Stock | 8.25
HT8SP15 | Eaton legend plate, plastic, square, black field, black background, white engraved text, legend plate marking "FORWARD". For use with 30mm pilot devices. | Stock | 8.25
HT8SP16 | Eaton legend plate, plastic, square, black field, black background, white engraved text, legend plate marking "HIGH". For use with 30mm pilot devices. | Stock | 8.25
HT8SP17 | Eaton legend plate, plastic, square, black field, black background, white engraved text, legend plate marking "IN". For use with 30mm pilot devices. | Stock | 8.25
HT8SP18 | Eaton legend plate, plastic, square, black field, black background, white engraved text, legend plate marking "INCH". For use with 30mm pilot devices. | Stock | 8.25
HT8SP19 | Eaton legend plate, plastic, square, black field, black background, white engraved text, legend plate marking "JOG". For use with 30mm pilot devices. | Stock | 8.25
HT8SP20 | Eaton legend plate, plastic, square, black field, black background, white engraved text, legend plate marking "JOG FOR.". For use with 30mm pilot devices. | Stock | 8.25
HT8SP21 | Eaton legend plate, plastic, square, black field, black background, white engraved text, legend plate marking "JOG REV.". For use with 30mm pilot devices. | Stock | 8.25
HT8SP22 | Eaton legend plate, plastic, square, black field, black background, white engraved text, legend plate marking "LOW". For use with 30mm pilot devices. | Stock | 8.25
HT8SP23 | Eaton legend plate, plastic, square, black field, black background, white engraved text, legend plate marking "LOWER". For use with 30mm pilot devices. | Stock | 8.25
HT8SP92 | Eaton legend plate, plastic, square, black field, black background, white engraved text, legend plate marking "LUBE-FAIL". For use with 30mm pilot devices. | Stock | 8.25
HT8SP81 | Eaton legend plate, plastic, square, black field, black background, white engraved text, legend plate marking "MOTOR RUN". For use with 30mm pilot devices. | Stock | 8.25
HT8SP82 | Eaton legend plate, plastic, square, black field, black background, white engraved text, legend plate marking "MOTOR STOP". For use with 30mm pilot devices. | Stock | 8.25
HT8SP24 | Eaton legend plate, plastic, square, red field, red background, white engraved text, legend plate marking "OFF". For use with 30mm pilot devices. | Stock | 8.25
HT8SP25 | Eaton legend plate, plastic, square, black field, black background, white engraved text, legend plate marking "ON". For use with 30mm pilot devices. | Stock | 8.25
HT8SP26 | Eaton legend plate, plastic, square, black field, black background, white engraved text, legend plate marking "OPEN". For use with 30mm pilot devices. | Stock | 8.25
HT8SP27 | Eaton legend plate, plastic, square, black field, black background, white engraved text, legend plate marking "OUT". For use with 30mm pilot devices. | Stock | 8.25
HT8SP80 | Eaton legend plate, plastic, square, black field, black background, white engraved text, legend plate marking "POWER ON". For use with 30mm pilot devices. | Stock | 8.25
HT8SP28 | Eaton legend plate, plastic, square, black field, black background, white engraved text, legend plate marking "RAISE". For use with 30mm pilot devices. | Stock | 8.25
HT8SP86 | Eaton legend plate, plastic, square, black field, black background, white engraved text, legend plate marking "READY". For use with 30mm pilot devices. | Stock | 8.25
HT8SP29 | Eaton legend plate, plastic, square, black field, black background, white engraved text, legend plate marking "RESET". For use with 30mm pilot devices. | Stock | 8.25
HT8SP30 | Eaton legend plate, plastic, square, black field, black background, white engraved text, legend plate marking "REVERSE". For use with 30mm pilot devices. | Stock | 8.25
HT8SP31 | Eaton legend plate, plastic, square, black field, black background, white engraved text, legend plate marking "RUN". For use with 30mm pilot devices. | Stock | 8.25
HT8SP85 | Eaton legend plate, plastic, square, black field, black background, white engraved text, legend plate marking "SAFE". For use with 30mm pilot devices. | Stock | 8.25
HT8SP32 | Eaton legend plate, plastic, square, black field, black background, white engraved text, legend plate marking "SLOW". For use with 30mm pilot devices. | Stock | 8.25
HT8SP88 | Eaton legend plate, plastic, square, black field, black background, white engraved text, legend plate marking "SLOWER". For use with 30mm pilot devices. | Stock | 8.25
HT8SP33 | Eaton legend plate, plastic, square, black field, black background, white engraved text, legend plate marking "START". For use with 30mm pilot devices. | Stock | 8.25
HT8SP34 | Eaton legend plate, plastic, square, red field, red background, white engraved text, legend plate marking "STOP". For use with 30mm pilot devices. | Stock | 8.25
HT8SP83 | Eaton legend plate, plastic, square, black field, black background, white engraved text, legend plate marking "TEST". For use with 30mm pilot devices. | Stock | 8.25
HT8SP93 | Eaton legend plate, plastic, square, black field, black background, white engraved text, legend plate marking "TRANSFER". For use with 30mm pilot devices. | Stock | 8.25
HT8SP84 | Eaton legend plate, plastic, square, black field, black background, white engraved text, legend plate marking "TRIP". For use with 30mm pilot devices. | Stock | 8.25
HT8SP91 | Eaton legend plate, plastic, square, black field, black background, white engraved text, legend plate marking "UNCLAMP". For use with 30mm pilot devices. | Stock | 8.25
HT8SP35 | Eaton legend plate, plastic, square, black field, black background, white engraved text, legend plate marking "UP". For use with 30mm pilot devices. | Stock | 8.25
HT8SP38 | Eaton legend plate, plastic, square, black field, black background, white engraved text, legend plate marking "FOR. REV.". For use with 30mm pilot devices. | Stock | 8.25
HT8SP39 | Eaton legend plate, plastic, square, black field, black background, white engraved text, legend plate marking "HAND AUTO". For use with 30mm pilot devices. | Stock | 8.25
HT8SP40 | Eaton legend plate, plastic, square, black field, black background, white engraved text, legend plate marking "HIGH LOW". For use with 30mm pilot devices. | Stock | 8.25
HT8SP41 | Eaton legend plate, plastic, square, black field, black background, white engraved text, legend plate marking "JOG RUN". For use with 30mm pilot devices. | Stock | 8.25
HT8SP67 | Eaton legend plate, plastic, square, black field, black background, white engraved text, legend plate marking "MAN. AUTO". For use with 30mm pilot devices. | Stock | 8.25
HT8SP42 | Eaton legend plate, plastic, square, black field, black background, white engraved text, legend plate marking "OFF ON". For use with 30mm pilot devices. | Stock | 8.25
HT8SP43 | Eaton legend plate, plastic, square, black field, black background, white engraved text, legend plate marking "OPEN CLOSE". For use with 30mm pilot devices. | Stock | 8.25
HT8SP44 | Eaton legend plate, plastic, square, black field, black background, white engraved text, legend plate marking "RUN JOG". For use with 30mm pilot devices. | Stock | 8.25
HT8SP45 | Eaton legend plate, plastic, square, black field, black background, white engraved text, legend plate marking "SAFE RUN". For use with 30mm pilot devices. | Stock | 8.25
HT8SP46 | Eaton legend plate, plastic, square, black field, black background, white engraved text, legend plate marking "START JOG". For use with 30mm pilot devices. | Stock | 8.25
HT8SP47 | Eaton legend plate, plastic, square, black field, black background, white engraved text, legend plate marking "START STOP". For use with 30mm pilot devices. | Stock | 8.25
HT8SP48 | Eaton legend plate, plastic, square, black field, black background, white engraved text, legend plate marking "UP DOWN". For use with 30mm pilot devices. | Stock | 8.25
HT8SP49 | Eaton legend plate, plastic, square, black field, black background, white engraved text, legend plate marking "AUTO OFF HAND". For use with 30mm pilot devices. | Stock | 8.25
HT8SP50 | Eaton legend plate, plastic, square, black field, black background, white engraved text, legend plate marking "FOR. OFF REV.". For use with 30mm pilot devices. | Stock | 8.25
HT8SP69 | Eaton legend plate, plastic, square, black field, black background, white engraved text, legend plate marking "FOR. SAFE REV.". For use with 30mm pilot devices. | Stock | 8.25
HT8SP51 | Eaton legend plate, plastic, square, black field, black background, white engraved text, legend plate marking "HAND OFF AUTO". For use with 30mm pilot devices. | Stock | 8.25
HT8SP68 | Eaton legend plate, plastic, square, black field, black background, white engraved text, legend plate marking "MAN. OFF AUTO". For use with 30mm pilot devices. | Stock | 8.25
HT8SP53 | Eaton legend plate, plastic, square, black field, black background, white engraved text, legend plate marking "OPEN OFF CLOSE". For use with 30mm pilot devices. | Stock | 8.25
HT8SP70 | Eaton legend plate, plastic, square, black field, black background, white engraved text, legend plate marking "RUN SAFE JOG". For use with 30mm pilot devices. | Stock | 8.25
HT8SP54 | Eaton legend plate, plastic, square, black field, black background, white engraved text, legend plate marking "UP OFF DOWN". For use with 30mm pilot devices. | Stock | 8.25
HT8SP71 | Eaton legend plate, plastic, square, black field, black background, white engraved text, legend plate marking "ON STOP SAFE". For use with 30mm pilot devices. | Stock | 8.25
HT8PP5 | Eaton legend plate, plastic, square, black field, black background, white engraved text, legend plate marking "PULL ON PUSH OFF". For use with 30mm pilot devices. | Stock | 8.25
HT8PP8 | Eaton legend plate, plastic, square, black field, black background, white engraved text, legend plate marking "PULL OPEN PUSH CLOSE". For use with 30mm pilot devices. | Stock | 8.25
HT8PP11 | Eaton legend plate, plastic, square, black field, black background, white engraved text, legend plate marking "PULL UP PUSH DOWN". For use with 30mm pilot devices. | Stock | 8.25
HT8SP76 | Eaton legend plate, plastic, square, white field, white background, legend plate marking "blank". For use with 30mm pilot devices. | Stock | 8.25
HT8SP77 | Eaton legend plate, plastic, square, red field, red background, legend plate marking "blank". For use with 30mm pilot devices. | Stock | 8.25
HT8RP79 | Eaton legend plate, plastic, round, yellow field, yellow background, red engraved text, legend plate marking "EMERGENCY STOP". For use with 30mm pilot devices. | Stock | 8.25
XCSNP-BLANK | Killark legend plate, aluminum, rectangular, red field, red background, legend plate marking "blank". For use with FXCS and XCS series control stations. Mounting screws included. | Stock | 18.5
XCSNP-CLOSE | Killark legend plate, aluminum, rectangular, red background, white engraved text, legend plate marking "CLOSE". For use with FXCS and XCS series control stations. Mounting screws included. | Stock | 18.5
XCSNP-DOWN | Killark legend plate, aluminum, rectangular, red background, white engraved text, legend plate marking "DOWN". For use with FXCS and XCS series control stations. Mounting screws included. | Stock | 18.5
XCSNP-ESTOP | Killark legend plate, aluminum, rectangular, red background, white engraved text, legend plate marking "EMERG STOP". For use with FXCS and XCS series control stations. Mounting screws included. | Stock | 18.5
XCSNP-FAST | Killark legend plate, aluminum, rectangular, red background, white engraved text, legend plate marking "FAST". For use with FXCS and XCS series control stations. Mounting screws included. | Stock | 18.5
XCSNP-FORWARD | Killark legend plate, aluminum, rectangular, red background, white engraved text, legend plate marking "FORWARD". For use with FXCS and XCS series control stations. Mounting screws included. | Stock | 18.5
XCSNP-HIGH | Killark legend plate, aluminum, rectangular, red background, white engraved text, legend plate marking "HIGH". For use with FXCS and XCS series control stations. Mounting screws included. | Stock | 17.5
XCSNP-IN | Killark legend plate, aluminum, rectangular, red background, white engraved text, legend plate marking "IN". For use with FXCS and XCS series control stations. Mounting screws included. | Stock | 17.5
XCSNP-INCH | Killark legend plate, aluminum, rectangular, red background, white engraved text, legend plate marking "INCH". For use with FXCS and XCS series control stations. Mounting screws included. | Stock | 17.5
XCSNP-JOG | Killark legend plate, aluminum, rectangular, red background, white engraved text, legend plate marking "JOG". For use with FXCS and XCS series control stations. Mounting screws included. | Stock | 18.5
XCSNP-JOG-FORWARD | Killark legend plate, aluminum, rectangular, red background, white engraved text, legend plate marking "JOG FWD". For use with FXCS and XCS series control stations. Mounting screws included. | Stock | 17.5
XCSNP-JOG-REVERSE | Killark legend plate, aluminum, rectangular, red background, white engraved text, legend plate marking "JOG REV". For use with FXCS and XCS series control stations. Mounting screws included. | Stock | 17
XCSNP-LOW | Killark legend plate, aluminum, rectangular, red background, white engraved text, legend plate marking "LOW". For use with FXCS and XCS series control stations. Mounting screws included. | Stock | 17.5
XCSNP-LOWER | Killark legend plate, aluminum, rectangular, red background, white engraved text, legend plate marking "LOWER". For use with FXCS and XCS series control stations. Mounting screws included. | Stock | 17.5
XCSNP-MOTOR-RUN | Killark legend plate, aluminum, rectangular, red background, white engraved text, legend plate marking "MOTOR RUN". For use with FXCS and XCS series control stations. Mounting screws included. | Stock | 17.5
XCSNP-MOTOR-STOP | Killark legend plate, aluminum, rectangular, red background, white engraved text, legend plate marking "MOTOR STOP". For use with FXCS and XCS series control stations. Mounting screws included. | Stock | 17.5
XCSNP-OFF | Killark legend plate, aluminum, rectangular, red background, white engraved text, legend plate marking "OFF". For use with FXCS and XCS series control stations. Mounting screws included. | Stock | 17.5
XCSNP-ON | Killark legend plate, aluminum, rectangular, red background, white engraved text, legend plate marking "ON". For use with FXCS and XCS series control stations. Mounting screws included. | Stock | 17.5
XCSNP-OPEN | Killark legend plate, aluminum, rectangular, red background, white engraved text, legend plate marking "OPEN". For use with FXCS and XCS series control stations. Mounting screws included. | Stock | 18.5
XCSNP-OUT | Killark legend plate, aluminum, rectangular, red background, white engraved text, legend plate marking "OUT". For use with FXCS and XCS series control stations. Mounting screws included. | Stock | 17.5
XCSNP-POWER-ON | Killark legend plate, aluminum, rectangular, red background, white engraved text, legend plate marking "POWER ON". For use with FXCS and XCS series control stations. Mounting screws included. | Stock | 17.5
XCSNP-RAISE | Killark legend plate, aluminum, rectangular, red background, white engraved text, legend plate marking "RAISE". For use with FXCS and XCS series control stations. Mounting screws included. | Stock | 17.5
XCSNP-READY | Killark legend plate, aluminum, rectangular, red background, white engraved text, legend plate marking "READY". For use with FXCS and XCS series control stations. Mounting screws included. | Stock | 18.5
XCSNP-RESET | Killark legend plate, aluminum, rectangular, red background, white engraved text, legend plate marking "RESET". For use with FXCS and XCS series control stations. Mounting screws included. | Stock | 18.5
XCSNP-REVERSE | Killark legend plate, aluminum, rectangular, red background, white engraved text, legend plate marking "REVERSE". For use with FXCS and XCS series control stations. Mounting screws included. | Stock | 18.5
XCSNP-RUN | Killark legend plate, aluminum, rectangular, red background, white engraved text, legend plate marking "RUN". For use with FXCS and XCS series control stations. Mounting screws included. | Stock | 17.5
XCSNP-SLOW | Killark legend plate, aluminum, rectangular, red background, white engraved text, legend plate marking "SLOW". For use with FXCS and XCS series control stations. Mounting screws included. | Stock | 18.5
XCSNP-START | Killark legend plate, aluminum, rectangular, red background, white engraved text, legend plate marking "START". For use with FXCS and XCS series control stations. Mounting screws included. | Stock | 18.5
XCSNP-STOP | Killark legend plate, aluminum, rectangular, red background, white engraved text, legend plate marking "STOP". For use with FXCS and XCS series control stations. Mounting screws included. | Stock | 18.5
XCSNP-TEST | Killark legend plate, aluminum, rectangular, red background, white engraved text, legend plate marking "TEST". For use with FXCS and XCS series control stations. Mounting screws included. | Stock | 17.5
XCSNP-UP | Killark legend plate, aluminum, rectangular, red background, white engraved text, legend plate marking "UP". For use with FXCS and XCS series control stations. Mounting screws included. | Stock | 18.5
XCSNP-FWD-REV | Killark legend plate, aluminum, rectangular, red background, white engraved text, legend plate marking "FWD REV". For use with FXCS and XCS series control stations. Mounting screws included. | Stock | 18.5
XCSNP-HAND-AUTO | Killark legend plate, aluminum, rectangular, red background, white engraved text, legend plate marking "HAND AUTO". For use with FXCS and XCS series control stations. Mounting screws included. | Stock | 17.5
XCSNP-ON-OFF | Killark legend plate, aluminum, rectangular, red background, white engraved text, legend plate marking "ON OFF". For use with FXCS and XCS series control stations. Mounting screws included. | Stock | 18.5
XCSNP-OFF-ON | Killark legend plate, aluminum, rectangular, red background, white engraved text, legend plate marking "OFF ON". For use with FXCS and XCS series control stations. Mounting screws included. | Stock | 18.5
XCSNP-START-STOP | Killark legend plate, aluminum, rectangular, red background, white engraved text, legend plate marking "START STOP". For use with FXCS and XCS series control stations. Mounting screws included. | Stock | 18.5
XCSNP-UP-DOWN | Killark legend plate, aluminum, rectangular, red background, white engraved text, legend plate marking "UP DOWN". For use with FXCS and XCS series control stations. Mounting screws included. | Stock | 17.5
XCSNP-RUN-JOG | Killark legend plate, aluminum, rectangular, red background, white engraved text, legend plate marking "RUN JOG". For use with FXCS and XCS series control stations. Mounting screws included. | Stock | 17.5
XCSNP-JOG-RUN | Killark legend plate, aluminum, rectangular, red background, white engraved text, legend plate marking "JOG RUN". For use with FXCS and XCS series control stations. Mounting screws included. | Stock | 17.5
XCSNP-AUTO-HAND | Killark legend plate, aluminum, rectangular, red background, white engraved text, legend plate marking "AUTO HAND". For use with FXCS and XCS series control stations. Mounting screws included. | Stock | 18.5
XCSNP-MANUAL-AUTO | Killark legend plate, aluminum, rectangular, red background, white engraved text, legend plate marking "MAN AUTO". For use with FXCS and XCS series control stations. Mounting screws included. | Stock | 17.5
XCSNP-OFF-REMOTE | Killark legend plate, aluminum, rectangular, red background, white engraved text, legend plate marking "OFF REMOTE". For use with FXCS and XCS series control stations. Mounting screws included. | Stock | 18.5
XCSNP-START-JOG | Killark legend plate, aluminum, rectangular, red background, white engraved text, legend plate marking "START JOG". For use with FXCS and XCS series control stations. Mounting screws included. | Stock | 17.5
XCSNP-HIGH-LOW | Killark legend plate, aluminum, rectangular, red background, white engraved text, legend plate marking "HIGH LOW". For use with FXCS and XCS series control stations. Mounting screws included. | Stock | 17.5
XCSNP-OPEN-CLOSE | Killark legend plate, aluminum, rectangular, red background, white engraved text, legend plate marking "OPEN CLOSE". For use with FXCS and XCS series control stations. Mounting screws included. | Stock | 18.5
XCSNP-RAISE-LOWER | Killark legend plate, aluminum, rectangular, red background, white engraved text, legend plate marking "RAISE LOWER". For use with FXCS and XCS series control stations. Mounting screws included. | Stock | 17.5
XCSNP-SLOW-FAST | Killark legend plate, aluminum, rectangular, red background, white engraved text, legend plate marking "SLOW FAST". For use with FXCS and XCS series control stations. Mounting screws included. | Stock | 18.5
XCSNP-FWD-OFF-REV | Killark legend plate, aluminum, rectangular, red background, white engraved text, legend plate marking "FWD OFF REV". For use with FXCS and XCS series control stations. Mounting screws included. | Stock | 18.5
XCSNP-HAND-OFF-AUT | Killark legend plate, aluminum, rectangular, red background, white engraved text, legend plate marking "HAND OFF AUTO". For use with FXCS and XCS series control stations. Mounting screws included. | Stock | 18.5
XCSNP-RUN-OFF-JOG | Killark legend plate, aluminum, rectangular, red background, white engraved text, legend plate marking "RUN OFF JOG". For use with FXCS and XCS series control stations. Mounting screws included. | Stock | 17.5
XCSNP-REV-OFF-FWD | Killark legend plate, aluminum, rectangular, red background, white engraved text, legend plate marking "REV OFF FWD". For use with FXCS and XCS series control stations. Mounting screws included. | Stock | 18.5
XCSNP-AUT-OFF-HAND | Killark legend plate, aluminum, rectangular, red background, white engraved text, legend plate marking "AUTO OFF HAND". For use with FXCS and XCS series control stations. Mounting screws included. | Stock | 18.5
XCSNP-HAND-OFF-REM | Killark legend plate, aluminum, rectangular, red background, white engraved text, legend plate marking "HAND OFF REMOTE". For use with FXCS and XCS series control stations. Mounting screws included. | Stock | 17.5
XCSNP-JOG-OFF-RUN | Killark legend plate, aluminum, rectangular, red background, white engraved text, legend plate marking "JOG OFF RUN". For use with FXCS and XCS series control stations. Mounting screws included. | Stock | 17
XCSNP-STP-RUN-STRT | Killark legend plate, aluminum, rectangular, red background, white engraved text, legend plate marking "STOP RUN START". For use with FXCS and XCS series control stations. Mounting screws included. | Stock | 17
XCSNP-LOCL-OFF-REM | Killark legend plate, aluminum, rectangular, red background, white engraved text, legend plate marking "LOCAL OFF REM". For use with FXCS and XCS series control stations. Mounting screws included. | Stock | 18.5
XCSNP-LOW-OFF-HIGH | Killark legend plate, aluminum, rectangular, red background, white engraved text, legend plate marking "LOW OFF HIGH". For use with FXCS and XCS series control stations. Mounting screws included. | Stock | 17.5
XCSNP-RAS-OFF-LOWR | Killark legend plate, aluminum, rectangular, red background, white engraved text, legend plate marking "RAISE OFF LOWER". For use with FXCS and XCS series control stations. Mounting screws included. | Stock | 17.5
XCSNP-SLOW-OFF-FST | Killark legend plate, aluminum, rectangular, red background, white engraved text, legend plate marking "SLOW OFF FAST". For use with FXCS and XCS series control stations. Mounting screws included. | Stock | 17.5
Contact Blocks and Mounting Flanges for Pilot Devices
ECX1030-5 | AutomationDirect contact block, replacement, 22mm, (1) N.C. contact(s). Package of 5. For use with GCX, ECX, and ECP series pushbuttons and switches. | Stock | 20
ECX1040-5 | AutomationDirect contact block, replacement, 22mm, (1) N.O. contact(s). Package of 5. For use with GCX, ECX, and ECP series pushbuttons and switches. | Stock | 20
ECX1030-2 | AutomationDirect contact block, replacement, 22mm, (1) N.C. contact(s). Package of 2. For use with GCX, ECX, and ECP series pushbuttons and switches. | Stock | 8.75
ECX1040-2 | AutomationDirect contact block, replacement, 22mm, (1) N.O. contact(s). Package of 2. For use with GCX, ECX, and ECP series pushbuttons and switches. | Stock | 8.75
ECX1042-2 | AutomationDirect contact block, replacement, 22mm, (1) N.O. contact(s). Package of 2. For use with GCX, ECX, and ECP series pushbuttons with push-push actuation. | Stock | 8.75
ECX4029-2 | Comepi mounting flange, thermoplastic, black. Package of 2. For use with Comepi 22mm pushbuttons. | Stock | 2
ECX1030N-2 | Comepi contact block, replacement, 22mm, (1) N.C. contact(s). Package of 2. For use with ECX4029-2 mounting flange. | Stock | 4.25
ECX1040N-2 | Comepi contact block, replacement, 22mm, (1) N.O. contact(s). Package of 2. For use with ECX4029-2 mounting flange. | Stock | 4.25
AR9B290 | Fuji Electric contact block, replacement, (1) N.O. contact(s). For use with multiple AR series pushbuttons and switches. | Stock | 7.75
AR9B291 | Fuji Electric contact block, replacement, (1) N.C. contact(s). For use with multiple AR series pushbuttons and switches. | Stock | 7.75
EF03.1 | Schmersal contact block, plastic, (1) N.O. contact(s), mounting position 1. For use with N series pushbuttons and switches. | Stock | 10.5
EF033.1 | Schmersal contact block, plastic, (2) N.O. contact(s), mounting position 1. For use with N series pushbuttons and switches. | Stock | 17.5
EF10.1 | Schmersal contact block, plastic, (1) N.C. contact(s), mounting position 1. For use with N series pushbuttons and switches. Not suitable for E-stop devices NDRZ50RT/NDRZ50RT-2905-1. | Stock | 10.5
EF103.1 | Schmersal contact block, plastic, (1) N.O./(1) N.C. contact(s), mounting position 1. For use with N series pushbuttons and switches. Not suitable for E-stop devices NDRZ50RT/NDRZ50RT-2905-1. | Stock | 13
EF110.1 | Schmersal contact block, plastic, (2) N.C. contact(s), mounting position 1. For use with N series pushbuttons and switches. Not suitable for E-stop devices NDRZ50RT/NDRZ50RT-2905-1. | Stock | 17
EF220.1 | Schmersal contact block, plastic, (2) N.C. contact(s), mounting position 1. For use with N series pushbuttons and switches. | Stock | 17.5
EF303.1 | Schmersal contact block, plastic, (1) N.O./(1) N.C. simultaneous contact(s), mounting position 1. For use with N series pushbuttons and switches. | Stock | 13
EF03.2 | Schmersal contact block, plastic, (1) N.O. contact(s), mounting position 2. For use with N series pushbuttons and switches. | Stock | 10.5
EF033.2 | Schmersal contact block, plastic, (2) N.O. contact(s), mounting position 2. For use with N series pushbuttons and switches. | Stock | 17.5
EF10.2 | Schmersal contact block, plastic, (1) N.C. contact(s), mounting position 2. For use with N series pushbuttons and switches. Not suitable for E-stop devices NDRZ50RT/NDRZ50RT-2905-1. | Stock | 10.5
EF103.2 | Schmersal contact block, plastic, (1) N.O./(1) N.C. contact(s), mounting position 2. For use with N series pushbuttons and switches. Not suitable for E-stop devices NDRZ50RT/NDRZ50RT-2905-1. | Stock | 13
EF110.2 | Schmersal contact block, plastic, (2) N.C. contact(s), mounting position 2. For use with N series pushbuttons and switches. Not suitable for E-stop devices NDRZ50RT/NDRZ50RT-2905-1. | Stock | 17.5
EF220.2 | Schmersal contact block, plastic, (2) N.C. contact(s), mounting position 2. For use with N series pushbuttons and switches. | Stock | 17.5
EF303.2 | Schmersal contact block, plastic, (1) N.O./(1) N.C. simultaneous contact(s), mounting position 2. For use with N series pushbuttons and switches. | Stock | 13
EF03.3 | Schmersal contact block, plastic, (1) N.O. contact(s), mounting position 3. For use with N series pushbuttons and switches. | Stock | 10.5
EF033.3 | Schmersal contact block, plastic, (2) N.O. contact(s), mounting position 3. For use with N series pushbuttons and switches. | Stock | 17.5
EF10.3 | Schmersal contact block, plastic, (1) N.C. contact(s), mounting position 3. For use with N series pushbuttons and switches. Not suitable for E-stop devices NDRZ50RT/NDRZ50RT-2905-1. | Stock | 10.5
EF103.3 | Schmersal contact block, plastic, (1) N.O./(1) N.C. contact(s), mounting position 3. For use with N series pushbuttons and switches. Not suitable for E-stop devices NDRZ50RT/NDRZ50RT-2905-1. | Stock | 13
EF110.3 | Schmersal contact block, plastic, (2) N.C. contact(s), mounting position 3. For use with N series pushbuttons and switches. Not suitable for E-stop devices NDRZ50RT/NDRZ50RT-2905-1. | Stock | 17.5
EF220.3 | Schmersal contact block, plastic, (2) N.C. contact(s), mounting position 3. For use with N series pushbuttons and switches. | Stock | 17.5
EF303.3 | Schmersal contact block, plastic, (1) N.O./(1) N.C. simultaneous contact(s), mounting position 3. For use with N series pushbuttons and switches. | Stock | 13
E22B1 | Cutler-Hammer contact block, replacement, (1) N.C. contact(s). For use with 22mm devices. | Stock | 21.5
E22B2 | Cutler-Hammer contact block, replacement, (1) N.O. contact(s). For use with 22mm devices. | Stock | 21.5
E22B11 | Cutler-Hammer contact block, replacement, (1) N.O. and (1) N.C. contact(s). For use with 22mm devices. | Stock | 38
E22B20 | Cutler-Hammer contact block, replacement, (2) N.O. contact(s). For use with 22mm devices. | Stock | 38
E22CB1M | Eaton self-monitoring contact block, for use with 22mm (E22) pushbuttons. | Stock | 49.5
HT8A | Eaton contact block, replacement, 30mm, (1) N.O. contact(s). For use with HT800 series pushbuttons and switches. | Stock | 17
HT8B | Eaton contact block, replacement, 30mm, (1) N.C. contact(s). For use with HT800 series pushbuttons and switches. | Stock | 17.5
HT8C | Eaton contact block, replacement, 30mm, (1) early-close N.O. contact(s). For use with HT800 series pushbuttons and switches. | Stock | 41.5
HT8D | Eaton contact block, replacement, 30mm, (1) late-open N.C. contact(s). For use with HT800 series pushbuttons and switches. | Stock | 17.5
HT8E | Eaton contact block, replacement, 30mm, (1) N.O. contact(s), gold-plated. For use with HT800 series pushbuttons and switches. | Stock | 34.5
ECX1029-2 | AutomationDirect support base, replacement, 22mm, metal. For use with GCX and ECX series pushbuttons and switches. | Stock | 8.5
ECX3029-2 | AutomationDirect support base, replacement, 22mm, plastic. For use with GCX and ECX series pushbuttons and switches. | Stock | 2
ELM | Schmersal mounting flange, replacement. For use with E and N series illuminated pushbuttons. | Stock | 5.75
EFM | Schmersal mounting flange, replacement. For use with E and N series pushbuttons. | Stock | 5.75
EFR | Schmersal spring element, for use with Schmersal EDRR40 series emergency stop pushbuttons. | Stock | 25.5
Lamps, Bulbs and Holders and Pilot Devices
ECX1900-5 | AutomationDirect bulb, incandescent, replacement, 6 VAC/VDC, T31/4 bayonet, 1.2W @ 6V. Package of 5. For use with GCX and ECX series pushbuttons, switches and indicators. | Stock | 11
ECX1902-5 | AutomationDirect bulb, incandescent, replacement, 24 VAC/VDC, T31/4 bayonet, 80 mA @ 24V. Package of 5. For use with GCX and ECX series pushbuttons, switches and indicators. | Stock | 11
ECX1904-5 | AutomationDirect bulb, incandescent, replacement, 130 VAC/VDC, T31/4 bayonet, 20 mA @ 130V. Package of 5. For use with GCX and ECX series pushbuttons, switches and indicators. | Stock | 23.5
ECX1911-2 | AutomationDirect bulb, LED, replacement, 24 VAC/VDC, BA9s bayonet, red, 14 mA @ 24V. Package of 2. For use with GCX and ECX series pushbuttons, switches and indicators. | Stock | 20.5
ECX1912-2 | AutomationDirect bulb, LED, replacement, 24 VAC/VDC, BA9s bayonet, green, 13 mA @ 24V. Package of 2. For use with GCX and ECX series pushbuttons, switches and indicators. | Stock | 25.5
ECX1913-2 | AutomationDirect bulb, LED, replacement, 24 VAC/VDC, BA9s bayonet, yellow, 13.3 mA @ 24V. Package of 2. For use with GCX and ECX series pushbuttons, switches and indicators. | Stock | 20.5
ECX1914-2 | AutomationDirect bulb, LED, replacement, 24 VAC/VDC, BA9s bayonet, blue, 13 mA @ 24V. Package of 2. For use with GCX and ECX series pushbuttons, switches and indicators. | Stock | 28
ECX1915-2 | AutomationDirect bulb, LED, replacement, 24 VAC/VDC, BA9s bayonet, white, 19 mA @ 24V. Package of 2. For use with GCX and ECX series pushbuttons, switches and indicators. | Stock | 33
ECX1921-2 | AutomationDirect bulb, LED, replacement, 120 VAC/VDC, BA9s bayonet, red, 5 mA @ 120V. Package of 2. For use with GCX and ECX series pushbuttons, switches and indicators. | Stock | 20.5
ECX1922-2 | AutomationDirect bulb, LED, replacement, 120 VAC/VDC, BA9s bayonet, green, 5 mA @ 120V. Package of 2. For use with GCX and ECX series pushbuttons, switches and indicators. | Stock | 25.5
ECX1923-2 | AutomationDirect bulb, LED, replacement, 120 VAC/VDC, BA9s bayonet, yellow, 5 mA @ 120V. Package of 2. For use with GCX and ECX series pushbuttons, switches and indicators. | Stock | 20.5
ECX1924-2 | AutomationDirect bulb, LED, replacement, 120 VAC/VDC, BA9s bayonet, blue, 5 mA @ 120V. Package of 2. For use with GCX and ECX series pushbuttons, switches and indicators. | Stock | 28
ECX1925-2 | AutomationDirect bulb, LED, replacement, 120 VAC/VDC, BA9s bayonet, white, 5 mA @ 120V. Package of 2. For use with GCX and ECX series pushbuttons, switches and indicators. | Stock | 33
APX510-24R | Fuji Electric bulb, LED, replacement, 24 VAC/VDC, BA9s/13 bayonet, red, 12 mA AC, 11 mA DC, 0.8W. Package of 2. | Stock | 19.5
APX510-24G | Fuji Electric bulb, LED, replacement, 24 VAC/VDC, BA9s/13 bayonet, green, 12 mA AC, 11 mA DC, 0.8W. Package of 2. | Stock | 19.5
APX510-24Y | Fuji Electric bulb, LED, replacement, 24 VAC/VDC, BA9s/13 bayonet, yellow, 12 mA AC, 11 mA DC, 0.8W. Package of 2. | Stock | 19.5
APX510-24S | Fuji Electric bulb, LED, replacement, 24 VAC/VDC, BA9s/13 bayonet, blue, 12 mA AC, 11 mA DC, 0.8W. Package of 2. | Stock | 72
APX510-24O | Fuji Electric bulb, LED, replacement, 24 VAC/VDC, BA9s/13 bayonet, orange, 12 mA AC, 11 mA DC, 0.8W. Package of 2. | Stock | 19.5
ELDE.NBL230 | Schmersal light terminal block, integrated LED, 115-230 VAC, blue, 4W @ 230 VAC. For use with N series illuminated pushbuttons and lights. | Stock | 50
ELDE.NBL24 | Schmersal light terminal block, integrated LED, 24 VAC/VDC, blue, 0.4W. For use with N series illuminated pushbuttons and lights. | Stock | 27
ELDE.NGB230 | Schmersal light terminal block, integrated LED, 115-230 VAC, yellow, 4W @ 230 VAC. For use with N series illuminated pushbuttons and lights. | Stock | 50
ELDE.NGB24 | Schmersal light terminal block, integrated LED, 24 VAC/VDC, yellow, 0.4W. For use with N series illuminated pushbuttons and lights. | Stock | 27
ELDE.NGN230 | Schmersal light terminal block, integrated LED, 115-230 VAC, green, 4W @ 230 VAC. For use with N series illuminated pushbuttons and lights. | Stock | 50
ELDE.NGN24 | Schmersal light terminal block, integrated LED, 24 VAC/VDC, green, 0.4W. For use with N series illuminated pushbuttons and lights. | Stock | 27
ELDE.NRT230 | Schmersal light terminal block, integrated LED, 115-230 VAC, red, 4W @ 230 VAC. For use with N series illuminated pushbuttons and lights. | Stock | 50
ELDE.NRT24 | Schmersal light terminal block, integrated LED, 24 VAC/VDC, red, 0.4W. For use with N series illuminated pushbuttons and lights. | Stock | 27
ELDE.NWS230 | Schmersal light terminal block, integrated LED, 115-230 VAC, white, 4W @ 230 VAC. For use with N series illuminated pushbuttons and lights. | Stock | 50
ELDE.NWS24 | Schmersal light terminal block, integrated LED, 24 VAC/VDC, white, 0.4W. For use with N series illuminated pushbuttons and lights. | Stock | 27
ELE | Schmersal light terminal block, 24 VAC/VDC, BA9s bayonet. For use with N series illuminated pushbuttons and lights. Requires LED. | Stock | 12
ELE230 | Schmersal light terminal block, 115-230 VAC, BA9s bayonet. For use with N series illuminated pushbuttons and lights. Requires LED. | Stock | 33
W1819 | Eaton bulb, incandescent, replacement, 24 VAC/VDC, BA9s bayonet, 20 mA @ 24V. Package of 4. For use with E22 series pushbuttons, switches and indicators. | Stock | 38.5
W1226 | Eaton bulb, incandescent, replacement, 60 VAC/VDC, BA9s bayonet. Package of 4. For use with E22 series pushbuttons, switches and indicators. | Stock | 40
W1121 | Eaton bulb, incandescent, replacement, 120 VAC/VDC, BA9s bayonet, 20 mA @ 120V. Package of 4. For use with E22 series pushbuttons, switches and indicators. | Stock | 40
HT8BULBV7 | Eaton bulb, incandescent, replacement, 120 VAC/VDC, BA9s bayonet. For use with HT800 series pushbuttons, switches and indicators. | Stock | 15
HT8BULBV3 | Eaton bulb, incandescent, replacement, 24 VAC/VDC, BA9s bayonet. For use with HT800 series pushbuttons, switches and indicators. | Stock | 15
HT8LEDRF3 | Eaton bulb, LED, replacement, 24 VAC/VDC, BA9s bayonet, red. For use with HT800 series pushbuttons, switches and indicators. | Stock | 40
HT8LEDYF3 | Eaton bulb, LED, replacement, 24 VAC/VDC, BA9s bayonet, yellow. For use with HT800 series pushbuttons, switches and indicators. | Stock | 40
HT8LEDGF3 | Eaton bulb, LED, replacement, 24 VAC/VDC, BA9s bayonet, green. For use with HT800 series pushbuttons, switches and indicators. | Stock | 41.5
HT8LEDBF3 | Eaton bulb, LED, replacement, 24 VAC/VDC, BA9s bayonet, blue. For use with HT800 series pushbuttons, switches and indicators. | Stock | 46.5
HT8LEDWF3 | Eaton bulb, LED, replacement, 24 VAC/VDC, BA9s bayonet, white. For use with HT800 series pushbuttons, switches and indicators. | Stock | 51
HT8LEDAF3 | Eaton bulb, LED, replacement, 24 VAC/VDC, BA9s bayonet, amber. For use with HT800 series pushbuttons, switches and indicators. | Stock | 40.5
HT8LEDRF7 | Eaton bulb, LED, replacement, 120 VAC/VDC, BA9s bayonet, red. For use with HT800 series pushbuttons, switches and indicators. | Stock | 40
HT8LEDYF7 | Eaton bulb, LED, replacement, 120 VAC/VDC, BA9s bayonet, yellow. For use with HT800 series pushbuttons, switches and indicators. | Stock | 40
HT8LEDGF7 | Eaton bulb, LED, replacement, 120 VAC/VDC, BA9s bayonet, green. For use with HT800 series pushbuttons, switches and indicators. | Stock | 41.5
HT8LEDBF7 | Eaton bulb, LED, replacement, 120 VAC/VDC, BA9s bayonet, blue. For use with HT800 series pushbuttons, switches and indicators. | Stock | 46.5
HT8LEDWF7 | Eaton bulb, LED, replacement, 120 VAC/VDC, BA9s bayonet, white. For use with HT800 series pushbuttons, switches and indicators. | Stock | 51
HT8LEDAF7 | Eaton bulb, LED, replacement, 120 VAC/VDC, BA9s bayonet, amber. For use with HT800 series pushbuttons, switches and indicators. | Stock | 40.5
Miscellaneous Accessories for Pushbuttons, Switches and Indicators
PL1171PR-5 | AutomationDirect mushroom lens, replacement, red. Package of 5. For use with GCX1221 or GCX3221 series pushbuttons. | Stock | 8.75
PL1298P-5 | AutomationDirect mushroom lens, replacement, red. Package of 5. For use with GCX1226 or GCX3226 series pushbuttons. | Stock | 8.75
GR1168PR-5 | AutomationDirect flush lens, replacement, red. Package of 5. For use with GCX series pushbuttons. | Stock | 10.5
GR1168PV-5 | AutomationDirect flush lens, replacement, green. Package of 5. For use with GCX series pushbuttons. | Stock | 10.5
GR1168PG-5 | AutomationDirect flush lens, replacement, yellow. Package of 5. For use with GCX series pushbuttons. | Stock | 10.5
GR1168PB-5 | AutomationDirect flush lens, replacement, blue. Package of 5. For use with GCX series pushbuttons. | Stock | 10.5
GR1168PN-5 | AutomationDirect flush lens, replacement, clear. Package of 5. For use with GCX series pushbuttons. | Stock | 10.5
GR1168PW-5 | AutomationDirect flush lens, replacement, white. Package of 5. For use with GCX series pushbuttons. | Stock | 10.5
PL1308PR-5 | AutomationDirect extended lens, replacement, red. Package of 5. For use with GCX series pushbuttons. | Stock | 8.5
PL1308PV-5 | AutomationDirect extended lens, replacement, green. Package of 5. For use with GCX series pushbuttons. | Stock | 8.5
PL1308PG-5 | AutomationDirect extended lens, replacement, yellow. Package of 5. For use with GCX series pushbuttons. | Stock | 8.5
PL1308PB-5 | AutomationDirect extended lens, replacement, blue. Package of 5. For use with GCX series pushbuttons. | Stock | 8.5
PL1308PN-5 | AutomationDirect extended lens, replacement, clear. Package of 5. For use with GCX series pushbuttons. | Stock | 8.5
PL1308PW-5 | AutomationDirect extended lens, replacement, white. Package of 5. For use with GCX series pushbuttons. | Stock | 8.5
PL1170PR-5 | AutomationDirect indicating light lens, replacement, red. Package of 5. For use with GCX series indicators. | Stock | 8.5
PL1170PV-5 | AutomationDirect indicating light lens, replacement, green. Package of 5. For use with GCX series indicators. | Stock | 8.5
PL1170PG-5 | AutomationDirect indicating light lens, replacement, yellow. Package of 5. For use with GCX series indicators. | Stock | 8.5
PL1170PB-5 | AutomationDirect indicating light lens, replacement, blue. Package of 5. For use with GCX series indicators. | Stock | 8.5
PL1170PN-5 | AutomationDirect indicating light lens, replacement, clear. Package of 5. For use with GCX series indicators. | Stock | 8.5
PL1170PW-5 | AutomationDirect indicating light lens, replacement, white. Package of 5. For use with GCX series indicators. | Stock | 8.5
GR1172PR-5 | AutomationDirect lever lens, replacement, red, 2-position, white indicator line. Package of 5. For use with GCX series switches. | Stock | 19.5
GR1172PV-5 | AutomationDirect lever lens, replacement, green, 2-position, white indicator line. Package of 5. For use with GCX series switches. | Stock | 19.5
GR1172PG-5 | AutomationDirect lever lens, replacement, yellow, 2-position, white indicator line. Package of 5. For use with GCX series switches. | Stock | 19.5
GR1172PB-5 | AutomationDirect lever lens, replacement, blue, 2-position, white indicator line. Package of 5. For use with GCX series switches. | Stock | 19.5
GR1172PN-5 | AutomationDirect lever lens, replacement, clear, 2-position, white indicator line. Package of 5. For use with GCX series switches. | Stock | 19.5
GR1288PR-5 | AutomationDirect lever lens, replacement, red, 3-position, white indicator line. Package of 5. For use with GCX series switches. | Stock | 19.5
GR1288PV-5 | AutomationDirect lever lens, replacement, green, 3-position, white indicator line. Package of 5. For use with GCX series switches. | Stock | 19.5
GR1288PG-5 | AutomationDirect lever lens, replacement, yellow, 3-position, white indicator line. Package of 5. For use with GCX series switches. | Stock | 19.5
GR1288PB-5 | AutomationDirect lever lens, replacement, blue, 3-position, white indicator line. Package of 5. For use with GCX series switches. | Stock | 19.5
GR1288PN-5 | AutomationDirect lever lens, replacement, clear, 3-position, white indicator line. Package of 5. For use with GCX series switches. | Stock | 19.5
ECX1700-5 | AutomationDirect protection cap, black, 22mm, silicone. Package of 5. For use with GCX series standard-size flush pushbuttons. | Stock | 9
ECX1701-5 | AutomationDirect protection cap, red, 22mm, silicone. Package of 5. For use with GCX series standard-size flush pushbuttons. | Stock | 9
ECX1702-5 | AutomationDirect protection cap, green, 22mm, silicone. Package of 5. For use with GCX series standard-size flush pushbuttons. | Stock | 9
ECX1703-5 | AutomationDirect protection cap, yellow, 22mm, silicone. Package of 5. For use with GCX series standard-size flush pushbuttons. | Stock | 9
ECX1704-5 | AutomationDirect protection cap, blue, 22mm, silicone. Package of 5. For use with GCX series standard-size flush pushbuttons. | Stock | 9
ECX1705-5 | AutomationDirect protection cap, clear, 22mm, silicone. Package of 5. For use with GCX series standard-size flush pushbuttons. | Stock | 9
ECX1706-5 | AutomationDirect protection cap, clear, 22mm, silicone. Package of 5. For use with GCX series extended or illuminated pushbuttons. | Stock | 15.5
AR9C016-R | Fuji Electric mushroom lens, replacement, red. Package of 5. For use with AR22 series pushbuttons. | Stock | 6
AR9C021-R | Fuji Electric mushroom lens, replacement, red, white indicator line. Package of 5. For use with AR22 series pushbuttons. | Stock | 18.5
AR9C011-R | Fuji Electric flush lens, replacement, red. Package of 5. For use with AR22 series pushbuttons. | Stock | 3
AR9C011-G | Fuji Electric flush lens, replacement, green. Package of 5. For use with AR22 series pushbuttons. | Stock | 3
AR9C011-Y | Fuji Electric flush lens, replacement, yellow. Package of 5. For use with AR22 series pushbuttons. | Stock | 3
AR9C011-S | Fuji Electric flush lens, replacement, blue. Package of 5. For use with AR22 series pushbuttons. | Stock | 3
AR9C011-C | Fuji Electric flush lens, replacement, clear. Package of 5. For use with AR22 series pushbuttons. | Stock | 3
AR9C012-R | Fuji Electric extended lens, replacement, red. Package of 5. For use with AR22 series pushbuttons. | Stock | 3
AR9C012-G | Fuji Electric extended lens, replacement, green. Package of 5. For use with AR22 series pushbuttons. | Stock | 3
AR9C012-Y | Fuji Electric extended lens, replacement, yellow. Package of 5. For use with AR22 series pushbuttons. | Stock | 3
AR9C012-S | Fuji Electric extended lens, replacement, blue. Package of 5. For use with AR22 series pushbuttons. | Stock | 3
AR9C012-C | Fuji Electric extended lens, replacement, clear. Package of 5. For use with AR22 series pushbuttons. | Stock | 3
AR9M005-R | Fuji Electric lever lens, replacement, red, 2-position, white indicator line. Package of 5. For use with AR22 series switches. | Stock | 4.25
AR9M005-G | Fuji Electric lever lens, replacement, green, 2-position, white indicator line. Package of 5. For use with AR22 series switches. | Stock | 4.25
AR9M005-Y | Fuji Electric lever lens, replacement, yellow, 2-position, white indicator line. Package of 5. For use with AR22 series switches. | Stock | 4.25
AR9M005-S | Fuji Electric lever lens, replacement, blue, 2-position, white indicator line. Package of 5. For use with AR22 series switches. | Stock | 4.25
AR3-1X0 | Captron cover ring, red. For use with CHT3 capacitive pushbutton sensor switches. | Stock | 26
AR3-1X1 | Captron cover ring, green. For use with CHT3 capacitive pushbutton sensor switches. | Stock | 26
AR3-1X5 | Captron cover ring, yellow. For use with CHT3 capacitive pushbutton sensor switches. | Stock | 26
AR3-1X6 | Captron cover ring, black. For use with CHT3 capacitive pushbutton sensor switches. | Stock | 26
AR4-BX0 | Captron cover ring, red. For use with CHT4 capacitive pushbutton sensor switches. | Stock | 26
AR4-BX1 | Captron cover ring, green. For use with CHT4 capacitive pushbutton sensor switches. | Stock | 26
AR4-BX5 | Captron cover ring, yellow. For use with CHT4 capacitive pushbutton sensor switches. | Stock | 26
AR4-BX6 | Captron cover ring, black. For use with CHT4 capacitive pushbutton sensor switches. | Stock | 26
GRCA-001 | Comepi SB series mounting magnets, package of 4. For use with Comepi control stations and pushbutton enclosures. Mounting hardware included. | Stock | 19.5
AHX082 | Fuji Electric key washer, replacement, 30mm, metal. Package of 5. For use with AR30 and DR30 series pushbuttons, switches, indicators and buzzers. | Stock | 1.25
AHX088 | Fuji Electric lock nut, replacement, 30mm, metal. Package of 5. For use with AR30F0R, DR30D0L, E0L, E0R and Q7L series pushbuttons, switches and indicators. | Stock | 6.5
AHX093 | Fuji Electric lock nut, replacement, 30mm, metal. Package of 5. For use with AR30M0R, A_N, JR, PL, PR, Q2R and WR series pushbuttons, switches and indicators. | Stock | 6.5
AHX282 | Fuji Electric sealing/spacer washer, replacement, 30mm. Package of 5. For use with AR30 and DR30 series pushbuttons, switches, indicators and buzzers. | Stock | 1.25
AR9R055 | Fuji Electric guard ring, replacement, 30mm, metal. Package of 5. For use with AR30G2L series pushbuttons. | Stock | 20.5
AR9R744 | Fuji Electric lock nut, replacement, 22mm, plastic. Package of 5. For use with AR22 series pushbuttons, switches and indicators. | Stock | 3
EDT-25-5ST | Schmersal pilot device seal, replacement. Package of 5. | Stock | 8.25
ECX2790 | Comepi SB series guard, yellow. For use with Comepi 22mm pushbuttons. For emergency stop applications. | Stock | 4.25
E22MGTA | Eaton guard, yellow. For use with Eaton E22LTA2QB emergency stop pushbutton. For emergency stop applications. | Stock | 37.5
E22LRM | Eaton optional metal locking ring, package of 10. For use with E22 operators. | Stock | 6.75
HT8A15 | Eaton guard, 30mm. For use with HT800 series pushbuttons, switches and indicators. | Stock | 17.5
HT8X1 | Eaton anti-rotation ring, 30mm. For use with HT800 series pushbuttons, switches and indicators. | Stock | 3.25
HT8X2 | Eaton trim ring, 30mm. For use with HT800 series pushbuttons, switches and indicators. | Stock | 3.25
HT8X3 | Eaton sealing/spacer washer, 30mm. For use with HT800 series pushbuttons, switches and indicators. | Stock | 3.25
ECX1067-2 | AutomationDirect key, replacement, metal. Package of 4. For use with GCX series selector switches with key actuation. | Stock | 7.75
AR6C662-A | Fuji Electric key, replacement, metal. Package of 2. For use with AF16JR series selector switches with key actuation. | Stock | 7.5
AR9C022-A | Fuji Electric key, replacement, metal. Package of 4. For use with AR22JR and AR30JR series selector switches with key actuation. | Stock | 8.25
ECX1490 | AutomationDirect hole seal, package of 2. For use with 22.5mm openings in panels and enclosures. O-ring and mounting screw included. | Stock | 3.25
E22BHP | Eaton hole seal, nylon, black. For use with 22mm hole. | Stock | 15
NB | Schmersal pilot device hole seal, 22mm, silver. | Stock | 13
NUE | Schmersal pilot device hole adapter, reduces from 30.5mm to 22.3mm. Adapter ring, seal and washer included. | Stock | 7.75
ECX1608 | Comepi SB series installation/removal tool, for use with Comepi 22mm pushbuttons. | Stock | 2
AHX790 | Fuji Electric bulb installation/removal tool. For use with AR22 and AR30 series pushbuttons, switches and indicators. | Stock | 4.25
AHX702 | Fuji Electric bulb and lens installation/removal tool. For use with AR22 and AR30 series pushbuttons, switches and indicators. | Stock | 7.5
AR9A004 | Fuji Electric installation/removal tool. For use with AR22, AR30, DR22 and DR30 series pushbuttons, switches, indicators and buzzers. | Stock | 6
AR9A006 | Fuji Electric mounting wrench. For use with AR22, AR30, DR22 and DR30 series pushbuttons, switches, indicators and buzzers. | Stock | 39
HT8WRENCH | Eaton installation/removal wrench. For use with E22 and HT800 series pushbuttons, switches and indicators. | Stock | 20
HT8LAMPTOOL | Eaton bulb installation/removal tool. For use with E22 and HT800 series pushbuttons, switches and indicators. | Stock | 10.5
HT8GR1 | Cutler-Hammer 30mm grounding kit, for use with 30mm switches, includes ring terminals, bolt and nut. | Stock | 3.25
HT8GR2 | Cutler-Hammer 30mm grounding kit, for use with 30mm indicating lights, includes ring terminals, bolt and nut. | Stock | 3.25
Hazardous Location Pushbutton Control Station Assemblies
FXCS-0B1 | Killark control station cover assembly, hazardous location rated, factory sealed, (1) pushbutton, green, momentary, (1) N.O. contact(s), legend plate marking "START". | Stock | 389
FXCS-0B2 | Killark control station cover assembly, hazardous location rated, factory sealed, (1) pushbutton, red, momentary, (1) N.C. contact(s), legend plate marking "STOP". | Stock | 389
FXCS-0B3 | Killark control station cover assembly, hazardous location rated, factory sealed, (1) pushbutton, black, momentary, (1) N.O./(1) N.C. contact(s), blank legend plate(s). | Stock | 433
FXCS-0B4 | Killark control station cover assembly, hazardous location rated, factory sealed, two pushbuttons, red/green, momentary, (1) N.O. and (1) N.C. contact(s), legend plate marking "START / STOP". | Stock | 494
FXCS-0B4U | Killark control station cover assembly, hazardous location rated, factory sealed, two pushbuttons, red/green, momentary, (1) N.O/(1) N.C. and (1) N.O/(1) N.C. contact(s), legend plate marking "START / STOP". | Stock | 530
FXCS-0B5 | Killark control station cover assembly, hazardous location rated, factory sealed, two pushbuttons, green/green, momentary, (1) N.O. and (1) N.O. contact(s), legend plate marking "START / START". | Stock | 494
FXCS-0B7 | Killark control station cover assembly, hazardous location rated, factory sealed, two pushbuttons, black/black, momentary, (1) N.O/(1) N.C. and (1) N.O/(1) N.C. contact(s), (2) blank legend plate(s). | Stock | 530
XCS-0B1 | Killark control station cover assembly, hazardous location rated, (1) pushbutton, green, momentary, (1) N.O. contact(s), legend plate marking "START". | Stock | 245
XCS-0B2 | Killark control station cover assembly, hazardous location rated, (1) pushbutton, red, momentary, (1) N.C. contact(s), legend plate marking "STOP". | Stock | 245
XCS-0B3 | Killark control station cover assembly, hazardous location rated, (1) pushbutton, black, momentary, (1) N.O./(1) N.C. contact(s), blank legend plate(s). | Stock | 291
XCS-0B4 | Killark control station cover assembly, hazardous location rated, two pushbuttons, red/green, momentary, (1) N.O. and (1) N.C. contact(s), legend plate marking "START / STOP". | Stock | 323
XCS-0B4-U | Killark control station cover assembly, hazardous location rated, two pushbuttons, red/green, momentary, (1) N.O/(1) N.C. and (1) N.O/(1) N.C. contact(s), legend plate marking "START / STOP". | Stock | 417
XCS-0B5 | Killark control station cover assembly, hazardous location rated, two pushbuttons, green/green, momentary, (1) N.O. and (1) N.O. contact(s), legend plate marking "START / START". | Stock | 323
XCS-0B7 | Killark control station cover assembly, hazardous location rated, two pushbuttons, black/black, momentary, (1) N.O/(1) N.C. and (1) N.O/(1) N.C. contact(s), (2) blank legend plate(s). | Stock | 416
Hazardous Location Pilot Light Control Station Assemblies
FXCS-0B24ALD | Killark control station cover assembly, hazardous location rated, factory sealed, single pilot light, indicating light, amber, 110 VAC/VDC LED, amber, operator only, blank legend plate(s). | Stock | 656
FXCS-0B24CLD | Killark control station cover assembly, hazardous location rated, factory sealed, single pilot light, indicating light, clear, 110 VAC/VDC LED, operator only, blank legend plate(s). | Stock | 423
FXCS-0B24GLD | Killark control station cover assembly, hazardous location rated, factory sealed, single pilot light, indicating light, green, 110 VAC/VDC LED, green, operator only, blank legend plate(s). | Stock | 464
FXCS-0B24RLD | Killark control station cover assembly, hazardous location rated, factory sealed, single pilot light, indicating light, red, 110 VAC/VDC LED, red, operator only, blank legend plate(s). | Stock | 449
FXCS-0B30ALD | Killark control station cover assembly, hazardous location rated, factory sealed, two pilot lights, indicating light, amber/amber, 110 VAC/VDC LED, amber, operator only, (2) blank legend plate(s). | Stock | 936
FXCS-0B30CLD | Killark control station cover assembly, hazardous location rated, factory sealed, two pilot lights, indicating light, clear/clear, 110 VAC/VDC LED, clear/white, operator only, (2) blank legend plate(s). | Stock | 666
FXCS-0B30GLD | Killark control station cover assembly, hazardous location rated, factory sealed, two pilot lights, indicating light, green/green, 110 VAC/VDC LED, green, operator only, (2) blank legend plate(s). | Stock | 579
FXCS-0B30RLD | Killark control station cover assembly, hazardous location rated, factory sealed, two pilot lights, indicating light, red/red, 110 VAC/VDC LED, red, operator only, (2) blank legend plate(s). | Stock | 666
FXCS-0B30RLD-GLD | Killark control station cover assembly, hazardous location rated, factory sealed, two pilot lights, indicating light, red/green, 110 VAC/VDC LED, red/green, operator only, (2) blank legend plate(s). | Stock | 605
XCS-0B24ALD | Killark control station cover assembly, hazardous location rated, single pilot light, indicating light, amber, 110 VAC/VDC LED, amber, operator only, blank legend plate(s). | Stock | 451
XCS-0B24CLD | Killark control station cover assembly, hazardous location rated, single pilot light, indicating light, clear, 110 VAC/VDC LED, operator only, blank legend plate(s). | Stock | 309
XCS-0B24GLD | Killark control station cover assembly, hazardous location rated, single pilot light, indicating light, green, 110 VAC/VDC LED, green, operator only, blank legend plate(s). | Stock | 316
XCS-0B24RLD | Killark control station cover assembly, hazardous location rated, single pilot light, indicating light, red, 110 VAC/VDC LED, red, operator only, blank legend plate(s). | Stock | 316
XCS-0B30ALD | Killark control station cover assembly, hazardous location rated, two pilot lights, indicating light, amber/amber, 110 VAC/VDC LED, amber, operator only, (2) blank legend plate(s). | Stock | 665
XCS-0B30CLD | Killark control station cover assembly, hazardous location rated, two pilot lights, indicating light, clear/clear, 110 VAC/VDC LED, clear/white, operator only, (2) blank legend plate(s). | Stock | 667
XCS-0B30GLD | Killark control station cover assembly, hazardous location rated, two pilot lights, indicating light, green/green, 110 VAC/VDC LED, green, operator only, (2) blank legend plate(s). | Stock | 381
XCS-0B30RLD | Killark control station cover assembly, hazardous location rated, two pilot lights, indicating light, red/red, 110 VAC/VDC LED, red, operator only, (2) blank legend plate(s). | Stock | 567
XCS-0B30RLD-GLD | Killark control station cover assembly, hazardous location rated, two pilot lights, indicating light, red/green, 110 VAC/VDC LED, red/green, operator only, (2) blank legend plate(s). | Stock | 464
Hazardous Location Pushbutton / Pilot Light Combo Control Station Assemblies
FXCS-0B13-OD | Killark control station cover assembly, hazardous location rated, factory sealed, single pilot light, single pushbutton, green, 110 VAC/VDC LED, green, momentary, (1) N.O. contact(s), blank legend plate(s), legend plate marking "START". | Stock | 523
FXCS-0B13-UD | Killark control station cover assembly, hazardous location rated, factory sealed, single pilot light, single pushbutton, black, 110 VAC/VDC LED, red, momentary, (1) N.O./(1) N.C. contact(s), (2) blank legend plate(s). | Stock | 530
FXCS-0A15D | Killark control station cover assembly, hazardous location rated, factory sealed, single pilot light, two mini-pushbuttons, red/green, 110 VAC/VDC LED, red, momentary, (1) N.O./(1) N.C. contact(s), blank legend plate(s), legend plate marking "START, STOP". | Stock | 691
XCS-0B13-CD | Killark control station cover assembly, hazardous location rated, single pilot light, single pushbutton, red, 110 VAC/VDC LED, red, momentary, (1) N.C. contact(s), blank legend plate(s), legend plate marking "STOP". | Stock | 326
XCS-0B13-OD | Killark control station cover assembly, hazardous location rated, single pilot light, single pushbutton, green, 110 VAC/VDC LED, red, momentary, (1) N.O. contact(s), blank legend plate(s), legend plate marking "START". | Stock | 326
XCS-0B13-UD | Killark control station cover assembly, hazardous location rated, single pilot light, single pushbutton, black, 110 VAC/VDC LED, red, momentary, (1) N.O./(1) N.C. contact(s), (2) blank legend plate(s). | Stock | 411
XCS-0A15D | Killark control station cover assembly, hazardous location rated, single pilot light, two mini-pushbuttons, red/green, 110 VAC/VDC LED, red, momentary, (1) N.O./(1) N.C. contact(s), blank legend plate(s), legend plate marking "START, STOP". | Stock | 518
Hazardous Location Mushroom Pushbutton Control Station Assemblies
FXCS-0MMG3 | Killark control station cover assembly, hazardous location rated, factory sealed, (1) pushbutton, mushroom, green, push-pull, (1) N.O./(1) N.C. contact(s), (3) two-sided legend plate(s), legend plate marking "START, STOP / EMERGENCY STOP, RESET / blank, RESET". | Stock | 954
FXCS-0MMR3 | Killark control station cover assembly, hazardous location rated, factory sealed, (1) pushbutton, mushroom, red, push-pull, (1) N.O./(1) N.C. contact(s), (3) two-sided legend plate(s), legend plate marking "START, STOP / EMERGENCY STOP, RESET / blank, RESET". | Stock | 890
FXCS-0MMK3 | Killark control station cover assembly, hazardous location rated, factory sealed, (1) pushbutton, mushroom, black, push-pull, (1) N.O./(1) N.C. contact(s), legend plate marking "START, STOP / EMERGENCY STOP, RESET / blank, RESET". | Stock | 954
XCS-0MMG3 | Killark control station cover assembly, hazardous location rated, (1) pushbutton, mushroom, green, push-pull, (1) N.O./(1) N.C. contact(s), (3) two-sided legend plate(s), legend plate marking "START, STOP / EMERGENCY STOP, RESET / blank, RESET". | Stock | 744
XCS-0MMR3 | Killark control station cover assembly, hazardous location rated, (1) pushbutton, mushroom, red, push-pull, (1) N.O./(1) N.C. contact(s), (3) two-sided legend plate(s), legend plate marking "START, STOP / EMERGENCY STOP, RESET / blank, RESET". | Stock | 736
XCS-0MMK3 | Killark control station cover assembly, hazardous location rated, (1) pushbutton, mushroom, black, push-pull, (1) N.O./(1) N.C. contact(s), (3) two-sided legend plate(s), legend plate marking "START, STOP / EMERGENCY STOP, RESET / blank, RESET". | Stock | 789
Hazardous Location Selector Switch Control Station Assemblies
FXCS-0S2A1 | Killark control station cover assembly, hazardous location rated, factory sealed, single selector switch, knob, 2-position, black, maintained, (1) N.O./(1) N.C. contact(s), legend plate marking "OFF ON". | Stock | 532
FXCS-0S2A5 | Killark control station cover assembly, hazardous location rated, factory sealed, single selector switch, knob, 2-position, black, maintained, (2) N.O./(2) N.C. contact(s), legend plate marking "OFF ON". | Stock | 500
FXCS-0K2A1A | Killark control station cover assembly, hazardous location rated, factory sealed, single selector switch, key-operated, 2-position, black, maintained, (1) N.O. and (1) N.C. contact(s), legend plate marking "OFF ON". | Stock | 804
FXCS-0K2A5A | Killark control station cover assembly, hazardous location rated, factory sealed, single selector switch, key-operated, 2-position, black, maintained, (2) N.O./(2) N.C. contact(s), legend plate marking "OFF ON". | Stock | 849
FXCS-0S3C4 | Killark control station cover assembly, hazardous location rated, factory sealed, single selector switch, knob, 3-position, black, maintained, (1) N.O./(1) N.C. contact(s), legend plate marking "HAND OFF AUTO". | Stock | 537
FXCS-0S3C5 | Killark control station cover assembly, hazardous location rated, factory sealed, single selector switch, knob, 3-position, black, maintained, (2) N.O./(2) N.C. contact(s), legend plate marking "HAND OFF AUTO". | Stock | 511
FXCS-0K3C4A | Killark control station cover assembly, hazardous location rated, factory sealed, single selector switch, key-operated, 3-position, black, maintained, (1) N.O./(1) N.C. contact(s), legend plate marking "HAND OFF AUTO". | Stock | 637
FXCS-0K3C5A | Killark control station cover assembly, hazardous location rated, factory sealed, single selector switch, key-operated, 3-position, black, maintained, (2) N.O./(2) N.C. contact(s), legend plate marking "HAND OFF AUTO". | Stock | 617
FXCS-0S2L3F | Killark control station cover assembly, hazardous location rated, factory sealed, single selector switch, knob, 2-position, black, spring return from right, (1) N.O./(1) N.C. contact(s), legend plate marking "OFF ON". | Stock | 632
FXCS-0K2L3F22A | Killark control station cover assembly, hazardous location rated, factory sealed, single selector switch, key-operated, 2-position, black, spring return from right, (1) N.O./(1) N.C. contact(s), legend plate marking "OFF ON". | Stock | 851
FXCS-0S3M6G | Killark control station cover assembly, hazardous location rated, factory sealed, single selector switch, knob, 3-position, black, spring return to center from right or left, (2) N.O. contact(s), legend plate marking "HAND OFF AUTO". | Stock | 523
FXCS-0S3L6G | Killark control station cover assembly, hazardous location rated, factory sealed, single selector switch, knob, 3-position, black, spring return to center from right, maintained center and left, (2) N.O. contact(s), legend plate marking "HAND OFF AUTO". | Stock | 493
FXCS-0S3R6G | Killark control station cover assembly, hazardous location rated, factory sealed, single selector switch, knob, 3-position, black, spring return to center from left, maintained center and right, (2) N.O. contact(s), legend plate marking "HAND OFF AUTO". | Stock | 493
FXCS-0K3M6G32A | Killark control station cover assembly, hazardous location rated, factory sealed, single selector switch, key-operated, 3-position, black, spring return to center from right or left, (2) N.O. contact(s), legend plate marking "HAND OFF AUTO". | Stock | 736
FXCS-0K3L6G32A | Killark control station cover assembly, hazardous location rated, factory sealed, single selector switch, key-operated, 3-position, black, spring return to center from right, maintained center and left, (2) N.O. contact(s), legend plate marking "HAND OFF AUTO". | Stock | 736
FXCS-0K3R6G32A | Killark control station cover assembly, hazardous location rated, factory sealed, single selector switch, key-operated, 3-position, black, spring return to center from left, maintained center and right, (2) N.O. contact(s), legend plate marking "HAND OFF AUTO". | Stock | 739
XCS-0S2A1 | Killark control station cover assembly, hazardous location rated, single selector switch, knob, 2-position, black, maintained, (1) N.O./(1) N.C. contact(s), legend plate marking "OFF ON". | Stock | 323
XCS-0S2A5 | Killark control station cover assembly, hazardous location rated, single selector switch, knob, 2-position, black, maintained, (2) N.O./(2) N.C. contact(s), legend plate marking "OFF ON". | Stock | 420
XCS-0S3C4 | Killark control station cover assembly, hazardous location rated, single selector switch, knob, 3-position, black, maintained, (1) N.O./(1) N.C. contact(s), legend plate marking "HAND OFF AUTO". | Stock | 323
XCS-0S3C5 | Killark control station cover assembly, hazardous location rated, single selector switch, knob, 3-position, black, maintained, (2) N.O./(2) N.C. contact(s), legend plate marking "HAND OFF AUTO". | Stock | 420
XCS-0K2A1A | Killark control station cover assembly, hazardous location rated, single selector switch, key-operated, 2-position, black, maintained, (1) N.O./(1) N.C. contact(s), legend plate marking "OFF ON". | Stock | 415
XCS-0K2A5A | Killark control station cover assembly, hazardous location rated, single selector switch, key-operated, 2-position, black, maintained, (2) N.O./(2) N.C. contact(s), legend plate marking "OFF ON". | Stock | 501
XCS-0K3C4A | Killark control station cover assembly, hazardous location rated, single selector switch, key-operated, 3-position, black, maintained, (1) N.O./(1) N.C. contact(s), legend plate marking "HAND OFF AUTO". | Stock | 398
XCS-0K3C5A | Killark control station cover assembly, hazardous location rated, single selector switch, key-operated, 3-position, black, maintained, (2) N.O./(2) N.C. contact(s), legend plate marking "HAND OFF AUTO". | Stock | 501
XCS-0S2L3F | Killark control station cover assembly, hazardous location rated, single selector switch, knob, 2-position, black, spring return from right, (1) N.O./(1) N.C. contact(s), legend plate marking "OFF ON". | Stock | 436
XCS-0S3M6G | Killark control station cover assembly, hazardous location rated, single selector switch, knob, 3-position, black, spring return to center from right or left, (2) N.O. contact(s), legend plate marking "HAND OFF AUTO". | Stock | 436
XCS-0S3L6G | Killark control station cover assembly, hazardous location rated, single selector switch, knob, 3-position, black, spring return to center from right, maintained center and left, (2) N.O. contact(s), legend plate marking "HAND OFF AUTO". | Stock | 411
XCS-0S3R6G | Killark control station cover assembly, hazardous location rated, single selector switch, knob, 3-position, black, spring return to center from left, maintained center and right, (2) N.O. contact(s), legend plate marking "HAND OFF AUTO". | Stock | 436
XCS-0K2L3F22A | Killark control station cover assembly, hazardous location rated, single selector switch, key-operated, 2-position, black, spring return from right, (1) N.O./(1) N.C. contact(s), legend plate marking "OFF ON". | Stock | 373
XCS-0K3M6G32A | Killark control station cover assembly, hazardous location rated, single selector switch, key-operated, 3-position, black, spring return to center from right or left, (2) N.O. contact(s), legend plate marking "HAND OFF AUTO". | Stock | 460
XCS-0K3L6G32A | Killark control station cover assembly, hazardous location rated, single selector switch, key-operated, 3-position, black, spring return to center from right, maintained center and left, (2) N.O. contact(s), legend plate marking "HAND OFF AUTO". | Stock | 460
XCS-0K3R6G32A | Killark control station cover assembly, hazardous location rated, single selector switch, key-operated, 3-position, black, spring return to center from left, maintained center and right, (2) N.O. contact(s), legend plate marking "HAND OFF AUTO". | Stock | 460
Device / Splice Boxes for Hazardous Location Control Station Assemblies
FXB-1 | Killark device/splice box, dead end, (1) gang, factory sealed, (1) 1/2in female NPT conduit entries, aluminum. Use with FXCS series factory sealed cover assemblies for hazardous locations. | Stock | 91
FXB-2 | Killark device/splice box, dead end, (1) gang, factory sealed, (1) 3/4in female NPT conduit entries, aluminum. Use with FXCS series factory sealed cover assemblies for hazardous locations. | Stock | 85
FXB-3 | Killark device/splice box, dead end, (1) gang, factory sealed, (1) 1in female NPT conduit entries, aluminum. Use with FXCS series factory sealed cover assemblies for hazardous locations. | Stock | 100
FXB-4 | Killark device/splice box, feed through, (1) gang, factory sealed, (2) 1/2in female NPT conduit entries, aluminum. Use with FXCS series factory sealed cover assemblies for hazardous locations. | Stock | 93
FXB-5 | Killark device/splice box, feed through, (1) gang, factory sealed, (2) 3/4in female NPT conduit entries, aluminum. Use with FXCS series factory sealed cover assemblies for hazardous locations. | Stock | 95
FXB-6 | Killark device/splice box, feed through, (1) gang, factory sealed, (2) 1in female NPT conduit entries, aluminum. Use with FXCS series factory sealed cover assemblies for hazardous locations. | Stock | 119
FXB-7 | Killark device/splice box, dead end, (2) gang, factory sealed, (1) 1/2in female NPT conduit entries, aluminum. Use with FXCS series factory sealed cover assemblies for hazardous locations. | Stock | 204
FXB-8 | Killark device/splice box, dead end, (2) gang, factory sealed, (1) 3/4in female NPT conduit entries, aluminum. Use with FXCS series factory sealed cover assemblies for hazardous locations. | Stock | 174
FXB-9 | Killark device/splice box, dead end, (2) gang, factory sealed, (1) 1in female NPT conduit entries, aluminum. Use with FXCS series factory sealed cover assemblies for hazardous locations. | Stock | 173
FXB-10 | Killark device/splice box, feed through, (2) gang, factory sealed, (2) 1/2in female NPT conduit entries, aluminum. Use with FXCS series factory sealed cover assemblies for hazardous locations. | Stock | 176
FXB-11 | Killark device/splice box, feed through, (2) gang, factory sealed, (2) 3/4in female NPT conduit entries, aluminum. Use with FXCS series factory sealed cover assemblies for hazardous locations. | Stock | 178
FXB-12 | Killark device/splice box, feed through, (2) gang, factory sealed, (2) 1in female NPT conduit entries, aluminum. Use with FXCS series factory sealed cover assemblies for hazardous locations. | Stock | 176
X-10 | Killark blank cover, for use with SWB series device splice boxes. | Stock | 85
SWB-2 | Killark device/splice box, dead end, (1) gang, (1) 3/4in female NPT conduit entries, aluminum. Use with XCS series cover assemblies for hazardous locations. | Stock | 80
SWB-5 | Killark device/splice box, feed through, (1) gang, (2) 3/4in female NPT conduit entries, aluminum. Use with XCS series cover assemblies for hazardous locations. | Stock | 81
SWB-8 | Killark device/splice box, dead end, (2) gang, (1) 3/4in female NPT conduit entries, aluminum. Use with XCS series cover assemblies for hazardous locations. | Stock | 155
SWB-11 | Killark device/splice box, feed through, (2) gang, (2) 3/4in female NPT conduit entries, aluminum. Use with XCS series cover assemblies for hazardous locations. | Stock | 154
SWB-42 | Killark device/splice box, deep dead end, (1) gang, (1) 3/4in female NPT conduit entries, aluminum. Use with XCS series cover assemblies for hazardous locations. | Stock | 226
SWB-45 | Killark device/splice box, deep feed through, (1) gang, (2) 3/4in female NPT conduit entries, aluminum. Use with XCS series cover assemblies for hazardous locations. | Stock | 278
Sealing Materials for Hazardous Location Control Station Assemblies
ENY-2 | Killark sealing fitting, 3/4in, hazardous location. Suitable for vertical or horizontal installation. | Stock | 37.5
SC-4-OZ | Killark sealing compound, 4-ounce container. For use with hazardous location sealing fittings. | Stock | 14
SC-8-OZ | Killark sealing compound, 8-ounce container. For use with hazardous location sealing fittings. | Stock | 14
SC-1-LB | Killark sealing compound, 1-pound container. For use with hazardous location sealing fittings. | Stock | 25.5
PF-2 | Killark packing fiber, 2-ounce container. For use with hazardous location sealing fittings. | Stock | 34
PF-4 | Killark packing fiber, 4-ounce container. For use with hazardous location sealing fittings. | Stock | 61
PF-16 | Killark packing fiber, 1-pound container. For use with hazardous location sealing fittings. | Stock | 180
Bulbs and Keys for Hazardous Location Control Station Assemblies
GOLED-A110 | Killark LED lamp, replacement, 110 VAC/VDC, amber. For use with FXCS and XCS pilot lights. | Stock | 79
GOLED-G110 | Killark LED lamp, replacement, 110 VAC/VDC, green. For use with FXCS and XCS pilot lights. | Stock | 79
GOLED-R110 | Killark LED lamp, replacement, 110 VAC/VDC, red. For use with FXCS and XCS pilot lights. | Stock | 79
GOLED-W110 | Killark LED lamp, replacement, 110 VAC/VDC, white. For use with FXCS and XCS pilot lights. | Stock | 87
KEY-C002B | Killark key, replacement. For use with FXCS and XCS key-operated selector switches. | Stock | 16.5
Emergency Stop Control Stations
SB115-012-G | Comepi emergency stop control station, polycarbonate, (1) pushbutton, mushroom, red, twist-to-release, (1) N.C. contact(s), operator text arrow. | Stock | 33
SB115-013-G | Comepi emergency stop control station, polycarbonate, (1) pushbutton, mushroom, red, twist-to-release, (1) N.O./(1) N.C. contact(s), operator text arrow. | Stock | 36
SB115-015-G | Comepi emergency stop control station, polycarbonate, (1) pushbutton, mushroom, red, twist-to-release, (2) N.C. contact(s), operator text arrow. | Stock | 36
SB115-102-G | Comepi emergency stop control station, polycarbonate, (1) pushbutton, mushroom, red, twist-to-release, guarded and padlockable, (1) N.C. contact(s), operator text arrow. | Stock | 36
SB115-103-G | Comepi emergency stop control station, polycarbonate, (1) pushbutton, mushroom, red, twist-to-release, guarded and padlockable, (1) N.O./(1) N.C. contact(s), operator text arrow. | Stock | 39.5
SB115-105-G | Comepi emergency stop control station, polycarbonate, (1) pushbutton, mushroom, red, twist-to-release, guarded and padlockable, (2) N.C. contact(s), operator text arrow. | Stock | 39.5
SB115-012-G-M | Comepi emergency stop control station, polycarbonate, (1) pushbutton, mushroom, red, twist-to-release, (1) N.C. contact(s), operator text arrow. Requires 5-pin female M12 cable. | Stock | 49.5
SB115-013-G-M | Comepi emergency stop control station, polycarbonate, (1) pushbutton, mushroom, red, twist-to-release, (1) N.O./(1) N.C. contact(s), operator text arrow. Requires 5-pin female M12 cable. | Stock | 55
SB115-015-G-M | Comepi emergency stop control station, polycarbonate, (1) pushbutton, mushroom, red, twist-to-release, (2) N.C. contact(s), operator text arrow. Requires 5-pin female M12 cable. | Stock | 55
SB115-102-G-M | Comepi emergency stop control station, polycarbonate, (1) pushbutton, mushroom, red, twist-to-release, guarded and padlockable, (1) N.C. contact(s), operator text arrow. Requires 5-pin female M12 cable. | Stock | 54
SB115-103-G-M | Comepi emergency stop control station, polycarbonate, (1) pushbutton, mushroom, red, twist-to-release, guarded and padlockable, (1) N.O./(1) N.C. contact(s), operator text arrow. Requires 5-pin female M12 cable. | Stock | 59
SB115-105-G-M | Comepi emergency stop control station, polycarbonate, (1) pushbutton, mushroom, red, twist-to-release, guarded and padlockable, (2) N.C. contact(s), operator text arrow. Requires 5-pin female M12 cable. | Stock | 59
ES-P-230001 | IDEM emergency stop control station, plastic, (1) pushbutton, mushroom, red, twist-to-release, (1) N.O./(2) N.C. contact(s). | Stock | 43
ES-P-230002 | IDEM emergency stop control station, plastic, (1) pushbutton, mushroom, red, twist-to-release, (3) N.C. contact(s). | Stock | 43
ES-SS-231002 | IDEM emergency stop control station, 316 stainless steel, (1) pushbutton, mushroom, red, twist-to-release, (1) N.O./(2) N.C. contact(s). | Stock | 242
ES-SS-231004 | IDEM emergency stop control station, 316 stainless steel, (1) pushbutton, mushroom, red, twist-to-release, (3) N.C. contact(s). | Stock | 242
ES-SSP-231006 | IDEM emergency stop control station, 316 stainless steel, (1) pushbutton, mushroom, red, twist-to-release, guarded and padlockable, (1) N.O./(2) N.C. contact(s). | Stock | 257
ES-SSP-231008 | IDEM emergency stop control station, 316 stainless steel, (1) pushbutton, mushroom, red, twist-to-release, guarded and padlockable, (3) N.C. contact(s). | Stock | 257
ESL-SS-232002 | IDEM emergency stop control station, 316 stainless steel, (1) pushbutton, mushroom, red, twist-to-release, (2) N.O./(2) N.C. contact(s). | Stock | 254
ESL-SS-232004 | IDEM emergency stop control station, 316 stainless steel, (1) pushbutton, mushroom, red, twist-to-release, (1) N.O./(3) N.C. contact(s). | Stock | 254
ESL-SS-232006 | IDEM emergency stop control station, 316 stainless steel, (1) pushbutton, mushroom, red, twist-to-release, (4) N.C. contact(s). | Stock | 254
ESL-SSP-232010 | IDEM emergency stop control station, 316 stainless steel, (1) pushbutton, mushroom, red, twist-to-release, guarded, (2) N.O./(2) N.C. contact(s). | Stock | 269
ESL-SSP-232012 | IDEM emergency stop control station, 316 stainless steel, (1) pushbutton, mushroom, red, twist-to-release, guarded, (1) N.O./(3) N.C. contact(s). | Stock | 269
ESL-SSP-232014 | IDEM emergency stop control station, 316 stainless steel, (1) pushbutton, mushroom, red, twist-to-release, guarded, (4) N.C. contact(s). | Stock | 269
ESL-SSL-232018-AS | IDEM emergency stop control station, 316 stainless steel, (1) pushbutton, mushroom, red, 24 VDC LED, red/green, twist-to-release, (2) N.O./(2) N.C. contact(s). | Stock | 307
ESL-SSL-232018-BS | IDEM emergency stop control station, 316 stainless steel, (1) pushbutton, mushroom, red, 110 VAC LED, red/green, twist-to-release, (2) N.O./(2) N.C. contact(s). | Stock | 314
ESL-SSL-232020-AS | IDEM emergency stop control station, 316 stainless steel, (1) pushbutton, mushroom, red, 24 VDC LED, red/green, twist-to-release, (1) N.O./(3) N.C. contact(s). | Stock | 307
ESL-SSL-232020-BS | IDEM emergency stop control station, 316 stainless steel, (1) pushbutton, mushroom, red, 110 VAC LED, red/green, twist-to-release, (1) N.O./(3) N.C. contact(s). | Stock | 314
ESL-SSLP-232024-AS | IDEM emergency stop control station, 316 stainless steel, (1) pushbutton, mushroom, red, 24 VDC LED, red/green, twist-to-release, guarded and padlockable, (2) N.O./(2) N.C. contact(s). | Stock | 322
ESL-SSLP-232024-BS | IDEM emergency stop control station, 316 stainless steel, (1) pushbutton, mushroom, red, 110 VAC LED, red/green, twist-to-release, guarded and padlockable, (2) N.O./(2) N.C. contact(s). | Stock | 329
ESL-SSLP-232026-AS | IDEM emergency stop control station, 316 stainless steel, (1) pushbutton, mushroom, red, 24 VDC LED, red/green, twist-to-release, guarded and padlockable, (1) N.O./(3) N.C. contact(s). | Stock | 322
ESL-SSLP-232026-BS | IDEM emergency stop control station, 316 stainless steel, (1) pushbutton, mushroom, red, 110 VAC LED, red/green, twist-to-release, guarded and padlockable, (1) N.O./(3) N.C. contact(s). | Stock | 329
E22ASB106 | Eaton emergency stop control station, (1) pushbutton, mushroom, red, twist-to-release, (1) N.C. contact(s), legend plate marking "EMERG. STOP". | Stock | 178
Start / Stop Combo Control Stations
SB114-011-G | Comepi control station, polycarbonate, (1) pushbutton, flush, white, momentary, (1) N.O. contact(s), operator text START. | Stock | 25.5
SB114-021-G | Comepi control station, polycarbonate, (1) pushbutton, extended, black, momentary, (1) N.O. contact(s), operator text STOP. | Stock | 25.5
SB114-022-G | Comepi control station, polycarbonate, (1) pushbutton, extended, black, momentary, (1) N.C. contact(s), operator text STOP. | Stock | 25.5
SB114-031-G | Comepi control station, polycarbonate, (1) pushbutton, flush, green, momentary, (1) N.O. contact(s), operator text (I). | Stock | 24.5
SB114-042-G | Comepi control station, polycarbonate, (1) pushbutton, flush, red, momentary, (1) N.C. contact(s), operator text (O). | Stock | 24.5
SB114-081-G | Comepi control station, polycarbonate, (1) pushbutton, flush, black, momentary, (1) N.O. contact(s). | Stock | 23.5
SB114-051-G | Comepi control station, polycarbonate, (1) selector switch, knob, 2-position, black, maintained, (1) N.O. contact(s), legend plate marking "O - I". | Stock | 28
SB114-073-G | Comepi control station, polycarbonate, (1) selector switch, knob, 3-position, black, maintained, (2) N.O. contact(s), legend plate marking "O -I -2". | Stock | 30
SB114-061-G | Comepi control station, polycarbonate, (1) key switch, key-operated, 2-position, black, maintained, (1) N.O. contact(s), legend plate marking "O - I". | Stock | 41.5
SB214-013-G | Comepi control station, polycarbonate, (2) pushbuttons, multi-operator, black/black, momentary, (1) N.O. and (1) N.O. contact(s), operator text up arrow and down arrow. | Stock | 36
SB214-024-G | Comepi control station, polycarbonate, (2) pushbuttons, multi-operator, red/green, momentary, (1) N.O. and (1) N.C. contact(s), operator text (I) and (0). | Stock | 36
SB214-034-G | Comepi control station, polycarbonate, (2) pushbuttons, multi-operator, red/green, momentary, (1) N.O. and (1) N.C. contact(s). | Stock | 34
SB214-044-G | Comepi control station, polycarbonate, (2) pushbuttons, multi-operator, red/green, momentary, (1) N.O. and (1) N.C. contact(s), legend plate marking "START / STOP". | Stock | 39.5
SB314-017-G | Comepi control station, polycarbonate, (3) pushbuttons, multi-operator, green/red/green, momentary, (1) N.O., (1) N.C. and (1) N.O. contact(s), operator text (I), (O) and (II). | Stock | 46
SB414-01B-G | Comepi control station, polycarbonate, (4) pushbuttons, multi-operator, red/white/black/blue, twist-to-release/momentary, (1) N.C., (1) N.O., (1) N.O. and (1) N.O. contact(s), operator text arrow, up arrow, down arrow and RESET. | Stock | 72
SB114-011-G-M | Comepi control station, polycarbonate, (1) pushbutton, flush, white, momentary, (1) N.O. contact(s), operator text START. Requires 5-pin female M12 cable. | Stock | 41.5
SB114-021-G-M | Comepi control station, polycarbonate, (1) pushbutton, extended, black, momentary, (1) N.O. contact(s), operator text STOP. Requires 5-pin female M12 cable. | Stock | 41.5
SB114-022-G-M | Comepi control station, polycarbonate, (1) pushbutton, extended, black, momentary, (1) N.C. contact(s), operator text STOP. Requires 5-pin female M12 cable. | Stock | 41.5
SB114-031-G-M | Comepi control station, polycarbonate, (1) pushbutton, flush, green, momentary, (1) N.O. contact(s), operator text (I). Requires 5-pin female M12 cable. | Stock | 40.5
SB114-042-G-M | Comepi control station, polycarbonate, (1) pushbutton, flush, red, momentary, (1) N.C. contact(s), operator text (O). Requires 5-pin female M12 cable. | Stock | 40.5
SB114-081-G-M | Comepi control station, polycarbonate, (1) pushbutton, flush, black, momentary, (1) N.O. contact(s). Requires 5-pin female M12 cable. | Stock | 40.5
SB114-051-G-M | Comepi control station, polycarbonate, (1) selector switch, knob, 2-position, black, maintained, (1) N.O. contact(s). Requires 5-pin female M12 cable. | Stock | 44
SB114-073-G-M | Comepi control station, polycarbonate, (1) selector switch, knob, 3-position, black, maintained, (2) N.O. contact(s). Requires 5-pin female M12 cable. | Stock | 49.5
SB114-061-G-M | Comepi control station, polycarbonate, (1) key switch, key-operated, 2-position, black, maintained, (1) N.O. contact(s). Requires 5-pin female M12 cable. | Stock | 59
SB214-013-G-M | Comepi control station, polycarbonate, (2) pushbuttons, multi-operator, black/black, momentary, (1) N.O. and (1) N.O. contact(s), operator text up arrow and down arrow. Requires 5-pin female M12 cable. | Stock | 55
SB214-024-G-M | Comepi control station, polycarbonate, (2) pushbuttons, multi-operator, red/green, momentary, (1) N.O. and (1) N.C. contact(s), operator text (I) and (0). Requires 5-pin female M12 cable. | Stock | 55
SB214-034-G-M | Comepi control station, polycarbonate, (2) pushbuttons, multi-operator, red/green, momentary, (1) N.O. and (1) N.C. contact(s). Requires 5-pin female M12 cable. | Stock | 54
SB214-044-G-M | Comepi control station, polycarbonate, (2) pushbuttons, multi-operator, red/green, momentary, (1) N.O. and (1) N.C. contact(s), legend plate marking "START / STOP". Requires 5-pin female M12 cable. | Stock | 58
SB314-017-G-M | Comepi control station, polycarbonate, (3) pushbuttons, multi-operator, green/red/green, momentary, (1) N.O., (1) N.C. and (1) N.O. contact(s), operator text (I), (O) and (II). Requires 8-pin female M12 cable. | Stock | 75
SB414-01B-G-M | Comepi control station, polycarbonate, (4) pushbuttons, multi-operator, red/white/black/blue, twist-to-release/momentary, (1) N.C., (1) N.O., (1) N.O. and (1) N.O. contact(s), operator text arrow, up arrow, down arrow and RESET. Requires 8-pin female M12 cable. | Stock | 103
E22ASB204 | Eaton control station cover assembly, red/green, momentary, (1) N.O./(1) N.C. contact(s), legend plate marking "START, STOP". | Stock | 158
Electric Foot Switches
APS1211-V0 | AutomationDirect electric foot switch, single, ABS plastic foot guard(s), yellow, momentary, (1) N.O. and (1) N.C. snap action contact, ABS plastic operator, safety anti-trip pedal, gray, ABS plastic base. | Stock | 52
APS1213-V0 | AutomationDirect electric foot switch, single, ABS plastic foot guard(s), yellow, momentary, (2) N.O. and (2) N.C. snap action contacts, ABS plastic operator, safety anti-trip pedal, gray, ABS plastic base. | Stock | 59
APS1151-V0 | AutomationDirect electric foot switch, single, ABS plastic half foot guard(s), momentary, (1) N.O. and (1) N.C. snap action contacts, ABS plastic operator, free moving pedal, gray, ABS plastic base. | Stock | 52
APD1231-V0 | AutomationDirect electric foot switch, double, ABS plastic foot guard(s), (1) yellow and (1) gray, momentary, (1) N.O. and (1) N.C. snap action contact per switch, ABS plastic operator, safety anti-trip pedal, gray, ABS plastic base. | Stock | 114
APS1113-V0-M | AutomationDirect electric foot switch, single, die-cast aluminum foot guard(s), yellow, momentary, (2) N.O. and (2) N.C. snap action contacts, ABS plastic operator, free moving pedal, gray, ABS plastic base. | Stock | 78
APS1114-V0-M | AutomationDirect electric foot switch, single, die-cast aluminum foot guard(s), yellow, momentary, (2) N.O. and (2) N.C. slow action contacts, ABS plastic operator, free moving pedal, gray, ABS plastic base. | Stock | 78
APS1123-V0-M | AutomationDirect electric foot switch, single, die-cast aluminum foot guard(s), gray, momentary, (2) N.O. and (2) N.C. snap action contacts, ABS plastic operator, free moving pedal, gray, ABS plastic base. | Stock | 78
APS1124-V0-M | AutomationDirect electric foot switch, single, die-cast aluminum foot guard(s), gray, momentary, (2) N.O. and (2) N.C. slow action contacts, ABS plastic operator, free moving pedal, gray, ABS plastic base. | Stock | 78
APS1143-V0-M | AutomationDirect electric foot switch, single, die-cast aluminum foot guard(s), red, momentary, (2) N.O. and (2) N.C. snap action contacts, ABS plastic operator, free moving pedal, gray, ABS plastic base. | Stock | 78
APS1144-V0-M | AutomationDirect electric foot switch, single, die-cast aluminum foot guard(s), red, momentary, (2) N.O. and (2) N.C. slow action contacts, ABS plastic operator, free moving pedal, gray, ABS plastic base. | Stock | 78
APS1213-V0-M | AutomationDirect electric foot switch, single, die-cast aluminum foot guard(s), yellow, momentary, (2) N.O. and (2) N.C. snap action contacts, ABS plastic operator, safety anti-trip pedal, gray, ABS plastic base. | Stock | 87
APS1214-V0-M | AutomationDirect electric foot switch, single, die-cast aluminum foot guard(s), yellow, momentary, (2) N.O. and (2) N.C. slow action contacts, ABS plastic operator, safety anti-trip pedal, gray, ABS plastic base. | Stock | 87
APS1223-V0-M | AutomationDirect electric foot switch, single, die-cast aluminum foot guard(s), gray, momentary, (2) N.O. and (2) N.C. snap action contacts, ABS plastic operator, safety anti-trip pedal, gray, ABS plastic base. | Stock | 87
APS1224-V0-M | AutomationDirect electric foot switch, single, die-cast aluminum foot guard(s), gray, momentary, (2) N.O. and (2) N.C. slow action contacts, ABS plastic operator, safety anti-trip pedal, gray, ABS plastic base. | Stock | 87
APS1243-V0-M | AutomationDirect electric foot switch, single, die-cast aluminum foot guard(s), red, momentary, (2) N.O. and (2) N.C. snap action contacts, ABS plastic operator, safety anti-trip pedal, gray, ABS plastic base. | Stock | 87
APS1244-V0-M | AutomationDirect electric foot switch, single, die-cast aluminum foot guard(s), red, momentary, (2) N.O. and (2) N.C. slow action contacts, ABS plastic operator, safety anti-trip pedal, gray, ABS plastic base. | Stock | 87
APS1313-V0-M | AutomationDirect electric foot switch, single, die-cast aluminum foot guard(s), yellow, maintained, (2) N.O. and (2) N.C. snap action contacts, ABS plastic operator, free moving pedal, gray, ABS plastic base. | Stock | 87
APS1314-V0-M | AutomationDirect electric foot switch, single, die-cast aluminum foot guard(s), yellow, maintained, (2) N.O. and (2) N.C. slow action contacts, ABS plastic operator, free moving pedal, gray, ABS plastic base. | Stock | 87
APS1323-V0-M | AutomationDirect electric foot switch, single, die-cast aluminum foot guard(s), gray, maintained, (2) N.O. and (2) N.C. snap action contacts, ABS plastic operator, free moving pedal, gray, ABS plastic base. | Stock | 87
APS1324-V0-M | AutomationDirect electric foot switch, single, die-cast aluminum foot guard(s), gray, maintained, (2) N.O. and (2) N.C. slow action contacts, ABS plastic operator, free moving pedal, gray, ABS plastic base. | Stock | 87
APS1343-V0-M | AutomationDirect electric foot switch, single, die-cast aluminum foot guard(s), red, maintained, (2) N.O. and (2) N.C. snap action contacts, ABS plastic operator, free moving pedal, gray, ABS plastic base. | Stock | 87
APS1344-V0-M | AutomationDirect electric foot switch, single, die-cast aluminum foot guard(s), red, maintained, (2) N.O. and (2) N.C. slow action contacts, ABS plastic operator, free moving pedal, gray, ABS plastic base. | Stock | 87
APD1113-V0-M | AutomationDirect electric foot switch, double, die-cast aluminum foot guard(s), (2) yellow, momentary, (2) N.O. and (2) N.C. snap action contacts per switch, ABS plastic operator, free moving pedal, gray, ABS plastic base. | Stock | 184
APD1114-V0-M | AutomationDirect electric foot switch, double, die-cast aluminum foot guard(s), (2) yellow, momentary, (2) N.O. and (2) N.C. slow action contacts per switch, ABS plastic operator, free moving pedal, gray, ABS plastic base. | Stock | 184
APD1123-V0-M | AutomationDirect electric foot switch, double, die-cast aluminum foot guard(s), (2) gray, momentary, (2) N.O. and (2) N.C. snap action contacts per switch, ABS plastic operator, free moving pedal, gray, ABS plastic base. | Stock | 184
APD1124-V0-M | AutomationDirect electric foot switch, double, die-cast aluminum foot guard(s), (2) gray, momentary, (2) N.O. and (2) N.C. slow action contacts per switch, ABS plastic operator, free moving pedal, gray, ABS plastic base. | Stock | 184
APD1133-V0-M | AutomationDirect electric foot switch, double, die-cast aluminum foot guard(s), (1) yellow and (1) gray, momentary, (2) N.O. and (2) N.C. snap action contacts per switch, ABS plastic operator, free moving pedal, gray, ABS plastic base. | Stock | 184
APD1134-V0-M | AutomationDirect electric foot switch, double, die-cast aluminum foot guard(s), (1) yellow and (1) gray, momentary, (2) N.O. and (2) N.C. slow action contacts per switch, ABS plastic operator, free moving pedal, gray, ABS plastic base. | Stock | 184
APD1213-V0-M | AutomationDirect electric foot switch, double, die-cast aluminum foot guard(s), (2) yellow, momentary, (2) N.O. and (2) N.C. snap action contacts per switch, ABS plastic operator, safety anti-trip pedal, gray, ABS plastic base. | Stock | 189
APD1214-V0-M | AutomationDirect electric foot switch, double, die-cast aluminum foot guard(s), (2) yellow, momentary, (2) N.O. and (2) N.C. slow action contacts per switch, ABS plastic operator, safety anti-trip pedal, gray, ABS plastic base. | Stock | 189
APD1223-V0-M | AutomationDirect electric foot switch, double, die-cast aluminum foot guard(s), (2) gray, momentary, (2) N.O. and (2) N.C. snap action contacts per switch, ABS plastic operator, safety anti-trip pedal, gray, ABS plastic base. | Stock | 189
APD1224-V0-M | AutomationDirect electric foot switch, double, die-cast aluminum foot guard(s), (2) gray, momentary, (2) N.O. and (2) N.C. slow action contacts per switch, ABS plastic operator, safety anti-trip pedal, gray, ABS plastic base. | Stock | 189
APD1233-V0-M | AutomationDirect electric foot switch, double, die-cast aluminum foot guard(s), (1) yellow and (1) gray, momentary, (2) N.O. and (2) N.C. snap action contacts per switch, ABS plastic operator, safety anti-trip pedal, gray, ABS plastic base. | Stock | 189
APD1234-V0-M | AutomationDirect electric foot switch, double, die-cast aluminum foot guard(s), (1) yellow and (1) gray, momentary, (2) N.O. and (2) N.C. slow action contacts per switch, ABS plastic operator, safety anti-trip pedal, gray, ABS plastic base. | Stock | 189
Audible Signaling Devices
ECX2070-24 | AutomationDirect audible alarm buzzer, 80 dB at 10cm, 2.4 kHz tone frequency, pulse tone(s), 24 VAC/VDC, 22mm, panel mount, plastic housing, black, IP65. | Stock | 8.25
ECX2070-127 | AutomationDirect audible alarm buzzer, 80 dB at 10cm, 2.4 kHz tone frequency, pulse tone(s), 120 VAC/VDC, 22mm, panel mount, plastic housing, black, IP65. | Stock | 8.25
DR22B8-EB | Fuji Electric audible alarm buzzer, 80 dB at 0.1m, 60 dB at 1m, 2.4 kHz to 3.3 kHz tone frequency, continuous/intermittent tone(s), 12-24 VAC/VDC, 22mm, panel mount, plastic housing, black, IP54. | Stock | 40.5
DR22B8-HB | Fuji Electric audible alarm buzzer, 80 dB at 0.1m, 60 dB at 1m, 2.4 kHz to 3.3 kHz tone frequency, continuous/intermittent tone(s), 100-110 VAC, 22mm, panel mount, plastic housing, black, IP54. | Stock | 40.5
21517150055 | Pfannenberg PYRA series audible signal horn, 105 dB at 1m, 150 kHz to 2900 kHz tone frequency, (80) selectable tone(s), 115 VAC, polycarbonate housing, gray, IP66, NEMA 4/4X. For use with Pfannenberg PYRA series pre-assembled bases. | Stock | 153
21517810055 | Pfannenberg PYRA series audible signal horn, 105 dB at 1m, 150 kHz to 2900 kHz tone frequency, (80) selectable tone(s), 12-48 VDC, polycarbonate housing, gray, IP66, NEMA 4/4X. For use with Pfannenberg PYRA series pre-assembled bases. | Stock | 153
23310150055 | Pfannenberg PATROL series audible signal horn, 105 dB at 1m, 150 Hz to 2.9 kHz tone frequency, (80) selectable tone(s), 115 VAC, surface mount, ABS/polycarbonate housing, gray, IP66, NEMA 4/4X. | Stock | 185
23310150900 | Pfannenberg PATROL series audible signal horn, 105 dB at 1m, 150 Hz to 2.9 kHz tone frequency, (80) selectable tone(s), 115 VAC, panel mount, ABS/polycarbonate housing, gray, IP66, NEMA 4/4X. | Stock | 185
23310630055 | Pfannenberg PATROL series audible signal horn, 105 dB at 1m, 150 Hz to 2.9 kHz tone frequency, (80) selectable tone(s), 10-57 VDC, surface mount, ABS/polycarbonate housing, gray, IP66, NEMA 4/4X. | Stock | 172
23310630101 | Pfannenberg PATROL series audible signal horn, 105 dB at 1m, 150 Hz to 2.9 kHz tone frequency, (80) selectable tone(s), 10-57 VDC, surface mount, ABS/polycarbonate housing, gray, IP66, NEMA 4/4X. Requires 4-pin female M12 cable. | Stock | 192
23310630900 | Pfannenberg PATROL series audible signal horn, 105 dB at 1m, 150 Hz to 2.9 kHz tone frequency, (80) selectable tone(s), 10-57 VDC, panel mount, ABS/polycarbonate housing, gray, IP66, NEMA 4/4X. | Stock | 172
23350150055 | Pfannenberg PATROL series audible signal horn, 107 dB at 1m, 150 Hz to 2.9 kHz tone frequency, (80) selectable tone(s), 115 VAC, surface mount, ABS/polycarbonate housing, gray, IP66, NEMA 4/4X. | Stock | 284
23350630055 | Pfannenberg PATROL series audible signal horn, 107 dB at 1m, 150 Hz to 2.9 kHz tone frequency, (80) selectable tone(s), 10-57 VDC, surface mount, ABS/polycarbonate housing, gray, IP66, NEMA 4/4X. | Stock | 284
23360630055 | Pfannenberg PATROL series audible signal horn, 117 dB at 1m, 150 Hz to 2.9 kHz tone frequency, (80) selectable tone(s), 10-60 VDC, surface mount, ABS/polycarbonate housing, gray, IP66, NEMA 4/4X. | Stock | 485
23360640055 | Pfannenberg PATROL series audible signal horn, 117 dB at 1m, 150 Hz to 2.9 kHz tone frequency, (80) selectable tone(s), 95-265 VAC, surface mount, ABS/polycarbonate housing, gray, IP66, NEMA 4/4X. | Stock | 485
23370630000 | Pfannenberg PATROL series audible signal horn, 122 dB at 1m, 150 Hz to 2.9 kHz tone frequency, (80) selectable tone(s), 10-60 VDC, surface mount, ABS/polycarbonate housing, red, IP66, NEMA 4/4X. | Stock | 721
23370630055 | Pfannenberg PATROL series audible signal horn, 122 dB at 1m, 150 Hz to 2.9 kHz tone frequency, (80) selectable tone(s), 10-60 VDC, surface mount, ABS/polycarbonate housing, gray, IP66, NEMA 4/4X. | Stock | 721
23370640000 | Pfannenberg PATROL series audible signal horn, 122 dB at 1m, 150 Hz to 2.9 kHz tone frequency, (80) selectable tone(s), 95-265 VAC, surface mount, ABS/polycarbonate housing, red, IP66, NEMA 4/4X. | Stock | 721
23370640055 | Pfannenberg PATROL series audible signal horn, 122 dB at 1m, 150 Hz to 2.9 kHz tone frequency, (80) selectable tone(s), 95-265 VAC, surface mount, ABS/polycarbonate housing, gray, IP66, NEMA 4/4X. | Stock | 721
10700070 | WERMA audible alarm buzzer, 80 dB at 10cm, 2.4 kHz tone frequency, continuous tone(s), 12/24 VAC/VDC, 22mm, panel mount, glass fiber reinforced polyamide housing, black, IP65. | Stock | 38
10700060 | WERMA audible alarm buzzer, 80 dB at 10cm, 2.4 kHz tone frequency, continuous tone(s), 115-230 VAC, 22mm, panel mount, glass fiber reinforced polyamide housing, black, IP65. | Stock | 44
10701070 | WERMA audible alarm buzzer, 80 dB at 10cm, 2.4 kHz tone frequency, pulse tone(s), 12/24 VAC/VDC, 22mm, panel mount, glass fiber reinforced polyamide housing, black, IP65. | Stock | 38
10701060 | WERMA audible alarm buzzer, 80 dB at 10cm, 2.4 kHz tone frequency, pulse tone(s), 115-230 VAC, 22mm, panel mount, glass fiber reinforced polyamide housing, black, IP65. | Stock | 44
10900075 | WERMA audible alarm buzzer, 80 dB at 1m, 2.1 kHz tone frequency, continuous tone(s), 24 VAC/VDC, 22mm, panel mount, ABS/polycarbonate housing, black, IP65. | Stock | 78
10900077 | WERMA audible alarm buzzer, 80 dB at 1m, 2.1 kHz tone frequency, continuous tone(s), 115 VAC/VDC, 22mm, panel mount, ABS/polycarbonate housing, black, IP65. | Stock | 89
10901075 | WERMA audible alarm buzzer, 80 dB at 1m, 2.1 kHz tone frequency, pulse tone(s), 24 VAC/VDC, 22mm, panel mount, ABS/polycarbonate housing, black, IP65. | Stock | 78
10901077 | WERMA audible alarm buzzer, 80 dB at 1m, 2.1 kHz tone frequency, pulse tone(s), 115 VAC/VDC, 22mm, panel mount, ABS/polycarbonate housing, black, IP65. | Stock | 89
11000067 | WERMA audible alarm buzzer, 100 dB at 1m, 1.6 kHz to 3.4 kHz tone frequency, (8) selectable tone(s), 115 VAC, 22mm, panel mount, ABS/polycarbonate housing, black, IP65. | Stock | 132
11000075 | WERMA audible alarm buzzer, 100 dB at 1m, 1.6 kHz to 3.4 kHz tone frequency, (8) selectable tone(s), 24 VAC/VDC, 22mm, panel mount, ABS/polycarbonate housing, black, IP65. | Stock | 120
BM-202H | Patlite audible alarm buzzer, 85 dB at 1m, 3.9 kHz to 4.6 kHz tone frequency, (2) selectable tone(s), 24 VAC/VDC, 30mm, panel mount, ABS plastic housing, black, IP30. | Stock | 45.5
BM-212H | Patlite audible alarm buzzer, 90 dB at 1m, 3.9 kHz to 4.6 kHz tone frequency, (2) selectable tone(s), 120 VAC, 30mm, panel mount, ABS plastic housing, black, IP30. | Stock | 45.5
BD-24AE-J | Patlite audible alarm, 90 dB at 1m, 191 Hz to 1.7 kHz tone frequency, (32) selectable tone(s), 12-24 VDC, panel or surface mount, ABS plastic housing, light gray, IP54. | Stock | 140
BD-24AE-K | Patlite audible alarm, 90 dB at 1m, 191 Hz to 1.7 kHz tone frequency, (32) selectable tone(s), 12-24 VDC, panel or surface mount, ABS plastic housing, dark gray, IP54. | Stock | 140
BSV-24P-D | Patlite audible alarm, 85 dB at 1m, 246 Hz to 2.9 kHz tone frequency, (15) selectable tone(s), 12-24 VDC, panel or surface mount, polycarbonate housing, dark gray, IP54. | Stock | 160
BSV-24P-W | Patlite audible alarm, 85 dB at 1m, 246 Hz to 2.9 kHz tone frequency, (15) selectable tone(s), 12-24 VDC, panel or surface mount, polycarbonate housing, off-white, IP54. | Stock | 160
EHS-M1TE | Patlite audible signal horn, 110 dB at 1m, 293 Hz to 3.5 kHz tone frequency, (32) selectable tone(s), 12-24 VDC, bracket mount, polycarbonate housing, off-white, IP65. | Stock | 285
EHS-M2TE | Patlite audible signal horn, 110 dB at 1m, 293 Hz to 3.5 kHz tone frequency, (32) selectable tone(s), 100-240 VAC, bracket mount, polycarbonate housing, off-white, IP65. | Stock | 285
16070060 | WERMA EvoSIGNAL Mini series audible signal horn, 95 dB at 1m, 4 kHz tone frequency, continuous/pulse tone(s), 115-230 VAC, modular mount, ABS/polycarbonate housing, gray, IP66. Requires mounting adapter. | Stock | 83
16070074 | WERMA EvoSIGNAL Mini series audible signal horn, 95 dB at 1m, 4 kHz tone frequency, continuous/pulse tone(s), 12 VAC/VDC, modular mount, ABS/polycarbonate housing, gray, IP66. Requires mounting adapter. | Stock | 83
16070075 | WERMA EvoSIGNAL Mini series audible signal horn, 95 dB at 1m, 4 kHz tone frequency, continuous/pulse tone(s), 24 VAC/VDC, modular mount, ABS/polycarbonate housing, gray, IP66. Requires mounting adapter. | Stock | 75
16170060 | WERMA EvoSIGNAL Midi series audible signal horn, 110 dB at 1m, 3.3 kHz tone frequency, (10) selectable tone(s), 115-230 VAC, modular mount, ABS/polycarbonate housing, gray, IP66. Requires mounting adapter. | Stock | 106
16170070 | WERMA EvoSIGNAL Midi series audible signal horn, 110 dB at 1m, 3.3 kHz tone frequency, (10) selectable tone(s), 12/24 VAC/VDC, modular mount, ABS/polycarbonate housing, gray, IP66. Requires mounting adapter. | Stock | 98
57005255 | WERMA audible signal horn with trumpet, 108 dB at 1m, 100 Hz tone frequency, continuous tone(s), 24 VDC, wall mount, ABS/polycarbonate housing, off-white, IP55. | Stock | 154
57005267 | WERMA audible signal horn with trumpet, 108 dB at 1m, 100 Hz tone frequency, continuous tone(s), 115 VAC, wall mount, ABS/polycarbonate housing, off-white, IP55. | Stock | 129
57105255 | WERMA audible signal horn with trumpet, 108 dB at 1m, 100 Hz tone frequency, continuous tone(s), 24 VDC, wall mount, aluminum housing, dark gray, IP55. | Stock | 480
57105267 | WERMA audible signal horn with trumpet, 108 dB at 1m, 100 Hz tone frequency, continuous tone(s), 115 VAC, wall mount, aluminum housing, dark gray, IP55. | Stock | 438
57300055 | WERMA audible signal horn, 105 dB at 1m, 100 Hz tone frequency, continuous tone(s), 24 VDC, wall mount, ABS plastic housing, light gray, IP65. | Stock | 209
57300067 | WERMA audible signal horn, 105 dB at 1m, 100 Hz tone frequency, continuous tone(s), 115 VAC, wall mount, ABS plastic housing, light gray, IP65. | Stock | 165
Visual Signaling Devices
NE-24A-R | Patlite NE-A series LED industrial signal beacon, 56mm, red, continuous, IP65, base mount, 24 VDC. | Stock | 41.5
NE-24A-Y | Patlite NE-A series LED industrial signal beacon, 56mm, amber, continuous, IP65, base mount, 24 VDC. | Stock | 41.5
NE-24A-G | Patlite NE-A series LED industrial signal beacon, 56mm, green, continuous, IP65, base mount, 24 VDC. | Stock | 41.5
NE-24A-B | Patlite NE-A series LED industrial signal beacon, 56mm, blue, continuous, IP65, base mount, 24 VDC. | Stock | 41.5
NE-24A-C | Patlite NE-A series LED industrial signal beacon, 56mm, white, continuous, IP65, base mount, 24 VDC. | Stock | 41.5
NE-M1ANN-M | Patlite NE-A series LED industrial signal beacon, 56mm, red/amber/green/blue/white/cyan/purple, continuous or flashing (500ms), IP67, base mount, 12-24 VDC. | Stock | 90
NE-M1ACNN-M | Patlite NE-A series LED industrial signal beacon, 56mm, red/amber/green/blue/white/cyan/purple, continuous, IP67 and IP69K, base mount, 12-24 VDC. Requires 5-pin female M12 cable. | Stock | 107
NE-ILNN-M | Patlite NE-IL series LED industrial signal beacon, 56mm, red/amber/green/blue/white/cyan/purple, selectable permanent, flashing, double flash or triple flash, IP65, base mount, 24 VDC, IO-Link Class A Device. Requires 5-pin female M12 cable. | Stock | 115
NE-ILTN-M | Patlite NE-IL series LED industrial signal beacon, 56mm, red/amber/green/blue/white/cyan/purple, selectable permanent, flashing, double flash or triple flash, IP65, base mount, touch to acknowledge, 24 VDC, IO-Link Class A Device. | Stock | 154
21516643000 | Pfannenberg PYRA series LED light element, yellow, selectable permanent, blinking or flashing light function, 115-230 VAC, colored lens, IP66. For use with Pfannenberg PYRA series pre-assembled bases. | Stock | 153
21516645000 | Pfannenberg PYRA series LED light element, red, selectable permanent, blinking or flashing light function, 115-230 VAC, colored lens, IP66. For use with Pfannenberg PYRA series pre-assembled bases. | Stock | 153
21516646000 | Pfannenberg PYRA series LED light element, green, selectable permanent, blinking or flashing light function, 115-230 VAC, colored lens, IP66. For use with Pfannenberg PYRA series pre-assembled bases. | Stock | 153
21516647000 | Pfannenberg PYRA series LED light element, blue, selectable permanent, blinking or flashing light function, 115-230 VAC, colored lens, IP66. For use with Pfannenberg PYRA series pre-assembled bases. | Stock | 153
21514642055 | Pfannenberg PYRA series LED traffic light, (2) tiers, red/green, selectable permanent, blinking or flashing light function, 115-230 VAC, colored lens, 172.4mm body length, light gray, base mount, IP66, NEMA 4/4X. | Stock | 354
21514643055 | Pfannenberg PYRA series LED traffic light, (3) tiers, red/yellow/green, selectable permanent, blinking or flashing light function, 115-230 VAC, colored lens, 259mm body length, light gray, base mount, IP66, NEMA 4/4X. | Stock | 475
21516813000 | Pfannenberg PYRA series LED light element, yellow, selectable permanent, blinking or flashing light function, 12-48 VDC, colored lens, IP66. For use with Pfannenberg PYRA series pre-assembled bases. | Stock | 153
21516815000 | Pfannenberg PYRA series LED light element, red, selectable permanent, blinking or flashing light function, 12-48 VDC, colored lens, IP66. For use with Pfannenberg PYRA series pre-assembled bases. | Stock | 153
21516816000 | Pfannenberg PYRA series LED light element, green, selectable permanent, blinking or flashing light function, 12-48 VDC, colored lens, IP66. For use with Pfannenberg PYRA series pre-assembled bases. | Stock | 153
21516817000 | Pfannenberg PYRA series LED light element, blue, selectable permanent, blinking or flashing light function, 12-48 VDC, colored lens, IP66. For use with Pfannenberg PYRA series pre-assembled bases. | Stock | 153
21514812055 | Pfannenberg PYRA series LED traffic light, (2) tiers, red/green, selectable permanent, blinking or flashing light function, 12-48 VDC, colored lens, 172.4mm body length, light gray, base mount, IP66, NEMA 4/4X. | Stock | 386
21514813055 | Pfannenberg PYRA series LED traffic light, (3) tiers, red/yellow/green, selectable permanent, blinking or flashing light function, 12-48 VDC, colored lens, 259mm body length, light gray, base mount, IP66, NEMA 4/4X. | Stock | 518
21510151000 | Pfannenberg PYRA series Xenon tube industrial signal beacon, 109 x 86 x 80mm, clear/white, flashing strobe (1 Hz flash frequency), IP66, NEMA 4/4X, surface mount, 115 VAC. | Stock | 190
21510154055 | Pfannenberg PYRA series Xenon tube industrial signal beacon, 109 x 86 x 80mm, amber, flashing strobe (1 Hz flash frequency), IP66, NEMA 4/4X, surface mount, 115 VAC. | Stock | 190
21510155055 | Pfannenberg PYRA series Xenon tube industrial signal beacon, 109 x 86 x 80mm, red, flashing strobe (1 Hz flash frequency), IP66, NEMA 4/4X, surface mount, 115 VAC. | Stock | 190
21510156055 | Pfannenberg PYRA series Xenon tube industrial signal beacon, 109 x 86 x 80mm, green, flashing strobe (1 Hz flash frequency), IP66, NEMA 4/4X, surface mount, 115 VAC. | Stock | 190
21510157055 | Pfannenberg PYRA series Xenon tube industrial signal beacon, 109 x 86 x 80mm, blue, flashing strobe (1 Hz flash frequency), IP66, NEMA 4/4X, surface mount, 115 VAC. | Stock | 190
21510801000 | Pfannenberg PYRA series Xenon tube industrial signal beacon, 109 x 86 x 80mm, clear/white, flashing strobe (1 Hz flash frequency), IP66, NEMA 4/4X, surface mount, 24 VDC. | Stock | 190
21510804055 | Pfannenberg PYRA series Xenon tube industrial signal beacon, 109 x 86 x 80mm, amber, flashing strobe (1 Hz flash frequency), IP66, NEMA 4/4X, surface mount, 24 VDC. | Stock | 190
21510805055 | Pfannenberg PYRA series Xenon tube industrial signal beacon, 109 x 86 x 80mm, red, flashing strobe (1 Hz flash frequency), IP66, NEMA 4/4X, surface mount, 24 VDC. | Stock | 190
21510806055 | Pfannenberg PYRA series Xenon tube industrial signal beacon, 109 x 86 x 80mm, green, flashing strobe (1 Hz flash frequency), IP66, NEMA 4/4X, surface mount, 24 VDC. | Stock | 190
21510807055 | Pfannenberg PYRA series Xenon tube industrial signal beacon, 109 x 86 x 80mm, blue, flashing strobe (1 Hz flash frequency), IP66, NEMA 4/4X, surface mount, 24 VDC. | Stock | 190
21551151000 | Pfannenberg PYRA series Xenon tube industrial signal beacon, 166 x 114 x 134mm, clear/white, selectable flashing strobe, IP66, NEMA 4/4X, surface mount, 115 VAC. | Stock | 287
21551154055 | Pfannenberg PYRA series Xenon tube industrial signal beacon, 166 x 114 x 134mm, amber, selectable flashing strobe, IP66, NEMA 4/4X, surface mount, 115 VAC. | Stock | 287
21551155055 | Pfannenberg PYRA series Xenon tube industrial signal beacon, 166 x 114 x 134mm, red, selectable flashing strobe, IP66, NEMA 4/4X, surface mount, 115 VAC. | Stock | 287
21551156055 | Pfannenberg PYRA series Xenon tube industrial signal beacon, 166 x 114 x 134mm, green, selectable flashing strobe, IP66, NEMA 4/4X, surface mount, 115 VAC. | Stock | 287
21551157055 | Pfannenberg PYRA series Xenon tube industrial signal beacon, 166 x 114 x 134mm, blue, selectable flashing strobe, IP66, NEMA 4/4X, surface mount, 115 VAC. | Stock | 287
21551811000 | Pfannenberg PYRA series Xenon tube industrial signal beacon, 166 x 114 x 134mm, clear/white, selectable flashing strobe, IP66, NEMA 4/4X, surface mount, 10-57 VDC. | Stock | 319
21551814055 | Pfannenberg PYRA series Xenon tube industrial signal beacon, 166 x 114 x 134mm, amber, selectable flashing strobe, IP66, NEMA 4/4X, surface mount, 10-57 VDC. | Stock | 319
21551815055 | Pfannenberg PYRA series Xenon tube industrial signal beacon, 166 x 114 x 134mm, red, selectable flashing strobe, IP66, NEMA 4/4X, surface mount, 10-57 VDC. | Stock | 319
21551816055 | Pfannenberg PYRA series Xenon tube industrial signal beacon, 166 x 114 x 134mm, green, selectable flashing strobe, IP66, NEMA 4/4X, surface mount, 10-57 VDC. | Stock | 319
21551817055 | Pfannenberg PYRA series Xenon tube industrial signal beacon, 166 x 114 x 134mm, blue, selectable flashing strobe, IP66, NEMA 4/4X, surface mount, 10-57 VDC. | Stock | 319
21561151000 | Pfannenberg PYRA series Xenon tube industrial signal beacon, 212 x 144 x 157mm, clear/white, selectable flashing strobe, IP66, NEMA 4/4X, surface mount, 115 VAC. | Stock | 348
21561154055 | Pfannenberg PYRA series Xenon tube industrial signal beacon, 212 x 144 x 157mm, amber, selectable flashing strobe, IP66, NEMA 4/4X, surface mount, 115 VAC. | Stock | 348
21561155055 | Pfannenberg PYRA series Xenon tube industrial signal beacon, 212 x 144 x 157mm, red, selectable flashing strobe, IP66, NEMA 4/4X, surface mount, 115 VAC. | Stock | 348
21561156055 | Pfannenberg PYRA series Xenon tube industrial signal beacon, 212 x 144 x 157mm, green, selectable flashing strobe, IP66, NEMA 4/4X, surface mount, 115 VAC. | Stock | 348
21561157055 | Pfannenberg PYRA series Xenon tube industrial signal beacon, 212 x 144 x 157mm, blue, selectable flashing strobe, IP66, NEMA 4/4X, surface mount, 115 VAC. | Stock | 348
21561801000 | Pfannenberg PYRA series Xenon tube industrial signal beacon, 212 x 144 x 157mm, clear/white, selectable flashing strobe, IP66, NEMA 4/4X, surface mount, 24 VDC. | Stock | 348
21561804055 | Pfannenberg PYRA series Xenon tube industrial signal beacon, 212 x 144 x 157mm, amber, selectable flashing strobe, IP66, NEMA 4/4X, surface mount, 24 VDC. | Stock | 348
21561805055 | Pfannenberg PYRA series Xenon tube industrial signal beacon, 212 x 144 x 157mm, red, selectable flashing strobe, IP66, NEMA 4/4X, surface mount, 24 VDC. | Stock | 348
21561806055 | Pfannenberg PYRA series Xenon tube industrial signal beacon, 212 x 144 x 157mm, green, selectable flashing strobe, IP66, NEMA 4/4X, surface mount, 24 VDC. | Stock | 348
21561807055 | Pfannenberg PYRA series Xenon tube industrial signal beacon, 212 x 144 x 157mm, blue, selectable flashing strobe, IP66, NEMA 4/4X, surface mount, 24 VDC. | Stock | 348
21553648055 | Pfannenberg PYRA series LED industrial signal beacon, 166 x 114 x 124mm, red/yellow/green/blue, selectable permanent, blinking or flashing, IP66, NEMA 4/4X, surface mount, 115-230 VAC. | Stock | 359
21553818055 | Pfannenberg PYRA series LED industrial signal beacon, 166 x 114 x 124mm, red/yellow/green/blue, selectable permanent, blinking or flashing, IP66, NEMA 4/4X, surface mount, 12-48 VDC. | Stock | 359
SL08-M1JN-B | Patlite SL series LED industrial signal beacon, 80mm, blue, selectable continuous, blinking or triple flash, IP23, base mount, 12-24 VDC. IP65 when used with SZW-102 rubber gasket. | Stock | 109
SL08-M1JN-G | Patlite SL series LED industrial signal beacon, 80mm, green, selectable continuous, blinking or triple flash, IP23, base mount, 12-24 VDC. IP65 when used with SZW-102 rubber gasket. | Stock | 109
SL08-M1JN-R | Patlite SL series LED industrial signal beacon, 80mm, red, selectable continuous, blinking or triple flash, IP23, base mount, 12-24 VDC. IP65 when used with SZW-102 rubber gasket. | Stock | 109
SL08-M1JN-Y | Patlite SL series LED industrial signal beacon, 80mm, amber, selectable continuous, blinking or triple flash, IP23, base mount, 12-24 VDC. IP65 when used with SZW-102 rubber gasket. | Stock | 109
SL08-M2JN-B | Patlite SL series LED industrial signal beacon, 80mm, blue, selectable continuous, blinking or triple flash, IP23, base mount, 100-240 VAC. IP65 when used with SZW-102 rubber gasket. | Stock | 128
SL08-M2JN-G | Patlite SL series LED industrial signal beacon, 80mm, green, selectable continuous, blinking or triple flash, IP23, base mount, 100-240 VAC. IP65 when used with SZW-102 rubber gasket. | Stock | 128
SL08-M2JN-R | Patlite SL series LED industrial signal beacon, 80mm, red, selectable continuous, blinking or triple flash, IP23, base mount, 100-240 VAC. IP65 when used with SZW-102 rubber gasket. | Stock | 128
SL08-M2JN-Y | Patlite SL series LED industrial signal beacon, 80mm, amber, selectable continuous, blinking or triple flash, IP23, base mount, 100-240 VAC. IP65 when used with SZW-102 rubber gasket. | Stock | 128
SL10-M1JN-B | Patlite SL series LED industrial signal beacon, 100mm, blue, selectable continuous, blinking or triple flash, IP23, base mount, 12-24 VDC. IP65 when used with SZW-103 rubber gasket. | Stock | 124
SL10-M1JN-G | Patlite SL series LED industrial signal beacon, 100mm, green, selectable continuous, blinking or triple flash, IP23, base mount, 12-24 VDC. IP65 when used with SZW-103 rubber gasket. | Stock | 124
SL10-M1JN-R | Patlite SL series LED industrial signal beacon, 100mm, red, selectable continuous, blinking or triple flash, IP23, base mount, 12-24 VDC. IP65 when used with SZW-103 rubber gasket. | Stock | 124
SL10-M1JN-Y | Patlite SL series LED industrial signal beacon, 100mm, amber, selectable continuous, blinking or triple flash, IP23, base mount, 12-24 VDC. IP65 when used with SZW-103 rubber gasket. | Stock | 124
SL10-M2JN-B | Patlite SL series LED industrial signal beacon, 100mm, blue, selectable continuous, blinking or triple flash, IP23, base mount, 100-240 VAC. IP65 when used with SZW-103 rubber gasket. | Stock | 144
SL10-M2JN-G | Patlite SL series LED industrial signal beacon, 100mm, green, selectable continuous, blinking or triple flash, IP23, base mount, 100-240 VAC. IP65 when used with SZW-103 rubber gasket. | Stock | 144
SL10-M2JN-R | Patlite SL series LED industrial signal beacon, 100mm, red, selectable continuous, blinking or triple flash, IP23, base mount, 100-240 VAC. IP65 when used with SZW-103 rubber gasket. | Stock | 144
SL10-M2JN-Y | Patlite SL series LED industrial signal beacon, 100mm, amber, selectable continuous, blinking or triple flash, IP23, base mount, 100-240 VAC. IP65 when used with SZW-103 rubber gasket. | Stock | 144
SL15-M1JN-B | Patlite SL series LED industrial signal beacon, 150mm, blue, selectable continuous, blinking or triple flash, IP23, base mount, 12-24 VDC. | Stock | 168
SL15-M1JN-G | Patlite SL series LED industrial signal beacon, 150mm, green, selectable continuous, blinking or triple flash, IP23, base mount, 12-24 VDC. | Stock | 168
SL15-M1JN-R | Patlite SL series LED industrial signal beacon, 150mm, red, selectable continuous, blinking or triple flash, IP23, base mount, 12-24 VDC. | Stock | 168
SL15-M1JN-Y | Patlite SL series LED industrial signal beacon, 150mm, amber, selectable continuous, blinking or triple flash, IP23, base mount, 12-24 VDC. | Stock | 168
SL15-M2JN-B | Patlite SL series LED industrial signal beacon, 150mm, blue, selectable continuous, blinking or triple flash, IP23, base mount, 100-240 VAC. | Stock | 186
SL15-M2JN-G | Patlite SL series LED industrial signal beacon, 150mm, green, selectable continuous, blinking or triple flash, IP23, base mount, 100-240 VAC. | Stock | 186
SL15-M2JN-R | Patlite SL series LED industrial signal beacon, 150mm, red, selectable continuous, blinking or triple flash, IP23, base mount, 100-240 VAC. | Stock | 186
SL15-M2JN-Y | Patlite SL series LED industrial signal beacon, 150mm, amber, selectable continuous, blinking or triple flash, IP23, base mount, 100-240 VAC. | Stock | 186
SKS-M1J-B | Patlite SK series LED industrial signal beacon, 80mm, blue, rotating (120rpm), IP23, base mount, 12-24 VDC. IP65 when used with SZW-102 rubber gasket. | Stock | 99
SKS-M1J-R | Patlite SK series LED industrial signal beacon, 80mm, red, rotating (120rpm), IP23, base mount, 12-24 VDC. IP65 when used with SZW-102 rubber gasket. | Stock | 99
SKS-M1J-Y | Patlite SK series LED industrial signal beacon, 80mm, amber, rotating (120rpm), IP23, base mount, 12-24 VDC. IP65 when used with SZW-102 rubber gasket. | Stock | 99
SKS-M2J-B | Patlite SK series LED industrial signal beacon, 80mm, blue, rotating (120rpm), IP23, base mount, 100-240 VAC. IP65 when used with SZW-102 rubber gasket. | Stock | 119
SKS-M2J-R | Patlite SK series LED industrial signal beacon, 80mm, red, rotating (120rpm), IP23, base mount, 100-240 VAC. IP65 when used with SZW-102 rubber gasket. | Stock | 119
SKS-M2J-Y | Patlite SK series LED industrial signal beacon, 80mm, amber, rotating (120rpm), IP23, base mount, 100-240 VAC. IP65 when used with SZW-102 rubber gasket. | Stock | 119
SKH-M1J-B | Patlite SK series LED industrial signal beacon, 100mm, blue, rotating (120rpm), IP23, base mount, 12-24 VDC. IP65 when used with SZW-103 rubber gasket. | Stock | 114
SKH-M1J-R | Patlite SK series LED industrial signal beacon, 100mm, red, rotating (120rpm), IP23, base mount, 12-24 VDC. IP65 when used with SZW-103 rubber gasket. | Stock | 114
SKH-M1J-Y | Patlite SK series LED industrial signal beacon, 100mm, amber, rotating (120rpm), IP23, base mount, 12-24 VDC. IP65 when used with SZW-103 rubber gasket. | Stock | 114
SKH-M2J-B | Patlite SK series LED industrial signal beacon, 100mm, blue, rotating (120rpm), IP23, base mount, 100-240 VAC. IP65 when used with SZW-103 rubber gasket. | Stock | 133
SKH-M2J-R | Patlite SK series LED industrial signal beacon, 100mm, red, rotating (120rpm), IP23, base mount, 100-240 VAC. IP65 when used with SZW-103 rubber gasket. | Stock | 133
SKH-M2J-Y | Patlite SK series LED industrial signal beacon, 100mm, amber, rotating (120rpm), IP23, base mount, 100-240 VAC. IP65 when used with SZW-103 rubber gasket. | Stock | 133
SKP-M1J-B | Patlite SK series LED industrial signal beacon, 150mm, blue, rotating (120rpm), IP23, base mount, 12-24 VDC. | Stock | 137
SKP-M1J-R | Patlite SK series LED industrial signal beacon, 150mm, red, rotating (120rpm), IP23, base mount, 12-24 VDC. | Stock | 137
SKP-M1J-Y | Patlite SK series LED industrial signal beacon, 150mm, amber, rotating (120rpm), IP23, base mount, 12-24 VDC. | Stock | 137
SKP-M2J-B | Patlite SK series LED industrial signal beacon, 150mm, blue, rotating (120rpm), IP23, base mount, 100-240 VAC. | Stock | 157
SKP-M2J-R | Patlite SK series LED industrial signal beacon, 150mm, red, rotating (120rpm), IP23, base mount, 100-240 VAC. | Stock | 157
SKP-M2J-Y | Patlite SK series LED industrial signal beacon, 150mm, amber, rotating (120rpm), IP23, base mount, 100-240 VAC. | Stock | 157
SF08-M1JN-B | Patlite SF series LED industrial signal beacon, 80mm, blue, (22) selectable flashing and rotating patterns, IP23, base mount, 12-24 VDC. IP65 when used with SZW-102 rubber gasket. | Stock | 160
SF08-M1JN-G | Patlite SF series LED industrial signal beacon, 80mm, green, (22) selectable flashing and rotating patterns, IP23, base mount, 12-24 VDC. IP65 when used with SZW-102 rubber gasket. | Stock | 160
SF08-M1JN-R | Patlite SF series LED industrial signal beacon, 80mm, red, (22) selectable flashing and rotating patterns, IP23, base mount, 12-24 VDC. IP65 when used with SZW-102 rubber gasket. | Stock | 160
SF08-M1JN-Y | Patlite SF series LED industrial signal beacon, 80mm, amber, (22) selectable flashing and rotating patterns, IP23, base mount, 12-24 VDC. IP65 when used with SZW-102 rubber gasket. | Stock | 160
SF08-M1KTN-B | Patlite SF series LED industrial signal beacon, 80mm, blue, (22) selectable flashing and rotating patterns, IP66, NEMA 4X/13, base mount, 12-24 VDC. | Stock | 160
SF08-M1KTN-G | Patlite SF series LED industrial signal beacon, 80mm, green, (22) selectable flashing and rotating patterns, IP66, NEMA 4X/13, base mount, 12-24 VDC. | Stock | 160
SF08-M1KTN-R | Patlite SF series LED industrial signal beacon, 80mm, red, (22) selectable flashing and rotating patterns, IP66, NEMA 4X/13, base mount, 12-24 VDC. | Stock | 160
SF08-M1KTN-Y | Patlite SF series LED industrial signal beacon, 80mm, amber, (22) selectable flashing and rotating patterns, IP66, NEMA 4X/13, base mount, 12-24 VDC. | Stock | 160
SF08-M2KTN-B | Patlite SF series LED industrial signal beacon, 80mm, blue, (22) selectable flashing and rotating patterns, IP66, NEMA 4X/13, base mount, 100-240 VAC. | Stock | 178
SF08-M2KTN-G | Patlite SF series LED industrial signal beacon, 80mm, green, (22) selectable flashing and rotating patterns, IP66, NEMA 4X/13, base mount, 100-240 VAC. | Stock | 178
SF08-M2KTN-R | Patlite SF series LED industrial signal beacon, 80mm, red, (22) selectable flashing and rotating patterns, IP66, NEMA 4X/13, base mount, 100-240 VAC. | Stock | 178
SF08-M2KTN-Y | Patlite SF series LED industrial signal beacon, 80mm, amber, (22) selectable flashing and rotating patterns, IP66, NEMA 4X/13, base mount, 100-240 VAC. | Stock | 178
SF10-M1JN-B | Patlite SF series LED industrial signal beacon, 100mm, blue, (22) selectable flashing and rotating patterns, IP23, base mount, 12-24 VDC. IP65 when used with SZW-103 rubber gasket. | Stock | 174
SF10-M1JN-G | Patlite SF series LED industrial signal beacon, 100mm, green, (22) selectable flashing and rotating patterns, IP23, base mount, 12-24 VDC. IP65 when used with SZW-103 rubber gasket. | Stock | 174
SF10-M1JN-R | Patlite SF series LED industrial signal beacon, 100mm, red, (22) selectable flashing and rotating patterns, IP23, base mount, 12-24 VDC. IP65 when used with SZW-103 rubber gasket. | Stock | 174
SF10-M1JN-Y | Patlite SF series LED industrial signal beacon, 100mm, amber, (22) selectable flashing and rotating patterns, IP23, base mount, 12-24 VDC. IP65 when used with SZW-103 rubber gasket. | Stock | 174
SF10-M1KTN-B | Patlite SF series LED industrial signal beacon, 100mm, blue, (22) selectable flashing and rotating patterns, IP66, NEMA 4X/13, base mount, 12-24 VDC. | Stock | 174
SF10-M1KTN-G | Patlite SF series LED industrial signal beacon, 100mm, green, (22) selectable flashing and rotating patterns, IP66, NEMA 4X/13, base mount, 12-24 VDC. | Stock | 174
SF10-M1KTN-R | Patlite SF series LED industrial signal beacon, 100mm, red, (22) selectable flashing and rotating patterns, IP66, NEMA 4X/13, base mount, 12-24 VDC. | Stock | 174
SF10-M1KTN-Y | Patlite SF series LED industrial signal beacon, 100mm, amber, (22) selectable flashing and rotating patterns, IP66, NEMA 4X/13, base mount, 12-24 VDC. | Stock | 174
SF10-M2JN-B | Patlite SF series LED industrial signal beacon, 100mm, blue, (22) selectable flashing and rotating patterns, IP23, base mount, 100-240 VAC. IP65 when used with SZW-103 rubber gasket. | Stock | 193
SF10-M2JN-G | Patlite SF series LED industrial signal beacon, 100mm, green, (22) selectable flashing and rotating patterns, IP23, base mount, 100-240 VAC. IP65 when used with SZW-103 rubber gasket. | Stock | 193
SF10-M2JN-R | Patlite SF series LED industrial signal beacon, 100mm, red, (22) selectable flashing and rotating patterns, IP23, base mount, 100-240 VAC. IP65 when used with SZW-103 rubber gasket. | Stock | 193
SF10-M2JN-Y | Patlite SF series LED industrial signal beacon, 100mm, amber, (22) selectable flashing and rotating patterns, IP23, base mount, 100-240 VAC. IP65 when used with SZW-103 rubber gasket. | Stock | 193
SF10-M2KTN-B | Patlite SF series LED industrial signal beacon, 100mm, blue, (22) selectable flashing and rotating patterns, IP66, NEMA 4X/13, base mount, 100-240 VAC. | Stock | 193
SF10-M2KTN-G | Patlite SF series LED industrial signal beacon, 100mm, green, (22) selectable flashing and rotating patterns, IP66, NEMA 4X/13, base mount, 100-240 VAC. | Stock | 193
SF10-M2KTN-R | Patlite SF series LED industrial signal beacon, 100mm, red, (22) selectable flashing and rotating patterns, IP66, NEMA 4X/13, base mount, 100-240 VAC. | Stock | 193
SF10-M2KTN-Y | Patlite SF series LED industrial signal beacon, 100mm, amber, (22) selectable flashing and rotating patterns, IP66, NEMA 4X/13, base mount, 100-240 VAC. | Stock | 193
26011060 | WERMA EvoSIGNAL Mini TwinLIGHT series LED industrial signal beacon, 62mm, red, permanent or blinking (1 Hz ON for 420ms), IP66, modular mount, 115-230 VAC. Requires mounting adapter. | Stock | 68
26011074 | WERMA EvoSIGNAL Mini TwinLIGHT series LED industrial signal beacon, 62mm, red, permanent or blinking (1 Hz ON for 410ms), IP66, modular mount, 12 VAC/VDC. Requires mounting adapter. | Stock | 68
26011075 | WERMA EvoSIGNAL Mini TwinLIGHT series LED industrial signal beacon, 62mm, red, permanent or blinking (1 Hz ON for 470ms), IP66, modular mount, 24 VAC/VDC. Requires mounting adapter. | Stock | 61
26012060 | WERMA EvoSIGNAL Mini TwinFLASH series LED industrial signal beacon, 62mm, red, double flash or EVS (Enhanced Visibility System) flashing (random flashing), IP66, modular mount, 115-230 VAC. Requires mounting adapter. | Stock | 87
26012074 | WERMA EvoSIGNAL Mini TwinFLASH series LED industrial signal beacon, 62mm, red, double flash or EVS (Enhanced Visibility System) flashing (random flashing), IP66, modular mount, 12 VAC/VDC. Requires mounting adapter. | Stock | 87
26012075 | WERMA EvoSIGNAL Mini TwinFLASH series LED industrial signal beacon, 62mm, red, double flash or EVS (Enhanced Visibility System) flashing (random flashing), IP66, modular mount, 24 VAC/VDC. Requires mounting adapter. | Stock | 76
26021060 | WERMA EvoSIGNAL Mini TwinLIGHT series LED industrial signal beacon, 62mm, green, permanent or blinking (1 Hz ON for 420ms), IP66, modular mount, 115-230 VAC. Requires mounting adapter. | Stock | 68
26021074 | WERMA EvoSIGNAL Mini TwinLIGHT series LED industrial signal beacon, 62mm, green, permanent or blinking (1 Hz ON for 410ms), IP66, modular mount, 12 VAC/VDC. Requires mounting adapter. | Stock | 68
26021075 | WERMA EvoSIGNAL Mini TwinLIGHT series LED industrial signal beacon, 62mm, green, permanent or blinking (1 Hz ON for 470ms), IP66, modular mount, 24 VAC/VDC. Requires mounting adapter. | Stock | 61
26022060 | WERMA EvoSIGNAL Mini TwinFLASH series LED industrial signal beacon, 62mm, green, double flash or EVS (Enhanced Visibility System) flashing (random flashing), IP66, modular mount, 115-230 VAC. Requires mounting adapter. | Stock | 87
26022074 | WERMA EvoSIGNAL Mini TwinFLASH series LED industrial signal beacon, 62mm, green, double flash or EVS (Enhanced Visibility System) flashing (random flashing), IP66, modular mount, 12 VAC/VDC. Requires mounting adapter. | Stock | 87
26022075 | WERMA EvoSIGNAL Mini TwinFLASH series LED industrial signal beacon, 62mm, green, double flash or EVS (Enhanced Visibility System) flashing (random flashing), IP66, modular mount, 24 VAC/VDC. Requires mounting adapter. | Stock | 76
26031060 | WERMA EvoSIGNAL Mini TwinLIGHT series LED industrial signal beacon, 62mm, yellow, permanent or blinking (1 Hz ON for 420ms), IP66, modular mount, 115-230 VAC. Requires mounting adapter. | Stock | 68
26031074 | WERMA EvoSIGNAL Mini TwinLIGHT series LED industrial signal beacon, 62mm, yellow, permanent or blinking (1 Hz ON for 410ms), IP66, modular mount, 12 VAC/VDC. Requires mounting adapter. | Stock | 68
26031075 | WERMA EvoSIGNAL Mini TwinLIGHT series LED industrial signal beacon, 62mm, yellow, permanent or blinking (1 Hz ON for 470ms), IP66, modular mount, 24 VAC/VDC. Requires mounting adapter. | Stock | 61
26032060 | WERMA EvoSIGNAL Mini TwinFLASH series LED industrial signal beacon, 62mm, yellow, double flash or EVS (Enhanced Visibility System) flashing (random flashing), IP66, modular mount, 115-230 VAC. Requires mounting adapter. | Stock | 87
26032074 | WERMA EvoSIGNAL Mini TwinFLASH series LED industrial signal beacon, 62mm, yellow, double flash or EVS (Enhanced Visibility System) flashing (random flashing), IP66, modular mount, 12 VAC/VDC. Requires mounting adapter. | Stock | 87
26032075 | WERMA EvoSIGNAL Mini TwinFLASH series LED industrial signal beacon, 62mm, yellow, double flash or EVS (Enhanced Visibility System) flashing (random flashing), IP66, modular mount, 24 VAC/VDC. Requires mounting adapter. | Stock | 76
26041060 | WERMA EvoSIGNAL Mini TwinLIGHT series LED industrial signal beacon, 62mm, clear/white, permanent or blinking (1 Hz ON for 420ms), IP66, modular mount, 115-230 VAC. Requires mounting adapter. | Stock | 68
26041074 | WERMA EvoSIGNAL Mini TwinLIGHT series LED industrial signal beacon, 62mm, clear/white, permanent or blinking (1 Hz ON for 410ms), IP66, modular mount, 12 VAC/VDC. Requires mounting adapter. | Stock | 68
26041075 | WERMA EvoSIGNAL Mini TwinLIGHT series LED industrial signal beacon, 62mm, clear/white, permanent or blinking (1 Hz ON for 470ms), IP66, modular mount, 24 VAC/VDC. Requires mounting adapter. | Stock | 61
26042060 | WERMA EvoSIGNAL Mini TwinFLASH series LED industrial signal beacon, 62mm, clear/white, double flash or EVS (Enhanced Visibility System) flashing (random flashing), IP66, modular mount, 115-230 VAC. Requires mounting adapter. | Stock | 87
26042074 | WERMA EvoSIGNAL Mini TwinFLASH series LED industrial signal beacon, 62mm, clear/white, double flash or EVS (Enhanced Visibility System) flashing (random flashing), IP66, modular mount, 12 VAC/VDC. Requires mounting adapter. | Stock | 87
26042075 | WERMA EvoSIGNAL Mini TwinFLASH series LED industrial signal beacon, 62mm, clear/white, double flash or EVS (Enhanced Visibility System) flashing (random flashing), IP66, modular mount, 24 VAC/VDC. Requires mounting adapter. | Stock | 76
26043075 | WERMA EvoSIGNAL Mini Permanent series LED industrial signal beacon, 62mm, red/yellow/green, permanent, IP66, modular mount, 24 VAC/VDC. Requires mounting adapter. | Stock | 88
26051060 | WERMA EvoSIGNAL Mini TwinLIGHT series LED industrial signal beacon, 62mm, blue, permanent or blinking (1 Hz ON for 420ms), IP66, modular mount, 115-230 VAC. Requires mounting adapter. | Stock | 68
26051074 | WERMA EvoSIGNAL Mini TwinLIGHT series LED industrial signal beacon, 62mm, blue, permanent or blinking (1 Hz ON for 410ms), IP66, modular mount, 12 VAC/VDC. Requires mounting adapter. | Stock | 68
26051075 | WERMA EvoSIGNAL Mini TwinLIGHT series LED industrial signal beacon, 62mm, blue, permanent or blinking (1 Hz ON for 470ms), IP66, modular mount, 24 VAC/VDC. Requires mounting adapter. | Stock | 61
26052060 | WERMA EvoSIGNAL Mini TwinFLASH series LED industrial signal beacon, 62mm, blue, double flash or EVS (Enhanced Visibility System) flashing (random flashing), IP66, modular mount, 115-230 VAC. Requires mounting adapter. | Stock | 87
26052074 | WERMA EvoSIGNAL Mini TwinFLASH series LED industrial signal beacon, 62mm, blue, double flash or EVS (Enhanced Visibility System) flashing (random flashing), IP66, modular mount, 12 VAC/VDC. Requires mounting adapter. | Stock | 87
26052075 | WERMA EvoSIGNAL Mini TwinFLASH series LED industrial signal beacon, 62mm, blue, double flash or EVS (Enhanced Visibility System) flashing (random flashing), IP66, modular mount, 24 VAC/VDC. Requires mounting adapter. | Stock | 76
26111060 | WERMA EvoSIGNAL Midi TwinLIGHT series LED industrial signal beacon, 85mm, red, permanent or blinking (1 Hz ON for 420ms), IP66, modular mount, 115-230 VAC. Requires mounting adapter. | Stock | 118
26111070 | WERMA EvoSIGNAL Midi TwinLIGHT series LED industrial signal beacon, 85mm, red, permanent or blinking (1 Hz ON for 480ms), IP66, modular mount, 12/24 VAC/VDC. Requires mounting adapter. | Stock | 111
26112060 | WERMA EvoSIGNAL Midi TwinFLASH series LED industrial signal beacon, 85mm, red, double flash or EVS (Enhanced Visibility System) flashing (random flashing), IP66, modular mount, 115-230 VAC. Requires mounting adapter. | Stock | 132
26112070 | WERMA EvoSIGNAL Midi TwinFLASH series LED industrial signal beacon, 85mm, red, double flash or EVS (Enhanced Visibility System) flashing (random flashing), IP66, modular mount, 12/24 VAC/VDC. Requires mounting adapter. | Stock | 124
26114060 | WERMA EvoSIGNAL Midi Rotating series LED industrial signal beacon, 85mm, red, rotating (180rpm), IP66, modular mount, 115-230 VAC. Requires mounting adapter. | Stock | 167
26114070 | WERMA EvoSIGNAL Midi Rotating series LED industrial signal beacon, 85mm, red, rotating (180rpm), IP66, modular mount, 12/24 VAC/VDC. Requires mounting adapter. | Stock | 159
26121060 | WERMA EvoSIGNAL Midi TwinLIGHT series LED industrial signal beacon, 85mm, green, permanent or blinking (1 Hz ON for 420ms), IP66, modular mount, 115-230 VAC. Requires mounting adapter. | Stock | 118
26121070 | WERMA EvoSIGNAL Midi TwinLIGHT series LED industrial signal beacon, 85mm, green, permanent or blinking (1 Hz ON for 480ms), IP66, modular mount, 12/24 VAC/VDC. Requires mounting adapter. | Stock | 111
26122060 | WERMA EvoSIGNAL Midi TwinFLASH series LED industrial signal beacon, 85mm, green, double flash or EVS (Enhanced Visibility System) flashing (random flashing), IP66, modular mount, 115-230 VAC. Requires mounting adapter. | Stock | 132
26122070 | WERMA EvoSIGNAL Midi TwinFLASH series LED industrial signal beacon, 85mm, green, double flash or EVS (Enhanced Visibility System) flashing (random flashing), IP66, modular mount, 12/24 VAC/VDC. Requires mounting adapter. | Stock | 124
26124060 | WERMA EvoSIGNAL Midi Rotating series LED industrial signal beacon, 85mm, green, rotating (180rpm), IP66, modular mount, 115-230 VAC. Requires mounting adapter. | Stock | 167
26124070 | WERMA EvoSIGNAL Midi Rotating series LED industrial signal beacon, 85mm, green, rotating (180rpm), IP66, modular mount, 12/24 VAC/VDC. Requires mounting adapter. | Stock | 159
26131060 | WERMA EvoSIGNAL Midi TwinLIGHT series LED industrial signal beacon, 85mm, yellow, permanent or blinking (1 Hz ON for 420ms), IP66, modular mount, 115-230 VAC. Requires mounting adapter. | Stock | 118
26131070 | WERMA EvoSIGNAL Midi TwinLIGHT series LED industrial signal beacon, 85mm, yellow, permanent or blinking (1 Hz ON for 480ms), IP66, modular mount, 12/24 VAC/VDC. Requires mounting adapter. | Stock | 111
26132060 | WERMA EvoSIGNAL Midi TwinFLASH series LED industrial signal beacon, 85mm, yellow, double flash or EVS (Enhanced Visibility System) flashing (random flashing), IP66, modular mount, 115-230 VAC. Requires mounting adapter. | Stock | 132
26132070 | WERMA EvoSIGNAL Midi TwinFLASH series LED industrial signal beacon, 85mm, yellow, double flash or EVS (Enhanced Visibility System) flashing (random flashing), IP66, modular mount, 12/24 VAC/VDC. Requires mounting adapter. | Stock | 124
26134060 | WERMA EvoSIGNAL Midi Rotating series LED industrial signal beacon, 85mm, yellow, rotating (180rpm), IP66, modular mount, 115-230 VAC. Requires mounting adapter. | Stock | 167
26134070 | WERMA EvoSIGNAL Midi Rotating series LED industrial signal beacon, 85mm, yellow, rotating (180rpm), IP66, modular mount, 12/24 VAC/VDC. Requires mounting adapter. | Stock | 159
26141060 | WERMA EvoSIGNAL Midi TwinLIGHT series LED industrial signal beacon, 85mm, clear/white, permanent or blinking (1 Hz ON for 420ms), IP66, modular mount, 115-230 VAC. Requires mounting adapter. | Stock | 118
26141070 | WERMA EvoSIGNAL Midi TwinLIGHT series LED industrial signal beacon, 85mm, clear/white, permanent or blinking (1 Hz ON for 480ms), IP66, modular mount, 12/24 VAC/VDC. Requires mounting adapter. | Stock | 111
26142060 | WERMA EvoSIGNAL Midi TwinFLASH series LED industrial signal beacon, 85mm, clear/white, double flash or EVS (Enhanced Visibility System) flashing (random flashing), IP66, modular mount, 115-230 VAC. Requires mounting adapter. | Stock | 132
26142070 | WERMA EvoSIGNAL Midi TwinFLASH series LED industrial signal beacon, 85mm, clear/white, double flash or EVS (Enhanced Visibility System) flashing (random flashing), IP66, modular mount, 12/24 VAC/VDC. Requires mounting adapter. | Stock | 124
26143060 | WERMA EvoSIGNAL Midi Permanent series LED industrial signal beacon, 85mm, red/yellow/green, permanent, IP66, modular mount, 115-230 VAC. Requires mounting adapter. | Stock | 173
26143070 | WERMA EvoSIGNAL Midi Permanent series LED industrial signal beacon, 85mm, red/yellow/green, permanent, IP66, modular mount, 12/24 VAC/VDC. Requires mounting adapter. | Stock | 165
26144060 | WERMA EvoSIGNAL Midi Rotating series LED industrial signal beacon, 85mm, clear/white, rotating (180rpm), IP66, modular mount, 115-230 VAC. Requires mounting adapter. | Stock | 167
26144070 | WERMA EvoSIGNAL Midi Rotating series LED industrial signal beacon, 85mm, clear/white, rotating (180rpm), IP66, modular mount, 12/24 VAC/VDC. Requires mounting adapter. | Stock | 159
26151060 | WERMA EvoSIGNAL Midi TwinLIGHT series LED industrial signal beacon, 85mm, blue, permanent or blinking (1 Hz ON for 420ms), IP66, modular mount, 115-230 VAC. Requires mounting adapter. | Stock | 118
26151070 | WERMA EvoSIGNAL Midi TwinLIGHT series LED industrial signal beacon, 85mm, blue, permanent or blinking (1 Hz ON for 480ms), IP66, modular mount, 12/24 VAC/VDC. Requires mounting adapter. | Stock | 111
26152060 | WERMA EvoSIGNAL Midi TwinFLASH series LED industrial signal beacon, 85mm, blue, double flash or EVS (Enhanced Visibility System) flashing (random flashing), IP66, modular mount, 115-230 VAC. Requires mounting adapter. | Stock | 132
26152070 | WERMA EvoSIGNAL Midi TwinFLASH series LED industrial signal beacon, 85mm, blue, double flash or EVS (Enhanced Visibility System) flashing (random flashing), IP66, modular mount, 12/24 VAC/VDC. Requires mounting adapter. | Stock | 124
26154060 | WERMA EvoSIGNAL Midi Rotating series LED industrial signal beacon, 85mm, blue, rotating (180rpm), IP66, modular mount, 115-230 VAC. Requires mounting adapter. | Stock | 167
26154070 | WERMA EvoSIGNAL Midi Rotating series LED industrial signal beacon, 85mm, blue, rotating (180rpm), IP66, modular mount, 12/24 VAC/VDC. Requires mounting adapter. | Stock | 159
26211060 | WERMA EvoSIGNAL Maxi TwinLIGHT series LED industrial signal beacon, 120mm, red, permanent or blinking (1 Hz ON for 480ms), IP66, modular mount, 115-230 VAC. Requires mounting adapter. | Stock | 292
26211070 | WERMA EvoSIGNAL Maxi TwinLIGHT series LED industrial signal beacon, 120mm, red, permanent or blinking (1 Hz ON for 480ms), IP66, modular mount, 12/24 VAC/VDC. Requires mounting adapter. | Stock | 283
26212060 | WERMA EvoSIGNAL Maxi TwinFLASH series LED industrial signal beacon, 120mm, red, double flash or EVS (Enhanced Visibility System) flashing (random flashing), IP66, modular mount, 115-230 VAC. Requires mounting adapter. | Stock | 309
26212070 | WERMA EvoSIGNAL Maxi TwinFLASH series LED industrial signal beacon, 120mm, red, double flash or EVS (Enhanced Visibility System) flashing (random flashing), IP66, modular mount, 12/24 VAC/VDC. Requires mounting adapter. | Stock | 298
26214060 | WERMA EvoSIGNAL Maxi Rotating series LED industrial signal beacon, 120mm, red, rotating (180rpm), IP66, modular mount, 115-230 VAC. Requires mounting adapter. | Stock | 329
26214070 | WERMA EvoSIGNAL Maxi Rotating series LED industrial signal beacon, 120mm, red, rotating (180rpm), IP66, modular mount, 12/24 VAC/VDC. Requires mounting adapter. | Stock | 322
26221060 | WERMA EvoSIGNAL Maxi TwinLIGHT series LED industrial signal beacon, 120mm, green, permanent or blinking (1 Hz ON for 480ms), IP66, modular mount, 115-230 VAC. Requires mounting adapter. | Stock | 292
26221070 | WERMA EvoSIGNAL Maxi TwinLIGHT series LED industrial signal beacon, 120mm, green, permanent or blinking (1 Hz ON for 480ms), IP66, modular mount, 12/24 VAC/VDC. Requires mounting adapter. | Stock | 283
26222060 | WERMA EvoSIGNAL Maxi TwinFLASH series LED industrial signal beacon, 120mm, green, double flash or EVS (Enhanced Visibility System) flashing (random flashing), IP66, modular mount, 115-230 VAC. Requires mounting adapter. | Stock | 309
26222070 | WERMA EvoSIGNAL Maxi TwinFLASH series LED industrial signal beacon, 120mm, green, double flash or EVS (Enhanced Visibility System) flashing (random flashing), IP66, modular mount, 12/24 VAC/VDC. Requires mounting adapter. | Stock | 298
26224060 | WERMA EvoSIGNAL Maxi Rotating series LED industrial signal beacon, 120mm, green, rotating (180rpm), IP66, modular mount, 115-230 VAC. Requires mounting adapter. | Stock | 329
26224070 | WERMA EvoSIGNAL Maxi Rotating series LED industrial signal beacon, 120mm, green, rotating (180rpm), IP66, modular mount, 12/24 VAC/VDC. Requires mounting adapter. | Stock | 322
26231060 | WERMA EvoSIGNAL Maxi TwinLIGHT series LED industrial signal beacon, 120mm, yellow, permanent or blinking (1 Hz ON for 480ms), IP66, modular mount, 115-230 VAC. Requires mounting adapter. | Stock | 292
26231070 | WERMA EvoSIGNAL Maxi TwinLIGHT series LED industrial signal beacon, 120mm, yellow, permanent or blinking (1 Hz ON for 480ms), IP66, modular mount, 12/24 VAC/VDC. Requires mounting adapter. | Stock | 283
26232060 | WERMA EvoSIGNAL Maxi TwinFLASH series LED industrial signal beacon, 120mm, yellow, double flash or EVS (Enhanced Visibility System) flashing (random flashing), IP66, modular mount, 115-230 VAC. Requires mounting adapter. | Stock | 309
26232070 | WERMA EvoSIGNAL Maxi TwinFLASH series LED industrial signal beacon, 120mm, yellow, double flash or EVS (Enhanced Visibility System) flashing (random flashing), IP66, modular mount, 12/24 VAC/VDC. Requires mounting adapter. | Stock | 298
26234060 | WERMA EvoSIGNAL Maxi Rotating series LED industrial signal beacon, 120mm, yellow, rotating (180rpm), IP66, modular mount, 115-230 VAC. Requires mounting adapter. | Stock | 329
26234070 | WERMA EvoSIGNAL Maxi Rotating series LED industrial signal beacon, 120mm, yellow, rotating (180rpm), IP66, modular mount, 12/24 VAC/VDC. Requires mounting adapter. | Stock | 322
26241060 | WERMA EvoSIGNAL Maxi TwinLIGHT series LED industrial signal beacon, 120mm, clear/white, permanent or blinking (1 Hz ON for 480ms), IP66, modular mount, 115-230 VAC. Requires mounting adapter. | Stock | 292
26241070 | WERMA EvoSIGNAL Maxi TwinLIGHT series LED industrial signal beacon, 120mm, clear/white, permanent or blinking (1 Hz ON for 480ms), IP66, modular mount, 12/24 VAC/VDC. Requires mounting adapter. | Stock | 283
26242060 | WERMA EvoSIGNAL Maxi TwinFLASH series LED industrial signal beacon, 120mm, clear/white, double flash or EVS (Enhanced Visibility System) flashing (random flashing), IP66, modular mount, 115-230 VAC. Requires mounting adapter. | Stock | 309
26242070 | WERMA EvoSIGNAL Maxi TwinFLASH series LED industrial signal beacon, 120mm, clear/white, double flash or EVS (Enhanced Visibility System) flashing (random flashing), IP66, modular mount, 12/24 VAC/VDC. Requires mounting adapter. | Stock | 298
26244060 | WERMA EvoSIGNAL Maxi Rotating series LED industrial signal beacon, 120mm, clear/white, rotating (180rpm), IP66, modular mount, 115-230 VAC. Requires mounting adapter. | Stock | 329
26244070 | WERMA EvoSIGNAL Maxi Rotating series LED industrial signal beacon, 120mm, clear/white, rotating (180rpm), IP66, modular mount, 12/24 VAC/VDC. Requires mounting adapter. | Stock | 322
26251060 | WERMA EvoSIGNAL Maxi TwinLIGHT series LED industrial signal beacon, 120mm, blue, permanent or blinking (1 Hz ON for 480ms), IP66, modular mount, 115-230 VAC. Requires mounting adapter. | Stock | 292
26251070 | WERMA EvoSIGNAL Maxi TwinLIGHT series LED industrial signal beacon, 120mm, blue, permanent or blinking (1 Hz ON for 480ms), IP66, modular mount, 12/24 VAC/VDC. Requires mounting adapter. | Stock | 283
26252060 | WERMA EvoSIGNAL Maxi TwinFLASH series LED industrial signal beacon, 120mm, blue, double flash or EVS (Enhanced Visibility System) flashing (random flashing), IP66, modular mount, 115-230 VAC. Requires mounting adapter. | Stock | 309
26252070 | WERMA EvoSIGNAL Maxi TwinFLASH series LED industrial signal beacon, 120mm, blue, double flash or EVS (Enhanced Visibility System) flashing (random flashing), IP66, modular mount, 12/24 VAC/VDC. Requires mounting adapter. | Stock | 298
26254060 | WERMA EvoSIGNAL Maxi Rotating series LED industrial signal beacon, 120mm, blue, rotating (180rpm), IP66, modular mount, 115-230 VAC. Requires mounting adapter. | Stock | 329
26254070 | WERMA EvoSIGNAL Maxi Rotating series LED industrial signal beacon, 120mm, blue, rotating (180rpm), IP66, modular mount, 12/24 VAC/VDC. Requires mounting adapter. | Stock | 322
20610000 | WERMA incandescent industrial signal beacon, 57mm, red, permanent, IP65, 22.5mm panel mount, 12-48 VAC/VDC. Requires incandescent bulb. | Stock | 37.5
20620000 | WERMA incandescent industrial signal beacon, 57mm, green, permanent, IP65, 22.5mm panel mount, 12-48 VAC/VDC. Requires incandescent bulb. | Stock | 37.5
20630000 | WERMA incandescent industrial signal beacon, 57mm, yellow, permanent, IP65, 22.5mm panel mount, 12-48 VAC/VDC. Requires incandescent bulb. | Stock | 37.5
20640000 | WERMA incandescent industrial signal beacon, 57mm, clear/white, permanent, IP65, 22.5mm panel mount, 12-48 VAC/VDC. Requires incandescent bulb. | Stock | 46.5
20650000 | WERMA incandescent industrial signal beacon, 57mm, blue, permanent, IP65, 22.5mm panel mount, 12-48 VAC/VDC. Requires incandescent bulb. | Stock | 46.5
20710075 | WERMA LED industrial signal beacon, 58mm, red, permanent, IP65, 22.5mm panel mount, 24 VAC/VDC. | Stock | 87
20720075 | WERMA LED industrial signal beacon, 58mm, green, permanent, IP65, 22.5mm panel mount, 24 VAC/VDC. | Stock | 87
20730075 | WERMA LED industrial signal beacon, 58mm, yellow, permanent, IP65, 22.5mm panel mount, 24 VAC/VDC. | Stock | 87
20810055 | WERMA Xenon tube industrial signal beacon, 58mm, red, flashing strobe (0.75 Hz flash frequency), IP65, 22.5mm panel mount, 24 VDC. | Stock | 129
20820055 | WERMA Xenon tube industrial signal beacon, 58mm, green, flashing strobe (0.75 Hz flash frequency), IP65, 22.5mm panel mount, 24 VDC. | Stock | 131
20830055 | WERMA Xenon tube industrial signal beacon, 58mm, yellow, flashing strobe (0.75 Hz flash frequency), IP65, 22.5mm panel mount, 24 VDC. | Stock | 129
20840055 | WERMA Xenon tube industrial signal beacon, 58mm, clear/white, flashing strobe (0.75 Hz flash frequency), IP65, 22.5mm panel mount, 24 VDC. | Stock | 131
20850055 | WERMA Xenon tube industrial signal beacon, 58mm, blue, flashing strobe (0.75 Hz flash frequency), IP65, 22.5mm panel mount, 24 VDC. | Stock | 131
20710067 | WERMA LED industrial signal beacon, 58mm, red, permanent, IP65, 22.5mm panel mount, 115 VAC. | Stock | 99
20720067 | WERMA LED industrial signal beacon, 58mm, green, permanent, IP65, 22.5mm panel mount, 115 VAC. | Stock | 94
20730067 | WERMA LED industrial signal beacon, 58mm, yellow, permanent, IP65, 22.5mm panel mount, 115 VAC. | Stock | 94
20810067 | WERMA Xenon tube industrial signal beacon, 58mm, red, flashing strobe (0.75 Hz flash frequency), IP65, 22.5mm panel mount, 115 VAC. | Stock | 129
20820067 | WERMA Xenon tube industrial signal beacon, 58mm, green, flashing strobe (0.75 Hz flash frequency), IP65, 22.5mm panel mount, 115 VAC. | Stock | 131
20830067 | WERMA Xenon tube industrial signal beacon, 58mm, yellow, flashing strobe (0.75 Hz flash frequency), IP65, 22.5mm panel mount, 115 VAC. | Stock | 129
20850067 | WERMA Xenon tube industrial signal beacon, 58mm, blue, flashing strobe (0.75 Hz flash frequency), IP65, 22.5mm panel mount, 115 VAC. | Stock | 131
23110055 | WERMA LED industrial signal beacon, 29mm, red, permanent, IP65, 22.5mm panel mount, 24 VDC. | Stock | 74
23120055 | WERMA LED industrial signal beacon, 29mm, green, permanent, IP65, 22.5mm panel mount, 24 VDC. | Stock | 122
23130055 | WERMA LED industrial signal beacon, 29mm, yellow, permanent, IP65, 22.5mm panel mount, 24 VDC. | Stock | 74
23140055 | WERMA LED industrial signal beacon, 29mm, clear/white, permanent, IP65, 22.5mm panel mount, 24 VDC. | Stock | 120
23150055 | WERMA LED industrial signal beacon, 29mm, blue, permanent, IP65, 22.5mm panel mount, 24 VDC. | Stock | 102
23110067 | WERMA LED industrial signal beacon, 29mm, red, permanent, IP65, 22.5mm panel mount, 115 VAC. | Stock | 90
23120067 | WERMA LED industrial signal beacon, 29mm, green, permanent, IP65, 22.5mm panel mount, 115 VAC. | Stock | 142
23130067 | WERMA LED industrial signal beacon, 29mm, yellow, permanent, IP65, 22.5mm panel mount, 115 VAC. | Stock | 90
23140067 | WERMA LED industrial signal beacon, 29mm, clear/white, permanent, IP65, 22.5mm panel mount, 115 VAC. | Stock | 115
23150067 | WERMA LED industrial signal beacon, 29mm, blue, permanent, IP65, 22.5mm panel mount, 115 VAC. | Stock | 115
23010055 | WERMA LED industrial signal beacon, 29mm, red, permanent, IP65, M20 x 1.5 threaded base mount, 24 VDC. | Stock | 75
23020055 | WERMA LED industrial signal beacon, 29mm, green, permanent, IP65, M20 x 1.5 threaded base mount, 24 VDC. | Stock | 125
23030055 | WERMA LED industrial signal beacon, 29mm, yellow, permanent, IP65, M20 x 1.5 threaded base mount, 24 VDC. | Stock | 75
23040055 | WERMA LED industrial signal beacon, 29mm, clear/white, permanent, IP65, M20 x 1.5 threaded base mount, 24 VDC. | Stock | 106
23050055 | WERMA LED industrial signal beacon, 29mm, blue, permanent, IP65, M20 x 1.5 threaded base mount, 24 VDC. | Stock | 102
23010067 | WERMA LED industrial signal beacon, 29mm, red, permanent, IP65, M20 x 1.5 threaded base mount, 115 VAC. | Stock | 93
23020067 | WERMA LED industrial signal beacon, 29mm, green, permanent, IP65, M20 x 1.5 threaded base mount, 115 VAC. | Stock | 145
23030067 | WERMA LED industrial signal beacon, 29mm, yellow, permanent, IP65, M20 x 1.5 threaded base mount, 115 VAC. | Stock | 93
23040067 | WERMA LED industrial signal beacon, 29mm, clear/white, permanent, IP65, M20 x 1.5 threaded base mount, 115 VAC. | Stock | 145
23050067 | WERMA LED industrial signal beacon, 29mm, blue, permanent, IP65, M20 x 1.5 threaded base mount, 115 VAC. | Stock | 145
81510000 | WERMA incandescent industrial signal beacon, 75mm, red, permanent, IP65, 37mm (PG 29) mount, 12-240 VAC/VDC. Requires incandescent bulb. | Stock | 50
81520000 | WERMA incandescent industrial signal beacon, 75mm, green, permanent, IP65, 37mm (PG 29) mount, 12-240 VAC/VDC. Requires incandescent bulb. | Stock | 50
81530000 | WERMA incandescent industrial signal beacon, 75mm, yellow, permanent, IP65, 37mm (PG 29) mount, 12-240 VAC/VDC. Requires incandescent bulb. | Stock | 50
81540000 | WERMA incandescent industrial signal beacon, 75mm, clear/white, permanent, IP65, 37mm (PG 29) mount, 12-240 VAC/VDC. Requires incandescent bulb. | Stock | 58
81550000 | WERMA incandescent industrial signal beacon, 75mm, blue, permanent, IP65, 37mm (PG 29) mount, 12-240 VAC/VDC. Requires incandescent bulb. | Stock | 58
81610055 | WERMA LED industrial signal beacon, 75mm, red, permanent, IP65, 37mm (PG 29) mount, 24 VAC/VDC. | Stock | 106
81620055 | WERMA LED industrial signal beacon, 75mm, green, permanent, IP65, 37mm (PG 29) mount, 24 VAC/VDC. | Stock | 106
81630055 | WERMA LED industrial signal beacon, 75mm, yellow, permanent, IP65, 37mm (PG 29) mount, 24 VAC/VDC. | Stock | 106
81640055 | WERMA LED industrial signal beacon, 75mm, clear/white, permanent, IP65, 37mm (PG 29) mount, 24 VAC/VDC. | Stock | 179
81650055 | WERMA LED industrial signal beacon, 75mm, blue, permanent, IP65, 37mm (PG 29) mount, 24 VAC/VDC. | Stock | 179
81611055 | WERMA LED industrial signal beacon, 75mm, red, blinking (1 Hz ON for 530ms), IP65, 37mm (PG 29) mount, 24 VAC/VDC. | Stock | 173
81621055 | WERMA LED industrial signal beacon, 75mm, green, blinking (1 Hz ON for 530ms), IP65, 37mm (PG 29) mount, 24 VAC/VDC. | Stock | 173
81631055 | WERMA LED industrial signal beacon, 75mm, yellow, blinking (1 Hz ON for 530ms), IP65, 37mm (PG 29) mount, 24 VAC/VDC. | Stock | 173
81641055 | WERMA LED industrial signal beacon, 75mm, clear/white, blinking (1 Hz ON for 530ms), IP65, 37mm (PG 29) mount, 24 VAC/VDC. | Stock | 316
81651055 | WERMA LED industrial signal beacon, 75mm, blue, blinking (1 Hz ON for 530ms), IP65, 37mm (PG 29) mount, 24 VAC/VDC. | Stock | 316
81613055 | WERMA LED industrial signal beacon, 75mm, red, rotating (120rpm), IP65, 37mm (PG 29) mount, 24 VAC/VDC. | Stock | 173
81623055 | WERMA LED industrial signal beacon, 75mm, green, rotating (120rpm), IP65, 37mm (PG 29) mount, 24 VAC/VDC. | Stock | 173
81633055 | WERMA LED industrial signal beacon, 75mm, yellow, rotating (120rpm), IP65, 37mm (PG 29) mount, 24 VAC/VDC. | Stock | 173
81643055 | WERMA LED industrial signal beacon, 75mm, clear/white, rotating (120rpm), IP65, 37mm (PG 29) mount, 24 VAC/VDC. | Stock | 288
81653055 | WERMA LED industrial signal beacon, 75mm, blue, rotating (120rpm), IP65, 37mm (PG 29) mount, 24 VAC/VDC. | Stock | 288
81710055 | WERMA Xenon tube industrial signal beacon, 75mm, red, flashing strobe (1 Hz flash frequency), IP65, 37mm (PG 29) mount, 24 VDC. | Stock | 160
81720055 | WERMA Xenon tube industrial signal beacon, 75mm, green, flashing strobe (1 Hz flash frequency), IP65, 37mm (PG 29) mount, 24 VDC. | Stock | 160
81730055 | WERMA Xenon tube industrial signal beacon, 75mm, yellow, flashing strobe (1 Hz flash frequency), IP65, 37mm (PG 29) mount, 24 VDC. | Stock | 160
81740055 | WERMA Xenon tube industrial signal beacon, 75mm, clear/white, flashing strobe (1 Hz flash frequency), IP65, 37mm (PG 29) mount, 24 VDC. | Stock | 167
81750055 | WERMA Xenon tube industrial signal beacon, 75mm, blue, flashing strobe (1 Hz flash frequency), IP65, 37mm (PG 29) mount, 24 VDC. | Stock | 167
81610067 | WERMA LED industrial signal beacon, 75mm, red, permanent, IP65, 37mm (PG 29) mount, 115 VAC. | Stock | 124
81620067 | WERMA LED industrial signal beacon, 75mm, green, permanent, IP65, 37mm (PG 29) mount, 115 VAC. | Stock | 124
81630067 | WERMA LED industrial signal beacon, 75mm, yellow, permanent, IP65, 37mm (PG 29) mount, 115 VAC. | Stock | 124
81640067 | WERMA LED industrial signal beacon, 75mm, clear/white, permanent, IP65, 37mm (PG 29) mount, 115 VAC. | Stock | 197
81650067 | WERMA LED industrial signal beacon, 75mm, blue, permanent, IP65, 37mm (PG 29) mount, 115 VAC. | Stock | 197
81710067 | WERMA Xenon tube industrial signal beacon, 75mm, red, flashing strobe (1 Hz flash frequency), IP65, 37mm (PG 29) mount, 115 VAC. | Stock | 160
81720067 | WERMA Xenon tube industrial signal beacon, 75mm, green, flashing strobe (1 Hz flash frequency), IP65, 37mm (PG 29) mount, 115 VAC. | Stock | 158
81730067 | WERMA Xenon tube industrial signal beacon, 75mm, yellow, flashing strobe (1 Hz flash frequency), IP65, 37mm (PG 29) mount, 115 VAC. | Stock | 158
81740067 | WERMA Xenon tube industrial signal beacon, 75mm, clear/white, flashing strobe (1 Hz flash frequency), IP65, 37mm (PG 29) mount, 115 VAC. | Stock | 160
81750067 | WERMA Xenon tube industrial signal beacon, 75mm, blue, flashing strobe (1 Hz flash frequency), IP65, 37mm (PG 29) mount, 115 VAC. | Stock | 160
20010000 | WERMA incandescent industrial signal beacon, 57mm, red, permanent, IP65, base mount, 12-240 VAC/VDC. Requires incandescent bulb. | Stock | 20.5
20020000 | WERMA incandescent industrial signal beacon, 57mm, green, permanent, IP65, base mount, 12-240 VAC/VDC. Requires incandescent bulb. | Stock | 20.5
20030000 | WERMA incandescent industrial signal beacon, 57mm, yellow, permanent, IP65, base mount, 12-240 VAC/VDC. Requires incandescent bulb. | Stock | 20.5
20040000 | WERMA incandescent industrial signal beacon, 57mm, clear/white, permanent, IP65, base mount, 12-240 VAC/VDC. Requires incandescent bulb. | Stock | 20.5
20050000 | WERMA incandescent industrial signal beacon, 57mm, blue, permanent, IP65, base mount, 12-240 VAC/VDC. Requires incandescent bulb. | Stock | 20.5
21010000 | WERMA incandescent industrial tall signal beacon, 57mm, red, permanent, IP65, base mount, 12-240 VAC/VDC. Requires incandescent bulb. | Stock | 22
21020000 | WERMA incandescent industrial tall signal beacon, 57mm, green, permanent, IP65, base mount, 12-240 VAC/VDC. Requires incandescent bulb. | Stock | 22
21030000 | WERMA incandescent industrial tall signal beacon, 57mm, yellow, permanent, IP65, base mount, 12-240 VAC/VDC. Requires incandescent bulb. | Stock | 22
21040000 | WERMA incandescent industrial tall signal beacon, 57mm, clear/white, permanent, IP65, base mount, 12-240 VAC/VDC. Requires incandescent bulb. | Stock | 22
21050000 | WERMA incandescent industrial tall signal beacon, 57mm, blue, permanent, IP65, base mount, 12-240 VAC/VDC. Requires incandescent bulb. | Stock | 22
22010000 | WERMA incandescent industrial signal beacon, 75mm, red, permanent, IP65, base mount, 12-240 VAC/VDC. Requires incandescent bulb. | Stock | 38
22020000 | WERMA incandescent industrial signal beacon, 75mm, green, permanent, IP65, base mount, 12-240 VAC/VDC. Requires incandescent bulb. | Stock | 38
22030000 | WERMA incandescent industrial signal beacon, 75mm, yellow, permanent, IP65, base mount, 12-240 VAC/VDC. Requires incandescent bulb. | Stock | 38
22040000 | WERMA incandescent industrial signal beacon, 75mm, clear/white, permanent, IP65, base mount, 12-240 VAC/VDC. Requires incandescent bulb. | Stock | 38
22050000 | WERMA incandescent industrial signal beacon, 75mm, blue, permanent, IP65, base mount, 12-240 VAC/VDC. Requires incandescent bulb. | Stock | 38
82610000 | WERMA incandescent industrial signal beacon, 98mm, red, permanent, IP65, base mount, 12-240 VAC/VDC. Requires incandescent bulb. | Stock | 47.5
82620000 | WERMA incandescent industrial signal beacon, 98mm, green, permanent, IP65, base mount, 12-240 VAC/VDC. Requires incandescent bulb. | Stock | 51
82630000 | WERMA incandescent industrial signal beacon, 98mm, yellow, permanent, IP65, base mount, 12-240 VAC/VDC. Requires incandescent bulb. | Stock | 47.5
82640000 | WERMA incandescent industrial signal beacon, 98mm, clear/white, permanent, IP65, base mount, 12-240 VAC/VDC. Requires incandescent bulb. | Stock | 51
82650000 | WERMA incandescent industrial signal beacon, 98mm, blue, permanent, IP65, base mount, 12-240 VAC/VDC. Requires incandescent bulb. | Stock | 51
20310000 | WERMA incandescent industrial signal beacon, 57mm, red, permanent, IP65, bracket mount, 12-240 VAC/VDC. Requires incandescent bulb. | Stock | 25.5
20320000 | WERMA incandescent industrial signal beacon, 57mm, green, permanent, IP65, bracket mount, 12-240 VAC/VDC. Requires incandescent bulb. | Stock | 25.5
20330000 | WERMA incandescent industrial signal beacon, 57mm, yellow, permanent, IP65, bracket mount, 12-240 VAC/VDC. Requires incandescent bulb. | Stock | 25.5
20340000 | WERMA incandescent industrial signal beacon, 57mm, clear/white, permanent, IP65, bracket mount, 12-240 VAC/VDC. Requires incandescent bulb. | Stock | 25.5
20350000 | WERMA incandescent industrial signal beacon, 57mm, blue, permanent, IP65, bracket mount, 12-240 VAC/VDC. Requires incandescent bulb. | Stock | 25.5
21310000 | WERMA incandescent industrial tall signal beacon, 57mm, red, permanent, IP65, bracket mount, 12-240 VAC/VDC. Requires incandescent bulb. | Stock | 25.5
21320000 | WERMA incandescent industrial tall signal beacon, 57mm, green, permanent, IP65, bracket mount, 12-240 VAC/VDC. Requires incandescent bulb. | Stock | 25.5
21330000 | WERMA incandescent industrial tall signal beacon, 57mm, yellow, permanent, IP65, bracket mount, 12-240 VAC/VDC. Requires incandescent bulb. | Stock | 25.5
21340000 | WERMA incandescent industrial tall signal beacon, 57mm, clear/white, permanent, IP65, bracket mount, 12-240 VAC/VDC. Requires incandescent bulb. | Stock | 25.5
21350000 | WERMA incandescent industrial tall signal beacon, 57mm, blue, permanent, IP65, bracket mount, 12-240 VAC/VDC. Requires incandescent bulb. | Stock | 25.5
22310000 | WERMA incandescent industrial signal beacon, 75mm, red, permanent, IP65, bracket mount, 12-240 VAC/VDC. Requires incandescent bulb. | Stock | 45
22320000 | WERMA incandescent industrial signal beacon, 75mm, green, permanent, IP65, bracket mount, 12-240 VAC/VDC. Requires incandescent bulb. | Stock | 45
22330000 | WERMA incandescent industrial signal beacon, 75mm, yellow, permanent, IP65, bracket mount, 12-240 VAC/VDC. Requires incandescent bulb. | Stock | 45
22340000 | WERMA incandescent industrial signal beacon, 75mm, clear/white, permanent, IP65, bracket mount, 12-240 VAC/VDC. Requires incandescent bulb. | Stock | 45
22350000 | WERMA incandescent industrial signal beacon, 75mm, blue, permanent, IP65, bracket mount, 12-240 VAC/VDC. Requires incandescent bulb. | Stock | 45
20910000 | WERMA incandescent industrial signal beacon, 57mm, red, permanent, IP65, tube mount, 12-240 VAC/VDC. Requires incandescent bulb. | Stock | 25.5
20920000 | WERMA incandescent industrial signal beacon, 57mm, green, permanent, IP65, tube mount, 12-240 VAC/VDC. Requires incandescent bulb. | Stock | 25.5
20930000 | WERMA incandescent industrial signal beacon, 57mm, yellow, permanent, IP65, tube mount, 12-240 VAC/VDC. Requires incandescent bulb. | Stock | 25.5
20940000 | WERMA incandescent industrial signal beacon, 57mm, clear/white, permanent, IP65, tube mount, 12-240 VAC/VDC. Requires incandescent bulb. | Stock | 25.5
20950000 | WERMA incandescent industrial signal beacon, 57mm, blue, permanent, IP65, tube mount, 12-240 VAC/VDC. Requires incandescent bulb. | Stock | 25.5
21910000 | WERMA incandescent industrial tall signal beacon, 57mm, red, permanent, IP65, tube mount, 12-240 VAC/VDC. Requires incandescent bulb. | Stock | 28
21920000 | WERMA incandescent industrial tall signal beacon, 57mm, green, permanent, IP65, tube mount, 12-240 VAC/VDC. Requires incandescent bulb. | Stock | 28
21930000 | WERMA incandescent industrial tall signal beacon, 57mm, yellow, permanent, IP65, tube mount, 12-240 VAC/VDC. Requires incandescent bulb. | Stock | 28
21940000 | WERMA incandescent industrial tall signal beacon, 57mm, clear/white, permanent, IP65, tube mount, 12-240 VAC/VDC. Requires incandescent bulb. | Stock | 28
21950000 | WERMA incandescent industrial tall signal beacon, 57mm, blue, permanent, IP65, tube mount, 12-240 VAC/VDC. Requires incandescent bulb. | Stock | 28
82611000 | WERMA incandescent industrial signal beacon, 98mm, red, permanent, IP65, tube mount, 12-240 VAC/VDC. Requires incandescent bulb. | Stock | 59
82621000 | WERMA incandescent industrial signal beacon, 98mm, green, permanent, IP65, tube mount, 12-240 VAC/VDC. Requires incandescent bulb. | Stock | 59
82631000 | WERMA incandescent industrial signal beacon, 98mm, yellow, permanent, IP65, tube mount, 12-240 VAC/VDC. Requires incandescent bulb. | Stock | 59
82641000 | WERMA incandescent industrial signal beacon, 98mm, clear/white, permanent, IP65, tube mount, 12-240 VAC/VDC. Requires incandescent bulb. | Stock | 59
82651000 | WERMA incandescent industrial signal beacon, 98mm, blue, permanent, IP65, tube mount, 12-240 VAC/VDC. Requires incandescent bulb. | Stock | 59
69110055 | WERMA FlatSIGN series LED signal column, (3) tiers, red/yellow/green, selectable permanent or blinking light function, 24 VAC/VDC, clear lens, 194.9mm body length, transparent, 160 degree viewing angle, wall mount, IP65. | Stock | 177
69110068 | WERMA FlatSIGN series LED signal column, (3) tiers, red/yellow/green, selectable permanent or blinking light function, 115-230 VAC, clear lens, 194.9mm body length, transparent, 160 degree viewing angle, wall mount, IP65. | Stock | 177
69130055 | WERMA FlatSIGN series LED signal column, (3) tiers, red/yellow/green, selectable permanent or blinking light function, 24 VAC/VDC, clear lens, 194.9mm body length, silver, 160 degree viewing angle, wall mount, IP65. | Stock | 253
69130068 | WERMA FlatSIGN series LED signal column, (3) tiers, red/yellow/green, selectable permanent or blinking light function, 115-230 VAC, clear lens, 194.9mm body length, silver, 160 degree viewing angle, wall mount, IP65. | Stock | 253
Audible-Visual Signaling Devices
ECX2071-24R | AutomationDirect audible alarm buzzer, 80 dB at 10cm, 2.8 kHz tone frequency, pulse tone(s), 24 VAC/VDC, permanent LED indicator(s), red, 22mm, panel mount, plastic housing, red, IP65. | Stock | 10.5
ECX2071-127R | AutomationDirect audible alarm buzzer, 80 dB at 10cm, 2.8 kHz tone frequency, pulse tone(s), 120 VAC/VDC, permanent LED indicator(s), red, 22mm, panel mount, plastic housing, red, IP65. | Stock | 10.5
DR22B5-EB | Fuji Electric audible alarm buzzer, 90 dB at 0.1m, 70 dB at 1m, 2.4 kHz to 3.3 kHz tone frequency, continuous/intermittent tone(s), 12-24 VAC/VDC, permanent LED indicator(s), red, 22mm, panel mount, plastic housing, black, IP00. | Stock | 55
DR22B5-HB | Fuji Electric audible alarm buzzer, 90 dB at 0.1m, 70 dB at 1m, 2.4 kHz to 3.3 kHz tone frequency, continuous/intermittent tone(s), 100-110 VAC, permanent LED indicator(s), red, 22mm, panel mount, plastic housing, black, IP00. | Stock | 55
DR30B5-EBZC | Fuji Electric audible alarm buzzer, 90 dB at 0.1m, 70 dB at 1m, 2.4 kHz to 3.3 kHz tone frequency, continuous/intermittent tone(s), 12-24 VAC/VDC, permanent LED indicator(s), red, 30mm, panel mount, plastic housing, silver, IP00. | Stock | 66
DR30B5-HBZC | Fuji Electric audible alarm buzzer, 90 dB at 0.1m, 70 dB at 1m, 2.4 kHz to 3.3 kHz tone frequency, continuous/intermittent tone(s), 100-110 VAC, permanent LED indicator(s), red, 30mm, panel mount, plastic housing, silver, IP00. | Stock | 66
15010055 | WERMA audible alarm buzzer, 80 dB at 1m, 2.8 kHz tone frequency, continuous tone(s), 24 VDC, permanent LED indicator(s), red, 22mm, panel mount, polycarbonate housing, red, IP65. | Stock | 94
15030055 | WERMA audible alarm buzzer, 80 dB at 1m, 2.8 kHz tone frequency, continuous tone(s), 24 VDC, permanent LED indicator(s), yellow, 22mm, panel mount, polycarbonate housing, yellow, IP65. | Stock | 94
15010067 | WERMA audible alarm buzzer, 80 dB at 1m, 2.8 kHz tone frequency, continuous tone(s), 115 VAC, permanent LED indicator(s), red, 22mm, panel mount, polycarbonate housing, red, IP65. | Stock | 102
15030067 | WERMA audible alarm buzzer, 80 dB at 1m, 2.8 kHz tone frequency, continuous tone(s), 115 VAC, permanent LED indicator(s), yellow, 22mm, panel mount, polycarbonate housing, yellow, IP65. | Stock | 102
45010055 | WERMA audible alarm buzzer, 80 dB at 1m, 2.8 kHz tone frequency, continuous tone(s), touch to acknowledge, 24 VDC, permanent LED indicator(s), red, 22mm, panel mount, polycarbonate housing, red, IP65. | Stock | 187
45030055 | WERMA audible alarm buzzer, 80 dB at 1m, 2.8 kHz tone frequency, continuous tone(s), touch to acknowledge, 24 VDC, permanent LED indicator(s), yellow, 22mm, panel mount, polycarbonate housing, yellow, IP65. | Stock | 187
NE-M1ANB-M | Patlite NE-A series integrated LED audible-visual signal beacon, 88 dB at 1m, continuous/intermittent tone(s), continuous or flashing (500ms), multi-color, 56mm, 12-24 VDC, IP65. | Stock | 115
NE-M1ACNB-M | Patlite NE-A series integrated LED audible-visual signal beacon, 88 dB at 1m, continuous/intermittent tone(s), continuous, multi-color, 56mm, 12-24 VDC, IP65. Requires 5-pin female M12 cable. | Stock | 136
NE-M1ATB-M | Patlite NE-A series integrated LED audible-visual signal beacon, 88 dB at 1m, continuous/intermittent tone(s), touch to acknowledge, continuous, multi-color, 56mm, 12-24 VDC, IP65. | Stock | 149
NE-ILNB-M | Patlite NE-IL series integrated LED audible-visual signal beacon, 88 dB at 1m, (8) selectable tone(s), selectable permanent, flashing, double flash or triple flash, multi-color, 56mm, 24 VDC, IO-Link Class A Device, IP65. Requires 5-pin female M12 cable. | Stock | 139
NE-ILTB-M | Patlite NE-IL series integrated LED audible-visual signal beacon, 88 dB at 1m, (8) selectable tone(s), touch to acknowledge, selectable permanent, flashing, double flash or triple flash, multi-color, 56mm, 24 VDC, IO-Link Class A Device, IP65. | Stock | 171
21555154055 | Pfannenberg PYRA series Xenon tube audible-visual signal beacon, 101 dB at 1m, (8) selectable tone(s), selectable flashing strobe, amber, 166 x 114 x 134mm, 115 VAC, IP66, NEMA 4/4X. | Stock | 392
21555155055 | Pfannenberg PYRA series Xenon tube audible-visual signal beacon, 101 dB at 1m, (8) selectable tone(s), selectable flashing strobe, red, 166 x 114 x 134mm, 115 VAC, IP66, NEMA 4/4X. | Stock | 392
21555156055 | Pfannenberg PYRA series Xenon tube audible-visual signal beacon, 101 dB at 1m, (8) selectable tone(s), selectable flashing strobe, green, 166 x 114 x 134mm, 115 VAC, IP66, NEMA 4/4X. | Stock | 392
21555157055 | Pfannenberg PYRA series Xenon tube audible-visual signal beacon, 101 dB at 1m, (8) selectable tone(s), selectable flashing strobe, blue, 166 x 114 x 134mm, 115 VAC, IP66, NEMA 4/4X. | Stock | 392
21555814055 | Pfannenberg PYRA series Xenon tube audible-visual signal beacon, 101 dB at 1m, (8) selectable tone(s), selectable flashing strobe, amber, 166 x 114 x 134mm, 10-57 VDC, IP66, NEMA 4/4X. | Stock | 392
21555815055 | Pfannenberg PYRA series Xenon tube audible-visual signal beacon, 101 dB at 1m, (8) selectable tone(s), selectable flashing strobe, red, 166 x 114 x 134mm, 10-57 VDC, IP66, NEMA 4/4X. | Stock | 392
21555816055 | Pfannenberg PYRA series Xenon tube audible-visual signal beacon, 101 dB at 1m, (8) selectable tone(s), selectable flashing strobe, green, 166 x 114 x 134mm, 10-57 VDC, IP66, NEMA 4/4X. | Stock | 392
21555817055 | Pfannenberg PYRA series Xenon tube audible-visual signal beacon, 101 dB at 1m, (8) selectable tone(s), selectable flashing strobe, blue, 166 x 114 x 134mm, 10-57 VDC, IP66, NEMA 4/4X. | Stock | 392
21556648055 | Pfannenberg PYRA series LED audible-visual signal beacon, 101 dB at 1m, (8) selectable tone(s), selectable permanent, blinking or flashing, red/yellow/green/blue, 166 x 114 x 134mm, 115-230 VAC, IP66, NEMA 4/4X. | Stock | 419
21556818055 | Pfannenberg PYRA series LED audible-visual signal beacon, 101 dB at 1m, (8) selectable tone(s), selectable permanent, blinking or flashing, red/yellow/green/blue, 166 x 114 x 134mm, 12-48 VDC, IP66, NEMA 4/4X. | Stock | 419
21565154055 | Pfannenberg PYRA series Xenon tube audible-visual signal beacon, 103 dB at 1m, (8) selectable tone(s), selectable flashing strobe, amber, 216 x 144 x 172mm, 115 VAC, IP66, NEMA 4/4X. | Stock | 495
21565155055 | Pfannenberg PYRA series Xenon tube audible-visual signal beacon, 103 dB at 1m, (8) selectable tone(s), selectable flashing strobe, red, 216 x 144 x 172mm, 115 VAC, IP66, NEMA 4/4X. | Stock | 495
21565156055 | Pfannenberg PYRA series Xenon tube audible-visual signal beacon, 103 dB at 1m, (8) selectable tone(s), selectable flashing strobe, green, 216 x 144 x 172mm, 115 VAC, IP66, NEMA 4/4X. | Stock | 495
21565157055 | Pfannenberg PYRA series Xenon tube audible-visual signal beacon, 103 dB at 1m, (8) selectable tone(s), selectable flashing strobe, blue, 216 x 144 x 172mm, 115 VAC, IP66, NEMA 4/4X. | Stock | 495
21565804055 | Pfannenberg PYRA series Xenon tube audible-visual signal beacon, 103 dB at 1m, (8) selectable tone(s), selectable flashing strobe, amber, 216 x 144 x 172mm, 24 VDC, IP66, NEMA 4/4X. | Stock | 495
21565805055 | Pfannenberg PYRA series Xenon tube audible-visual signal beacon, 103 dB at 1m, (8) selectable tone(s), selectable flashing strobe, red, 216 x 144 x 172mm, 24 VDC, IP66, NEMA 4/4X. | Stock | 495
21565806055 | Pfannenberg PYRA series Xenon tube audible-visual signal beacon, 103 dB at 1m, (8) selectable tone(s), selectable flashing strobe, green, 216 x 144 x 172mm, 24 VDC, IP66, NEMA 4/4X. | Stock | 495
21565807055 | Pfannenberg PYRA series Xenon tube audible-visual signal beacon, 103 dB at 1m, (8) selectable tone(s), selectable flashing strobe, blue, 216 x 144 x 172mm, 24 VDC, IP66, NEMA 4/4X. | Stock | 495
23311154055 | Pfannenberg PATROL series Xenon tube audible-visual signal beacon, 105 dB at 1m, (80) selectable tone(s), flashing strobe (1 Hz flash frequency), amber, 109 x 81 x 172mm, 115 VAC, IP66, NEMA 4/4X. | Stock | 376
23311155055 | Pfannenberg PATROL series Xenon tube audible-visual signal beacon, 105 dB at 1m, (80) selectable tone(s), flashing strobe (1 Hz flash frequency), red, 109 x 81 x 172mm, 115 VAC, IP66, NEMA 4/4X. | Stock | 376
23311156055 | Pfannenberg PATROL series Xenon tube audible-visual signal beacon, 105 dB at 1m, (80) selectable tone(s), flashing strobe (1 Hz flash frequency), green, 109 x 81 x 172mm, 115 VAC, IP66, NEMA 4/4X. | Stock | 376
23311157055 | Pfannenberg PATROL series Xenon tube audible-visual signal beacon, 105 dB at 1m, (80) selectable tone(s), flashing strobe (1 Hz flash frequency), blue, 109 x 81 x 172mm, 115 VAC, IP66, NEMA 4/4X. | Stock | 376
23311804055 | Pfannenberg PATROL series Xenon tube audible-visual signal beacon, 105 dB at 1m, (80) selectable tone(s), flashing strobe (1 Hz flash frequency), amber, 109 x 81 x 172mm, 24 VDC, IP66, NEMA 4/4X. | Stock | 363
23311805055 | Pfannenberg PATROL series Xenon tube audible-visual signal beacon, 105 dB at 1m, (80) selectable tone(s), flashing strobe (1 Hz flash frequency), red, 109 x 81 x 172mm, 24 VDC, IP66, NEMA 4/4X. | Stock | 363
23311806055 | Pfannenberg PATROL series Xenon tube audible-visual signal beacon, 105 dB at 1m, (80) selectable tone(s), flashing strobe (1 Hz flash frequency), green, 109 x 81 x 172mm, 24 VDC, IP66, NEMA 4/4X. | Stock | 363
23311807055 | Pfannenberg PATROL series Xenon tube audible-visual signal beacon, 105 dB at 1m, (80) selectable tone(s), flashing strobe (1 Hz flash frequency), blue, 109 x 81 x 172mm, 24 VDC, IP66, NEMA 4/4X. | Stock | 363
23351154055 | Pfannenberg PATROL series Xenon tube audible-visual signal beacon, 107 dB at 1m, (80) selectable tone(s), flashing strobe (1 Hz flash frequency), amber, 163 x 132 x 215mm, 115 VAC, IP66, NEMA 4/4X. | Stock | 475
23351155055 | Pfannenberg PATROL series Xenon tube audible-visual signal beacon, 107 dB at 1m, (80) selectable tone(s), flashing strobe (1 Hz flash frequency), red, 163 x 132 x 215mm, 115 VAC, IP66, NEMA 4/4X. | Stock | 475
23351156055 | Pfannenberg PATROL series Xenon tube audible-visual signal beacon, 107 dB at 1m, (80) selectable tone(s), flashing strobe (1 Hz flash frequency), green, 163 x 132 x 215mm, 115 VAC, IP66, NEMA 4/4X. | Stock | 475
23351157055 | Pfannenberg PATROL series Xenon tube audible-visual signal beacon, 107 dB at 1m, (80) selectable tone(s), flashing strobe (1 Hz flash frequency), blue, 163 x 132 x 215mm, 115 VAC, IP66, NEMA 4/4X. | Stock | 475
23351804055 | Pfannenberg PATROL series Xenon tube audible-visual signal beacon, 107 dB at 1m, (80) selectable tone(s), flashing strobe (1 Hz flash frequency), amber, 163 x 132 x 215mm, 24 VDC, IP66, NEMA 4/4X. | Stock | 475
23351805055 | Pfannenberg PATROL series Xenon tube audible-visual signal beacon, 107 dB at 1m, (80) selectable tone(s), flashing strobe (1 Hz flash frequency), red, 163 x 132 x 215mm, 24 VDC, IP66, NEMA 4/4X. | Stock | 475
23351806055 | Pfannenberg PATROL series Xenon tube audible-visual signal beacon, 107 dB at 1m, (80) selectable tone(s), flashing strobe (1 Hz flash frequency), green, 163 x 132 x 215mm, 24 VDC, IP66, NEMA 4/4X. | Stock | 475
23351807055 | Pfannenberg PATROL series Xenon tube audible-visual signal beacon, 107 dB at 1m, (80) selectable tone(s), flashing strobe (1 Hz flash frequency), blue, 163 x 132 x 215mm, 24 VDC, IP66, NEMA 4/4X. | Stock | 475
23353108055 | Pfannenberg PATROL series LED audible-visual signal beacon, 107 dB at 1m, (80) selectable tone(s), selectable permanent, blinking or flashing, red/yellow/green/blue, 163 x 132 x 215mm, 230 VAC, IP66, NEMA 4/4X. | Stock | 475
23353158055 | Pfannenberg PATROL series LED audible-visual signal beacon, 107 dB at 1m, (80) selectable tone(s), selectable permanent, blinking or flashing, red/yellow/green/blue, 163 x 132 x 215mm, 115 VAC, IP66, NEMA 4/4X. | Stock | 475
23353638055 | Pfannenberg PATROL series LED audible-visual signal beacon, 107 dB at 1m, (80) selectable tone(s), selectable permanent, blinking or flashing, red/yellow/green/blue, 163 x 132 x 215mm, 12-48 VDC, IP66, NEMA 4/4X. | Stock | 475
23361154055 | Pfannenberg PATROL series Xenon tube audible-visual signal beacon, 117 dB at 1m, (80) selectable tone(s), flashing strobe (1 Hz flash frequency), amber, 214 x 156 x 270mm, 115 VAC, IP66, NEMA 4/4X. | Stock | 686
23361155055 | Pfannenberg PATROL series Xenon tube audible-visual signal beacon, 117 dB at 1m, (80) selectable tone(s), flashing strobe (1 Hz flash frequency), red, 214 x 156 x 270mm, 115 VAC, IP66, NEMA 4/4X. | Stock | 686
23361156055 | Pfannenberg PATROL series Xenon tube audible-visual signal beacon, 117 dB at 1m, (80) selectable tone(s), flashing strobe (1 Hz flash frequency), green, 214 x 156 x 270mm, 115 VAC, IP66, NEMA 4/4X. | Stock | 686
23361157055 | Pfannenberg PATROL series Xenon tube audible-visual signal beacon, 117 dB at 1m, (80) selectable tone(s), flashing strobe (1 Hz flash frequency), blue, 214 x 156 x 270mm, 115 VAC, IP66, NEMA 4/4X. | Stock | 686
23361804055 | Pfannenberg PATROL series Xenon tube audible-visual signal beacon, 117 dB at 1m, (80) selectable tone(s), flashing strobe (1 Hz flash frequency), amber, 214 x 156 x 270mm, 24 VDC, IP66, NEMA 4/4X. | Stock | 686
23361805055 | Pfannenberg PATROL series Xenon tube audible-visual signal beacon, 117 dB at 1m, (80) selectable tone(s), flashing strobe (1 Hz flash frequency), red, 214 x 156 x 270mm, 24 VDC, IP66, NEMA 4/4X. | Stock | 686
23361806055 | Pfannenberg PATROL series Xenon tube audible-visual signal beacon, 117 dB at 1m, (80) selectable tone(s), flashing strobe (1 Hz flash frequency), green, 214 x 156 x 270mm, 24 VDC, IP66, NEMA 4/4X. | Stock | 686
23361807055 | Pfannenberg PATROL series Xenon tube audible-visual signal beacon, 117 dB at 1m, (80) selectable tone(s), flashing strobe (1 Hz flash frequency), blue, 214 x 156 x 270mm, 24 VDC, IP66, NEMA 4/4X. | Stock | 686
23372154055 | Pfannenberg PATROL series Xenon tube audible-visual signal beacon, 122 dB at 1m, (80) selectable tone(s), flashing strobe (1 Hz flash frequency), amber, 214 x 181 x 270mm, 115 VAC, IP66, NEMA 4/4X. | Stock | 1103
23372155055 | Pfannenberg PATROL series Xenon tube audible-visual signal beacon, 122 dB at 1m, (80) selectable tone(s), flashing strobe (1 Hz flash frequency), red, 214 x 181 x 270mm, 115 VAC, IP66, NEMA 4/4X. | Stock | 1103
23372156055 | Pfannenberg PATROL series Xenon tube audible-visual signal beacon, 122 dB at 1m, (80) selectable tone(s), flashing strobe (1 Hz flash frequency), green, 214 x 181 x 270mm, 115 VAC, IP66, NEMA 4/4X. | Stock | 1103
23372157055 | Pfannenberg PATROL series Xenon tube audible-visual signal beacon, 122 dB at 1m, (80) selectable tone(s), flashing strobe (1 Hz flash frequency), blue, 214 x 181 x 270mm, 115 VAC, IP66, NEMA 4/4X. | Stock | 1103
23372804055 | Pfannenberg PATROL series Xenon tube audible-visual signal beacon, 122 dB at 1m, (80) selectable tone(s), flashing strobe (1 Hz flash frequency), amber, 214 x 181 x 270mm, 24 VDC, IP66, NEMA 4/4X. | Stock | 1103
23372805055 | Pfannenberg PATROL series Xenon tube audible-visual signal beacon, 122 dB at 1m, (80) selectable tone(s), flashing strobe (1 Hz flash frequency), red, 214 x 181 x 270mm, 24 VDC, IP66, NEMA 4/4X. | Stock | 1103
23372806055 | Pfannenberg PATROL series Xenon tube audible-visual signal beacon, 122 dB at 1m, (80) selectable tone(s), flashing strobe (1 Hz flash frequency), green, 214 x 181 x 270mm, 24 VDC, IP66, NEMA 4/4X. | Stock | 1103
23372807055 | Pfannenberg PATROL series Xenon tube audible-visual signal beacon, 122 dB at 1m, (80) selectable tone(s), flashing strobe (1 Hz flash frequency), blue, 214 x 181 x 270mm, 24 VDC, IP66, NEMA 4/4X. | Stock | 1103
SL08-M1KTB-B | Patlite SL series LED audible-visual signal beacon, 86 dB at 1m, continuous tone(s), selectable continuous, blinking or triple flash, blue, 80mm, 12-24 VDC, IP66, NEMA 4X/13, push-in terminal. | Stock | 124
SL08-M1KTB-G | Patlite SL series LED audible-visual signal beacon, 86 dB at 1m, continuous tone(s), selectable continuous, blinking or triple flash, green, 80mm, 12-24 VDC, IP66, NEMA 4X/13, push-in terminal. | Stock | 124
SL08-M1KTB-R | Patlite SL series LED audible-visual signal beacon, 86 dB at 1m, continuous tone(s), selectable continuous, blinking or triple flash, red, 80mm, 12-24 VDC, IP66, NEMA 4X/13, push-in terminal. | Stock | 124
SL08-M1KTB-Y | Patlite SL series LED audible-visual signal beacon, 86 dB at 1m, continuous tone(s), selectable continuous, blinking or triple flash, amber, 80mm, 12-24 VDC, IP66, NEMA 4X/13, push-in terminal. | Stock | 124
SL08-M2KTB-B | Patlite SL series LED audible-visual signal beacon, 86 dB at 1m, continuous tone(s), selectable continuous, blinking or triple flash, blue, 80mm, 100-240 VAC, IP66, NEMA 4X/13, push-in terminal. | Stock | 144
SL08-M2KTB-G | Patlite SL series LED audible-visual signal beacon, 86 dB at 1m, continuous tone(s), selectable continuous, blinking or triple flash, green, 80mm, 100-240 VAC, IP66, NEMA 4X/13, push-in terminal. | Stock | 144
SL08-M2KTB-R | Patlite SL series LED audible-visual signal beacon, 86 dB at 1m, continuous tone(s), selectable continuous, blinking or triple flash, red, 80mm, 100-240 VAC, IP66, NEMA 4X/13, push-in terminal. | Stock | 144
SL08-M2KTB-Y | Patlite SL series LED audible-visual signal beacon, 86 dB at 1m, continuous tone(s), selectable continuous, blinking or triple flash, amber, 80mm, 100-240 VAC, IP66, NEMA 4X/13, push-in terminal. | Stock | 144
SL10-M1KTB-B | Patlite SL series LED audible-visual signal beacon, 88 dB at 1m, continuous tone(s), selectable continuous, blinking or triple flash, blue, 100mm, 12-24 VDC, IP66, NEMA 4X/13, push-in terminal. | Stock | 138
SL10-M1KTB-G | Patlite SL series LED audible-visual signal beacon, 88 dB at 1m, continuous tone(s), selectable continuous, blinking or triple flash, green, 100mm, 12-24 VDC, IP66, NEMA 4X/13, push-in terminal. | Stock | 138
SL10-M1KTB-R | Patlite SL series LED audible-visual signal beacon, 88 dB at 1m, continuous tone(s), selectable continuous, blinking or triple flash, red, 100mm, 12-24 VDC, IP66, NEMA 4X/13, push-in terminal. | Stock | 138
SL10-M1KTB-Y | Patlite SL series LED audible-visual signal beacon, 88 dB at 1m, continuous tone(s), selectable continuous, blinking or triple flash, amber, 100mm, 12-24 VDC, IP66, NEMA 4X/13, push-in terminal. | Stock | 138
SL10-M2KTB-B | Patlite SL series LED audible-visual signal beacon, 88 dB at 1m, continuous tone(s), selectable continuous, blinking or triple flash, blue, 100mm, 100-240 VAC, IP66, NEMA 4X/13, push-in terminal. | Stock | 159
SL10-M2KTB-G | Patlite SL series LED audible-visual signal beacon, 88 dB at 1m, continuous tone(s), selectable continuous, blinking or triple flash, green, 100mm, 100-240 VAC, IP66, NEMA 4X/13, push-in terminal. | Stock | 159
SL10-M2KTB-R | Patlite SL series LED audible-visual signal beacon, 88 dB at 1m, continuous tone(s), selectable continuous, blinking or triple flash, red, 100mm, 100-240 VAC, IP66, NEMA 4X/13, push-in terminal. | Stock | 159
SL10-M2KTB-Y | Patlite SL series LED audible-visual signal beacon, 88 dB at 1m, continuous tone(s), selectable continuous, blinking or triple flash, amber, 100mm, 100-240 VAC, IP66, NEMA 4X/13, push-in terminal. | Stock | 159
SKH-M1JB-B | Patlite SK series LED audible-visual signal beacon, 88 dB at 1m, intermittent tone(s), rotating (120rpm), blue, 100mm, 12-24 VDC, IP23, pigtail. | Stock | 130
SKH-M1JB-R | Patlite SK series LED audible-visual signal beacon, 88 dB at 1m, intermittent tone(s), rotating (120rpm), red, 100mm, 12-24 VDC, IP23, pigtail. | Stock | 130
SKH-M1JB-Y | Patlite SK series LED audible-visual signal beacon, 88 dB at 1m, intermittent tone(s), rotating (120rpm), amber, 100mm, 12-24 VDC, IP23, pigtail. | Stock | 130
SKH-M1TB-B | Patlite SK series LED audible-visual signal beacon, 88 dB at 1m, intermittent tone(s), rotating (120rpm), blue, 100mm, 12-24 VDC, IP23, push-in terminal. | Stock | 130
SKH-M1TB-R | Patlite SK series LED audible-visual signal beacon, 88 dB at 1m, intermittent tone(s), rotating (120rpm), red, 100mm, 12-24 VDC, IP23, push-in terminal. | Stock | 130
SKH-M1TB-Y | Patlite SK series LED audible-visual signal beacon, 88 dB at 1m, intermittent tone(s), rotating (120rpm), amber, 100mm, 12-24 VDC, IP23, push-in terminal. | Stock | 130
SKH-M2JB-B | Patlite SK series LED audible-visual signal beacon, 88 dB at 1m, intermittent tone(s), rotating (120rpm), blue, 100mm, 100-240 VAC, IP23, pigtail. | Stock | 149
SKH-M2JB-R | Patlite SK series LED audible-visual signal beacon, 88 dB at 1m, intermittent tone(s), rotating (120rpm), red, 100mm, 100-240 VAC, IP23, pigtail. | Stock | 149
SKH-M2JB-Y | Patlite SK series LED audible-visual signal beacon, 88 dB at 1m, intermittent tone(s), rotating (120rpm), amber, 100mm, 100-240 VAC, IP23, pigtail. | Stock | 149
SKH-M2TB-B | Patlite SK series LED audible-visual signal beacon, 88 dB at 1m, intermittent tone(s), rotating (120rpm), blue, 100mm, 100-240 VAC, IP23, push-in terminal. | Stock | 149
SKH-M2TB-R | Patlite SK series LED audible-visual signal beacon, 88 dB at 1m, intermittent tone(s), rotating (120rpm), red, 100mm, 100-240 VAC, IP23, push-in terminal. | Stock | 149
SKH-M2TB-Y | Patlite SK series LED audible-visual signal beacon, 88 dB at 1m, intermittent tone(s), rotating (120rpm), amber, 100mm, 100-240 VAC, IP23, push-in terminal. | Stock | 149
SF08-M1KTB-B | Patlite SF series LED audible-visual signal beacon, 86 dB at 1m, continuous tone(s), (22) selectable flashing and rotating patterns, blue, 80mm, 12-24 VDC, IP66, NEMA 4X/13, push-in terminal. | Stock | 174
SF08-M1KTB-G | Patlite SF series LED audible-visual signal beacon, 86 dB at 1m, continuous tone(s), (22) selectable flashing and rotating patterns, green, 80mm, 12-24 VDC, IP66, NEMA 4X/13, push-in terminal. | Stock | 174
SF08-M1KTB-R | Patlite SF series LED audible-visual signal beacon, 86 dB at 1m, continuous tone(s), (22) selectable flashing and rotating patterns, red, 80mm, 12-24 VDC, IP66, NEMA 4X/13, push-in terminal. | Stock | 174
SF08-M1KTB-Y | Patlite SF series LED audible-visual signal beacon, 86 dB at 1m, continuous tone(s), (22) selectable flashing and rotating patterns, amber, 80mm, 12-24 VDC, IP66, NEMA 4X/13, push-in terminal. | Stock | 174
SF08-M2KTB-B | Patlite SF series LED audible-visual signal beacon, 86 dB at 1m, continuous tone(s), (22) selectable flashing and rotating patterns, blue, 80mm, 100-240 VAC, IP66, NEMA 4X/13, push-in terminal. | Stock | 193
SF08-M2KTB-G | Patlite SF series LED audible-visual signal beacon, 86 dB at 1m, continuous tone(s), (22) selectable flashing and rotating patterns, green, 80mm, 100-240 VAC, IP66, NEMA 4X/13, push-in terminal. | Stock | 193
SF08-M2KTB-R | Patlite SF series LED audible-visual signal beacon, 86 dB at 1m, continuous tone(s), (22) selectable flashing and rotating patterns, red, 80mm, 100-240 VAC, IP66, NEMA 4X/13, push-in terminal. | Stock | 193
SF08-M2KTB-Y | Patlite SF series LED audible-visual signal beacon, 86 dB at 1m, continuous tone(s), (22) selectable flashing and rotating patterns, amber, 80mm, 100-240 VAC, IP66, NEMA 4X/13, push-in terminal. | Stock | 193
SF10-M1KTB-B | Patlite SF series LED audible-visual signal beacon, 88 dB at 1m, continuous tone(s), (22) selectable flashing and rotating patterns, blue, 100mm, 12-24 VDC, IP66, NEMA 4X/13, push-in terminal. | Stock | 189
SF10-M1KTB-G | Patlite SF series LED audible-visual signal beacon, 88 dB at 1m, continuous tone(s), (22) selectable flashing and rotating patterns, green, 100mm, 12-24 VDC, IP66, NEMA 4X/13, push-in terminal. | Stock | 189
SF10-M1KTB-R | Patlite SF series LED audible-visual signal beacon, 88 dB at 1m, continuous tone(s), (22) selectable flashing and rotating patterns, red, 100mm, 12-24 VDC, IP66, NEMA 4X/13, push-in terminal. | Stock | 189
SF10-M1KTB-Y | Patlite SF series LED audible-visual signal beacon, 88 dB at 1m, continuous tone(s), (22) selectable flashing and rotating patterns, amber, 100mm, 12-24 VDC, IP66, NEMA 4X/13, push-in terminal. | Stock | 189
SF10-M2KTB-B | Patlite SF series LED audible-visual signal beacon, 88 dB at 1m, continuous tone(s), (22) selectable flashing and rotating patterns, blue, 100mm, 100-240 VAC, IP66, NEMA 4X/13, push-in terminal. | Stock | 209
SF10-M2KTB-G | Patlite SF series LED audible-visual signal beacon, 88 dB at 1m, continuous tone(s), (22) selectable flashing and rotating patterns, green, 100mm, 100-240 VAC, IP66, NEMA 4X/13, push-in terminal. | Stock | 209
SF10-M2KTB-R | Patlite SF series LED audible-visual signal beacon, 88 dB at 1m, continuous tone(s), (22) selectable flashing and rotating patterns, red, 100mm, 100-240 VAC, IP66, NEMA 4X/13, push-in terminal. | Stock | 209
SF10-M2KTB-Y | Patlite SF series LED audible-visual signal beacon, 88 dB at 1m, continuous tone(s), (22) selectable flashing and rotating patterns, amber, 100mm, 100-240 VAC, IP66, NEMA 4X/13, push-in terminal. | Stock | 209
46011060 | WERMA EvoSIGNAL Mini TwinLIGHT series LED audible-visual signal beacon, 95 dB at 1m, continuous/pulse tone(s), permanent or blinking (1 Hz ON for 420ms), red, 62mm, 115-230 VAC, IP66. Requires mounting adapter. | Stock | 126
46011074 | WERMA EvoSIGNAL Mini TwinLIGHT series LED audible-visual signal beacon, 95 dB at 1m, continuous/pulse tone(s), permanent or blinking (1 Hz ON for 410ms), red, 62mm, 12 VAC/VDC, IP66. Requires mounting adapter. | Stock | 126
46011075 | WERMA EvoSIGNAL Mini TwinLIGHT series LED audible-visual signal beacon, 95 dB at 1m, continuous/pulse tone(s), permanent or blinking (1 Hz ON for 470ms), red, 62mm, 24 VAC/VDC, IP66. Requires mounting adapter. | Stock | 110
46012060 | WERMA EvoSIGNAL Mini TwinFLASH series LED audible-visual signal beacon, 95 dB at 1m, continuous/pulse tone(s), double flash or EVS (Enhanced Visibility System) flashing (random flashing), red, 62mm, 115-230 VAC, IP66. Requires mounting adapter. | Stock | 147
46012074 | WERMA EvoSIGNAL Mini TwinFLASH series LED audible-visual signal beacon, 95 dB at 1m, continuous/pulse tone(s), double flash or EVS (Enhanced Visibility System) flashing (random flashing), red, 62mm, 12 VAC/VDC, IP66. Requires mounting adapter. | Stock | 147
46012075 | WERMA EvoSIGNAL Mini TwinFLASH series LED audible-visual signal beacon, 95 dB at 1m, continuous/pulse tone(s), double flash or EVS (Enhanced Visibility System) flashing (random flashing), red, 62mm, 24 VAC/VDC, IP66. Requires mounting adapter. | Stock | 126
46021060 | WERMA EvoSIGNAL Mini TwinLIGHT series LED audible-visual signal beacon, 95 dB at 1m, continuous/pulse tone(s), permanent or blinking (1 Hz ON for 420ms), green, 62mm, 115-230 VAC, IP66. Requires mounting adapter. | Stock | 126
46021074 | WERMA EvoSIGNAL Mini TwinLIGHT series LED audible-visual signal beacon, 95 dB at 1m, continuous/pulse tone(s), permanent or blinking (1 Hz ON for 410ms), green, 62mm, 12 VAC/VDC, IP66. Requires mounting adapter. | Stock | 126
46021075 | WERMA EvoSIGNAL Mini TwinLIGHT series LED audible-visual signal beacon, 95 dB at 1m, continuous/pulse tone(s), permanent or blinking (1 Hz ON for 470ms), green, 62mm, 24 VAC/VDC, IP66. Requires mounting adapter. | Stock | 110
46022060 | WERMA EvoSIGNAL Mini TwinFLASH series LED audible-visual signal beacon, 95 dB at 1m, continuous/pulse tone(s), double flash or EVS (Enhanced Visibility System) flashing (random flashing), green, 62mm, 115-230 VAC, IP66. Requires mounting adapter. | Stock | 147
46022074 | WERMA EvoSIGNAL Mini TwinFLASH series LED audible-visual signal beacon, 95 dB at 1m, continuous/pulse tone(s), double flash or EVS (Enhanced Visibility System) flashing (random flashing), green, 62mm, 12 VAC/VDC, IP66. Requires mounting adapter. | Stock | 147
46022075 | WERMA EvoSIGNAL Mini TwinFLASH series LED audible-visual signal beacon, 95 dB at 1m, continuous/pulse tone(s), double flash or EVS (Enhanced Visibility System) flashing (random flashing), green, 62mm, 24 VAC/VDC, IP66. Requires mounting adapter. | Stock | 126
46031060 | WERMA EvoSIGNAL Mini TwinLIGHT series LED audible-visual signal beacon, 95 dB at 1m, continuous/pulse tone(s), permanent or blinking (1 Hz ON for 420ms), yellow, 62mm, 115-230 VAC, IP66. Requires mounting adapter. | Stock | 126
46031074 | WERMA EvoSIGNAL Mini TwinLIGHT series LED audible-visual signal beacon, 95 dB at 1m, continuous/pulse tone(s), permanent or blinking (1 Hz ON for 410ms), yellow, 62mm, 12 VAC/VDC, IP66. Requires mounting adapter. | Stock | 126
46031075 | WERMA EvoSIGNAL Mini TwinLIGHT series LED audible-visual signal beacon, 95 dB at 1m, continuous/pulse tone(s), permanent or blinking (1 Hz ON for 470ms), yellow, 62mm, 24 VAC/VDC, IP66. Requires mounting adapter. | Stock | 110
46032060 | WERMA EvoSIGNAL Mini TwinFLASH series LED audible-visual signal beacon, 95 dB at 1m, continuous/pulse tone(s), double flash or EVS (Enhanced Visibility System) flashing (random flashing), yellow, 62mm, 115-230 VAC, IP66. Requires mounting adapter. | Stock | 147
46032074 | WERMA EvoSIGNAL Mini TwinFLASH series LED audible-visual signal beacon, 95 dB at 1m, continuous/pulse tone(s), double flash or EVS (Enhanced Visibility System) flashing (random flashing), yellow, 62mm, 12 VAC/VDC, IP66. Requires mounting adapter. | Stock | 147
46032075 | WERMA EvoSIGNAL Mini TwinFLASH series LED audible-visual signal beacon, 95 dB at 1m, continuous/pulse tone(s), double flash or EVS (Enhanced Visibility System) flashing (random flashing), yellow, 62mm, 24 VAC/VDC, IP66. Requires mounting adapter. | Stock | 126
46041060 | WERMA EvoSIGNAL Mini TwinLIGHT series LED audible-visual signal beacon, 95 dB at 1m, continuous/pulse tone(s), permanent or blinking (1 Hz ON for 420ms), clear/white, 62mm, 115-230 VAC, IP66. Requires mounting adapter. | Stock | 126
46041074 | WERMA EvoSIGNAL Mini TwinLIGHT series LED audible-visual signal beacon, 95 dB at 1m, continuous/pulse tone(s), permanent or blinking (1 Hz ON for 410ms), clear/white, 62mm, 12 VAC/VDC, IP66. Requires mounting adapter. | Stock | 126
46041075 | WERMA EvoSIGNAL Mini TwinLIGHT series LED audible-visual signal beacon, 95 dB at 1m, continuous/pulse tone(s), permanent or blinking (1 Hz ON for 470ms), clear/white, 62mm, 24 VAC/VDC, IP66. Requires mounting adapter. | Stock | 110
46042060 | WERMA EvoSIGNAL Mini TwinFLASH series LED audible-visual signal beacon, 95 dB at 1m, continuous/pulse tone(s), double flash or EVS (Enhanced Visibility System) flashing (random flashing), clear/white, 62mm, 115-230 VAC, IP66. Requires mounting adapter. | Stock | 147
46042074 | WERMA EvoSIGNAL Mini TwinFLASH series LED audible-visual signal beacon, 95 dB at 1m, continuous/pulse tone(s), double flash or EVS (Enhanced Visibility System) flashing (random flashing), clear/white, 62mm, 12 VAC/VDC, IP66. Requires mounting adapter. | Stock | 147
46042075 | WERMA EvoSIGNAL Mini TwinFLASH series LED audible-visual signal beacon, 95 dB at 1m, continuous/pulse tone(s), double flash or EVS (Enhanced Visibility System) flashing (random flashing), clear/white, 62mm, 24 VAC/VDC, IP66. Requires mounting adapter. | Stock | 126
46051060 | WERMA EvoSIGNAL Mini TwinLIGHT series LED audible-visual signal beacon, 95 dB at 1m, continuous/pulse tone(s), permanent or blinking (1 Hz ON for 420ms), blue, 62mm, 115-230 VAC, IP66. Requires mounting adapter. | Stock | 126
46051074 | WERMA EvoSIGNAL Mini TwinLIGHT series LED audible-visual signal beacon, 95 dB at 1m, continuous/pulse tone(s), permanent or blinking (1 Hz ON for 410ms), blue, 62mm, 12 VAC/VDC, IP66. Requires mounting adapter. | Stock | 126
46051075 | WERMA EvoSIGNAL Mini TwinLIGHT series LED audible-visual signal beacon, 95 dB at 1m, continuous/pulse tone(s), permanent or blinking (1 Hz ON for 470ms), blue, 62mm, 24 VAC/VDC, IP66. Requires mounting adapter. | Stock | 110
46052060 | WERMA EvoSIGNAL Mini TwinFLASH series LED audible-visual signal beacon, 95 dB at 1m, continuous/pulse tone(s), double flash or EVS (Enhanced Visibility System) flashing (random flashing), blue, 62mm, 115-230 VAC, IP66. Requires mounting adapter. | Stock | 147
46052074 | WERMA EvoSIGNAL Mini TwinFLASH series LED audible-visual signal beacon, 95 dB at 1m, continuous/pulse tone(s), double flash or EVS (Enhanced Visibility System) flashing (random flashing), blue, 62mm, 12 VAC/VDC, IP66. Requires mounting adapter. | Stock | 147
46052075 | WERMA EvoSIGNAL Mini TwinFLASH series LED audible-visual signal beacon, 95 dB at 1m, continuous/pulse tone(s), double flash or EVS (Enhanced Visibility System) flashing (random flashing), blue, 62mm, 24 VAC/VDC, IP66. Requires mounting adapter. | Stock | 126
46111060 | WERMA EvoSIGNAL Midi TwinLIGHT series LED audible-visual signal beacon, 110 dB at 1m, (10) selectable tone(s), permanent or blinking (1 Hz ON for 420ms), red, 85mm, 115-230 VAC, IP66. Requires mounting adapter. | Stock | 196
46111070 | WERMA EvoSIGNAL Midi TwinLIGHT series LED audible-visual signal beacon, 110 dB at 1m, (10) selectable tone(s), permanent or blinking (1 Hz ON for 480ms), red, 85mm, 12/24 VAC/VDC, IP66. Requires mounting adapter. | Stock | 180
46112060 | WERMA EvoSIGNAL Midi TwinFLASH series LED audible-visual signal beacon, 110 dB at 1m, (10) selectable tone(s), double flash or EVS (Enhanced Visibility System) flashing (random flashing), red, 85mm, 115-230 VAC, IP66. Requires mounting adapter. | Stock | 212
46112070 | WERMA EvoSIGNAL Midi TwinFLASH series LED audible-visual signal beacon, 110 dB at 1m, (10) selectable tone(s), double flash or EVS (Enhanced Visibility System) flashing (random flashing), red, 85mm, 12/24 VAC/VDC, IP66. Requires mounting adapter. | Stock | 191
46121060 | WERMA EvoSIGNAL Midi TwinLIGHT series LED audible-visual signal beacon, 110 dB at 1m, (10) selectable tone(s), permanent or blinking (1 Hz ON for 420ms), green, 85mm, 115-230 VAC, IP66. Requires mounting adapter. | Stock | 196
46121070 | WERMA EvoSIGNAL Midi TwinLIGHT series LED audible-visual signal beacon, 110 dB at 1m, (10) selectable tone(s), permanent or blinking (1 Hz ON for 480ms), green, 85mm, 12/24 VAC/VDC, IP66. Requires mounting adapter. | Stock | 180
46122060 | WERMA EvoSIGNAL Midi TwinFLASH series LED audible-visual signal beacon, 110 dB at 1m, (10) selectable tone(s), double flash or EVS (Enhanced Visibility System) flashing (random flashing), green, 85mm, 115-230 VAC, IP66. Requires mounting adapter. | Stock | 212
46122070 | WERMA EvoSIGNAL Midi TwinFLASH series LED audible-visual signal beacon, 110 dB at 1m, (10) selectable tone(s), double flash or EVS (Enhanced Visibility System) flashing (random flashing), green, 85mm, 12/24 VAC/VDC, IP66. Requires mounting adapter. | Stock | 191
46131060 | WERMA EvoSIGNAL Midi TwinLIGHT series LED audible-visual signal beacon, 110 dB at 1m, (10) selectable tone(s), permanent or blinking (1 Hz ON for 420ms), yellow, 85mm, 115-230 VAC, IP66. Requires mounting adapter. | Stock | 196
46131070 | WERMA EvoSIGNAL Midi TwinLIGHT series LED audible-visual signal beacon, 110 dB at 1m, (10) selectable tone(s), permanent or blinking (1 Hz ON for 480ms), yellow, 85mm, 12/24 VAC/VDC, IP66. Requires mounting adapter. | Stock | 180
46132060 | WERMA EvoSIGNAL Midi TwinFLASH series LED audible-visual signal beacon, 110 dB at 1m, (10) selectable tone(s), double flash or EVS (Enhanced Visibility System) flashing (random flashing), yellow, 85mm, 115-230 VAC, IP66. Requires mounting adapter. | Stock | 212
46132070 | WERMA EvoSIGNAL Midi TwinFLASH series LED audible-visual signal beacon, 110 dB at 1m, (10) selectable tone(s), double flash or EVS (Enhanced Visibility System) flashing (random flashing), yellow, 85mm, 12/24 VAC/VDC, IP66. Requires mounting adapter. | Stock | 191
46141060 | WERMA EvoSIGNAL Midi TwinLIGHT series LED audible-visual signal beacon, 110 dB at 1m, (10) selectable tone(s), permanent or blinking (1 Hz ON for 420ms), clear/white, 85mm, 115-230 VAC, IP66. Requires mounting adapter. | Stock | 196
46141070 | WERMA EvoSIGNAL Midi TwinLIGHT series LED audible-visual signal beacon, 110 dB at 1m, (10) selectable tone(s), permanent or blinking (1 Hz ON for 480ms), clear/white, 85mm, 12/24 VAC/VDC, IP66. Requires mounting adapter. | Stock | 180
46142060 | WERMA EvoSIGNAL Midi TwinFLASH series LED audible-visual signal beacon, 110 dB at 1m, (10) selectable tone(s), double flash or EVS (Enhanced Visibility System) flashing (random flashing), clear/white, 85mm, 115-230 VAC, IP66. Requires mounting adapter. | Stock | 212
46142070 | WERMA EvoSIGNAL Midi TwinFLASH series LED audible-visual signal beacon, 110 dB at 1m, (10) selectable tone(s), double flash or EVS (Enhanced Visibility System) flashing (random flashing), clear/white, 85mm, 12/24 VAC/VDC, IP66. Requires mounting adapter. | Stock | 191
46151060 | WERMA EvoSIGNAL Midi TwinLIGHT series LED audible-visual signal beacon, 110 dB at 1m, (10) selectable tone(s), permanent or blinking (1 Hz ON for 420ms), blue, 85mm, 115-230 VAC, IP66. Requires mounting adapter. | Stock | 196
46151070 | WERMA EvoSIGNAL Midi TwinLIGHT series LED audible-visual signal beacon, 110 dB at 1m, (10) selectable tone(s), permanent or blinking (1 Hz ON for 480ms), blue, 85mm, 12/24 VAC/VDC, IP66. Requires mounting adapter. | Stock | 180
46152060 | WERMA EvoSIGNAL Midi TwinFLASH series LED audible-visual signal beacon, 110 dB at 1m, (10) selectable tone(s), double flash or EVS (Enhanced Visibility System) flashing (random flashing), blue, 85mm, 115-230 VAC, IP66. Requires mounting adapter. | Stock | 212
46152070 | WERMA EvoSIGNAL Midi TwinFLASH series LED audible-visual signal beacon, 110 dB at 1m, (10) selectable tone(s), double flash or EVS (Enhanced Visibility System) flashing (random flashing), blue, 85mm, 12/24 VAC/VDC, IP66. Requires mounting adapter. | Stock | 191
Accessories for Signaling Devices
21514001055 | Pfannenberg PYRA series pre-assembled base, (1) tier, 86.2mm body length, light gray, base mount, IP66, NEMA 4/4X. | Stock | 47
21514002055 | Pfannenberg PYRA series pre-assembled base, (2) tiers, 172.4mm body length, light gray, base mount, IP66, NEMA 4/4X. | Stock | 51
21514003055 | Pfannenberg PYRA series pre-assembled base, (3) tiers, 259mm body length, light gray, base mount, IP66, NEMA 4/4X. | Stock | 63
21514004055 | Pfannenberg PYRA series pre-assembled base, (4) tiers, 345mm body length, light gray, base mount, IP66, NEMA 4/4X. | Stock | 90
SZK-101 | Patlite mounting bracket, wall mount, black, polycarbonate. For use with Patlite SKS, SKH, SF08, SF10, SL08 and SL10 series beacons. | Stock | 17
SZK-102 | Patlite mounting bracket, wall mount, silver, 304 stainless steel. For use with Patlite SKS, SKH, SF08, SF10, SL08 and SL10 series beacons. | Stock | 19
SZK-103 | Patlite mounting bracket, wall mount, silver, 305 stainless steel. For use with Patlite SKP and SL15 series beacons. | Stock | 32
SZK-104 | Patlite mounting bracket cover, wall mount, black, polycarbonate. For use with Patlite SZK-102 mounting bracket. Installation hardware included. | Stock | 17
SZK-105 | Patlite mounting bracket cover, wall mount, black, polycarbonate. For use with Patlite SZK-103 mounting bracket. Installation hardware included. | Stock | 28
SZP-101 | Patlite tube adapter, tube mount, 100mm diameter, black, polycarbonate. For use with Patlite SKH, SF10, SL10 series beacons and POLE22-xxxxAN or POLE22-xxxxAT mounting poles. | Stock | 25.5
SZP-102 | Patlite tube adapter, tube mount, 80mm diameter, 1/2in NPT thread, silver, aluminum. For use with Patlite SKS, SF08 and SL08 series beacons. | Stock | 48
SZP-103 | Patlite tube adapter, tube mount, 100mm diameter, 1/2in NPT thread, silver, aluminum. For use with Patlite SKH, SF10 and SL10 series beacons. | Stock | 57
SZP-104 | Patlite tube adapter, tube mount, 150mm diameter, 3/4in NPT thread, silver, aluminum. For use with Patlite SKP and SL15 series beacons. | Stock | 99
SZW-101 | Patlite mounting bracket, ceiling mount, 100mm diameter, black, cold-rolled steel. For use with Patlite SKH, SF10 and SL10 series beacons. | Stock | 19
SZW-102 | Patlite gasket, black, silicone. For use with Patlite SKS, SF08 and SL08 series beacons. | Stock | 9
SZW-103 | Patlite gasket, black, silicone. For use with Patlite SKH, SF10 and SL10 series beacons. | Stock | 11
26070001 | WERMA EvoSIGNAL Mini series mounting base adapter, base mount, gray, ABS plastic. For use with WERMA EvoSIGNAL Mini industrial signal beacons, audible-visual signal beacons and audible signal horns. | Stock | 6.5
26070003 | WERMA EvoSIGNAL Mini series mounting adapter, panel mount, M22 x 1.5mm thread type, 62mm diameter, 33mm height, gray, ABS plastic. For use with WERMA EvoSIGNAL Mini industrial signal beacons, audible-visual signal beacons and audible signal horns. | Stock | 11
26070004 | WERMA EvoSIGNAL Mini series PG 29 mounting adapter, panel mount, PG29 thread type, gray, ABS plastic. For use with WERMA EvoSIGNAL Mini industrial signal beacons, audible-visual signal beacons and audible signal horns. | Stock | 11
26070005 | WERMA EvoSIGNAL Mini series tube adapter, tube mount, 62mm diameter, 60mm height, gray, ABS plastic. For use with WERMA EvoSIGNAL Mini industrial signal beacons, audible-visual signal beacons and audible signal horns. | Stock | 14.5
26070006 | WERMA EvoSIGNAL Mini series mounting bracket adapter with cable gland, wall mount, gray, ABS plastic. For use with WERMA EvoSIGNAL Mini industrial signal beacons, audible-visual signal beacons and audible signal horns. | Stock | 7.75
26070007 | WERMA EvoSIGNAL Mini series mounting bracket adapter, wall mount, gray, ABS plastic. For use with WERMA EvoSIGNAL Mini industrial signal beacons, audible-visual signal beacons and audible signal horns. | Stock | 7.75
26170001 | WERMA EvoSIGNAL Midi series mounting base adapter, base mount, gray, ABS plastic. For use with WERMA EvoSIGNAL Midi industrial signal beacons, audible-visual signal beacons and audible signal horns. | Stock | 7.75
26170002 | WERMA EvoSIGNAL Midi series mounting base adapter with cable gland, base mount, gray, ABS plastic. For use with WERMA EvoSIGNAL Midi industrial signal beacons, audible-visual signal beacons and audible signal horns. | Stock | 15.5
26170003 | WERMA EvoSIGNAL Midi series mounting bracket adapter with horn, wall mount, gray, ABS plastic. For use with WERMA EvoSIGNAL Midi industrial signal beacons, audible-visual signal beacons and audible signal horns. | Stock | 14.5
26170005 | WERMA EvoSIGNAL Midi series tube adapter, tube mount, 85mm diameter, 64mm height, gray, ABS plastic. For use with WERMA EvoSIGNAL Midi industrial signal beacons, audible-visual signal beacons and audible signal horns. | Stock | 16.5
26170006 | WERMA EvoSIGNAL Midi series mounting bracket adapter with cable gland, wall mount, gray, ABS plastic. For use with WERMA EvoSIGNAL Midi industrial signal beacons, audible-visual signal beacons and audible signal horns. | Stock | 13
26170007 | WERMA EvoSIGNAL Midi series mounting bracket adapter, wall mount, gray, ABS plastic. For use with WERMA EvoSIGNAL Midi industrial signal beacons, audible-visual signal beacons and audible signal horns. | Stock | 9
26270001 | WERMA EvoSIGNAL Maxi series mounting base adapter, base mount, gray, ABS plastic. For use with WERMA EvoSIGNAL Maxi industrial signal beacons. | Stock | 13
26270002 | WERMA EvoSIGNAL Maxi series mounting base adapter with cable gland, base mount, gray, ABS plastic. For use with WERMA EvoSIGNAL Maxi industrial signal beacons. | Stock | 19
26270006 | WERMA EvoSIGNAL Maxi series mounting bracket adapter with cable gland, wall mount, gray, ABS plastic. For use with WERMA EvoSIGNAL Maxi industrial signal beacons. | Stock | 18
26270007 | WERMA EvoSIGNAL Maxi series mounting bracket adapter, gray, ABS plastic. For use with WERMA EvoSIGNAL Maxi industrial signal beacons. | Stock | 16.5
97581201 | WERMA tube adapter, tube mount, 57mm diameter, black, polyamide. For use with beacons with 37mm (PG 29) mounting installation. | Stock | 17.5
97581202 | WERMA surface mounting base, base mount, black, polyamide. For use with beacons with 37mm (PG 29) mounting installation. | Stock | 16.5
97520901 | WERMA plastic base with integrated tube, base mount, 70mm diameter, 110mm length, black, polyamide. For use with 209 or 219 series beacons. | Stock | 24.5
97520902 | WERMA cable gland, M25 x 1.5mm thread type, polyamide, black, accepts 8 to 17mm diameter cable, IP68. | Stock | 6.75
97582605 | WERMA mounting bracket, wall mount, black, ABS/polycarbonate. For use with 826, 827, 828 and 829 series industrial signal beacons. | Stock | 12
97582603 | WERMA galvanized wire guard, steel. For use with 826, 827, 828 or 829 series industrial signal beacons. | Stock | 51
97581503 | WERMA beacon enclosure, surface mount, 1 hole. For use with beacons with 37mm (PG 29) mounting installation. | Stock | 53
97581507 | WERMA beacon enclosure, surface mount, 2 holes. For use with beacons with 37mm (PG 29) mounting installation. | Stock | 73
97581508 | WERMA beacon enclosure, surface mount, 3 holes. For use with beacons with 37mm (PG 29) mounting installation. | Stock | 96
97581522 | WERMA anti-twist washer, stainless steel. For use with Werma beacons with 37mm (PG 29) mounting installation. | Stock | 6.75
95501535 | WERMA bulb, incandescent, replacement, 24 VAC/VDC, BA15d bayonet, clear, 7W. | Stock | 10
95501537 | WERMA bulb, incandescent, replacement, 115 VAC, BA15d bayonet, clear, 7W. | Stock | 10
95501538 | WERMA bulb, incandescent, replacement, 230 VAC, BA15d bayonet, clear, 7W. | Stock | 10
95582635 | WERMA bulb, incandescent, replacement, 24 VAC/VDC, BA15d bayonet, clear, 15W. | Stock | 10
95582637 | WERMA bulb, incandescent, replacement, 115 VAC, BA15d bayonet, clear, 15W. | Stock | 10
95582638 | WERMA bulb, incandescent, replacement, 230 VAC, BA15d bayonet, clear, 15W. | Stock | 10
95582735 | WERMA bulb, incandescent, replacement, 24 VAC/VDC, BA15d bayonet, clear, 25W. | Stock | 8.75
95588524 | WERMA bulb, halogen, replacement, 12 VAC/VDC, G6.35 bayonet, clear, 20W. | Stock | 12
95588525 | WERMA bulb, halogen, replacement, 24 VAC/VDC, G6.35 bayonet, clear, 20W. | Stock | 13.5
V13100076-F1 | Patlite cable, replacement. For use with EHS series audible signal horns. | Stock | 37
V21100522-F1 | Patlite cover, replacement. For use with EHS series audible signal horns. | Stock | 40.5
NE-002D | Patlite mounting bracket, wall mount, 56mm diameter, 82mm height, dark gray, polycarbonate. For use with Patlite NE-A and NE-IL series beacons. | Stock | 15
NE-001D | Patlite tube adapter, tube mount, 56mm diameter, black, polycarbonate. For use with Patlite NE-A and NE-IL series beacons. | Stock | 23.5
SZP-092D | Patlite tube adapter, tube mount, 1/2in NPT thread type, 56mm diameter, black, polycarbonate. For use with Patlite NE-A and NE-IL series beacons. | Stock | 8.5
GA0000119-F1 | Patlite O-ring, silicone. For use with Patlite NE-A and NE-IL series beacons. | Stock | 12.5
POLE-100A21 | Patlite mounting pole, 22mm diameter, 100mm length, silver, aluminum. For use with Patlite NE-A and NE-IL series beacons. | Stock | 29
POLE-300A21 | Patlite mounting pole, 22mm diameter, 300mm length, silver, aluminum. For use with Patlite NE-A and NE-IL series beacons. | Stock | 32.5
POLE-800A21 | Patlite mounting pole, 22mm diameter, 800mm length, silver, aluminum. For use with Patlite NE-A and NE-IL series beacons. | Stock | 40
SZ-010 | Patlite mounting bracket, flange mount, 100mm diameter, 65mm height, silver, aluminum. For use with Patlite NE-A and NE-IL series beacons. | Stock | 29
SZ-016A | Patlite mounting bracket, flange mount, 68mm diameter, 45mm height, silver, aluminum. For use with Patlite NE-A and NE-IL series beacons. | Stock | 32.5
Signal Towers (Pre-assembled Stacklights)
65720055 | WERMA eSIGN series LED signal tower, white, (9) tiers, 72mm diameter, custom programmable colors, selectable multi light function, 24 VDC, 360 degree viewing angle, 8-pin M12 A-coded, base or tube mount, IP66 and IP69K. | Stock | 464
65721055 | WERMA eSIGN series LED signal tower, white, (9) tiers, 72mm diameter, custom programmable colors, selectable multi light function, 24 VDC, 360 degree viewing angle, 4-pin M12 A-coded (IO-Link), base or tube mount, IP66 and IP69K. | Stock | 500
65730055 | WERMA eSIGN series LED signal tower, white, (9) tiers, 72mm diameter, custom programmable colors, selectable multi light function, (10) selectable tone(s), 24 VDC, 360 degree viewing angle, 8-pin M12 A-coded, base or tube mount, IP66 and IP69K. | Stock | 488
65731055 | WERMA eSIGN series LED signal tower, white, (9) tiers, 72mm diameter, custom programmable colors, selectable multi light function, (10) selectable tone(s), 24 VDC, 360 degree viewing angle, 4-pin M12 A-coded (IO-Link), base or tube mount, IP66 and IP69K. | Stock | 523
65770055 | WERMA eSIGN series LED signal tower, white, (15) tiers, 72mm diameter, custom programmable colors, selectable multi light function, 24 VDC, 360 degree viewing angle, 8-pin M12 A-coded, base or tube mount, IP66 and IP69K. | Stock | 520
65771055 | WERMA eSIGN series LED signal tower, white, (15) tiers, 72mm diameter, custom programmable colors, selectable multi light function, 24 VDC, 360 degree viewing angle, 4-pin M12 A-coded (IO-Link), base or tube mount, IP66 and IP69K. | Stock | 557
65780055 | WERMA eSIGN series LED signal tower, white, (15) tiers, 72mm diameter, custom programmable colors, selectable multi light function, (10) selectable tone(s), 24 VDC, 360 degree viewing angle, 8-pin M12 A-coded, base or tube mount, IP66 and IP69K. | Stock | 539
65781055 | WERMA eSIGN series LED signal tower, white, (15) tiers, 72mm diameter, custom programmable colors, selectable multi light function, (10) selectable tone(s), 24 VDC, 360 degree viewing angle, 4-pin M12 A-coded (IO-Link), base or tube mount, IP66 and IP69K. | Stock | 585
65700055 | WERMA eSIGN series LED signal tower, black, (9) tiers, 72mm diameter, custom programmable colors, selectable multi light function, 24 VDC, 360 degree viewing angle, 8-pin M12 A-coded, base or tube mount, IP66 and IP69K. | Stock | 442
65701055 | WERMA eSIGN series LED signal tower, black, (9) tiers, 72mm diameter, custom programmable colors, selectable multi light function, 24 VDC, 360 degree viewing angle, 4-pin M12 A-coded (IO-Link), base or tube mount, IP66 and IP69K. | Stock | 475
65710055 | WERMA eSIGN series LED signal tower, black, (9) tiers, 72mm diameter, custom programmable colors, selectable multi light function, (10) selectable tone(s), 24 VDC, 360 degree viewing angle, 8-pin M12 A-coded, base or tube mount, IP66 and IP69K. | Stock | 465
65711055 | WERMA eSIGN series LED signal tower, black, (9) tiers, 72mm diameter, custom programmable colors, selectable multi light function, (10) selectable tone(s), 24 VDC, 360 degree viewing angle, 4-pin M12 A-coded (IO-Link), base or tube mount, IP66 and IP69K. | Stock | 499
65750055 | WERMA eSIGN series LED signal tower, black, (15) tiers, 72mm diameter, custom programmable colors, selectable multi light function, 24 VDC, 360 degree viewing angle, 8-pin M12 A-coded, base or tube mount, IP66 and IP69K. | Stock | 495
65751055 | WERMA eSIGN series LED signal tower, black, (15) tiers, 72mm diameter, custom programmable colors, selectable multi light function, 24 VDC, 360 degree viewing angle, 4-pin M12 A-coded (IO-Link), base or tube mount, IP66 and IP69K. | Stock | 530
65760055 | WERMA eSIGN series LED signal tower, black, (15) tiers, 72mm diameter, custom programmable colors, selectable multi light function, (10) selectable tone(s), 24 VDC, 360 degree viewing angle, 8-pin M12 A-coded, base or tube mount, IP66 and IP69K. | Stock | 512
65761055 | WERMA eSIGN series LED signal tower, black, (15) tiers, 72mm diameter, custom programmable colors, selectable multi light function, (10) selectable tone(s), 24 VDC, 360 degree viewing angle, 4-pin M12 A-coded (IO-Link), base or tube mount, IP66 and IP69K. | Stock | 557
64924001 | WERMA LED signal tower, (3) tiers, 70mm diameter, red/yellow/green, permanent light function, 115 VAC, colored lens, 210.2mm body length, black, 360 degree viewing angle, bracket mount, IP65. | Stock | 282
64924002 | WERMA LED signal tower, (3) tiers, 70mm diameter, red/yellow/green, permanent light function, 24 VAC/VDC, colored lens, 210.2mm body length, black, 360 degree viewing angle, bracket mount, IP65. | Stock | 221
64924003 | WERMA LED signal tower, (2) tiers, 70mm diameter, red/green, permanent light function, 115 VAC, colored lens, 154.2mm body length, black, 360 degree viewing angle, bracket mount, IP65. | Stock | 210
64924004 | WERMA LED signal tower, (2) tiers, 70mm diameter, red/green, permanent light function, 24 VAC/VDC, colored lens, 154.2mm body length, black, 360 degree viewing angle, bracket mount, IP65. | Stock | 181
ME-102A-R | Patlite LED signal tower, (1) tier, 25mm diameter, red, permanent light function, 24 VDC, NPN polarity, clear lens, 200mm body length, silver, 360 degree viewing angle, base mount, IP42. | Stock | 106
ME-202A-RG | Patlite LED signal tower, (2) tiers, 25mm diameter, red/green, permanent light function, 24 VDC, NPN polarity, clear lens, 200mm body length, silver, 360 degree viewing angle, base mount, IP42. | Stock | 143
ME-302A-RYG | Patlite LED signal tower, (3) tiers, 25mm diameter, red/amber/green, permanent light function, 24 VDC, NPN polarity, clear lens, 200mm body length, silver, 360 degree viewing angle, base mount, IP42. | Stock | 190
ME-402A-RYGB | Patlite LED signal tower, (4) tiers, 25mm diameter, red/amber/green/blue, permanent light function, 24 VDC, NPN polarity, clear lens, 200mm body length, silver, 360 degree viewing angle, base mount, IP42. | Stock | 212
ME-102P-R | Patlite LED signal tower, (1) tier, 25mm diameter, red, permanent light function, 24 VDC, PNP polarity, clear lens, 200mm body length, silver, 360 degree viewing angle, base mount, IP65. | Stock | 106
ME-202P-RG | Patlite LED signal tower, (2) tiers, 25mm diameter, red/green, permanent light function, 24 VDC, PNP polarity, clear lens, 200mm body length, silver, 360 degree viewing angle, base mount, IP65. | Stock | 143
ME-302P-RYG | Patlite LED signal tower, (3) tiers, 25mm diameter, red/amber/green, permanent light function, 24 VDC, PNP polarity, clear lens, 200mm body length, silver, 360 degree viewing angle, base mount, IP65. | Stock | 179
ME-402P-RYGB | Patlite LED signal tower, (4) tiers, 25mm diameter, red/amber/green/blue, permanent light function, 24 VDC, PNP polarity, clear lens, 200mm body length, silver, 360 degree viewing angle, base mount, IP65. | Stock | 212
MES-102A-R | Patlite LED signal tower, (1) tier, 25mm diameter, red, permanent light function, 24 VDC, NPN polarity, clear lens, 40mm body length, silver, 360 degree viewing angle, base mount, IP42. | Stock | 106
MES-202A-RG | Patlite LED signal tower, (2) tiers, 25mm diameter, red/green, permanent light function, 24 VDC, NPN polarity, clear lens, 40mm body length, silver, 360 degree viewing angle, base mount, IP42. | Stock | 143
MES-302A-RYG | Patlite LED signal tower, (3) tiers, 25mm diameter, red/amber/green, permanent light function, 24 VDC, NPN polarity, clear lens, 40mm body length, silver, 360 degree viewing angle, base mount, IP42. | Stock | 181
MES-402A-RYGB | Patlite LED signal tower, (4) tiers, 25mm diameter, red/amber/green/blue, permanent light function, 24 VDC, NPN polarity, clear lens, 40mm body length, silver, 360 degree viewing angle, base mount, IP42. | Stock | 202
MES-102P-R | Patlite LED signal tower, (1) tier, 25mm diameter, red, permanent light function, 24 VDC, PNP polarity, clear lens, 40mm body length, silver, 360 degree viewing angle, base mount, IP65. | Stock | 106
MES-202P-RG | Patlite LED signal tower, (2) tiers, 25mm diameter, red/green, permanent light function, 24 VDC, PNP polarity, clear lens, 40mm body length, silver, 360 degree viewing angle, base mount, IP65. | Stock | 132
MES-302P-RYG | Patlite LED signal tower, (3) tiers, 25mm diameter, red/amber/green, permanent light function, 24 VDC, PNP polarity, clear lens, 40mm body length, silver, 360 degree viewing angle, base mount, IP65. | Stock | 173
MES-402P-RYGB | Patlite LED signal tower, (4) tiers, 25mm diameter, red/amber/green/blue, permanent light function, 24 VDC, PNP polarity, clear lens, 40mm body length, silver, 360 degree viewing angle, base mount, IP65. | Stock | 202
MP-102-R | Patlite LED signal tower, (1) tier, 30mm diameter, red, permanent light function, 24 VAC/VDC, NPN/PNP polarity, colored lens, 220mm body length, silver, 360 degree viewing angle, base mount, IP65. | Stock | 106
MP-202-RG | Patlite LED signal tower, (2) tiers, 30mm diameter, red/green, permanent light function, 24 VAC/VDC, NPN/PNP polarity, colored lens, 220mm body length, silver, 360 degree viewing angle, base mount, IP65. | Stock | 147
MP-302-RYG | Patlite LED signal tower, (3) tiers, 30mm diameter, red/amber/green, permanent light function, 24 VAC/VDC, NPN/PNP polarity, colored lens, 220mm body length, silver, 360 degree viewing angle, base mount, IP65. | Stock | 191
MP-402-RYGB | Patlite LED signal tower, (4) tiers, 30mm diameter, red/amber/green/blue, permanent light function, 24 VAC/VDC, NPN/PNP polarity, colored lens, 220mm body length, silver, 360 degree viewing angle, base mount, IP65. | Stock | 210
MP-102-RZ | Patlite LED signal tower, (1) tier, 30mm diameter, red, permanent light function, 24 VAC/VDC, NPN/PNP polarity, clear lens, 220mm body length, silver, 360 degree viewing angle, base mount, IP65. | Stock | 114
MP-202-RGZ | Patlite LED signal tower, (2) tiers, 30mm diameter, red/green, permanent light function, 24 VAC/VDC, NPN/PNP polarity, clear lens, 220mm body length, silver, 360 degree viewing angle, base mount, IP65. | Stock | 147
MP-302-RYGZ | Patlite LED signal tower, (3) tiers, 30mm diameter, red/amber/green, permanent light function, 24 VAC/VDC, NPN/PNP polarity, clear lens, 220mm body length, silver, 360 degree viewing angle, base mount, IP65. | Stock | 185
MP-402-RYGBZ | Patlite LED signal tower, (4) tiers, 30mm diameter, red/amber/green/blue, permanent light function, 24 VAC/VDC, NPN/PNP polarity, clear lens, 220mm body length, silver, 360 degree viewing angle, base mount, IP65. | Stock | 214
MP-102C-R | Patlite LED signal tower, (1) tier, 30mm diameter, red, permanent light function, 24 VDC, NPN/PNP polarity, colored lens, 244mm body length, silver, 360 degree viewing angle, base mount, IP65. | Stock | 118
MP-202C-RG | Patlite LED signal tower, (2) tiers, 30mm diameter, red/green, permanent light function, 24 VDC, NPN/PNP polarity, colored lens, 244mm body length, silver, 360 degree viewing angle, base mount, IP65. | Stock | 153
MP-302C-RYG | Patlite LED signal tower, (3) tiers, 30mm diameter, red/amber/green, permanent light function, 24 VDC, NPN/PNP polarity, colored lens, 244mm body length, silver, 360 degree viewing angle, base mount, IP65. | Stock | 191
MPS-102-R | Patlite LED signal tower, (1) tier, 30mm diameter, red, permanent light function, 24 VAC/VDC, NPN/PNP polarity, colored lens, 45mm body length, silver, 360 degree viewing angle, base mount, IP65. | Stock | 106
MPS-202-RG | Patlite LED signal tower, (2) tiers, 30mm diameter, red/green, permanent light function, 24 VAC/VDC, NPN/PNP polarity, colored lens, 45mm body length, silver, 360 degree viewing angle, base mount, IP65. | Stock | 139
MPS-302-RYG | Patlite LED signal tower, (3) tiers, 30mm diameter, red/amber/green, permanent light function, 24 VAC/VDC, NPN/PNP polarity, colored lens, 45mm body length, silver, 360 degree viewing angle, base mount, IP65. | Stock | 183
MPS-402-RYGB | Patlite LED signal tower, (4) tiers, 30mm diameter, red/amber/green/blue, permanent light function, 24 VAC/VDC, NPN/PNP polarity, colored lens, 45mm body length, silver, 360 degree viewing angle, base mount, IP65. | Stock | 207
MPS-102-RZ | Patlite LED signal tower, (1) tier, 30mm diameter, red, permanent light function, 24 VAC/VDC, NPN/PNP polarity, clear lens, 45mm body length, silver, 360 degree viewing angle, base mount, IP65. | Stock | 106
MPS-202-RGZ | Patlite LED signal tower, (2) tiers, 30mm diameter, red/green, permanent light function, 24 VAC/VDC, NPN/PNP polarity, clear lens, 45mm body length, silver, 360 degree viewing angle, base mount, IP65. | Stock | 145
MPS-302-RYGZ | Patlite LED signal tower, (3) tiers, 30mm diameter, red/amber/green, permanent light function, 24 VAC/VDC, NPN/PNP polarity, clear lens, 45mm body length, silver, 360 degree viewing angle, base mount, IP65. | Stock | 179
MPS-402-RYGBZ | Patlite LED signal tower, (4) tiers, 30mm diameter, red/amber/green/blue, permanent light function, 24 VAC/VDC, NPN/PNP polarity, clear lens, 45mm body length, silver, 360 degree viewing angle, base mount, IP65. | Stock | 212
MPS-102C-R | Patlite LED signal tower, (1) tier, 30mm diameter, red, permanent light function, 24 VDC, NPN/PNP polarity, colored lens, 68mm body length, silver, 360 degree viewing angle, base mount, IP65. | Stock | 114
MPS-202C-RG | Patlite LED signal tower, (2) tiers, 30mm diameter, red/green, permanent light function, 24 VDC, NPN/PNP polarity, colored lens, 68mm body length, silver, 360 degree viewing angle, base mount, IP65. | Stock | 146
MPS-302C-RYG | Patlite LED signal tower, (3) tiers, 30mm diameter, red/amber/green, permanent light function, 24 VDC, NPN/PNP polarity, colored lens, 68mm body length, silver, 360 degree viewing angle, base mount, IP65. | Stock | 183
LR4-202LJNW-RG | Patlite LED signal tower, (2) tiers, 40mm diameter, red/green, permanent light function, 24 VDC, NPN/PNP polarity, colored lens, 80mm body length, off-white, 360 degree viewing angle, pole mount, IP54. | Stock | 97
LR4-2M2LJNW-RG | Patlite LED signal tower, (2) tiers, 40mm diameter, red/green, permanent light function, 100-240 VAC, colored lens, 150mm body length, off-white, 360 degree viewing angle, pole mount, IP54. | Stock | 156
LR4-302LJNW-RYG | Patlite LED signal tower, (3) tiers, 40mm diameter, red/amber/green, permanent light function, 24 VDC, NPN/PNP polarity, colored lens, 80mm body length, off-white, 360 degree viewing angle, pole mount, IP54. | Stock | 124
LR4-3M2LJNW-RYG | Patlite LED signal tower, (3) tiers, 40mm diameter, red/amber/green, permanent light function, 100-240 VAC, colored lens, 150mm body length, off-white, 360 degree viewing angle, pole mount, IP54. | Stock | 178
LR4-402LJNW-RYGB | Patlite LED signal tower, (4) tiers, 40mm diameter, red/amber/green/blue, permanent light function, 24 VDC, NPN/PNP polarity, colored lens, 80mm body length, off-white, 360 degree viewing angle, pole mount, IP54. | Stock | 156
LR4-4M2LJNW-RYGB | Patlite LED signal tower, (4) tiers, 40mm diameter, red/amber/green/blue, permanent light function, 100-240 VAC, colored lens, 150mm body length, off-white, 360 degree viewing angle, pole mount, IP54. | Stock | 207
LR4-202LJBW-RG | Patlite LED signal tower, (2) tiers, 40mm diameter, red/green, permanent or flashing (60 fpm +/- 2 fpm) light function, (4) alarms, 24 VDC, NPN/PNP polarity, colored lens, 80mm body length, off-white, 360 degree viewing angle, pole mount, IP54. | Stock | 147
LR4-2M2LJBW-RG | Patlite LED signal tower, (2) tiers, 40mm diameter, red/green, permanent or flashing (60 fpm +/- 2 fpm) light function, (4) alarms, 100-240 VAC, colored lens, 150mm body length, off-white, 360 degree viewing angle, pole mount, IP54. | Stock | 202
LR4-302LJBW-RYG | Patlite LED signal tower, (3) tiers, 40mm diameter, red/amber/green, permanent or flashing (60 fpm +/- 2 fpm) light function, (4) alarms, 24 VDC, NPN/PNP polarity, colored lens, 80mm body length, off-white, 360 degree viewing angle, pole mount, IP54. | Stock | 169
LR4-3M2LJBW-RYG | Patlite LED signal tower, (3) tiers, 40mm diameter, red/amber/green, permanent or flashing (60 fpm +/- 2 fpm) light function, (4) alarms, 100-240 VAC, colored lens, 150mm body length, off-white, 360 degree viewing angle, pole mount, IP54. | Stock | 219
LR4-402LJBW-RYGB | Patlite LED signal tower, (4) tiers, 40mm diameter, red/amber/green/blue, permanent or flashing (60 fpm +/- 2 fpm) light function, (4) alarms, 24 VDC, NPN/PNP polarity, colored lens, 80mm body length, off-white, 360 degree viewing angle, pole mount, IP54. | Stock | 195
LR4-4M2LJBW-RYGB | Patlite LED signal tower, (4) tiers, 40mm diameter, red/amber/green/blue, permanent or flashing (60 fpm +/- 2 fpm) light function, (4) alarms, 100-240 VAC, colored lens, 150mm body length, off-white, 360 degree viewing angle, pole mount, IP54. | Stock | 256
LR4-202WJNW-RG | Patlite LED signal tower, (2) tiers, 40mm diameter, red/green, permanent light function, 24 VDC, NPN/PNP polarity, colored lens, 80mm body length, off-white, 360 degree viewing angle, base mount, IP65. | Stock | 85
LR4-2M2WJNW-RG | Patlite LED signal tower, (2) tiers, 40mm diameter, red/green, permanent light function, 100-240 VAC, colored lens, 150mm body length, off-white, 360 degree viewing angle, base mount, IP65. | Stock | 128
LR4-302WJNW-RYG | Patlite LED signal tower, (3) tiers, 40mm diameter, red/amber/green, permanent light function, 24 VDC, NPN/PNP polarity, colored lens, 80mm body length, off-white, 360 degree viewing angle, base mount, IP65. | Stock | 103
LR4-3M2WJNW-RYG | Patlite LED signal tower, (3) tiers, 40mm diameter, red/amber/green, permanent light function, 100-240 VAC, colored lens, 150mm body length, off-white, 360 degree viewing angle, base mount, IP65. | Stock | 154
LR4-402WJNW-RYGB | Patlite LED signal tower, (4) tiers, 40mm diameter, red/amber/green/blue, permanent light function, 24 VDC, NPN/PNP polarity, colored lens, 80mm body length, off-white, 360 degree viewing angle, base mount, IP65. | Stock | 138
LR4-4M2WJNW-RYGB | Patlite LED signal tower, (4) tiers, 40mm diameter, red/amber/green/blue, permanent light function, 100-240 VAC, colored lens, 150mm body length, off-white, 360 degree viewing angle, base mount, IP65. | Stock | 195
LR4-202WJBW-RG | Patlite LED signal tower, (2) tiers, 40mm diameter, red/green, permanent or flashing (60 fpm +/- 2 fpm) light function, (4) alarms, 24 VDC, NPN/PNP polarity, colored lens, 80mm body length, off-white, 360 degree viewing angle, base mount, IP65. | Stock | 124
LR4-2M2WJBW-RG | Patlite LED signal tower, (2) tiers, 40mm diameter, red/green, permanent or flashing (60 fpm +/- 2 fpm) light function, (4) alarms, 100-240 VAC, colored lens, 150mm body length, off-white, 360 degree viewing angle, base mount, IP65. | Stock | 178
LR4-302WJBW-RYG | Patlite LED signal tower, (3) tiers, 40mm diameter, red/amber/green, permanent or flashing (60 fpm +/- 2 fpm) light function, (4) alarms, 24 VDC, NPN/PNP polarity, colored lens, 80mm body length, off-white, 360 degree viewing angle, base mount, IP65. | Stock | 150
LR4-3M2WJBW-RYG | Patlite LED signal tower, (3) tiers, 40mm diameter, red/amber/green, permanent or flashing (60 fpm +/- 2 fpm) light function, (4) alarms, 100-240 VAC, colored lens, 150mm body length, off-white, 360 degree viewing angle, base mount, IP65. | Stock | 202
LR4-402WJBW-RYGB | Patlite LED signal tower, (4) tiers, 40mm diameter, red/amber/green/blue, permanent or flashing (60 fpm +/- 2 fpm) light function, (4) alarms, 24 VDC, NPN/PNP polarity, colored lens, 80mm body length, off-white, 360 degree viewing angle, base mount, IP65. | Stock | 178
LR4-4M2WJBW-RYGB | Patlite LED signal tower, (4) tiers, 40mm diameter, red/amber/green/blue, permanent or flashing (60 fpm +/- 2 fpm) light function, (4) alarms, 100-240 VAC, colored lens, 150mm body length, off-white, 360 degree viewing angle, base mount, IP65. | Stock | 219
LS7-302DWC-RYGNN | Patlite LED signal tower, (3) tiers, 70mm diameter, red/amber/green, permanent light function, 24 VDC, NPN/PNP polarity, clear lens, 244mm body length, dark gray, 360 degree viewing angle, base mount, IP65. | Stock | 186
LS7-502DWC-RYGBC | Patlite LED signal tower, (5) tiers, 70mm diameter, red/amber/green/blue/clear, permanent light function, 24 VDC, NPN/PNP polarity, clear lens, 244mm body length, dark gray, 360 degree viewing angle, base mount, IP65. | Stock | 301
LS7-302DBWC-RYGNN | Patlite LED signal tower, (3) tiers, 70mm diameter, red/amber/green, permanent light function, (1) alarm, 24 VDC, NPN/PNP polarity, clear lens, 284mm body length, dark gray, 360 degree viewing angle, base mount, IP54. | Stock | 237
LS7-502DBWC-RYGBC | Patlite LED signal tower, (5) tiers, 70mm diameter, red/amber/green/blue/clear, permanent light function, (1) alarm, 24 VDC, NPN/PNP polarity, clear lens, 284mm body length, dark gray, 360 degree viewing angle, base mount, IP54. | Stock | 350
LS7-302WC-RYGNN | Patlite LED signal tower, (3) tiers, 70mm diameter, red/amber/green, permanent light function, 24 VDC, NPN/PNP polarity, clear lens, 244mm body length, off-white, 360 degree viewing angle, base mount, IP65. | Stock | 186
LS7-502WC-RYGBC | Patlite LED signal tower, (5) tiers, 70mm diameter, red/amber/green/blue/clear, permanent light function, 24 VDC, NPN/PNP polarity, clear lens, 244mm body length, off-white, 360 degree viewing angle, base mount, IP65. | Stock | 301
LS7-302BWC-RYGNN | Patlite LED signal tower, (3) tiers, 70mm diameter, red/amber/green, permanent light function, (1) alarm, 24 VDC, NPN/PNP polarity, clear lens, 284mm body length, off-white, 360 degree viewing angle, base mount, IP54. | Stock | 237
LS7-502BWC-RYGBC | Patlite LED signal tower, (5) tiers, 70mm diameter, red/amber/green/blue/clear, permanent light function, (1) alarm, 24 VDC, NPN/PNP polarity, clear lens, 284mm body length, off-white, 360 degree viewing angle, base mount, IP54. | Stock | 350
LS7-302DWC9-RYGNN | Patlite LED signal tower, (3) tiers, 70mm diameter, red/amber/green, permanent light function, 24 VDC, NPN/PNP polarity, clear lens, 230mm body length, dark gray, 360 degree viewing angle, base mount, IP69K. | Stock | 375
LS7-502DWC9-RYGBC | Patlite LED signal tower, (5) tiers, 70mm diameter, red/amber/green/blue/clear, permanent light function, 24 VDC, NPN/PNP polarity, clear lens, 230mm body length, dark gray, 360 degree viewing angle, base mount, IP69K. | Stock | 484
LS7-302DBWC9-RYGNN | Patlite LED signal tower, (3) tiers, 70mm diameter, red/amber/green, permanent light function, (1) alarm, 24 VDC, NPN/PNP polarity, clear lens, 270mm body length, dark gray, 360 degree viewing angle, base mount, IP69K. | Stock | 422
LS7-502DBWC9-RYGBC | Patlite LED signal tower, (5) tiers, 70mm diameter, red/amber/green/blue/clear, permanent light function, (1) alarm, 24 VDC, NPN/PNP polarity, clear lens, 270mm body length, dark gray, 360 degree viewing angle, base mount, IP69K. | Stock | 544
LS7-302WC9-RYGNN | Patlite LED signal tower, (3) tiers, 70mm diameter, red/amber/green, permanent light function, 24 VDC, NPN/PNP polarity, clear lens, 230mm body length, off-white, 360 degree viewing angle, base mount, IP69K. | Stock | 375
LS7-502WC9-RYGBC | Patlite LED signal tower, (5) tiers, 70mm diameter, red/amber/green/blue/clear, permanent light function, 24 VDC, NPN/PNP polarity, clear lens, 230mm body length, off-white, 360 degree viewing angle, base mount, IP69K. | Stock | 484
LS7-302BWC9-RYGNN | Patlite LED signal tower, (3) tiers, 70mm diameter, red/amber/green, permanent light function, (1) alarm, 24 VDC, NPN/PNP polarity, clear lens, 270mm body length, off-white, 360 degree viewing angle, base mount, IP69K. | Stock | 422
LS7-502BWC9-RYGBC | Patlite LED signal tower, (5) tiers, 70mm diameter, red/amber/green/blue/clear, permanent light function, (1) alarm, 24 VDC, NPN/PNP polarity, clear lens, 270mm body length, off-white, 360 degree viewing angle, base mount, IP69K. | Stock | 544
LKEH-102FEPUL-R | Patlite LED signal tower, (1) tier, 100mm diameter, red, permanent or flashing (60 fpm +/- 3 fpm) light function, (32) alarms, 24 VDC, PNP polarity, colored lens, 265.2mm body length, light gray, 360 degree viewing angle, base mount, IP53. | Stock | 532
LKEH-102FEUL-R | Patlite LED signal tower, (1) tier, 100mm diameter, red, permanent or flashing (60 fpm +/- 3 fpm) light function, (32) alarms, 24 VDC, NPN polarity, colored lens, 265.2mm body length, light gray, 360 degree viewing angle, base mount, IP53. | Stock | 512
LKEH-202FEPUL-RG | Patlite LED signal tower, (2) tiers, 100mm diameter, red/green, permanent or flashing (60 fpm +/- 3 fpm) light function, (32) alarms, 24 VDC, PNP polarity, colored lens, 325.3mm body length, light gray, 360 degree viewing angle, base mount, IP53. | Stock | 605
LKEH-202FEUL-RG | Patlite LED signal tower, (2) tiers, 100mm diameter, red/green, permanent or flashing (60 fpm +/- 3 fpm) light function, (32) alarms, 24 VDC, NPN polarity, colored lens, 325.3mm body length, light gray, 360 degree viewing angle, base mount, IP53. | Stock | 593
LKEH-302FEPUL-RYG | Patlite LED signal tower, (3) tiers, 100mm diameter, red/amber/green, permanent or flashing (60 fpm +/- 3 fpm) light function, (32) alarms, 24 VDC, PNP polarity, colored lens, 385.4mm body length, light gray, 360 degree viewing angle, base mount, IP53. | Stock | 703
LKEH-302FEUL-RYG | Patlite LED signal tower, (3) tiers, 100mm diameter, red/amber/green, permanent or flashing (60 fpm +/- 3 fpm) light function, (32) alarms, 24 VDC, NPN polarity, colored lens, 385.4mm body length, light gray, 360 degree viewing angle, base mount, IP53. | Stock | 704
LKEH-402FEPUL-RYGB | Patlite LED signal tower, (4) tiers, 100mm diameter, red/amber/green/blue, permanent or flashing (60 fpm +/- 3 fpm) light function, (32) alarms, 24 VDC, PNP polarity, colored lens, 445.5mm body length, light gray, 360 degree viewing angle, base mount, IP53. | Stock | 1028
LKEH-402FEUL-RYGB | Patlite LED signal tower, (4) tiers, 100mm diameter, red/amber/green/blue, permanent or flashing (60 fpm +/- 3 fpm) light function, (32) alarms, 24 VDC, NPN polarity, colored lens, 445.5mm body length, light gray, 360 degree viewing angle, base mount, IP53. | Stock | 1063
HSST-3M2-RYG | Patlite LED manual signal tower station kit, (3) tiers, 50mm diameter, red/amber/green, permanent light function, 100-240 VAC, clear lens, 271mm body length, off-white, 360 degree viewing angle, pole mount, IP20 and IP54. | Stock | 269
Signal Tower Elements
64080000 | WERMA terminal element, 70mm diameter, cage clamp, base or bracket mount, IP65. Cap and seal included. | Stock | 36
64081000 | WERMA terminal element, 70mm diameter, cage clamp, tube mount, IP65. Cap and seal included. | Stock | 36
64082000 | WERMA terminal element, 70mm diameter, screw terminal, base or bracket mount, IP65. Cap and seal included. | Stock | 36
64083000 | WERMA terminal element, 70mm diameter, screw terminal, tube mount, IP65. Cap and seal included. | Stock | 36
84500000 | WERMA terminal element, 50mm diameter, screw terminal, surface, tube, single-hole or bracket mount, IP54. Cap and seal included. | Stock | 36
LR4-02WJNW | Patlite body unit, 40mm diameter, 24 VDC, NPN/PNP polarity, off-white, base mount, IP65. For use with 40mm terminal elements. | Stock | 57
LR4-M2WJNW | Patlite body unit, 40mm diameter, 100-240 VAC, NPN polarity, off-white, base mount, IP65. For use with 40mm terminal elements. | Stock | 75
64110000 | WERMA incandescent light element, 70mm diameter, red, permanent light function, 12-240 VAC/VDC, colored lens, IP65. Requires incandescent bulb. | Stock | 27.5
64120000 | WERMA incandescent light element, 70mm diameter, green, permanent light function, 12-240 VAC/VDC, colored lens, IP65. Requires incandescent bulb. | Stock | 27.5
64130000 | WERMA incandescent light element, 70mm diameter, yellow, permanent light function, 12-240 VAC/VDC, colored lens, IP65. Requires incandescent bulb. | Stock | 27.5
64140000 | WERMA incandescent light element, 70mm diameter, clear/white, permanent light function, 12-240 VAC/VDC, clear lens, IP65. Requires incandescent bulb. | Stock | 27.5
64150000 | WERMA incandescent light element, 70mm diameter, blue, permanent light function, 12-240 VAC/VDC, colored lens, IP65. Requires incandescent bulb. | Stock | 27.5
64330055 | WERMA Xenon tube light element, 70mm diameter, yellow, flashing strobe (1 Hz ON for 10ms) light function, 24 VDC, colored lens, IP65. | Stock | 115
64340055 | WERMA Xenon tube light element, 70mm diameter, clear/white, flashing strobe (1 Hz ON for 10ms) light function, 24 VDC, clear lens, IP65. | Stock | 115
64310067 | WERMA Xenon tube light element, 70mm diameter, red, flashing strobe (1 Hz ON for 10ms) light function, 115 VAC, colored lens, IP65. | Stock | 114
64320067 | WERMA Xenon tube light element, 70mm diameter, green, flashing strobe (1 Hz ON for 10ms) light function, 115 VAC, colored lens, IP65. | Stock | 114
64330067 | WERMA Xenon tube light element, 70mm diameter, yellow, flashing strobe (1 Hz ON for 10ms) light function, 115 VAC, colored lens, IP65. | Stock | 114
64340067 | WERMA Xenon tube light element, 70mm diameter, clear/white, flashing strobe (1 Hz ON for 10ms) light function, 115 VAC, clear lens, IP65. | Stock | 114
64350067 | WERMA Xenon tube light element, 70mm diameter, blue, flashing strobe (1 Hz ON for 10ms) light function, 115 VAC, colored lens, IP65. | Stock | 114
64445055 | WERMA LED light element, 70mm diameter, red/yellow/green/blue/turquoise/violet/clear, permanent light function, 24 VDC, clear lens, IP65. | Stock | 266
64410075 | WERMA LED light element, 70mm diameter, red, permanent light function, 24 VAC/VDC, colored lens, IP65. | Stock | 66
64420075 | WERMA LED light element, 70mm diameter, green, permanent light function, 24 VAC/VDC, colored lens, IP65. | Stock | 66
64430075 | WERMA LED light element, 70mm diameter, yellow, permanent light function, 24 VAC/VDC, colored lens, IP65. | Stock | 66
64440075 | WERMA LED light element, 70mm diameter, clear/white, permanent light function, 24 VAC/VDC, clear lens, IP65. | Stock | 102
64450075 | WERMA LED light element, 70mm diameter, blue, permanent light function, 24 VAC/VDC, colored lens, IP65. | Stock | 102
64411075 | WERMA LED light element, 70mm diameter, red, blinking (1 Hz ON for 550ms) light function, 24 VAC/VDC, colored lens, IP65. | Stock | 88
64421075 | WERMA LED light element, 70mm diameter, green, blinking (1 Hz ON for 550ms) light function, 24 VAC/VDC, colored lens, IP65. | Stock | 88
64431075 | WERMA LED light element, 70mm diameter, yellow, blinking (1 Hz ON for 550ms) light function, 24 VAC/VDC, colored lens, IP65. | Stock | 88
64441075 | WERMA LED light element, 70mm diameter, clear/white, blinking (1 Hz ON for 550ms) light function, 24 VAC/VDC, clear lens, IP65. | Stock | 115
64451075 | WERMA LED light element, 70mm diameter, blue, blinking (1 Hz ON for 550ms) light function, 24 VAC/VDC, colored lens, IP65. | Stock | 115
64412055 | WERMA LED light element, 70mm diameter, red, flashing (1 Hz ON for 2x10ms) light function, 24 VDC, colored lens, IP65. | Stock | 160
64422055 | WERMA LED light element, 70mm diameter, green, flashing (1 Hz ON for 2x10ms) light function, 24 VDC, colored lens, IP65. | Stock | 160
64432055 | WERMA LED light element, 70mm diameter, yellow, flashing (1 Hz ON for 2x10ms) light function, 24 VDC, colored lens, IP65. | Stock | 160
64442055 | WERMA LED light element, 70mm diameter, clear/white, flashing (1 Hz ON for 2x10ms) light function, 24 VDC, clear lens, IP65. | Stock | 249
64452055 | WERMA LED light element, 70mm diameter, blue, flashing (1 Hz ON for 2x10ms) light function, 24 VDC, colored lens, IP65. | Stock | 249
64413075 | WERMA LED light element, 70mm diameter, red, rotating (120rpm) light function, 24 VAC/VDC, colored lens, IP65. | Stock | 147
64423075 | WERMA LED light element, 70mm diameter, green, rotating (120rpm) light function, 24 VAC/VDC, colored lens, IP65. | Stock | 147
64433075 | WERMA LED light element, 70mm diameter, yellow, rotating (120rpm) light function, 24 VAC/VDC, colored lens, IP65. | Stock | 147
64443075 | WERMA LED light element, 70mm diameter, clear/white, rotating (120rpm) light function, 24 VAC/VDC, clear lens, IP65. | Stock | 227
64453075 | WERMA LED light element, 70mm diameter, blue, rotating (120rpm) light function, 24 VAC/VDC, colored lens, IP65. | Stock | 227
64410067 | WERMA LED light element, 70mm diameter, red, permanent light function, 115 VAC, colored lens, IP65. | Stock | 78
64420067 | WERMA LED light element, 70mm diameter, green, permanent light function, 115 VAC, colored lens, IP65. | Stock | 78
64430067 | WERMA LED light element, 70mm diameter, yellow, permanent light function, 115 VAC, colored lens, IP65. | Stock | 78
64440067 | WERMA LED light element, 70mm diameter, clear/white, permanent light function, 115 VAC, clear lens, IP65. | Stock | 115
64450067 | WERMA LED light element, 70mm diameter, blue, permanent light function, 115 VAC, colored lens, IP65. | Stock | 115
64411067 | WERMA LED light element, 70mm diameter, red, blinking (1 Hz ON for 550ms) light function, 115 VAC, colored lens, IP65. | Stock | 92
64421067 | WERMA LED light element, 70mm diameter, green, blinking (1 Hz ON for 550ms) light function, 115 VAC, colored lens, IP65. | Stock | 92
64431067 | WERMA LED light element, 70mm diameter, yellow, blinking (1 Hz ON for 550ms) light function, 115 VAC, colored lens, IP65. | Stock | 92
64441067 | WERMA LED light element, 70mm diameter, clear/white, blinking (1 Hz ON for 550ms) light function, 115 VAC, clear lens, IP65. | Stock | 127
64451067 | WERMA LED light element, 70mm diameter, blue, blinking (1 Hz ON for 550ms) light function, 115 VAC, colored lens, IP65. | Stock | 127
84610000 | WERMA incandescent light element, 50mm diameter, red, permanent light function, 12-240 VAC/VDC, colored lens, IP54. Requires incandescent bulb. | Stock | 27
84620000 | WERMA incandescent light element, 50mm diameter, green, permanent light function, 12-240 VAC/VDC, colored lens, IP54. Requires incandescent bulb. | Stock | 27
84630000 | WERMA incandescent light element, 50mm diameter, yellow, permanent light function, 12-240 VAC/VDC, colored lens, IP54. Requires incandescent bulb. | Stock | 27
84640000 | WERMA incandescent light element, 50mm diameter, clear/white, permanent light function, 12-240 VAC/VDC, clear lens, IP54. Requires incandescent bulb. | Stock | 27
84650000 | WERMA incandescent light element, 50mm diameter, blue, permanent light function, 12-240 VAC/VDC, colored lens, IP54. Requires incandescent bulb. | Stock | 27
84810055 | WERMA LED light element, 50mm diameter, red, permanent light function, 24 VAC/VDC, colored lens, IP54. | Stock | 87
84820055 | WERMA LED light element, 50mm diameter, green, permanent light function, 24 VAC/VDC, colored lens, IP54. | Stock | 87
84830055 | WERMA LED light element, 50mm diameter, yellow, permanent light function, 24 VAC/VDC, colored lens, IP54. | Stock | 87
84840055 | WERMA LED light element, 50mm diameter, clear/white, permanent light function, 24 VAC/VDC, clear lens, IP54. | Stock | 132
84850055 | WERMA LED light element, 50mm diameter, blue, permanent light function, 24 VAC/VDC, colored lens, IP54. | Stock | 132
84811075 | WERMA LED light element, 50mm diameter, red, blinking (1 Hz ON for 550ms) light function, 24 VAC/VDC, colored lens, IP54. | Stock | 87
84821075 | WERMA LED light element, 50mm diameter, green, blinking (1 Hz ON for 550ms) light function, 24 VAC/VDC, colored lens, IP54. | Stock | 87
84831075 | WERMA LED light element, 50mm diameter, yellow, blinking (1 Hz ON for 550ms) light function, 24 VAC/VDC, colored lens, IP54. | Stock | 87
84841075 | WERMA LED light element, 50mm diameter, clear/white, blinking (1 Hz ON for 550ms) light function, 24 VAC/VDC, clear lens, IP54. | Stock | 115
84851075 | WERMA LED light element, 50mm diameter, blue, blinking (1 Hz ON for 550ms) light function, 24 VAC/VDC, colored lens, IP54. | Stock | 132
84812055 | WERMA LED light element, 50mm diameter, red, flashing (1 Hz ON for 10ms) light function, 24 VDC, colored lens, IP54. | Stock | 172
84822055 | WERMA LED light element, 50mm diameter, green, flashing (1 Hz ON for 10ms) light function, 24 VDC, colored lens, IP54. | Stock | 200
84832055 | WERMA LED light element, 50mm diameter, yellow, flashing (1 Hz ON for 10ms) light function, 24 VDC, colored lens, IP54. | Stock | 172
84842055 | WERMA LED light element, 50mm diameter, clear/white, flashing (1 Hz ON for 10ms) light function, 24 VDC, clear lens, IP54. | Stock | 229
84852055 | WERMA LED light element, 50mm diameter, blue, flashing (1 Hz ON for 10ms) light function, 24 VDC, colored lens, IP54. | Stock | 229
84810067 | WERMA LED light element, 50mm diameter, red, permanent light function, 115 VAC, colored lens, IP54. | Stock | 101
84820067 | WERMA LED light element, 50mm diameter, green, permanent light function, 115 VAC, colored lens, IP54. | Stock | 101
84830067 | WERMA LED light element, 50mm diameter, yellow, permanent light function, 115 VAC, colored lens, IP54. | Stock | 101
84840067 | WERMA LED light element, 50mm diameter, clear/white, permanent light function, 115 VAC, clear lens, IP54. | Stock | 132
84850067 | WERMA LED light element, 50mm diameter, blue, permanent light function, 115 VAC, colored lens, IP54. | Stock | 147
84811067 | WERMA LED light element, 50mm diameter, red, blinking (1 Hz ON for 550ms) light function, 115 VAC, colored lens, IP54. | Stock | 101
84821067 | WERMA LED light element, 50mm diameter, green, blinking (1 Hz ON for 550ms) light function, 115 VAC, colored lens, IP54. | Stock | 101
84831067 | WERMA LED light element, 50mm diameter, yellow, blinking (1 Hz ON for 550ms) light function, 115 VAC, colored lens, IP54. | Stock | 101
84841067 | WERMA LED light element, 50mm diameter, clear/white, blinking (1 Hz ON for 550ms) light function, 115 VAC, clear lens, IP54. | Stock | 147
84851067 | WERMA LED light element, 50mm diameter, blue, blinking (1 Hz ON for 550ms) light function, 115 VAC, colored lens, IP54. | Stock | 147
B72100115-4F1 | Patlite LED light element, 25mm diameter, blue, permanent light function, 24 VDC, NPN polarity, clear lens. For use with ME and MES series signal towers. | Stock | 39.5
B72100115-7F1 | Patlite LED light element, 25mm diameter, clear/white, permanent light function, 24 VDC, NPN polarity, clear lens. For use with ME and MES series signal towers. | Stock | 39.5
B72100115-3F1 | Patlite LED light element, 25mm diameter, green, permanent light function, 24 VDC, NPN polarity, clear lens. For use with ME and MES series signal towers. | Stock | 39.5
B72100223-1F1 | Patlite LED light element, 25mm diameter, red, permanent light function, 24 VDC, NPN polarity, clear lens. For use with ME and MES series signal towers. | Stock | 39.5
B72100223-2F1 | Patlite LED light element, 25mm diameter, yellow, permanent light function, 24 VDC, NPN polarity, clear lens. For use with ME and MES series signal towers. | Stock | 39.5
B72100135-4F1 | Patlite LED light element, 25mm diameter, blue, permanent light function, 24 VDC, PNP polarity, clear lens. For use with ME and MES series signal towers. | Stock | 48
B72100135-7F1 | Patlite LED light element, 25mm diameter, clear/white, permanent light function, 24 VDC, PNP polarity, clear lens. For use with ME and MES series signal towers. | Stock | 48
B72100135-3F1 | Patlite LED light element, 25mm diameter, green, permanent light function, 24 VDC, PNP polarity, clear lens. For use with ME and MES series signal towers. | Stock | 48
B72100226-1F1 | Patlite LED light element, 25mm diameter, red, permanent light function, 24 VDC, PNP polarity, clear lens. For use with ME and MES series signal towers. | Stock | 48
B72100226-2F1 | Patlite LED light element, 25mm diameter, yellow, permanent light function, 24 VDC, PNP polarity, clear lens. For use with ME and MES series signal towers. | Stock | 48
B72100182-1F1 | Patlite LED light element, 30mm diameter, red, permanent light function, 24 VAC/VDC, colored lens. For use with MP and MPS series signal towers. | Stock | 45
B72100182-2F1 | Patlite LED light element, 30mm diameter, yellow, permanent light function, 24 VAC/VDC, colored lens. For use with MP and MPS series signal towers. | Stock | 45
B72100182-3F1 | Patlite LED light element, 30mm diameter, green, permanent light function, 24 VAC/VDC, colored lens. For use with MP and MPS series signal towers. | Stock | 45
B72100182-4F1 | Patlite LED light element, 30mm diameter, blue, permanent light function, 24 VAC/VDC, colored lens. For use with MP and MPS series signal towers. | Stock | 45
B72100182-7F1 | Patlite LED light element, 30mm diameter, clear/white, permanent light function, 24 VAC/VDC, clear lens. For use with MP and MPS series signal towers. | Stock | 45
B72100192-1F1 | Patlite LED light element, 30mm diameter, red, permanent light function, 24 VAC/VDC, clear lens. For use with MP and MPS series signal towers. | Stock | 47
B72100192-2F1 | Patlite LED light element, 30mm diameter, yellow, permanent light function, 24 VAC/VDC, clear lens. For use with MP and MPS series signal towers. | Stock | 47
B72100192-3F1 | Patlite LED light element, 30mm diameter, green, permanent light function, 24 VAC/VDC, clear lens. For use with MP and MPS series signal towers. | Stock | 47
B72100192-4F1 | Patlite LED light element, 30mm diameter, blue, permanent light function, 24 VAC/VDC, clear lens. For use with MP and MPS series signal towers. | Stock | 47
LR4-E-R | Patlite LED light element, 40mm diameter, red, permanent or flashing (60 fpm +/- 2 fpm) light function, 24 VDC, colored lens. For use with LR4 series signal towers. | Stock | 26
LR4-E-Y | Patlite LED light element, 40mm diameter, yellow, permanent or flashing (60 fpm +/- 2 fpm) light function, 24 VDC, colored lens. For use with LR4 series signal towers. | Stock | 26
LR4-E-G | Patlite LED light element, 40mm diameter, green, permanent or flashing (60 fpm +/- 2 fpm) light function, 24 VDC, colored lens. For use with LR4 series signal towers. | Stock | 31
LR4-E-B | Patlite LED light element, 40mm diameter, blue, permanent or flashing (60 fpm +/- 2 fpm) light function, 24 VDC, colored lens. For use with LR4 series signal towers. | Stock | 31
LR4-E-C | Patlite LED light element, 40mm diameter, clear/white, permanent or flashing (60 fpm +/- 2 fpm) light function, 24 VDC, clear lens. For use with LR4 series signal towers. | Stock | 31
LR4-E-RZ | Patlite LED light element, 40mm diameter, red, permanent or flashing (60 fpm +/- 2 fpm) light function, 24 VDC, clear lens. For use with LR4 series signal towers. | Stock | 29
LR4-E-YZ | Patlite LED light element, 40mm diameter, yellow, permanent or flashing (60 fpm +/- 2 fpm) light function, 24 VDC, clear lens. For use with LR4 series signal towers. | Stock | 29
LR4-E-GZ | Patlite LED light element, 40mm diameter, green, permanent or flashing (60 fpm +/- 2 fpm) light function, 24 VDC, clear lens. For use with LR4 series signal towers. | Stock | 34
LR4-E-BZ | Patlite LED light element, 40mm diameter, blue, permanent or flashing (60 fpm +/- 2 fpm) light function, 24 VDC, clear lens. For use with LR4 series signal towers. | Stock | 34
B72100151-1F1 | Patlite LED light element, 100mm diameter, red, permanent or flashing (60 fpm +/- 3 fpm) light function, 24 VDC, colored lens. For use with LKEH series signal towers. | Stock | 166
B72100151-2F1 | Patlite LED light element, 100mm diameter, yellow, permanent or flashing (60 fpm +/- 3 fpm) light function, 24 VDC, colored lens. For use with LKEH series signal towers. | Stock | 166
B72100151-3F1 | Patlite LED light element, 100mm diameter, green, permanent or flashing (60 fpm +/- 3 fpm) light function, 24 VDC, colored lens. For use with LKEH series signal towers. | Stock | 166
B72100151-4F1 | Patlite LED light element, 100mm diameter, blue, permanent or flashing (60 fpm +/- 3 fpm) light function, 24 VDC, colored lens. For use with LKEH series signal towers. | Stock | 278
B72100151-7F1 | Patlite LED light element, 100mm diameter, clear/white, permanent or flashing (60 fpm +/- 3 fpm) light function, 24 VDC, clear lens. For use with LKEH series signal towers. | Stock | 278
LR5-E-RZ | Patlite LED light element, 50mm diameter, red, permanent or flashing (60 fpm +/- 3 fpm) light function, 24 VDC, clear lens. For use with HSST series manual signal tower station kit. | Stock | 23
LR5-E-YZ | Patlite LED light element, 50mm diameter, yellow, permanent or flashing (60 fpm +/- 3 fpm) light function, 24 VDC, clear lens. For use with HSST series manual signal tower station kit. | Stock | 23
LR5-E-GZ | Patlite LED light element, 50mm diameter, green, permanent or flashing (60 fpm +/- 3 fpm) light function, 24 VDC, clear lens. For use with HSST series manual signal tower station kit. | Stock | 30.5
64580075 | WERMA buzzer element, 85 dB at 1m, 1.8 kHz tone frequency, continuous/pulse tone(s), 24 VAC/VDC, polycarbonate housing, black, IP65. For use with WERMA 70mm stack light elements. | Stock | 66
64581055 | WERMA siren element, 80-100 dB at 1m, 2.5 kHz tone frequency, self-adjusting pulse tone(s), 24 VDC, ABS/polycarbonate housing, black, IP65. For use with WERMA 70mm stack light elements. | Stock | 173
64585055 | WERMA siren element, 100 dB at 1m, 1.6 kHz to 3.4 kHz tone frequency, (7) selectable tone(s), 24 VDC, polycarbonate housing, black, IP65. For use with WERMA 70mm stack light elements. | Stock | 132
64580077 | WERMA buzzer element, 85 dB at 1m, 1.8 kHz tone frequency, continuous/pulse tone(s), 115 VAC, polycarbonate housing, black, IP65. For use with WERMA 70mm stack light elements. | Stock | 78
84900075 | WERMA buzzer element, 80 dB at 1m, 21 kHz tone frequency, continuous/pulse tone(s), 24 VAC/VDC, ABS/polycarbonate housing, black, IP54. For use with WERMA 50mm stack light elements. | Stock | 73
84900077 | WERMA buzzer element, 80 dB at 1m, 21 kHz tone frequency, continuous/pulse tone(s), 115 VAC/VDC, ABS/polycarbonate housing, black, IP54. For use with WERMA 50mm stack light elements. | Stock | 76
MP-B | Patlite buzzer element, 80 dB at 1m, 3 kHz tone frequency, continuous tone(s), 24 VAC/VDC, ABS plastic housing, silver, IP65. For use with MP and MPS series signal towers. | Stock | 84
LR4-BW | Patlite buzzer element, 85 dB at 1m, 2 kHz to 4 kHz tone frequency, (4) selectable tone(s), 24 VDC, polycarbonate housing, off-white, IP65. For use with LR4 series signal towers. | Stock | 35.5
Accessories for Signal Towers
96000064 | WERMA eSIGN series mounting tube with base, 70mm diameter, 110mm length, black, polyamide. For use with WERMA eSIGN signal towers. | Stock | 39.5
96000065 | WERMA eSIGN series mounting bracket adapter, wall mount, black, polyamide. For use with WERMA eSIGN signal towers. | Stock | 23
96000001 | WERMA mounting bracket, tube mount, black, polyamide. For use with 50mm or 70mm terminal elements. M16 x 1.5mm cable gland included. | Stock | 20.5
96000030 | WERMA foldaway base, black, polyamide. For use with 50mm or 70mm terminal elements. Rubber seal included. | Stock | 68
96000014 | WERMA mounting bracket, base mount, black, polyamide. For use with 50mm or 70mm terminal elements. Rubber seals included. | Stock | 25
97584091 | WERMA mounting base, tube mount, 25mm diameter, black, aluminum. For use with 50mm or 70mm terminal elements. Rubber seal included. | Stock | 25.5
97584085 | WERMA mounting bracket, 1-sided mount, black, polyamide. For use with 70mm terminal elements. Rubber seals included. | Stock | 17.5
97584086 | WERMA mounting bracket, 2-sided mount, black, polyamide. For use with 70mm terminal elements. Rubber seals included. | Stock | 19.5
96000002 | WERMA mounting bracket, surface mount, black, polyamide. For use with 70mm terminal elements. M16 x 1.5mm cable gland included. | Stock | 20.5
97584501 | WERMA mounting base, surface mount, black, polyamide. For use with 50mm terminal elements. Rubber seal included. | Stock | 19
97584502 | WERMA mounting bracket, wall mount, black, polyamide. For use with 50mm terminal elements. | Stock | 27
SZP-001W | Patlite mounting bracket, flange mount, 70mm diameter, white, polycarbonate. For use with 40mm terminal elements. | Stock | 28.5
SZP-003W | Patlite mounting bracket, flange mount, 60mm diameter, white, polycarbonate. For use with 40mm terminal elements. | Stock | 14
SZK-002W | Patlite mounting bracket, side mount, 70 x 70 x 72mm, white, polycarbonate. For use with LR4-WJ series signal towers. | Stock | 28.5
SZQ-001W | Patlite foldaway base, off-white, polycarbonate. For use with 40mm terminal elements. | Stock | 22
SZL-001 | Patlite L-shaped mounting bracket, side mount, 75 x 80 x 32mm, silver, steel. For use with ME, MES, MP, MPS and LR4 series signal towers. | Stock | 9
SZK-001U | Patlite mounting bracket, side mount, 96.5 x 62 x 72mm, silver, steel. For use with 40mm terminal elements. | Stock | 28.5
SZP-002U | Patlite mounting bracket, flange mount, 94mm diameter, silver, aluminum alloy. For use with 40mm terminal elements. | Stock | 28.5
SZ-100D | Patlite mounting bracket, pedestal mount, 70mm diameter, 150mm height, dark gray, ABS plastic. For use with LS7 series signal towers. | Stock | 36
SZ-110D | Patlite mounting bracket, wall mount, 70 x 87 x 127mm, dark gray, ABS plastic. For use with LS7 series signal towers. | Stock | 45.5
SZ-100 | Patlite mounting bracket, pedestal mount, 70mm diameter, 150mm height, off-white, ABS plastic. For use with LS7 series signal towers. | Stock | 36
SZ-110 | Patlite mounting bracket, wall mount, 70 x 87 x 127mm, off-white, ABS plastic. For use with LS7 series signal towers. | Stock | 45.5
SZ-008 | Patlite mounting bracket, wall mount, 190 x 100 x 210mm, light gray, steel. For use with LKEH series signal towers. | Stock | 37
96000031 | WERMA mounting tube, 25mm diameter, 45mm length, black, polythylene. For use with 70mm terminal elements. Allows direct mounting of the 70mm terminal elements to the foldaway base (part # 96000030). | Stock | 10.5
B22210159-7F1 | Patlite pole adapter, 40mm diameter, off-white, plastic. For use with Patlite LR4 series direct mount signal tower bases. O-ring, binding head tapping screw for pole fixing, and water proof pole O-ring included. | Stock | 22
SZP-090U | Patlite threaded pole adapter, 40mm diameter, 1/2in NPT thread, silver, aluminum. For use with Patlite LR4 series direct mount signal tower bases. (3) screw-tapped spacers included. | Stock | 46
97584060 | WERMA extension tube, 25mm diameter, 600mm length, silver, aluminum. For use with 50mm or 70mm terminal elements. | Stock | 34
97584080 | WERMA extension tube, 25mm diameter, 800mm length, silver, aluminum. For use with 50mm or 70mm terminal elements. | Stock | 44
97584003 | WERMA extension tube, 25mm diameter, 1000mm length, silver, aluminum. For use with 50mm or 70mm terminal elements. | Stock | 59
96000018 | WERMA mounting tube with clamp, 25mm diameter, 250mm length, black, polyamide. For use with 70mm terminal elements. M16 x 1.5mm cable gland included. | Stock | 64
SZ-150 | Patlite mounting pole, 30mm diameter, 220mm length, silver, ABS plastic. For use with MP and MPS series signal towers. | Stock | 25.5
POLE22-0100AT | Patlite threaded mounting pole, 22mm diameter, 100mm length, M22 x 1.5mm thread, silver, aluminum. For use with 40mm terminal elements. Mounting hardware included. | Stock | 22
POLE22-0300AT | Patlite threaded mounting pole, 22mm diameter, 300mm length, M22 x 1.5mm thread, silver, aluminum. For use with 40mm terminal elements. Mounting hardware included. | Stock | 29
POLE22-0500AT | Patlite threaded mounting pole, 22mm diameter, 500mm length, M22 x 1.5mm thread, silver, aluminum. For use with 40mm terminal elements. Mounting hardware included. | Stock | 35.5
POLE22-0800AT | Patlite threaded mounting pole, 22mm diameter, 800mm length, M22 x 1.5mm thread, silver, aluminum. For use with 40mm terminal elements. Mounting hardware included. | Stock | 41
POLE22-1000AT | Patlite threaded mounting pole, 22mm diameter, 1000mm length, M22 x 1.5mm thread, silver, aluminum. For use with 40mm terminal elements. Mounting hardware included. | Stock | 50
POLE22-0100AN | Patlite mounting pole, 22mm diameter, 100mm length, silver, aluminum. For use with 40mm terminal elements. | Stock | 18
POLE22-0300AN | Patlite mounting pole, 22mm diameter, 300mm length, silver, aluminum. For use with 40mm terminal elements. | Stock | 22
POLE22-0500AN | Patlite mounting pole, 22mm diameter, 500mm length, silver, aluminum. For use with 40mm terminal elements. | Stock | 29
POLE22-0800AN | Patlite mounting pole, 22mm diameter, 800mm length, silver, aluminum. For use with 40mm terminal elements. | Stock | 31.5
POLE22-1000AN | Patlite mounting pole, 22mm diameter, 1000mm length, silver, aluminum. For use with 40mm terminal elements. | Stock | 41
97584001 | WERMA contact box, black, polyamide. For use with 50mm and 70mm terminal elements. Mounting hardware, seal and M16 x 1.5mm cable gland included. | Stock | 23
97584004 | WERMA magnetic contact box, black, polyamide. For use with 50mm and 70mm terminal elements. Mounting hardware, seal and M16 x 1.5mm cable gland included. | Stock | 63
97584002 | WERMA adapter, tube mount, 25mm diameter, 1/2in NPT thread, silver, steel. For use with 70mm terminal elements. | Stock | 12
96000025 | WERMA adapter, single-hole mount, 25mm diameter, M18 x 1.5mm thread, silver, metal. For use with 70mm terminal elements. Rubber O-ring, lock washer and hex nut included. | Stock | 64
97584010 | WERMA mounting base, 25mm diameter, 110mm length, black, polyamide. For use with 70mm terminal elements. Rubber seal included. | Stock | 32
97584090 | WERMA mounting base, tube mount, 25mm diameter, black, polyamide. For use with 50mm or 70mm terminal elements. Rubber seal included. | Stock | 16.5
97584510 | WERMA extension tube, 25mm diameter, 100mm length, silver, aluminum. For use with 50mm or 70mm terminal elements. | Stock | 15.5
97584025 | WERMA extension tube, 25mm diameter, 250mm length, silver, aluminum. For use with 50mm or 70mm terminal elements. | Stock | 19.5
97584040 | WERMA extension tube, 25mm diameter, 400mm length, silver, aluminum. For use with 50mm or 70mm terminal elements. | Stock | 25.5
S33552110-0346F1 | Patlite 1-tier center screw, zinc plated steel, zinc plated finish. For use with ME and MES series signal towers. | Stock | 7
S33552110-0376F1 | Patlite 2-tier center screw, zinc plated steel, zinc plated finish. For use with ME and MES series signal towers. | Stock | 9
S33552110-03108F1 | Patlite 3-tier center screw, zinc plated steel, zinc plated finish. For use with ME and MES series signal towers. | Stock | 9
S33552110-03138F1 | Patlite 4-tier center screw, zinc plated steel, zinc plated finish. For use with ME and MES series signal towers. | Stock | 9
S33552120-0355F1 | Patlite 1-tier center screw, zinc plated steel, zinc plated finish. For use with MP and MPS series signal towers. | Stock | 7
S33552120-0390F1 | Patlite 2-tier center screw, zinc plated steel, zinc plated finish. For use with MP and MPS series signal towers. | Stock | 7
S33552120-03125F1 | Patlite 3-tier center screw, zinc plated steel, zinc plated finish. For use with MP and MPS series signal towers. | Stock | 9
S33552120-03160F1 | Patlite 4-tier center screw, zinc plated steel, zinc plated finish. For use with MP and MPS series signal towers. | Stock | 9
B62910033-1F2 | Patlite 1-tier center screw, zinc plated steel, zinc plated finish. For use with LKEH series signal towers. | Stock | 11
B62910033-2F2 | Patlite 2-tier center screw, zinc plated steel, zinc plated finish. For use with LKEH series signal towers. | Stock | 11
B62910033-3F2 | Patlite 3-tier center screw, zinc plated steel, zinc plated finish. For use with LKEH series signal towers. | Stock | 13
B62910033-4F2 | Patlite 4-tier center screw, zinc plated steel, zinc plated finish. For use with LKEH series signal towers. | Stock | 13
B25110032-F1 | Patlite O-ring, silicone. For use with MP and MPS series signal towers. | Stock | 9
B32310025-F1 | Patlite cap, silver, ABS plastic. For use with MP and MPS series signal towers. | Stock | 11.5
B32310020-F1 | Patlite cap, silver, ABS plastic. For use with ME and MES series signal towers. | Stock | 11.5
B32310070-7F1 | Patlite cap, off-white, ABS plastic. For use with LR4 series signal towers. | Stock | 12.5
B25110065-F1 | Patlite O-ring, nitrile rubber. For use with LR4 series signal towers. | Stock | 14
B25110047-F1 | Patlite water proof O-ring, silicone. For use with LR4 series signal towers. | Stock | 12.5
B32310054-F1 | Patlite head cover, off-white, ABS plastic. For use with LKEH series signal towers. | Stock | 22
C21100087-F1 | Patlite option slot cover, off-white, AES plastic. For use with LKEH series signal towers. | Stock | 41
SZ-904 | Patlite NPT adapter, 22mm to 3/4in female NPT, silver, aluminum. | Stock | 20.5
B45110011-F1 | Patlite outer cover, silver, polycarbonate. For use with LS7 series signal towers. O-ring included. | Stock | 39.5
Z35721039-F1 | Patlite O-ring, silicone. For use with LS7 series signal tower outer cover. | Stock | 12.5
Z35721038-056F1 | Patlite O-ring, silicone. For use with LS7 series signal tower base. | Stock | 12.5
SZ-130 | Patlite 4-hole adapter, top mount, 70mm diameter, 14mm height, off-white, ABS plastic. For use with LS7 series signal towers. | Stock | 45.5
SZ-130D | Patlite 4-hole adapter, top mount, 70mm diameter, 14mm height, dark gray, ABS plastic. For use with LS7 series signal towers. | Stock | 45.5
B32310071-7F1 | Patlite head cover, off-white, ABS plastic. For use with HSST series manual signal tower station kit. | Stock | 10.5
T16000002-F1 | Patlite 3-button switch box, off-white, ABS plastic. For use with HSST series manual signal tower station kit. | Stock | 94
96000004 | WERMA cable gland, M16 x 1.5mm thread type, polyamide, black, accepts 5 to 10mm diameter cable, IP68. | Stock | 6.75
95584035 | WERMA bulb, incandescent, replacement, 24 VDC, BA15d bayonet, clear/white, 5W. | Stock | 10
95584057 | WERMA bulb, incandescent, replacement, 115 VAC, BA15d bayonet, clear/white, 5W. | Stock | 10
95584038 | WERMA bulb, incandescent, replacement, 230 VAC, BA15d bayonet, clear/white, 5W. | Stock | 10
SDV-2GP | Patlite memory card, 2 GB SD. For use with BD and BSV series audible alarms, EHS series audible signal horns and LKEH series signal towers. | Stock | 20.5
Wall-mounted Signal Columns
69120055 | WERMA FlatSIGN series LED signal column, (3) tiers, red/yellow/green, selectable permanent or blinking light function, (8) alarms, 24 VAC/VDC, clear lens, 194.9mm body length, transparent, 160 degree viewing angle, wall mount, IP65. | Stock | 215
69120068 | WERMA FlatSIGN series LED signal column, (3) tiers, red/yellow/green, selectable permanent or blinking light function, (1) alarm, 115-230 VAC, clear lens, 194.9mm body length, transparent, 160 degree viewing angle, wall mount, IP65. | Stock | 215
69140055 | WERMA FlatSIGN series LED signal column, (3) tiers, red/yellow/green, selectable permanent or blinking light function, (8) alarms, 24 VAC/VDC, clear lens, 194.9mm body length, silver, 160 degree viewing angle, wall mount, IP65. | Stock | 298
69140068 | WERMA FlatSIGN series LED signal column, (3) tiers, red/yellow/green, selectable permanent or blinking light function, (1) alarm, 115-230 VAC, clear lens, 194.9mm body length, silver, 160 degree viewing angle, wall mount, IP65. | Stock | 298
Electro-Mechanical Relays
52050 | Murrelektronik interface relay, 35mm DIN rail mount, finger-safe, 12 VDC coil voltage, SPDT, (1) N.O., (1) N.C., 6A contact rating, 250 VAC/VDC load voltage, screw terminal(s), LED indicator(s). | Stock | 13.5
52000 | Murrelektronik interface relay, 35mm DIN rail mount, finger-safe, 24 VDC coil voltage, SPDT, (1) N.O., (1) N.C., 6A contact rating, 250 VAC/VDC load voltage, screw terminal(s), LED indicator(s). | Stock | 12
52001 | Murrelektronik interface relay, 35mm DIN rail mount, finger-safe, 24 VAC/VDC coil voltage, SPDT, (1) N.O., (1) N.C., 6A contact rating, 250 VAC/VDC load voltage, screw terminal(s), LED indicator(s). | Stock | 12
52003 | Murrelektronik interface relay, 35mm DIN rail mount, finger-safe, 24 VAC/VDC coil voltage, SPDT, (1) N.O., (1) N.C., 6A contact rating, 250 VAC/VDC load voltage, screw terminal(s), LED indicator(s). | Stock | 16
52007 | Murrelektronik interface relay, 35mm DIN rail mount, finger-safe, 24 VAC/VDC coil voltage, SPST, (1) N.O., 6A contact rating, 250 VAC/VDC load voltage, H-O-A toggle switch, screw terminal(s), LED indicator(s). | Stock | 49.5
52010 | Murrelektronik interface relay, 35mm DIN rail mount, finger-safe, 24 VAC/VDC coil voltage, SPDT, (1) N.O., (1) N.C., 6A contact rating, 250 VAC/VDC load voltage, isolation disconnect, screw terminal(s), LED indicator(s). | Stock | 18.5
52102 | Murrelektronik interface relay, 35mm DIN rail mount, finger-safe, 24 VDC coil voltage, DPDT, (2) N.O., (2) N.C., 6A contact rating, 250 VAC/VDC load voltage, screw terminal(s), LED indicator(s). | Stock | 22
52103 | Murrelektronik interface relay, 35mm DIN rail mount, finger-safe, 24 VAC/VDC coil voltage, DPDT, (2) N.O., (2) N.C., 6A contact rating, 250 VAC/VDC load voltage, screw terminal(s), LED indicator(s). | Stock | 25
52111 | Murrelektronik interface relay, 35mm DIN rail mount, finger-safe, 24 VAC/VDC coil voltage, DPDT, (2) N.O., (2) N.C., 6A contact rating, 250 VAC/VDC load voltage, screw terminal(s), LED indicator(s). | Stock | 28.5
52030 | Murrelektronik interface relay, 35mm DIN rail mount, finger-safe, 110 VAC/VDC coil voltage, SPDT, (1) N.O., (1) N.C., 6A contact rating, 250 VAC/VDC load voltage, screw terminal(s), LED indicator(s). | Stock | 18.5
52040 | Murrelektronik interface relay, 35mm DIN rail mount, finger-safe, 230 VAC/VDC coil voltage, SPDT, (1) N.O., (1) N.C., 6A contact rating, 250 VAC/VDC load voltage, screw terminal(s), LED indicator(s). | Stock | 19
51101 | Murrelektronik interface relay, 35mm DIN rail mount, finger-safe, 24 VDC coil voltage, SPST, (1) N.O., 3A contact rating, 250 VAC/VDC load voltage, manual-auto toggle switch, screw terminal(s), LED indicator(s). | Stock | 32.5
51152 | Murrelektronik interface relay, 35mm DIN rail mount, finger-safe, 24 VAC/VDC coil voltage, SPDT, (1) N.O., (1) N.C., 8A contact rating, 250 VAC/VDC load voltage, H-O-A toggle switch, screw terminal(s), LED indicator(s). | Stock | 30
52130 | Murrelektronik interface relay, 35mm DIN rail mount, finger-safe, 110 VAC/VDC coil voltage, DPDT, (2) N.O., (2) N.C., 6A contact rating, 250 VAC/VDC load voltage, screw terminal(s), LED indicator(s). | Stock | 36
52140 | Murrelektronik interface relay, 35mm DIN rail mount, finger-safe, 230 VAC/VDC coil voltage, DPDT, (2) N.O., (2) N.C., 6A contact rating, 250 VAC/VDC load voltage, screw terminal(s), LED indicator(s). | Stock | 49.5
KPR-SCS-12VACDC-1 | Klemsan interface relay, 35mm DIN rail mount, finger-safe, 12 VAC/VDC coil voltage, SPDT, (1) N.O., (1) N.C., 6A contact rating, screw terminal(s), LED indicator(s). | Stock | 9.5
KPR-SCS-24VACDC-1 | Klemsan interface relay, 35mm DIN rail mount, finger-safe, 24 VAC/VDC coil voltage, SPDT, (1) N.O., (1) N.C., 6A contact rating, screw terminal(s), LED indicator(s). | Stock | 9.5
KPR-SCL-115VACDC-1 | Klemsan interface relay, 35mm DIN rail mount, finger-safe, 115 VAC/VDC coil voltage, SPDT, (1) N.O., (1) N.C., 6A contact rating, screw terminal(s), LED indicator(s). Integrated leakage current suppression filter. | Stock | 11
KPR-SCL-230VAC-1 | Klemsan interface relay, 35mm DIN rail mount, finger-safe, 230 VAC coil voltage, SPDT, (1) N.O., (1) N.C., 6A contact rating, screw terminal(s), LED indicator(s). Integrated leakage current suppression filter. | Stock | 11
KPR-SCS-230VACDC-1 | Klemsan interface relay, 35mm DIN rail mount, finger-safe, 230 VAC/VDC coil voltage, SPDT, (1) N.O., (1) N.C., 6A contact rating, screw terminal(s), LED indicator(s). | Stock | 11
RS4N-DE | Fuji Electric card relay, in-socket mount, finger-safe, 24 VDC coil voltage, 4PST, (4) N.O., 5A contact rating, screw terminal(s). (4) relays, TY3 relay remover and (2) jumpers included. | Stock | 47
RS6N-DE | Fuji Electric card relay, in-socket mount, finger-safe, 24 VDC coil voltage, 6PST, (6) N.O., 5A contact rating, screw terminal(s). (6) relays and TY3 relay remover included. | Stock | 61
RB105-DE | Fuji Electric card relay, socket mount, encapsulated, 24 VDC coil voltage, SPST, (1) N.O., 5A contact rating, 4-pin. Package of 10. | Stock | 43
HC3096N-48-900-24 | Dold force guided relay, 35mm DIN rail mount, finger-safe, 24 VDC coil voltage, 4PST, (3) N.O., (1) N.C., 5A contact rating, 10-pin, LED indicator(s), diode protection. | Stock | 47.5
HC3096N-52-900-24 | Dold force guided relay, 35mm DIN rail mount, finger-safe, 24 VDC coil voltage, 4PST, (2) N.O., (2) N.C., 5A contact rating, 10-pin, LED indicator(s), diode protection. | Stock | 44.5
OA5611-48-24 | Dold force guided relay, socket mount, encapsulated, 24 VDC coil voltage, 4PST, (3) N.O., (1) N.C., 5A contact rating, 10-pin. Requires HC3096N-102-24 mounting socket. | Stock | 19.5
OA5611-52-24 | Dold force guided relay, socket mount, encapsulated, 24 VDC coil voltage, 4PST, (2) N.O., (2) N.C., 5A contact rating, 10-pin. Requires HC3096N-102-24 mounting socket. | Stock | 19.5
HL3096N-18-900-24 | Dold force guided relay, 35mm DIN rail mount, finger-safe, 24 VDC coil voltage, 6PST, (3) N.O., (3) N.C., 5A contact rating, 14-pin, LED indicator(s), diode protection. | Stock | 60
HL3096N-50-900-24 | Dold force guided relay, 35mm DIN rail mount, finger-safe, 24 VDC coil voltage, 6PST, (2) N.O., (4) N.C., 5A contact rating, 14-pin, LED indicator(s), diode protection. | Stock | 60
HL3096N-54-900-24 | Dold force guided relay, 35mm DIN rail mount, finger-safe, 24 VDC coil voltage, 6PST, (4) N.O., (2) N.C., 5A contact rating, 14-pin, LED indicator(s), diode protection. | Stock | 60
HL3096N-60-900-24 | Dold force guided relay, 35mm DIN rail mount, finger-safe, 24 VDC coil voltage, 6PST, (5) N.O., (1) N.C., 5A contact rating, 14-pin, LED indicator(s), diode protection. | Stock | 60
OA5612-18-24 | Dold force guided relay, socket mount, encapsulated, 24 VDC coil voltage, 6PST, (3) N.O., (3) N.C., 5A contact rating, 14-pin. Requires HL3096N-102-24 mounting socket. | Stock | 27.5
OA5612-50-24 | Dold force guided relay, socket mount, encapsulated, 24 VDC coil voltage, 6PST, (2) N.O., (4) N.C., 5A contact rating, 14-pin. Requires HL3096N-102-24 mounting socket. | Stock | 27.5
OA5612-54-24 | Dold force guided relay, socket mount, encapsulated, 24 VDC coil voltage, 6PST, (4) N.O., (2) N.C., 5A contact rating, 14-pin. Requires HL3096N-102-24 mounting socket. | Stock | 27.5
OA5612-60-24 | Dold force guided relay, socket mount, encapsulated, 24 VDC coil voltage, 6PST, (5) N.O., (1) N.C., 5A contact rating, 14-pin. Requires HL3096N-102-24 mounting socket. | Stock | 27.5
781-1C-12D | AutomationDirect ice cube control relay, socket mount, encapsulated push-to-test, 12 VDC coil voltage, SPDT, (1) N.O., (1) N.C., 15A contact rating, 5-pin, LED indicator(s). Requires 781-1C-SKT mounting socket. | Stock | 6
781-1C-12A | AutomationDirect ice cube control relay, socket mount, encapsulated push-to-test, 12 VAC coil voltage, SPDT, (1) N.O., (1) N.C., 15A contact rating, 5-pin, LED indicator(s). Requires 781-1C-SKT mounting socket. | Stock | 6
781-1C-24D | AutomationDirect ice cube control relay, socket mount, encapsulated push-to-test, 24 VDC coil voltage, SPDT, (1) N.O., (1) N.C., 15A contact rating, 5-pin, LED indicator(s). Requires 781-1C-SKT mounting socket. | Stock | 5.5
781-1C-24A | AutomationDirect ice cube control relay, socket mount, encapsulated push-to-test, 24 VAC coil voltage, SPDT, (1) N.O., (1) N.C., 15A contact rating, 5-pin, LED indicator(s). Requires 781-1C-SKT mounting socket. | Stock | 6
781-1C-120A | AutomationDirect ice cube control relay, socket mount, encapsulated push-to-test, 120 VAC coil voltage, SPDT, (1) N.O., (1) N.C., 15A contact rating, 5-pin, LED indicator(s). Requires 781-1C-SKT mounting socket. | Stock | 6
781-1C-240A | AutomationDirect ice cube control relay, socket mount, encapsulated push-to-test, 240 VAC coil voltage, SPDT, (1) N.O., (1) N.C., 15A contact rating, 5-pin, LED indicator(s). Requires 781-1C-SKT mounting socket. | Stock | 7.25
782-2C-12D | AutomationDirect ice cube control relay, socket mount, encapsulated push-to-test, 12 VDC coil voltage, DPDT, (2) N.O., (2) N.C., 15A contact rating, 8-pin, LED indicator(s). Requires 782-2C-SKT mounting socket. | Stock | 7.5
782-2C-12A | AutomationDirect ice cube control relay, socket mount, encapsulated push-to-test, 12 VAC coil voltage, DPDT, (2) N.O., (2) N.C., 15A contact rating, 8-pin, LED indicator(s). Requires 782-2C-SKT mounting socket. | Stock | 7.5
782-2C-24D | AutomationDirect ice cube control relay, socket mount, encapsulated push-to-test, 24 VDC coil voltage, DPDT, (2) N.O., (2) N.C., 15A contact rating, 8-pin, LED indicator(s). Requires 782-2C-SKT mounting socket. | Stock | 7.25
782-2C-24A | AutomationDirect ice cube control relay, socket mount, encapsulated push-to-test, 24 VAC coil voltage, DPDT, (2) N.O., (2) N.C., 15A contact rating, 8-pin, LED indicator(s). Requires 782-2C-SKT mounting socket. | Stock | 7.75
782-2C-120A | AutomationDirect ice cube control relay, socket mount, encapsulated push-to-test, 120 VAC coil voltage, DPDT, (2) N.O., (2) N.C., 15A contact rating, 8-pin, LED indicator(s). Requires 782-2C-SKT mounting socket. | Stock | 7.75
782-2C-240A | AutomationDirect ice cube control relay, socket mount, encapsulated push-to-test, 240 VAC coil voltage, DPDT, (2) N.O., (2) N.C., 15A contact rating, 8-pin, LED indicator(s). Requires 782-2C-SKT mounting socket. | Stock | 8.75
783-3C-12D | AutomationDirect ice cube control relay, socket mount, encapsulated push-to-test, 12 VDC coil voltage, 3PDT, (3) N.O., (3) N.C., 15A contact rating, 11-pin, LED indicator(s). Requires 783-3C-SKT mounting socket. | Stock | 7.75
783-3C-12A | AutomationDirect ice cube control relay, socket mount, encapsulated push-to-test, 12 VAC coil voltage, 3PDT, (3) N.O., (3) N.C., 15A contact rating, 11-pin, LED indicator(s). Requires 783-3C-SKT mounting socket. | Stock | 10
783-3C-24D | AutomationDirect ice cube control relay, socket mount, encapsulated push-to-test, 24 VDC coil voltage, 3PDT, (3) N.O., (3) N.C., 15A contact rating, 11-pin, LED indicator(s). Requires 783-3C-SKT mounting socket. | Stock | 10.5
783-3C-24A | AutomationDirect ice cube control relay, socket mount, encapsulated push-to-test, 24 VAC coil voltage, 3PDT, (3) N.O., (3) N.C., 15A contact rating, 11-pin, LED indicator(s). Requires 783-3C-SKT mounting socket. | Stock | 10.5
783-3C-120A | AutomationDirect ice cube control relay, socket mount, encapsulated push-to-test, 120 VAC coil voltage, 3PDT, (3) N.O., (3) N.C., 15A contact rating, 11-pin, LED indicator(s). Requires 783-3C-SKT mounting socket. | Stock | 10.5
783-3C-240A | AutomationDirect ice cube control relay, socket mount, encapsulated push-to-test, 240 VAC coil voltage, 3PDT, (3) N.O., (3) N.C., 15A contact rating, 11-pin, LED indicator(s). Requires 783-3C-SKT mounting socket. | Stock | 10.5
784-4C-12D | AutomationDirect ice cube control relay, socket mount, encapsulated push-to-test, 12 VDC coil voltage, 4PDT, (4) N.O., (4) N.C., 15A contact rating, 14-pin, LED indicator(s). Requires 784-4C-SKT-1 mounting socket. | Stock | 9.75
784-4C-12A | AutomationDirect ice cube control relay, socket mount, encapsulated push-to-test, 12 VAC coil voltage, 4PDT, (4) N.O., (4) N.C., 15A contact rating, 14-pin, LED indicator(s). Requires 784-4C-SKT-1 mounting socket. | Stock | 12.5
784-4C-24D | AutomationDirect ice cube control relay, socket mount, encapsulated push-to-test, 24 VDC coil voltage, 4PDT, (4) N.O., (4) N.C., 15A contact rating, 14-pin, LED indicator(s). Requires 784-4C-SKT-1 mounting socket. | Stock | 10
784-4C-24A | AutomationDirect ice cube control relay, socket mount, encapsulated push-to-test, 24 VAC coil voltage, 4PDT, (4) N.O., (4) N.C., 15A contact rating, 14-pin, LED indicator(s). Requires 784-4C-SKT-1 mounting socket. | Stock | 10
784-4C-120A | AutomationDirect ice cube control relay, socket mount, encapsulated push-to-test, 120 VAC coil voltage, 4PDT, (4) N.O., (4) N.C., 15A contact rating, 14-pin, LED indicator(s). Requires 784-4C-SKT-1 mounting socket. | Stock | 10
784-4C-240A | AutomationDirect ice cube control relay, socket mount, encapsulated push-to-test, 240 VAC coil voltage, 4PDT, (4) N.O., (4) N.C., 15A contact rating, 14-pin, LED indicator(s). Requires 784-4C-SKT-1 mounting socket. | Stock | 10
750R-2C-12D | AutomationDirect octal control relay, socket mount, encapsulated push-to-test, 12 VDC coil voltage, DPDT, (2) N.O., (2) N.C., 10A contact rating, 8-pin, LED indicator(s). Requires 750-2C-SKT mounting socket. | Stock | 10
750R-2C-12A | AutomationDirect octal control relay, socket mount, encapsulated push-to-test, 12 VAC coil voltage, DPDT, (2) N.O., (2) N.C., 10A contact rating, 8-pin, LED indicator(s). Requires 750-2C-SKT mounting socket. | Stock | 12.5
750R-2C-24D | AutomationDirect octal control relay, socket mount, encapsulated push-to-test, 24 VDC coil voltage, DPDT, (2) N.O., (2) N.C., 10A contact rating, 8-pin, LED indicator(s). Requires 750-2C-SKT mounting socket. | Stock | 10
750R-2C-24A | AutomationDirect octal control relay, socket mount, encapsulated push-to-test, 24 VAC coil voltage, DPDT, (2) N.O., (2) N.C., 10A contact rating, 8-pin, LED indicator(s). Requires 750-2C-SKT mounting socket. | Stock | 10.5
750R-2C-120A | AutomationDirect octal control relay, socket mount, encapsulated push-to-test, 120 VAC coil voltage, DPDT, (2) N.O., (2) N.C., 10A contact rating, 8-pin, LED indicator(s). Requires 750-2C-SKT mounting socket. | Stock | 10.5
750R-2C-240A | AutomationDirect octal control relay, socket mount, encapsulated push-to-test, 240 VAC coil voltage, DPDT, (2) N.O., (2) N.C., 10A contact rating, 8-pin, LED indicator(s). Requires 750-2C-SKT mounting socket. | Stock | 11
750R-3C-12D | AutomationDirect octal control relay, socket mount, encapsulated push-to-test, 12 VDC coil voltage, 3PDT, (3) N.O., (3) N.C., 10A contact rating, 11-pin, LED indicator(s). Requires 750-3C-SKT mounting socket. | Stock | 12
750R-3C-24D | AutomationDirect octal control relay, socket mount, encapsulated push-to-test, 24 VDC coil voltage, 3PDT, (3) N.O., (3) N.C., 10A contact rating, 11-pin, LED indicator(s). Requires 750-3C-SKT mounting socket. | Stock | 12
750R-3C-24A | AutomationDirect octal control relay, socket mount, encapsulated push-to-test, 24 VAC coil voltage, 3PDT, (3) N.O., (3) N.C., 10A contact rating, 11-pin, LED indicator(s). Requires 750-3C-SKT mounting socket. | Stock | 12.5
750R-3C-120A | AutomationDirect octal control relay, socket mount, encapsulated push-to-test, 120 VAC coil voltage, 3PDT, (3) N.O., (3) N.C., 10A contact rating, 11-pin, LED indicator(s). Requires 750-3C-SKT mounting socket. | Stock | 12.5
750R-3C-240A | AutomationDirect octal control relay, socket mount, encapsulated push-to-test, 240 VAC coil voltage, 3PDT, (3) N.O., (3) N.C., 10A contact rating, 11-pin, LED indicator(s). Requires 750-3C-SKT mounting socket. | Stock | 12.5
H782-4C3-12D | AutomationDirect ice cube control relay, socket mount, hermetically sealed, 12 VDC coil voltage, 4PDT, (4) N.O., (4) N.C., 3A contact rating, 14-pin. Requires 782-4C-SKT mounting socket. Hazardous location certified. | Stock | 47
H782-4C3-12A | AutomationDirect ice cube control relay, socket mount, hermetically sealed, 12 VAC coil voltage, 4PDT, (4) N.O., (4) N.C., 3A contact rating, 14-pin. Requires 782-4C-SKT mounting socket. Hazardous location certified. | Stock | 47
H782-4C3-24D | AutomationDirect ice cube control relay, socket mount, hermetically sealed, 24 VDC coil voltage, 4PDT, (4) N.O., (4) N.C., 3A contact rating, 14-pin. Requires 782-4C-SKT mounting socket. Hazardous location certified. | Stock | 47
H782-4C3-24A | AutomationDirect ice cube control relay, socket mount, hermetically sealed, 24 VAC coil voltage, 4PDT, (4) N.O., (4) N.C., 3A contact rating, 14-pin. Requires 782-4C-SKT mounting socket. Hazardous location certified. | Stock | 46.5
H782-4C3-120A | AutomationDirect ice cube control relay, socket mount, hermetically sealed, 120 VAC coil voltage, 4PDT, (4) N.O., (4) N.C., 3A contact rating, 14-pin. Requires 782-4C-SKT mounting socket. Hazardous location certified. | Stock | 55
H782-4C3-240A | AutomationDirect ice cube control relay, socket mount, hermetically sealed, 240 VAC coil voltage, 4PDT, (4) N.O., (4) N.C., 3A contact rating, 14-pin. Requires 782-4C-SKT mounting socket. Hazardous location certified. | Stock | 55
H782-4C5-12D | AutomationDirect ice cube control relay, socket mount, hermetically sealed, 12 VDC coil voltage, 4PDT, (4) N.O., (4) N.C., 5A contact rating, 14-pin. Requires 782-4C-SKT mounting socket. Hazardous location certified. | Stock | 47.5
H782-4C5-12A | AutomationDirect ice cube control relay, socket mount, hermetically sealed, 12 VAC coil voltage, 4PDT, (4) N.O., (4) N.C., 5A contact rating, 14-pin. Requires 782-4C-SKT mounting socket. Hazardous location certified. | Stock | 51
H782-4C5-24D | AutomationDirect ice cube control relay, socket mount, hermetically sealed, 24 VDC coil voltage, 4PDT, (4) N.O., (4) N.C., 5A contact rating, 14-pin. Requires 782-4C-SKT mounting socket. Hazardous location certified. | Stock | 47.5
H782-4C5-24A | AutomationDirect ice cube control relay, socket mount, hermetically sealed, 24 VAC coil voltage, 4PDT, (4) N.O., (4) N.C., 5A contact rating, 14-pin. Requires 782-4C-SKT mounting socket. Hazardous location certified. | Stock | 49.5
H782-4C5-120A | AutomationDirect ice cube control relay, socket mount, hermetically sealed, 120 VAC coil voltage, 4PDT, (4) N.O., (4) N.C., 5A contact rating, 14-pin. Requires 782-4C-SKT mounting socket. Hazardous location certified. | Stock | 53
H782-4C5-240A | AutomationDirect ice cube control relay, socket mount, hermetically sealed, 240 VAC coil voltage, 4PDT, (4) N.O., (4) N.C., 5A contact rating, 14-pin. Requires 782-4C-SKT mounting socket. Hazardous location certified. | Stock | 57
H750-2C-12D | AutomationDirect octal control relay, socket mount, hermetically sealed, 12 VDC coil voltage, DPDT, (2) N.O., (2) N.C., 12A contact rating, 8-pin. Requires 750-2C-SKT mounting socket. Hazardous location certified. | Stock | 59
H750-2C-12A | AutomationDirect octal control relay, socket mount, hermetically sealed, 12 VAC coil voltage, DPDT, (2) N.O., (2) N.C., 12A contact rating, 8-pin. Requires 750-2C-SKT mounting socket. Hazardous location certified. | Stock | 63
H750-2C-24D | AutomationDirect octal control relay, socket mount, hermetically sealed, 24 VDC coil voltage, DPDT, (2) N.O., (2) N.C., 12A contact rating, 8-pin. Requires 750-2C-SKT mounting socket. Hazardous location certified. | Stock | 59
H750-2C-24A | AutomationDirect octal control relay, socket mount, hermetically sealed, 24 VAC coil voltage, DPDT, (2) N.O., (2) N.C., 12A contact rating, 8-pin. Requires 750-2C-SKT mounting socket. Hazardous location certified. | Stock | 63
H750-2C-120A | AutomationDirect octal control relay, socket mount, hermetically sealed, 120 VAC coil voltage, DPDT, (2) N.O., (2) N.C., 12A contact rating, 8-pin. Requires 750-2C-SKT mounting socket. Hazardous location certified. | Stock | 63
H750-2C-240A | AutomationDirect octal control relay, socket mount, hermetically sealed, 240 VAC coil voltage, DPDT, (2) N.O., (2) N.C., 12A contact rating, 8-pin. Requires 750-2C-SKT mounting socket. Hazardous location certified. | Stock | 72
H750-3C-12D | AutomationDirect octal control relay, socket mount, hermetically sealed, 12 VDC coil voltage, 3PDT, (3) N.O., (3) N.C., 12A contact rating, 11-pin. Requires 750-3C-SKT mounting socket. Hazardous location certified. | Stock | 67
H750-3C-12A | AutomationDirect octal control relay, socket mount, hermetically sealed, 12 VAC coil voltage, 3PDT, (3) N.O., (3) N.C., 12A contact rating, 11-pin. Requires 750-3C-SKT mounting socket. Hazardous location certified. | Stock | 67
H750-3C-24D | AutomationDirect octal control relay, socket mount, hermetically sealed, 24 VDC coil voltage, 3PDT, (3) N.O., (3) N.C., 12A contact rating, 11-pin. Requires 750-3C-SKT mounting socket. Hazardous location certified. | Stock | 64
H750-3C-24A | AutomationDirect octal control relay, socket mount, hermetically sealed, 24 VAC coil voltage, 3PDT, (3) N.O., (3) N.C., 12A contact rating, 11-pin. Requires 750-3C-SKT mounting socket. Hazardous location certified. | Stock | 64
H750-3C-120A | AutomationDirect octal control relay, socket mount, hermetically sealed, 120 VAC coil voltage, 3PDT, (3) N.O., (3) N.C., 12A contact rating, 11-pin. Requires 750-3C-SKT mounting socket. Hazardous location certified. | Stock | 67
H750-3C-240A | AutomationDirect octal control relay, socket mount, hermetically sealed, 240 VAC coil voltage, 3PDT, (3) N.O., (3) N.C., 12A contact rating, 11-pin, LED indicator(s). Requires 750-3C-SKT mounting socket. Hazardous location certified. | Stock | 67
AD-PR40-1C-12D | AutomationDirect power relay, panel mount, open, 12 VDC coil voltage, SPDT, (1) N.O., (1) N.C., 40A contact rating, screw terminal(s). | Stock | 19.5
AD-PR40-1C-24D | AutomationDirect power relay, panel mount, open, 24 VDC coil voltage, SPDT, (1) N.O., (1) N.C., 40A contact rating, screw terminal(s). | Stock | 20.5
AD-PR40-1C-24A | AutomationDirect power relay, panel mount, open, 24 VAC coil voltage, SPDT, (1) N.O., (1) N.C., 40A contact rating, screw terminal(s). | Stock | 24.5
AD-PR40-1C-120A | AutomationDirect power relay, panel mount, open, 120 VAC coil voltage, SPDT, (1) N.O., (1) N.C., 40A contact rating, screw terminal(s). | Stock | 21
AD-PR40-1C-240A | AutomationDirect power relay, panel mount, open, 240 VAC coil voltage, SPDT, (1) N.O., (1) N.C., 40A contact rating, screw terminal(s). | Stock | 25
AD-PR40-2A-12D | AutomationDirect power relay, panel mount, open, 12 VDC coil voltage, DPST, (2) N.O., 40A contact rating, screw terminal(s). | Stock | 24
AD-PR40-2A-24D | AutomationDirect power relay, panel mount, open, 24 VDC coil voltage, DPST, (2) N.O., 40A contact rating, screw terminal(s). | Stock | 24
AD-PR40-2A-24A | AutomationDirect power relay, panel mount, open, 24 VAC coil voltage, DPST, (2) N.O., 40A contact rating, screw terminal(s). | Stock | 23
AD-PR40-2A-120A | AutomationDirect power relay, panel mount, open, 120 VAC coil voltage, DPST, (2) N.O., 40A contact rating, screw terminal(s). | Stock | 23
AD-PR40-2A-240A | AutomationDirect power relay, panel mount, open, 240 VAC coil voltage, DPST, (2) N.O., 40A contact rating, screw terminal(s). | Stock | 24
AD-PR40-2C-12D | AutomationDirect power relay, panel mount, open, 12 VDC coil voltage, DPDT, (2) N.O., (2) N.C., 40A contact rating, screw terminal(s). | Stock | 25.5
AD-PR40-2C-24D | AutomationDirect power relay, panel mount, open, 24 VDC coil voltage, DPDT, (2) N.O., (2) N.C., 40A contact rating, screw terminal(s). | Stock | 26.5
AD-PR40-2C-24A | AutomationDirect power relay, panel mount, open, 24 VAC coil voltage, DPDT, (2) N.O., (2) N.C., 40A contact rating, screw terminal(s). | Stock | 26.5
AD-PR40-2C-120A | AutomationDirect power relay, panel mount, open, 120 VAC coil voltage, DPDT, (2) N.O., (2) N.C., 40A contact rating, screw terminal(s). | Stock | 26.5
AD-PR40-2C-240A | AutomationDirect power relay, panel mount, open, 240 VAC coil voltage, DPDT, (2) N.O., (2) N.C., 40A contact rating, screw terminal(s). | Stock | 26.5
Optocoupler Relays
52502 | Murrelektronik optocoupler relay, 35mm DIN rail mount, finger-safe, 4-5.5 VDC input voltage, SPST, (1) N.O. MOSFET, 2A contact rating, 5-48 VDC load voltage, screw terminal(s), LED indicator(s). | Stock | 20.5
52501 | Murrelektronik optocoupler relay, 35mm DIN rail mount, finger-safe, 10-48 VDC input voltage, SPST, (1) N.O. MOSFET, 2A contact rating, 5-48 VDC load voltage, screw terminal(s), LED indicator(s). | Stock | 20.5
52507 | Murrelektronik optocoupler relay, 35mm DIN rail mount, finger-safe, 90-250 VAC input voltage, SPST, (1) N.O. transistor, 0.5A contact rating, 5-48 VDC load voltage, screw terminal(s), LED indicator(s). | Stock | 20
52510 | Murrelektronik optocoupler relay, 35mm DIN rail mount, finger-safe, 10-53 VDC input voltage, SPDT, (1) N.O., (1) N.C. transistor, 0.5A contact rating, 5-48 VDC load voltage, screw terminal(s), LED indicator(s). | Stock | 28.5
52519 | Murrelektronik optocoupler relay, 35mm DIN rail mount, finger-safe, 10-53 VDC input voltage, SPST, (1) N.O. MOSFET, 6A contact rating, 5-48 VDC load voltage, screw terminal(s), LED indicator(s). | Stock | 35.5
52520 | Murrelektronik optocoupler relay, 35mm DIN rail mount, finger-safe, 10-53 VDC input voltage, SPST, (1) N.O. MOSFET, 10A contact rating, 5-48 VDC load voltage, screw terminal(s), LED indicator(s). | Stock | 35.5
52511 | Murrelektronik optocoupler relay, 35mm DIN rail mount, finger-safe, 15-30 VDC input voltage, SPST, (1) N.O. transistor, 0.2A contact rating, 5-48 VDC load voltage, screw terminal(s), LED indicator(s). | Stock | 22.5
52550 | Murrelektronik optocoupler relay, 35mm DIN rail mount, finger-safe, 10-53 VDC input voltage, SPST, (1) N.O. TRIAC, 0.5A contact rating, 24-250 VAC load voltage, screw terminal(s), LED indicator(s). | Stock | 22.5
Solid State Relays
GQ-15-24-D-1-3 | Gefran solid state relay, panel mount, 3-32 VDC input voltage, SPST, (1) N.O. SCR, 15A contact rating, 24-230 VAC load voltage, screw terminal(s), overvoltage protection. Thermal mounting pad included. | Stock | 24
GQ-15-24-A-1-3 | Gefran solid state relay, panel mount, 20-260 VAC input voltage, SPST, (1) N.O. SCR, 15A contact rating, 24-230 VAC load voltage, screw terminal(s), overvoltage protection. Thermal mounting pad included. | Stock | 33
GQ-15-24-D-1-4 | Gefran solid state relay, panel mount, 3-32 VDC input voltage, SPST, (1) N.O. SCR, 15A contact rating, 24-230 VAC load voltage, push-in spring, overvoltage protection. Thermal mounting pad included. | Stock | 24
GQ-15-24-A-1-4 | Gefran solid state relay, panel mount, 20-260 VAC input voltage, SPST, (1) N.O. SCR, 15A contact rating, 24-230 VAC load voltage, push-in spring, overvoltage protection. Thermal mounting pad included. | Stock | 33
GQ-15-60-D-1-3 | Gefran solid state relay, panel mount, 3-32 VDC input voltage, SPST, (1) N.O. SCR, 15A contact rating, 48-600 VAC load voltage, screw terminal(s), overvoltage protection. Thermal mounting pad included. | Stock | 25.5
GQ-15-60-A-1-3 | Gefran solid state relay, panel mount, 20-260 VAC input voltage, SPST, (1) N.O. SCR, 15A contact rating, 48-600 VAC load voltage, screw terminal(s), overvoltage protection. Thermal mounting pad included. | Stock | 34
GQ-15-60-D-1-4 | Gefran solid state relay, panel mount, 3-32 VDC input voltage, SPST, (1) N.O. SCR, 15A contact rating, 48-600 VAC load voltage, push-in spring, overvoltage protection. Thermal mounting pad included. | Stock | 25.5
GQ-15-60-A-1-4 | Gefran solid state relay, panel mount, 20-260 VAC input voltage, SPST, (1) N.O. SCR, 15A contact rating, 48-600 VAC load voltage, push-in spring, overvoltage protection. Thermal mounting pad included. | Stock | 34
GQ-25-24-D-1-3 | Gefran solid state relay, panel mount, 3-32 VDC input voltage, SPST, (1) N.O. SCR, 25A contact rating, 24-230 VAC load voltage, screw terminal(s), overvoltage protection. Thermal mounting pad included. | Stock | 25
GQ-25-24-A-1-3 | Gefran solid state relay, panel mount, 20-260 VAC input voltage, SPST, (1) N.O. SCR, 25A contact rating, 24-230 VAC load voltage, screw terminal(s), overvoltage protection. Thermal mounting pad included. | Stock | 35
GQ-25-24-D-1-4 | Gefran solid state relay, panel mount, 3-32 VDC input voltage, SPST, (1) N.O. SCR, 25A contact rating, 24-230 VAC load voltage, push-in spring, overvoltage protection. Thermal mounting pad included. | Stock | 25
GQ-25-24-A-1-4 | Gefran solid state relay, panel mount, 20-260 VAC input voltage, SPST, (1) N.O. SCR, 25A contact rating, 24-230 VAC load voltage, push-in spring, overvoltage protection. Thermal mounting pad included. | Stock | 35
GQ-25-60-D-1-3 | Gefran solid state relay, panel mount, 3-32 VDC input voltage, SPST, (1) N.O. SCR, 25A contact rating, 48-600 VAC load voltage, screw terminal(s), overvoltage protection. Thermal mounting pad included. | Stock | 27.5
GQ-25-60-A-1-3 | Gefran solid state relay, panel mount, 20-260 VAC input voltage, SPST, (1) N.O. SCR, 25A contact rating, 48-600 VAC load voltage, screw terminal(s), overvoltage protection. Thermal mounting pad included. | Stock | 36.5
GQ-25-60-D-1-4 | Gefran solid state relay, panel mount, 3-32 VDC input voltage, SPST, (1) N.O. SCR, 25A contact rating, 48-600 VAC load voltage, push-in spring, overvoltage protection. Thermal mounting pad included. | Stock | 27.5
GQ-25-60-A-1-4 | Gefran solid state relay, panel mount, 20-260 VAC input voltage, SPST, (1) N.O. SCR, 25A contact rating, 48-600 VAC load voltage, push-in spring, overvoltage protection. Thermal mounting pad included. | Stock | 36.5
GQ-50-24-D-1-3 | Gefran solid state relay, panel mount, 3-32 VDC input voltage, SPST, (1) N.O. SCR, 50A contact rating, 24-230 VAC load voltage, screw terminal(s), overvoltage protection. Thermal mounting pad included. | Stock | 35
GQ-50-24-A-1-3 | Gefran solid state relay, panel mount, 20-260 VAC input voltage, SPST, (1) N.O. SCR, 50A contact rating, 24-230 VAC load voltage, screw terminal(s), overvoltage protection. Thermal mounting pad included. | Stock | 42
GQ-50-24-D-1-4 | Gefran solid state relay, panel mount, 3-32 VDC input voltage, SPST, (1) N.O. SCR, 50A contact rating, 24-230 VAC load voltage, push-in spring, overvoltage protection. Thermal mounting pad included. | Stock | 35
GQ-50-24-A-1-4 | Gefran solid state relay, panel mount, 20-260 VAC input voltage, SPST, (1) N.O. SCR, 50A contact rating, 24-230 VAC load voltage, push-in spring, overvoltage protection. Thermal mounting pad included. | Stock | 42
GQ-50-60-D-1-3 | Gefran solid state relay, panel mount, 3-32 VDC input voltage, SPST, (1) N.O. SCR, 50A contact rating, 48-600 VAC load voltage, screw terminal(s), overvoltage protection. Thermal mounting pad included. | Stock | 38.5
GQ-50-60-A-1-3 | Gefran solid state relay, panel mount, 20-260 VAC input voltage, SPST, (1) N.O. SCR, 50A contact rating, 48-600 VAC load voltage, screw terminal(s), overvoltage protection. Thermal mounting pad included. | Stock | 43
GQ-50-60-D-1-4 | Gefran solid state relay, panel mount, 3-32 VDC input voltage, SPST, (1) N.O. SCR, 50A contact rating, 48-600 VAC load voltage, push-in spring, overvoltage protection. Thermal mounting pad included. | Stock | 38.5
GQ-50-60-A-1-4 | Gefran solid state relay, panel mount, 20-260 VAC input voltage, SPST, (1) N.O. SCR, 50A contact rating, 48-600 VAC load voltage, push-in spring, overvoltage protection. Thermal mounting pad included. | Stock | 43
GQ-75-24-D-1-3 | Gefran solid state relay, panel mount, 3-32 VDC input voltage, SPST, (1) N.O. SCR, 75A contact rating, 24-230 VAC load voltage, screw terminal(s), overvoltage protection. Thermal mounting pad included. | Stock | 49.5
GQ-75-24-A-1-3 | Gefran solid state relay, panel mount, 20-260 VAC input voltage, SPST, (1) N.O. SCR, 75A contact rating, 24-230 VAC load voltage, screw terminal(s), overvoltage protection. Thermal mounting pad included. | Stock | 55
GQ-75-24-D-1-4 | Gefran solid state relay, panel mount, 3-32 VDC input voltage, SPST, (1) N.O. SCR, 75A contact rating, 24-230 VAC load voltage, push-in spring, overvoltage protection. Thermal mounting pad included. | Stock | 49.5
GQ-75-24-A-1-4 | Gefran solid state relay, panel mount, 20-260 VAC input voltage, SPST, (1) N.O. SCR, 75A contact rating, 24-230 VAC load voltage, push-in spring, overvoltage protection. Thermal mounting pad included. | Stock | 55
GQ-75-60-D-1-3 | Gefran solid state relay, panel mount, 3-32 VDC input voltage, SPST, (1) N.O. SCR, 75A contact rating, 48-600 VAC load voltage, screw terminal(s), overvoltage protection. Thermal mounting pad included. | Stock | 52
GQ-75-60-A-1-3 | Gefran solid state relay, panel mount, 20-260 VAC input voltage, SPST, (1) N.O. SCR, 75A contact rating, 48-600 VAC load voltage, screw terminal(s), overvoltage protection. Thermal mounting pad included. | Stock | 56
GQ-75-60-D-1-4 | Gefran solid state relay, panel mount, 3-32 VDC input voltage, SPST, (1) N.O. SCR, 75A contact rating, 48-600 VAC load voltage, push-in spring, overvoltage protection. Thermal mounting pad included. | Stock | 52
GQ-75-60-A-1-4 | Gefran solid state relay, panel mount, 20-260 VAC input voltage, SPST, (1) N.O. SCR, 75A contact rating, 48-600 VAC load voltage, push-in spring, overvoltage protection. Thermal mounting pad included. | Stock | 56
GQ-90-24-D-1-3 | Gefran solid state relay, panel mount, 3-32 VDC input voltage, SPST, (1) N.O. SCR, 90A contact rating, 24-230 VAC load voltage, screw terminal(s), overvoltage protection. Thermal mounting pad included. | Stock | 56
GQ-90-24-A-1-3 | Gefran solid state relay, panel mount, 20-260 VAC input voltage, SPST, (1) N.O. SCR, 90A contact rating, 24-230 VAC load voltage, screw terminal(s), overvoltage protection. Thermal mounting pad included. | Stock | 61
GQ-90-24-D-1-4 | Gefran solid state relay, panel mount, 3-32 VDC input voltage, SPST, (1) N.O. SCR, 90A contact rating, 24-230 VAC load voltage, push-in spring, overvoltage protection. Thermal mounting pad included. | Stock | 56
GQ-90-24-A-1-4 | Gefran solid state relay, panel mount, 20-260 VAC input voltage, SPST, (1) N.O. SCR, 90A contact rating, 24-230 VAC load voltage, push-in spring, overvoltage protection. Thermal mounting pad included. | Stock | 61
GQ-90-60-D-1-3 | Gefran solid state relay, panel mount, 3-32 VDC input voltage, SPST, (1) N.O. SCR, 90A contact rating, 48-600 VAC load voltage, screw terminal(s), overvoltage protection. Thermal mounting pad included. | Stock | 58
GQ-90-60-A-1-3 | Gefran solid state relay, panel mount, 20-260 VAC input voltage, SPST, (1) N.O. SCR, 90A contact rating, 48-600 VAC load voltage, screw terminal(s), overvoltage protection. Thermal mounting pad included. | Stock | 62
GQ-90-60-D-1-4 | Gefran solid state relay, panel mount, 3-32 VDC input voltage, SPST, (1) N.O. SCR, 90A contact rating, 48-600 VAC load voltage, push-in spring, overvoltage protection. Thermal mounting pad included. | Stock | 58
GQ-90-60-A-1-4 | Gefran solid state relay, panel mount, 20-260 VAC input voltage, SPST, (1) N.O. SCR, 90A contact rating, 48-600 VAC load voltage, push-in spring, overvoltage protection. Thermal mounting pad included. | Stock | 62
GRSH-15-48-D-0-0 | Gefran solid state relay, 35mm DIN rail mount, 6-32 VDC input voltage, SPST, (1) N.O. SCR, 15A contact rating, 24-480 VAC load voltage, push-in spring, overvoltage protection. | Stock | 49.5
GRSH-15-48-A-0-0 | Gefran solid state relay, 35mm DIN rail mount, 20-260 VAC input voltage, SPST, (1) N.O. SCR, 15A contact rating, 24-480 VAC load voltage, push-in spring, overvoltage protection. | Stock | 67
GRSH-15-48-D-2-0 | Gefran solid state relay, 35mm DIN rail mount, 6-32 VDC input voltage, SPST, (1) N.O. SCR, 15A contact rating, 24-480 VAC load voltage, push-in spring, overvoltage and thermal protection. Thermal/load interruption alarm. | Stock | 69
GRSH-15-48-A-5-0 | Gefran solid state relay, 35mm DIN rail mount, 20-260 VAC input voltage, SPST, (1) N.O. SCR, 15A contact rating, 24-480 VAC load voltage, push-in spring, overvoltage and thermal protection. Thermal alarm. | Stock | 78
GRSH-15-60-D-0-0 | Gefran solid state relay, 35mm DIN rail mount, 6-32 VDC input voltage, SPST, (1) N.O. SCR, 15A contact rating, 24-600 VAC load voltage, push-in spring, overvoltage protection. | Stock | 62
GRSH-15-60-A-0-0 | Gefran solid state relay, 35mm DIN rail mount, 20-260 VAC input voltage, SPST, (1) N.O. SCR, 15A contact rating, 24-600 VAC load voltage, push-in spring, overvoltage protection. | Stock | 72
GRSH-15-60-D-2-0 | Gefran solid state relay, 35mm DIN rail mount, 6-32 VDC input voltage, SPST, (1) N.O. SCR, 15A contact rating, 24-600 VAC load voltage, push-in spring, overvoltage and thermal protection. Thermal/load interruption alarm. | Stock | 74
GRSH-15-60-A-5-0 | Gefran solid state relay, 35mm DIN rail mount, 20-260 VAC input voltage, SPST, (1) N.O. SCR, 15A contact rating, 24-600 VAC load voltage, push-in spring, overvoltage and thermal protection. Thermal alarm. | Stock | 83
GRSH-25-48-D-0-0 | Gefran solid state relay, 35mm DIN rail mount, 6-32 VDC input voltage, SPST, (1) N.O. SCR, 25A contact rating, 24-480 VAC load voltage, push-in spring, overvoltage protection. | Stock | 65
GRSH-25-48-A-0-0 | Gefran solid state relay, 35mm DIN rail mount, 20-260 VAC input voltage, SPST, (1) N.O. SCR, 25A contact rating, 24-480 VAC load voltage, push-in spring, overvoltage protection. | Stock | 85
GRSH-25-48-D-2-0 | Gefran solid state relay, 35mm DIN rail mount, 6-32 VDC input voltage, SPST, (1) N.O. SCR, 25A contact rating, 24-480 VAC load voltage, push-in spring, overvoltage and thermal protection. Thermal/load interruption alarm. | Stock | 87
GRSH-25-48-A-5-0 | Gefran solid state relay, 35mm DIN rail mount, 20-260 VAC input voltage, SPST, (1) N.O. SCR, 25A contact rating, 24-480 VAC load voltage, push-in spring, overvoltage and thermal protection. Thermal alarm. | Stock | 96
GRSH-25-60-D-0-0 | Gefran solid state relay, 35mm DIN rail mount, 6-32 VDC input voltage, SPST, (1) N.O. SCR, 25A contact rating, 24-600 VAC load voltage, push-in spring, overvoltage protection. | Stock | 78
GRSH-25-60-A-0-0 | Gefran solid state relay, 35mm DIN rail mount, 20-260 VAC input voltage, SPST, (1) N.O. SCR, 25A contact rating, 24-600 VAC load voltage, push-in spring, overvoltage protection. | Stock | 89
GRSH-25-60-D-2-0 | Gefran solid state relay, 35mm DIN rail mount, 6-32 VDC input voltage, SPST, (1) N.O. SCR, 25A contact rating, 24-600 VAC load voltage, push-in spring, overvoltage and thermal protection. Thermal/load interruption alarm. | Stock | 91
GRSH-25-60-A-5-0 | Gefran solid state relay, 35mm DIN rail mount, 20-260 VAC input voltage, SPST, (1) N.O. SCR, 25A contact rating, 24-600 VAC load voltage, push-in spring, overvoltage and thermal protection. Thermal alarm. | Stock | 100
GRSH-30-48-D-0-0 | Gefran solid state relay, 35mm DIN rail mount, 6-32 VDC input voltage, SPST, (1) N.O. SCR, 30A contact rating, 24-480 VAC load voltage, push-in spring, overvoltage protection. | Stock | 78
GRSH-30-48-A-0-0 | Gefran solid state relay, 35mm DIN rail mount, 20-260 VAC input voltage, SPST, (1) N.O. SCR, 30A contact rating, 24-480 VAC load voltage, push-in spring, overvoltage protection. | Stock | 100
GRSH-30-48-D-2-0 | Gefran solid state relay, 35mm DIN rail mount, 6-32 VDC input voltage, SPST, (1) N.O. SCR, 30A contact rating, 24-480 VAC load voltage, push-in spring, overvoltage and thermal protection. Thermal/load interruption alarm. | Stock | 102
GRSH-30-48-A-5-0 | Gefran solid state relay, 35mm DIN rail mount, 20-260 VAC input voltage, SPST, (1) N.O. SCR, 30A contact rating, 24-480 VAC load voltage, push-in spring, overvoltage and thermal protection. Thermal alarm. | Stock | 111
GRSH-30-60-D-0-0 | Gefran solid state relay, 35mm DIN rail mount, 6-32 VDC input voltage, SPST, (1) N.O. SCR, 30A contact rating, 24-600 VAC load voltage, push-in spring, overvoltage protection. | Stock | 94
GRSH-30-60-A-0-0 | Gefran solid state relay, 35mm DIN rail mount, 20-260 VAC input voltage, SPST, (1) N.O. SCR, 30A contact rating, 24-600 VAC load voltage, push-in spring, overvoltage protection. | Stock | 105
GRSH-30-60-D-2-0 | Gefran solid state relay, 35mm DIN rail mount, 6-32 VDC input voltage, SPST, (1) N.O. SCR, 30A contact rating, 24-600 VAC load voltage, push-in spring, overvoltage and thermal protection. Thermal/load interruption alarm. | Stock | 107
GRSH-30-60-A-5-0 | Gefran solid state relay, 35mm DIN rail mount, 20-260 VAC input voltage, SPST, (1) N.O. SCR, 30A contact rating, 24-600 VAC load voltage, push-in spring, overvoltage and thermal protection. Thermal alarm. | Stock | 116
GRSH-40-48-D-0-0 | Gefran solid state relay, 35mm DIN rail mount, 6-32 VDC input voltage, SPST, (1) N.O. SCR, 40A contact rating, 24-480 VAC load voltage, push-in spring, overvoltage protection. | Stock | 90
GRSH-40-48-A-0-0 | Gefran solid state relay, 35mm DIN rail mount, 20-260 VAC input voltage, SPST, (1) N.O. SCR, 40A contact rating, 24-480 VAC load voltage, push-in spring, overvoltage protection. | Stock | 114
GRSH-40-48-D-2-0 | Gefran solid state relay, 35mm DIN rail mount, 6-32 VDC input voltage, SPST, (1) N.O. SCR, 40A contact rating, 24-480 VAC load voltage, push-in spring, overvoltage and thermal protection. Thermal/load interruption alarm. | Stock | 117
GRSH-40-48-A-5-0 | Gefran solid state relay, 35mm DIN rail mount, 20-260 VAC input voltage, SPST, (1) N.O. SCR, 40A contact rating, 24-480 VAC load voltage, push-in spring, overvoltage and thermal protection. Thermal alarm. | Stock | 125
GRSH-40-60-D-0-0 | Gefran solid state relay, 35mm DIN rail mount, 6-32 VDC input voltage, SPST, (1) N.O. SCR, 40A contact rating, 24-600 VAC load voltage, push-in spring, overvoltage protection. | Stock | 108
GRSH-40-60-A-0-0 | Gefran solid state relay, 35mm DIN rail mount, 20-260 VAC input voltage, SPST, (1) N.O. SCR, 40A contact rating, 24-600 VAC load voltage, push-in spring, overvoltage protection. | Stock | 119
GRSH-40-60-D-2-0 | Gefran solid state relay, 35mm DIN rail mount, 6-32 VDC input voltage, SPST, (1) N.O. SCR, 40A contact rating, 24-600 VAC load voltage, push-in spring, overvoltage and thermal protection. Thermal/load interruption alarm. | Stock | 121
GRSH-40-60-A-5-0 | Gefran solid state relay, 35mm DIN rail mount, 20-260 VAC input voltage, SPST, (1) N.O. SCR, 40A contact rating, 24-600 VAC load voltage, push-in spring, overvoltage and thermal protection. Thermal alarm. | Stock | 130
GRSH-50-48-D-0-0 | Gefran solid state relay, 35mm DIN rail mount, 6-32 VDC input voltage, SPST, (1) N.O. SCR, 50A contact rating, 24-480 VAC load voltage, push-in spring, overvoltage and thermal protection. | Stock | 113
GRSH-50-48-A-0-0 | Gefran solid state relay, 35mm DIN rail mount, 20-260 VAC input voltage, SPST, (1) N.O. SCR, 50A contact rating, 24-480 VAC load voltage, push-in spring, overvoltage and thermal protection. | Stock | 142
GRSH-50-48-D-2-0 | Gefran solid state relay, 35mm DIN rail mount, 6-32 VDC input voltage, SPST, (1) N.O. SCR, 50A contact rating, 24-480 VAC load voltage, push-in spring, overvoltage and thermal protection. Thermal/load interruption alarm. | Stock | 144
GRSH-50-48-A-5-0 | Gefran solid state relay, 35mm DIN rail mount, 20-260 VAC input voltage, SPST, (1) N.O. SCR, 50A contact rating, 24-480 VAC load voltage, push-in spring, overvoltage and thermal protection. Thermal alarm. | Stock | 153
GRSH-50-60-D-0-0 | Gefran solid state relay, 35mm DIN rail mount, 6-32 VDC input voltage, SPST, (1) N.O. SCR, 50A contact rating, 24-600 VAC load voltage, push-in spring, overvoltage and thermal protection. | Stock | 135
GRSH-50-60-A-0-0 | Gefran solid state relay, 35mm DIN rail mount, 20-260 VAC input voltage, SPST, (1) N.O. SCR, 50A contact rating, 24-600 VAC load voltage, push-in spring, overvoltage and thermal protection. | Stock | 146
GRSH-50-60-D-2-0 | Gefran solid state relay, 35mm DIN rail mount, 6-32 VDC input voltage, SPST, (1) N.O. SCR, 50A contact rating, 24-600 VAC load voltage, push-in spring, overvoltage and thermal protection. Thermal/load interruption alarm. | Stock | 149
GRSH-50-60-A-5-0 | Gefran solid state relay, 35mm DIN rail mount, 20-260 VAC input voltage, SPST, (1) N.O. SCR, 50A contact rating, 24-600 VAC load voltage, push-in spring, overvoltage and thermal protection. Thermal alarm. | Stock | 157
GRSH-60-48-D-0-0 | Gefran solid state relay, 35mm DIN rail mount, 6-32 VDC input voltage, SPST, (1) N.O. SCR, 60A contact rating, 24-480 VAC load voltage, push-in spring, overvoltage and thermal protection. | Stock | 142
GRSH-60-48-A-0-0 | Gefran solid state relay, 35mm DIN rail mount, 20-260 VAC input voltage, SPST, (1) N.O. SCR, 60A contact rating, 24-480 VAC load voltage, push-in spring, overvoltage and thermal protection. | Stock | 175
GRSH-60-48-D-2-0 | Gefran solid state relay, 35mm DIN rail mount, 6-32 VDC input voltage, SPST, (1) N.O. SCR, 60A contact rating, 24-480 VAC load voltage, push-in spring, overvoltage and thermal protection. Thermal/load interruption alarm. | Stock | 177
GRSH-60-48-A-5-0 | Gefran solid state relay, 35mm DIN rail mount, 20-260 VAC input voltage, SPST, (1) N.O. SCR, 60A contact rating, 24-480 VAC load voltage, push-in spring, overvoltage and thermal protection. Thermal alarm. | Stock | 186
GRSH-60-60-D-0-0 | Gefran solid state relay, 35mm DIN rail mount, 6-32 VDC input voltage, SPST, (1) N.O. SCR, 60A contact rating, 24-600 VAC load voltage, push-in spring, overvoltage and thermal protection. | Stock | 168
GRSH-60-60-A-0-0 | Gefran solid state relay, 35mm DIN rail mount, 20-260 VAC input voltage, SPST, (1) N.O. SCR, 60A contact rating, 24-600 VAC load voltage, push-in spring, overvoltage and thermal protection. | Stock | 179
GRSH-60-60-D-2-0 | Gefran solid state relay, 35mm DIN rail mount, 6-32 VDC input voltage, SPST, (1) N.O. SCR, 60A contact rating, 24-600 VAC load voltage, push-in spring, overvoltage and thermal protection. Thermal/load interruption alarm. | Stock | 182
GRSH-60-60-A-5-0 | Gefran solid state relay, 35mm DIN rail mount, 20-260 VAC input voltage, SPST, (1) N.O. SCR, 60A contact rating, 24-600 VAC load voltage, push-in spring, overvoltage and thermal protection. Thermal alarm. | Stock | 190
GRSH-75-48-D-0-0 | Gefran solid state relay, 35mm DIN rail mount, 6-32 VDC input voltage, SPST, (1) N.O. SCR, 75A contact rating, 24-480 VAC load voltage, push-in spring, overvoltage and thermal protection. | Stock | 172
GRSH-75-48-A-0-0 | Gefran solid state relay, 35mm DIN rail mount, 20-260 VAC input voltage, SPST, (1) N.O. SCR, 75A contact rating, 24-480 VAC load voltage, push-in spring, overvoltage and thermal protection. | Stock | 207
GRSH-75-48-D-2-0 | Gefran solid state relay, 35mm DIN rail mount, 6-32 VDC input voltage, SPST, (1) N.O. SCR, 75A contact rating, 24-480 VAC load voltage, push-in spring, overvoltage and thermal protection. Thermal/load interruption alarm. | Stock | 209
GRSH-75-48-A-5-0 | Gefran solid state relay, 35mm DIN rail mount, 20-260 VAC input voltage, SPST, (1) N.O. SCR, 75A contact rating, 24-480 VAC load voltage, push-in spring, overvoltage and thermal protection. Thermal alarm. | Stock | 218
GRSH-75-60-D-0-0 | Gefran solid state relay, 35mm DIN rail mount, 6-32 VDC input voltage, SPST, (1) N.O. SCR, 75A contact rating, 24-600 VAC load voltage, push-in spring, overvoltage and thermal protection. | Stock | 201
GRSH-75-60-A-0-0 | Gefran solid state relay, 35mm DIN rail mount, 20-260 VAC input voltage, SPST, (1) N.O. SCR, 75A contact rating, 24-600 VAC load voltage, push-in spring, overvoltage and thermal protection. | Stock | 211
GRSH-75-60-D-2-0 | Gefran solid state relay, 35mm DIN rail mount, 6-32 VDC input voltage, SPST, (1) N.O. SCR, 75A contact rating, 24-600 VAC load voltage, push-in spring, overvoltage and thermal protection. Thermal/load interruption alarm. | Stock | 213
GRSH-75-60-A-5-0 | Gefran solid state relay, 35mm DIN rail mount, 20-260 VAC input voltage, SPST, (1) N.O. SCR, 75A contact rating, 24-600 VAC load voltage, push-in spring, overvoltage and thermal protection. Thermal alarm. | Stock | 222
GRSH-90-48-D-0-62 | Gefran solid state relay with fan, 35mm DIN rail mount, 6-32 VDC input voltage, SPST, (1) N.O. SCR, 90A contact rating, 24-480 VAC load voltage, push-in spring, overvoltage and thermal protection, external 24 VDC required. | Stock | 201
GRSH-90-48-D-0-60 | Gefran solid state relay with fan, 35mm DIN rail mount, 6-32 VDC input voltage, SPST, (1) N.O. SCR, 90A contact rating, 24-480 VAC load voltage, push-in spring, overvoltage and thermal protection, external 230 VAC required. | Stock | 201
GRSH-90-48-D-0-61 | Gefran solid state relay with fan, 35mm DIN rail mount, 6-32 VDC input voltage, SPST, (1) N.O. SCR, 90A contact rating, 24-480 VAC load voltage, push-in spring, overvoltage and thermal protection, external 115 VAC required. | Stock | 201
GRSH-90-48-A-0-60 | Gefran solid state relay with fan, 35mm DIN rail mount, 20-260 VAC input voltage, SPST, (1) N.O. SCR, 90A contact rating, 24-480 VAC load voltage, push-in spring, overvoltage and thermal protection, external 230 VAC required. | Stock | 212
GRSH-90-48-A-0-61 | Gefran solid state relay with fan, 35mm DIN rail mount, 20-260 VAC input voltage, SPST, (1) N.O. SCR, 90A contact rating, 24-480 VAC load voltage, push-in spring, overvoltage and thermal protection, external 115 VAC required. | Stock | 212
GRSH-90-48-D-2-63 | Gefran solid state relay with fan, 35mm DIN rail mount, 6-32 VDC input voltage, SPST, (1) N.O. SCR, 90A contact rating, 24-480 VAC load voltage, push-in spring, overvoltage and thermal protection. Thermal/load interruption alarm. | Stock | 229
GRSH-90-48-D-2-62 | Gefran solid state relay with fan, 35mm DIN rail mount, 6-32 VDC input voltage, SPST, (1) N.O. SCR, 90A contact rating, 24-480 VAC load voltage, push-in spring, overvoltage and thermal protection, external 24 VDC required. Thermal/load interruption alarm. | Stock | 215
GRSH-90-48-D-2-60 | Gefran solid state relay with fan, 35mm DIN rail mount, 6-32 VDC input voltage, SPST, (1) N.O. SCR, 90A contact rating, 24-480 VAC load voltage, push-in spring, overvoltage and thermal protection, external 230 VAC required. Thermal/load interruption alarm. | Stock | 215
GRSH-90-48-D-2-61 | Gefran solid state relay with fan, 35mm DIN rail mount, 6-32 VDC input voltage, SPST, (1) N.O. SCR, 90A contact rating, 24-480 VAC load voltage, push-in spring, overvoltage and thermal protection, external 115 VAC required. Thermal/load interruption alarm. | Stock | 215
GRSH-90-48-A-5-60 | Gefran solid state relay with fan, 35mm DIN rail mount, 20-260 VAC input voltage, SPST, (1) N.O. SCR, 90A contact rating, 24-480 VAC load voltage, push-in spring, overvoltage and thermal protection, external 230 VAC required. Thermal alarm. | Stock | 222
GRSH-90-48-A-5-61 | Gefran solid state relay with fan, 35mm DIN rail mount, 20-260 VAC input voltage, SPST, (1) N.O. SCR, 90A contact rating, 24-480 VAC load voltage, push-in spring, overvoltage and thermal protection, external 115 VAC required. Thermal alarm. | Stock | 222
GRSH-90-60-D-0-62 | Gefran solid state relay with fan, 35mm DIN rail mount, 6-32 VDC input voltage, SPST, (1) N.O. SCR, 90A contact rating, 24-600 VAC load voltage, push-in spring, overvoltage and thermal protection, external 24 VDC required. | Stock | 206
GRSH-90-60-D-0-60 | Gefran solid state relay with fan, 35mm DIN rail mount, 6-32 VDC input voltage, SPST, (1) N.O. SCR, 90A contact rating, 24-600 VAC load voltage, push-in spring, overvoltage and thermal protection, external 230 VAC required. | Stock | 206
GRSH-90-60-D-0-61 | Gefran solid state relay with fan, 35mm DIN rail mount, 6-32 VDC input voltage, SPST, (1) N.O. SCR, 90A contact rating, 24-600 VAC load voltage, push-in spring, overvoltage and thermal protection, external 115 VAC required. | Stock | 206
GRSH-90-60-A-0-60 | Gefran solid state relay with fan, 35mm DIN rail mount, 20-260 VAC input voltage, SPST, (1) N.O. SCR, 90A contact rating, 24-600 VAC load voltage, push-in spring, overvoltage and thermal protection, external 230 VAC required. | Stock | 216
GRSH-90-60-A-0-61 | Gefran solid state relay with fan, 35mm DIN rail mount, 20-260 VAC input voltage, SPST, (1) N.O. SCR, 90A contact rating, 24-600 VAC load voltage, push-in spring, overvoltage and thermal protection, external 115 VAC required. | Stock | 216
GRSH-90-60-D-2-63 | Gefran solid state relay with fan, 35mm DIN rail mount, 6-32 VDC input voltage, SPST, (1) N.O. SCR, 90A contact rating, 24-600 VAC load voltage, push-in spring, overvoltage and thermal protection. Thermal/load interruption alarm. | Stock | 233
GRSH-90-60-D-2-62 | Gefran solid state relay with fan, 35mm DIN rail mount, 6-32 VDC input voltage, SPST, (1) N.O. SCR, 90A contact rating, 24-600 VAC load voltage, push-in spring, overvoltage and thermal protection, external 24 VDC required. Thermal/load interruption alarm. | Stock | 218
GRSH-90-60-D-2-60 | Gefran solid state relay with fan, 35mm DIN rail mount, 6-32 VDC input voltage, SPST, (1) N.O. SCR, 90A contact rating, 24-600 VAC load voltage, push-in spring, overvoltage and thermal protection, external 230 VAC required. Thermal/load interruption alarm. | Stock | 218
GRSH-90-60-D-2-61 | Gefran solid state relay with fan, 35mm DIN rail mount, 6-32 VDC input voltage, SPST, (1) N.O. SCR, 90A contact rating, 24-600 VAC load voltage, push-in spring, overvoltage and thermal protection, external 115 VAC required. Thermal/load interruption alarm. | Stock | 218
GRSH-90-60-A-5-60 | Gefran solid state relay with fan, 35mm DIN rail mount, 20-260 VAC input voltage, SPST, (1) N.O. SCR, 90A contact rating, 24-600 VAC load voltage, push-in spring, overvoltage and thermal protection, external 230 VAC required. Thermal alarm. | Stock | 227
GRSH-90-60-A-5-61 | Gefran solid state relay with fan, 35mm DIN rail mount, 20-260 VAC input voltage, SPST, (1) N.O. SCR, 90A contact rating, 24-600 VAC load voltage, push-in spring, overvoltage and thermal protection, external 115 VAC required. Thermal alarm. | Stock | 227
GRSH-120-48-D-0-62 | Gefran solid state relay with fan, 35mm DIN rail mount, 6-32 VDC input voltage, SPST, (1) N.O. SCR, 120A contact rating, 24-480 VAC load voltage, push-in spring, overvoltage and thermal protection, external 24 VDC required. | Stock | 300
GRSH-120-48-D-0-60 | Gefran solid state relay with fan, 35mm DIN rail mount, 6-32 VDC input voltage, SPST, (1) N.O. SCR, 120A contact rating, 24-480 VAC load voltage, push-in spring, overvoltage and thermal protection, external 230 VAC required. | Stock | 300
GRSH-120-48-D-0-61 | Gefran solid state relay with fan, 35mm DIN rail mount, 6-32 VDC input voltage, SPST, (1) N.O. SCR, 120A contact rating, 24-480 VAC load voltage, push-in spring, overvoltage and thermal protection, external 115 VAC required. | Stock | 300
GRSH-120-48-A-0-60 | Gefran solid state relay with fan, 35mm DIN rail mount, 20-260 VAC input voltage, SPST, (1) N.O. SCR, 120A contact rating, 24-480 VAC load voltage, push-in spring, overvoltage and thermal protection, external 230 VAC required. | Stock | 310
GRSH-120-48-A-0-61 | Gefran solid state relay with fan, 35mm DIN rail mount, 20-260 VAC input voltage, SPST, (1) N.O. SCR, 120A contact rating, 24-480 VAC load voltage, push-in spring, overvoltage and thermal protection, external 115 VAC required. | Stock | 310
GRSH-120-48-D-2-63 | Gefran solid state relay with fan, 35mm DIN rail mount, 6-32 VDC input voltage, SPST, (1) N.O. SCR, 120A contact rating, 24-480 VAC load voltage, push-in spring, overvoltage and thermal protection. Thermal/load interruption alarm. | Stock | 328
GRSH-120-48-D-2-62 | Gefran solid state relay with fan, 35mm DIN rail mount, 6-32 VDC input voltage, SPST, (1) N.O. SCR, 120A contact rating, 24-480 VAC load voltage, push-in spring, overvoltage and thermal protection, external 24 VDC required. Thermal/load interruption alarm. | Stock | 312
GRSH-120-48-D-2-60 | Gefran solid state relay with fan, 35mm DIN rail mount, 6-32 VDC input voltage, SPST, (1) N.O. SCR, 120A contact rating, 24-480 VAC load voltage, push-in spring, overvoltage and thermal protection, external 230 VAC required. Thermal/load interruption alarm. | Stock | 312
GRSH-120-48-D-2-61 | Gefran solid state relay with fan, 35mm DIN rail mount, 6-32 VDC input voltage, SPST, (1) N.O. SCR, 120A contact rating, 24-480 VAC load voltage, push-in spring, overvoltage and thermal protection, external 115 VAC required. Thermal/load interruption alarm. | Stock | 312
GRSH-120-48-A-5-60 | Gefran solid state relay with fan, 35mm DIN rail mount, 20-260 VAC input voltage, SPST, (1) N.O. SCR, 120A contact rating, 24-480 VAC load voltage, push-in spring, overvoltage and thermal protection, external 230 VAC required. Thermal alarm. | Stock | 321
GRSH-120-48-A-5-61 | Gefran solid state relay with fan, 35mm DIN rail mount, 20-260 VAC input voltage, SPST, (1) N.O. SCR, 120A contact rating, 24-480 VAC load voltage, push-in spring, overvoltage and thermal protection, external 115 VAC required. Thermal alarm. | Stock | 321
GRSH-120-60-D-0-62 | Gefran solid state relay with fan, 35mm DIN rail mount, 6-32 VDC input voltage, SPST, (1) N.O. SCR, 120A contact rating, 24-600 VAC load voltage, push-in spring, overvoltage and thermal protection, external 24 VDC required. | Stock | 305
GRSH-120-60-D-0-60 | Gefran solid state relay with fan, 35mm DIN rail mount, 6-32 VDC input voltage, SPST, (1) N.O. SCR, 120A contact rating, 24-600 VAC load voltage, push-in spring, overvoltage and thermal protection, external 230 VAC required. | Stock | 305
GRSH-120-60-D-0-61 | Gefran solid state relay with fan, 35mm DIN rail mount, 6-32 VDC input voltage, SPST, (1) N.O. SCR, 120A contact rating, 24-600 VAC load voltage, push-in spring, overvoltage and thermal protection, external 115 VAC required. | Stock | 305
GRSH-120-60-A-0-60 | Gefran solid state relay with fan, 35mm DIN rail mount, 20-260 VAC input voltage, SPST, (1) N.O. SCR, 120A contact rating, 24-600 VAC load voltage, push-in spring, overvoltage and thermal protection, external 230 VAC required. | Stock | 315
GRSH-120-60-A-0-61 | Gefran solid state relay with fan, 35mm DIN rail mount, 20-260 VAC input voltage, SPST, (1) N.O. SCR, 120A contact rating, 24-600 VAC load voltage, push-in spring, overvoltage and thermal protection, external 115 VAC required. | Stock | 315
GRSH-120-60-D-2-63 | Gefran solid state relay with fan, 35mm DIN rail mount, 6-32 VDC input voltage, SPST, (1) N.O. SCR, 120A contact rating, 24-600 VAC load voltage, push-in spring, overvoltage and thermal protection. Thermal/load interruption alarm. | Stock | 331
GRSH-120-60-D-2-62 | Gefran solid state relay with fan, 35mm DIN rail mount, 6-32 VDC input voltage, SPST, (1) N.O. SCR, 120A contact rating, 24-600 VAC load voltage, push-in spring, overvoltage and thermal protection, external 24 VDC required. Thermal/load interruption alarm. | Stock | 317
GRSH-120-60-D-2-60 | Gefran solid state relay with fan, 35mm DIN rail mount, 6-32 VDC input voltage, SPST, (1) N.O. SCR, 120A contact rating, 24-600 VAC load voltage, push-in spring, overvoltage and thermal protection, external 230 VAC required. Thermal/load interruption alarm. | Stock | 317
GRSH-120-60-D-2-61 | Gefran solid state relay with fan, 35mm DIN rail mount, 6-32 VDC input voltage, SPST, (1) N.O. SCR, 120A contact rating, 24-600 VAC load voltage, push-in spring, overvoltage and thermal protection, external 115 VAC required. Thermal/load interruption alarm. | Stock | 317
GRSH-120-60-A-5-60 | Gefran solid state relay with fan, 35mm DIN rail mount, 20-260 VAC input voltage, SPST, (1) N.O. SCR, 120A contact rating, 24-600 VAC load voltage, push-in spring, overvoltage and thermal protection, external 230 VAC required. Thermal alarm. | Stock | 283
GRSH-120-60-A-5-61 | Gefran solid state relay with fan, 35mm DIN rail mount, 20-260 VAC input voltage, SPST, (1) N.O. SCR, 120A contact rating, 24-600 VAC load voltage, push-in spring, overvoltage and thermal protection, external 115 VAC required. Thermal alarm. | Stock | 283
AD-SSR675-DC-280A | AutomationDirect solid state relay, panel mount, finger-safe hockey puck, 3-32 VDC input voltage, SPST, (1) N.O. SCR, 75A contact rating, 24-280 VAC load voltage, zero cross, screw terminal(s), LED indicator(s). Thermal mounting pad included. | Stock | 48.5
Phase Monitoring Relays
PMRU-2C-500A | ProSense phase monitor relay, 3-phase, 35mm DIN rail mount, 190-500 VAC input voltage, DPDT, 10A contact rating, screw terminal(s), LED indicator(s), phase reversal, phase loss, phase unbalance, overvoltage and undervoltage protection. | Stock | 91
PMRU-2C-600A | ProSense phase monitor relay, 3-phase, 35mm DIN rail mount, 460-600 VAC input voltage, DPDT, 10A contact rating, screw terminal(s), LED indicator(s), phase reversal, phase loss, phase unbalance, overvoltage and undervoltage protection. | Stock | 97
PMRR-1C-480A-TL | ProSense phase monitor relay, 3-phase, socket mount, 190-500 VAC input voltage, SPDT, 10A contact rating, 8-pin, LED indicator(s), phase reversal protection. | Stock | 49.5
PMRRL-1C-208A-TL | ProSense phase monitor relay, 3-phase, socket mount, 208 VAC input voltage, SPDT, 10A contact rating, 8-pin, LED indicator(s), phase reversal, phase loss and undervoltage protection. | Stock | 57
PMRRL-1C-240A-TL | ProSense phase monitor relay, 3-phase, socket mount, 240 VAC input voltage, SPDT, 10A contact rating, 8-pin, LED indicator(s), phase reversal, phase loss and undervoltage protection. | Stock | 57
PMRRL-1C-480A-TL | ProSense phase monitor relay, 3-phase, socket mount, 480 VAC input voltage, SPDT, 10A contact rating, 8-pin, LED indicator(s), phase reversal, phase loss and undervoltage protection. | Stock | 57
PMRU-1C-480A-TL | ProSense phase monitor relay, 3-phase, socket mount, 190-500 VAC input voltage, SPDT, 10A contact rating, 8-pin, LED indicator(s), phase reversal, phase loss, phase unbalance, overvoltage and undervoltage protection. | Stock | 83
RL9877-11 | Dold phase monitor relay, 3-phase, 35mm DIN rail mount, 80-230 VAC input voltage, SPDT, 5A contact rating, screw terminal(s), LED indicator(s), phase reversal, phase unbalance, overvoltage, undervoltage, voltage range and neutral protection. | Stock | 142
RL9877-11-120 | Dold phase monitor relay, 3-phase, 35mm DIN rail mount, 80-230 VAC input voltage, SPDT, 5A contact rating, screw terminal(s), LED indicator(s), phase reversal, phase loss and phase unbalance protection. | Stock | 136
RN98773P4W525V | Dold phase monitor relay, 3-phase, 35mm DIN rail mount, 175-525 VAC input voltage, SPDT, 5A contact rating, screw terminal(s), LED indicator(s), phase reversal, phase unbalance, overvoltage, undervoltage, voltage range and neutral protection. | Stock | 144
RN9877-0103P3W525V | Dold phase monitor relay, 3-phase, 35mm DIN rail mount, 175-525 VAC input voltage, SPDT, 5A contact rating, screw terminal(s), LED indicator(s), phase reversal, phase unbalance, overvoltage, undervoltage and voltage range protection. | Stock | 143
RN9877-1203P4W525V | Dold phase monitor relay, 3-phase, 35mm DIN rail mount, 175-525 VAC input voltage, SPDT, 5A contact rating, screw terminal(s), LED indicator(s), phase reversal, phase loss and phase unbalance protection. | Stock | 129
Voltage Monitoring Relays
VMR-2C-F-120A | ProSense voltage monitor relay, 1-phase, socket mount, 90-150 VAC input voltage, DPDT, 10A contact rating, 8-pin, LED indicator(s), overvoltage, undervoltage and fixed drop-out protection. | Stock | 74
VMR-2C-A-120A | ProSense voltage monitor relay, 1-phase, socket mount, 90-150 VAC input voltage, DPDT, 10A contact rating, 8-pin, LED indicator(s), overvoltage, undervoltage and adjustable drop-out protection. | Stock | 74
VMR-2C-B-120A | ProSense voltage monitor relay, 1-phase, socket mount, 90-150 VAC input voltage, DPDT, 10A contact rating, 8-pin, LED indicator(s), voltage band protection. | Stock | 74
VMR-1C-F-240A | ProSense voltage monitor relay, 1-phase, socket mount, 180-300 VAC input voltage, SPDT, 10A contact rating, 8-pin, LED indicator(s), overvoltage, undervoltage and fixed drop-out protection. | Stock | 86
VMR-1C-A-240A | ProSense voltage monitor relay, 1-phase, socket mount, 180-300 VAC input voltage, SPDT, 10A contact rating, 8-pin, LED indicator(s), overvoltage, undervoltage and adjustable drop-out protection. | Stock | 86
VMR-1C-B-240A | ProSense voltage monitor relay, 1-phase, socket mount, 180-300 VAC input voltage, SPDT, 10A contact rating, 8-pin, LED indicator(s), voltage band protection. | Stock | 86
VMR-1C-F-480A | ProSense voltage monitor relay, 1-phase, socket mount, 360-600 VAC input voltage, SPDT, 10A contact rating, 8-pin, LED indicator(s), overvoltage, undervoltage and fixed drop-out protection. | Stock | 86
VMR-1C-A-480A | ProSense voltage monitor relay, 1-phase, socket mount, 360-600 VAC input voltage, SPDT, 10A contact rating, 8-pin, LED indicator(s), overvoltage, undervoltage and adjustable drop-out protection. | Stock | 86
VMR-1C-B-480A | ProSense voltage monitor relay, 1-phase, socket mount, 360-600 VAC input voltage, SPDT, 10A contact rating, 8-pin, LED indicator(s), voltage band protection. | Stock | 74
VMR-2C-F-12D | ProSense voltage monitor relay, 1-phase, socket mount, 9-15 VDC input voltage, DPDT, 10A contact rating, 8-pin, LED indicator(s), overvoltage, undervoltage and fixed drop-out protection. | Stock | 74
VMR-2C-A-12D | ProSense voltage monitor relay, 1-phase, socket mount, 9-15 VDC input voltage, DPDT, 10A contact rating, 8-pin, LED indicator(s), overvoltage, undervoltage and adjustable drop-out protection. | Stock | 74
VMR-2C-B-12D | ProSense voltage monitor relay, 1-phase, socket mount, 9-15 VDC input voltage, DPDT, 10A contact rating, 8-pin, LED indicator(s), voltage band protection. | Stock | 74
VMR-2C-F-24D | ProSense voltage monitor relay, 1-phase, socket mount, 18-30 VDC input voltage, DPDT, 10A contact rating, 8-pin, LED indicator(s), overvoltage, undervoltage and fixed drop-out protection. | Stock | 74
VMR-2C-A-24D | ProSense voltage monitor relay, 1-phase, socket mount, 18-30 VDC input voltage, DPDT, 10A contact rating, 8-pin, LED indicator(s), overvoltage, undervoltage and adjustable drop-out protection. | Stock | 74
VMR-2C-B-24D | ProSense voltage monitor relay, 1-phase, socket mount, 18-30 VDC input voltage, DPDT, 10A contact rating, 8-pin, LED indicator(s), voltage band protection. | Stock | 74
VMR-2C-F-48D | ProSense voltage monitor relay, 1-phase, socket mount, 36-60 VDC input voltage, DPDT, 10A contact rating, 8-pin, LED indicator(s), overvoltage, undervoltage and fixed drop-out protection. | Stock | 74
VMR-2C-A-48D | ProSense voltage monitor relay, 1-phase, socket mount, 36-60 VDC input voltage, DPDT, 10A contact rating, 8-pin, LED indicator(s), overvoltage, undervoltage and adjustable drop-out protection. | Stock | 74
VMR-2C-B-48D | ProSense voltage monitor relay, 1-phase, socket mount, 36-60 VDC input voltage, DPDT, 10A contact rating, 8-pin, LED indicator(s), voltage band protection. | Stock | 74
VMR-2C-F-110D | ProSense voltage monitor relay, 1-phase, socket mount, 83-138 VDC input voltage, DPDT, 10A contact rating, 8-pin, LED indicator(s), overvoltage, undervoltage and fixed drop-out protection. | Stock | 74
VMR-2C-A-110D | ProSense voltage monitor relay, 1-phase, socket mount, 83-138 VDC input voltage, DPDT, 10A contact rating, 8-pin, LED indicator(s), overvoltage, undervoltage and adjustable drop-out protection. | Stock | 74
VMR-2C-B-110D | ProSense voltage monitor relay, 1-phase, socket mount, 83-138 VDC input voltage, DPDT, 10A contact rating, 8-pin, LED indicator(s), voltage band protection. | Stock | 74
RL9836DC24-130V | Dold voltage monitor relay, 1-phase, 35mm DIN rail mount, 24-130 VDC input voltage, SPDT, 5A contact rating, screw terminal(s), LED indicator(s), overvoltage, undervoltage and voltage range protection. | Stock | 142
RL9836DC50-250V | Dold voltage monitor relay, 1-phase, 35mm DIN rail mount, 50-250 VDC input voltage, SPDT, 5A contact rating, screw terminal(s), LED indicator(s), overvoltage, undervoltage and voltage range protection. | Stock | 142
RL9854AC45-135V | Dold voltage monitor relay, 1-phase, 35mm DIN rail mount, 45-135 VAC input voltage, SPDT, 5A contact rating, screw terminal(s), LED indicator(s), overvoltage, undervoltage and voltage range protection. | Stock | 129
RL9854AC100-300V | Dold voltage monitor relay, 1-phase, 35mm DIN rail mount, 100-300 VAC input voltage, SPDT, 5A contact rating, screw terminal(s), LED indicator(s), overvoltage, undervoltage and voltage range protection. | Stock | 129
Alternating Relays
ARX-2C-120A-TL | ProSense alternating relay, socket mount, finger-safe, 120 VAC coil voltage, DPDT, (2) N.O., (2) N.C., 10A contact rating, 8-pin, LED indicator(s). Relay becomes UL listed when used with 70169-D relay socket. | Stock | 33
AR-1C-120A-TL | ProSense alternating relay, socket mount, finger-safe, 120 VAC coil voltage, SPDT, (1) N.O., (1) N.C., 10A contact rating, 8-pin, LED indicator(s). Relay becomes UL listed when used with 70169-D relay socket. | Stock | 30.5
Pump Seal Failure Relays
PSFR-1C-120A-TL | ProSense pump seal failure relay, socket mount, finger-safe, 120 VAC coil voltage, SPDT, (1) N.O., (1) N.C., 10A contact rating, 8-pin, LED indicator(s), single channel for (1) pump monitoring. Relay becomes UL listed when used with 70169-D relay socket. | Stock | 59
PSFR-2C-120A-TL | ProSense pump seal failure relay, socket mount, finger-safe, 120 VAC coil voltage, SPST, (1) N.O., 5A contact rating, 8-pin, LED indicator(s), dual channel for (2) pump monitoring. Relay becomes UL listed when used with 70169-D relay socket. | Stock | 73
Intrinsically Safe Relays
ISEUR1 | Macromatic intrinsically safe relay, 35mm DIN rail mount, finger-safe, Discrete Input: 1-point, 10 VDC input voltage, 102-132 VAC or 10-125 VDC coil voltage, Discrete Output: 1-point, relay, SPST, 5A contact rating, (1) N.O., LED indicator(s). | Stock | 96
ISDUR4 | Macromatic intrinsically safe relay, 35mm DIN rail mount, finger-safe, Discrete Input: 4-point, 10 VDC input voltage, 102-132 VAC or 10-125 VDC coil voltage, Discrete Output: 4-point, relay, 4PST, 5A contact rating, (4) N.O., LED indicator(s). | Stock | 314
Timer Relays
52350 | Murrelektronik multi-mode relay timer, 0.1 to 300 seconds selectable timing range, 24 VDC operating voltage, 6A contact rating, (1) SPST timed relay output(s), 35mm DIN rail mount, screw terminal(s). | Stock | 33.5
Z1A-ND30S | Klemsan on-delay relay timer, 1 to 30 seconds selectable timing range, 24 VAC/VDC and 180-265 VAC operating voltage, 10A contact rating, (1) SPDT timed relay output(s), 35mm DIN rail mount, screw terminal(s). | Stock | 16.75
Z1A-ND100S | Klemsan on-delay relay timer, 1 to 100 seconds selectable timing range, 24 VAC/VDC and 180-265 VAC operating voltage, 10A contact rating, (1) SPDT timed relay output(s), 35mm DIN rail mount, screw terminal(s). | Stock | 16.75
Z1T-ND100S | Klemsan on-delay relay timer, 1 to 100 seconds selectable timing range, 12-240 VAC/VDC operating voltage, 10A contact rating, (1) SPDT timed relay output(s), 35mm DIN rail mount, screw terminal(s). | Stock | 21
Z1T-NDX | Klemsan on-delay relay timer, 0 to 5,109 seconds selectable timing range, 12-240 VAC/VDC operating voltage, 10A contact rating, (1) SPDT timed relay output(s), 35mm DIN rail mount, screw terminal(s). | Stock | 22.5
Z1T-NDF | Klemsan on-flasher relay timer, 0.1 seconds to 10 days selectable timing range, 12-240 VAC/VDC operating voltage, 10A contact rating, (1) SPDT timed relay output(s), 35mm DIN rail mount, screw terminal(s). | Stock | 19
Z1T-FDF | Klemsan off-flasher relay timer, 0.1 seconds to 10 days selectable timing range, 12-240 VAC/VDC operating voltage, 10A contact rating, (1) SPDT timed relay output(s), 35mm DIN rail mount, screw terminal(s). | Stock | 19
Z1T-M2 | Klemsan multi-mode delay relay timer, 0.1 seconds to 99.9 hours selectable timing range, 12-240 VAC/VDC operating voltage, 10A contact rating, (1) SPDT timed relay output(s), 35mm DIN rail mount, screw terminal(s). | Stock | 23.75
Z1K-M2A | Klemsan triggered delay relay timer, 0.1 seconds to 99.9 hours selectable timing range, 12-240 VAC/VDC operating voltage, 10A contact rating, (1) SPDT timed relay output(s), 35mm DIN rail mount, screw terminal(s). | Stock | 29
Z1T-M4 | Klemsan multi-mode relay timer, 1 seconds to 10 days selectable timing range, 12-240 VAC/VDC operating voltage, 10A contact rating, (1) SPDT timed relay output(s), 35mm DIN rail mount, screw terminal(s). | Stock | 25.75
Z1T-M5 | Klemsan multi-mode delay relay timer, 0.1 seconds to 10 days selectable timing range, 12-240 VAC/VDC operating voltage, 10A contact rating, (1) SPDT timed relay output(s), 35mm DIN rail mount, screw terminal(s). | Stock | 27.75
Z1K-M10 | Klemsan multi-mode relay timer, 0.1 seconds to 10 days selectable timing range, 12-240 VAC/VDC operating voltage, 10A contact rating, (1) SPDT timed relay output(s), 35mm DIN rail mount, screw terminal(s). | Stock | 38
Z1K-M10A | Klemsan multi-mode relay timer, 0.1 seconds to 10 days selectable timing range, 12-240 VAC/VDC operating voltage, 10A contact rating, (1) SPDT timed relay output(s), 35mm DIN rail mount, screw terminal(s). | Stock | 38
Z1T-LR.2 | Klemsan left-right relay timer, 0.1 seconds to 10 days selectable timing range, 12-240 VAC/VDC operating voltage, 10A contact rating, (1) DPDT timed relay output(s), 35mm DIN rail mount, screw terminal(s). | Stock | 38
Z1T-SD | Klemsan star-delta relay timer, 1 to 30 seconds/20 to 500 miliseconds selectable timing range, 12-240 VAC/VDC operating voltage, 10A contact rating, (1) SPDT timed relay output(s), 35mm DIN rail mount, screw terminal(s). | Stock | 27
Z1T-SD-500 | Klemsan star-delta relay timer, 1 to 30 seconds/20 to 500 miliseconds selectable timing range, 150-500 VAC operating voltage, 10A contact rating, (1) DPDT timed relay output(s), 35mm DIN rail mount, screw terminal(s). | Stock | 23.5
TRM-8-D-240AD | ProSense multi-mode relay timer, 0.05 seconds to 100 hours selectable timing range, 24-240 VAC and 12-125 VDC operating voltage, 10A contact rating, (1) DPDT timed relay output(s), socket mount, 11-pin. Requires Macromatic 70170-D relay socket. | Stock | 67
TRM-10-D-120AD | ProSense multi-mode relay timer, 0.05 seconds to 999 hours selectable timing range, 120 VAC/VDC operating voltage, 10A contact rating, (1) DPDT timed relay output(s), socket mount, 11-pin. Requires Macromatic 70170-D relay socket. | Stock | 72
TRM-10-D-24AD | ProSense multi-mode relay timer, 0.05 seconds to 999 hours selectable timing range, 24 VAC/VDC operating voltage, 10A contact rating, (1) DPDT timed relay output(s), socket mount, 11-pin. Requires Macromatic 70170-D relay socket. | Stock | 72
TRM-16-D-120AD | ProSense multi-mode relay timer, 0.05 seconds to 10,230 hours selectable timing range, 120 VAC/VDC operating voltage, 10A contact rating, (1) DPDT timed relay output(s), socket mount, 11-pin. Requires Macromatic 70170-D relay socket. | Stock | 92
TRM-16-D-24AD | ProSense multi-mode relay timer, 0.05 seconds to 10,230 hours selectable timing range, 24 VAC/VDC operating voltage, 10A contact rating, (1) DPDT timed relay output(s), socket mount, 11-pin. Requires Macromatic 70170-D relay socket. | Stock | 92
TRS-TD-D-24AD | ProSense off-delay relay timer, 0.05 seconds to 30 minutes selectable timing range, 24 VAC/VDC operating voltage, 10A contact rating, (1) DPDT timed relay output(s), socket mount, 8-pin. Requires Macromatic 70169-D relay socket. | Stock | 69
TRS-TD-D-120AD | ProSense off-delay relay timer, 0.05 seconds to 30 minutes selectable timing range, 120 VAC/VDC operating voltage, 10A contact rating, (1) DPDT timed relay output(s), socket mount, 8-pin. Requires Macromatic 70169-D relay socket. | Stock | 69
T2R-M1-ADJ-240U | ProSense multi-mode delay relay timer, 0.1 seconds to 100 minutes selectable timing range, 24-240 VAC and 12-125 VDC operating voltage, 10A contact rating, (1) SPDT timed relay output(s), surface mount, 1/4in male quick-connect terminal. | Stock | 43
T2R-M2-ADJ-240U | ProSense multi-mode flasher relay timer, 0.1 seconds to 100 minutes selectable timing range, 24-240 VAC and 12-125 VDC operating voltage, 10A contact rating, (1) SPDT timed relay output(s), surface mount, 1/4in male quick-connect terminal. | Stock | 43
T2R-M3-ADJ-240U | ProSense multi-mode relay timer, 0.1 seconds to 1,000 minutes selectable timing range, 24-240 VAC and 12-125 VDC operating voltage, 10A contact rating, (1) SPDT timed relay output(s), surface mount, 1/4in male quick-connect terminal. | Stock | 45
T2R-ND-30-24AD | ProSense on-delay relay timer, 0.1 to 10 seconds timing range, 24 VAC/VDC operating voltage, 10A contact rating, (1) SPDT timed relay output(s), surface mount, 1/4in male quick-connect terminal. | Stock | 42
T2R-ND-31-24AD | ProSense on-delay relay timer, 1 to 100 seconds timing range, 24 VAC/VDC operating voltage, 10A contact rating, (1) SPDT timed relay output(s), surface mount, 1/4in male quick-connect terminal. | Stock | 42
T2R-ND-32-24AD | ProSense on-delay relay timer, 0.1 to 10 minutes timing range, 24 VAC/VDC operating voltage, 10A contact rating, (1) SPDT timed relay output(s), surface mount, 1/4in male quick-connect terminal. | Stock | 42
T2R-ND-33-24AD | ProSense on-delay relay timer, 1 to 100 minutes timing range, 24 VAC/VDC operating voltage, 10A contact rating, (1) SPDT timed relay output(s), surface mount, 1/4in male quick-connect terminal. | Stock | 42
T2R-FD-30-24AD | ProSense off-delay relay timer, 0.1 to 10 seconds timing range, 24 VAC/VDC operating voltage, 10A contact rating, (1) SPDT timed relay output(s), surface mount, 1/4in male quick-connect terminal. | Stock | 45
T2R-FD-31-24AD | ProSense off-delay relay timer, 1 to 100 seconds timing range, 24 VAC/VDC operating voltage, 10A contact rating, (1) SPDT timed relay output(s), surface mount, 1/4in male quick-connect terminal. | Stock | 45
T2R-FD-32-24AD | ProSense off-delay relay timer, 0.1 to 10 minutes timing range, 24 VAC/VDC operating voltage, 10A contact rating, (1) SPDT timed relay output(s), surface mount, 1/4in male quick-connect terminal. | Stock | 45
T2R-FD-33-24AD | ProSense off-delay relay timer, 1 to 100 minutes timing range, 24 VAC/VDC operating voltage, 10A contact rating, (1) SPDT timed relay output(s), surface mount, 1/4in male quick-connect terminal. | Stock | 45
T2R-SST-30-24AD | ProSense fleeting (single-shot) relay timer, 0.1 to 10 seconds timing range, 24 VAC/VDC operating voltage, 10A contact rating, (1) SPDT timed relay output(s), surface mount, 1/4in male quick-connect terminal. | Stock | 45
T2R-SST-31-24AD | ProSense fleeting (single-shot) relay timer, 1 to 100 seconds timing range, 24 VAC/VDC operating voltage, 10A contact rating, (1) SPDT timed relay output(s), surface mount, 1/4in male quick-connect terminal. | Stock | 45
T2R-SST-32-24AD | ProSense fleeting (single-shot) relay timer, 0.1 to 10 minutes timing range, 24 VAC/VDC operating voltage, 10A contact rating, (1) SPDT timed relay output(s), surface mount, 1/4in male quick-connect terminal. | Stock | 45
T2R-SST-33-24AD | ProSense fleeting (single-shot) relay timer, 1 to 100 minutes timing range, 24 VAC/VDC operating voltage, 10A contact rating, (1) SPDT timed relay output(s), surface mount, 1/4in male quick-connect terminal. | Stock | 45
T2R-ND-30-120A | ProSense on-delay relay timer, 0.1 to 10 seconds timing range, 120 VAC/VDC operating voltage, 10A contact rating, (1) SPDT timed relay output(s), surface mount, 1/4in male quick-connect terminal. | Stock | 42
T2R-ND-31-120A | ProSense on-delay relay timer, 1 to 100 seconds timing range, 120 VAC/VDC operating voltage, 10A contact rating, (1) SPDT timed relay output(s), surface mount, 1/4in male quick-connect terminal. | Stock | 42
T2R-ND-32-120A | ProSense on-delay relay timer, 0.1 to 10 minutes timing range, 120 VAC/VDC operating voltage, 10A contact rating, (1) SPDT timed relay output(s), surface mount, 1/4in male quick-connect terminal. | Stock | 42
T2R-ND-33-120A | ProSense on-delay relay timer, 1 to 100 minutes timing range, 120 VAC/VDC operating voltage, 10A contact rating, (1) SPDT timed relay output(s), surface mount, 1/4in male quick-connect terminal. | Stock | 42
T2R-FD-30J-120A | ProSense off-delay relay timer, 0.1 to 10 seconds timing range, 120 VAC/VDC operating voltage, 10A contact rating, (1) SPDT timed relay output(s), surface mount, 1/4in male quick-connect terminal. | Stock | 45
T2R-FD-31J-120A | ProSense off-delay relay timer, 1 to 100 seconds timing range, 120 VAC/VDC operating voltage, 10A contact rating, (1) SPDT timed relay output(s), surface mount, 1/4in male quick-connect terminal. | Stock | 45
T2R-FD-32J-120A | ProSense off-delay relay timer, 0.1 to 10 minutes timing range, 120 VAC/VDC operating voltage, 10A contact rating, (1) SPDT timed relay output(s), surface mount, 1/4in male quick-connect terminal. | Stock | 45
T2R-FD-33J-120A | ProSense off-delay relay timer, 1 to 100 minutes timing range, 120 VAC/VDC operating voltage, 10A contact rating, (1) SPDT timed relay output(s), surface mount, 1/4in male quick-connect terminal. | Stock | 45
T2R-SST-30-120A | ProSense fleeting (single-shot) relay timer, 0.1 to 10 seconds timing range, 120 VAC/VDC operating voltage, 10A contact rating, (1) SPDT timed relay output(s), surface mount, 1/4in male quick-connect terminal. | Stock | 45
T2R-SST-31-120A | ProSense fleeting (single-shot) relay timer, 1 to 100 seconds timing range, 120 VAC/VDC operating voltage, 10A contact rating, (1) SPDT timed relay output(s), surface mount, 1/4in male quick-connect terminal. | Stock | 45
T2R-SST-32-120A | ProSense fleeting (single-shot) relay timer, 0.1 to 10 minutes timing range, 120 VAC/VDC operating voltage, 10A contact rating, (1) SPDT timed relay output(s), surface mount, 1/4in male quick-connect terminal. | Stock | 45
T2R-SST-33-120A | ProSense fleeting (single-shot) relay timer, 1 to 100 minutes timing range, 120 VAC/VDC operating voltage, 10A contact rating, (1) SPDT timed relay output(s), surface mount, 1/4in male quick-connect terminal. | Stock | 45
T2L-ND-30-240U | ProSense on-delay inline relay timer, 0.1 to 10 seconds timing range, 24-240 VAC and 12-48 VDC operating voltage, 1A contact rating, (1) SPNO timed solid state relay output(s), surface mount, 1/4in male quick-connect terminal. | Stock | 25
T2L-ND-31-240U | ProSense on-delay inline relay timer, 1 to 100 seconds timing range, 24-240 VAC and 12-48 VDC operating voltage, 1A contact rating, (1) SPNO timed solid state relay output(s), surface mount, 1/4in male quick-connect terminal. | Stock | 25
T2L-ND-32-240U | ProSense on-delay inline relay timer, 0.1 to 10 minutes timing range, 24-240 VAC and 12-48 VDC operating voltage, 1A contact rating, (1) SPNO timed solid state relay output(s), surface mount, 1/4in male quick-connect terminal. | Stock | 25
T2L-ND-33-240U | ProSense on-delay inline relay timer, 1 to 100 minutes timing range, 24-240 VAC and 12-48 VDC operating voltage, 1A contact rating, (1) SPNO timed solid state relay output(s), surface mount, 1/4in male quick-connect terminal. | Stock | 25
T2L-ND-40-240U | ProSense on-delay inline relay timer, 0.1 to 102.3 seconds selectable timing range, 24-240 VAC and 12-48 VDC operating voltage, 1A contact rating, (1) SPNO timed solid state relay output(s), surface mount, 1/4in male quick-connect terminal. | Stock | 37.5
T2L-ND-41-240U | ProSense on-delay inline relay timer, 1 to 1,023 seconds selectable timing range, 24-240 VAC and 12-48 VDC operating voltage, 1A contact rating, (1) SPNO timed solid state relay output(s), surface mount, 1/4in male quick-connect terminal. | Stock | 37.5
T2L-ND-42-240U | ProSense on-delay inline relay timer, 10 to 10,230 seconds selectable timing range, 24-240 VAC and 12-48 VDC operating voltage, 1A contact rating, (1) SPNO timed solid state relay output(s), surface mount, 1/4in male quick-connect terminal. | Stock | 37.5
T2S-ND-30-240A | ProSense on-delay relay timer, 0.1 to 10 seconds timing range, 24-240 VAC operating voltage, 1A contact rating, (1) SPNO timed solid state relay output(s), surface mount, 1/4in male quick-connect terminal. | Stock | 35
T2S-ND-31-240A | ProSense on-delay relay timer, 1 to 100 seconds timing range, 24-240 VAC operating voltage, 1A contact rating, (1) SPNO timed solid state relay output(s), surface mount, 1/4in male quick-connect terminal. | Stock | 35
T2S-ND-32-240A | ProSense on-delay relay timer, 0.1 to 10 minutes timing range, 24-240 VAC operating voltage, 1A contact rating, (1) SPNO timed solid state relay output(s), surface mount, 1/4in male quick-connect terminal. | Stock | 35
T2S-ND-33-240A | ProSense on-delay relay timer, 1 to 100 minutes timing range, 24-240 VAC operating voltage, 1A contact rating, (1) SPNO timed solid state relay output(s), surface mount, 1/4in male quick-connect terminal. | Stock | 35
T2S-FD-30-240A | ProSense off-delay relay timer, 0.1 to 10 seconds timing range, 24-240 VAC operating voltage, 1A contact rating, (1) SPNO timed solid state relay output(s), surface mount, 1/4in male quick-connect terminal. | Stock | 41
T2S-FD-31-240A | ProSense off-delay relay timer, 1 to 100 seconds timing range, 24-240 VAC operating voltage, 1A contact rating, (1) SPNO timed solid state relay output(s), surface mount, 1/4in male quick-connect terminal. | Stock | 41
T2S-FD-32-240A | ProSense off-delay relay timer, 0.1 to 10 minutes timing range, 24-240 VAC operating voltage, 1A contact rating, (1) SPNO timed solid state relay output(s), surface mount, 1/4in male quick-connect terminal. | Stock | 41
T2S-FD-33-240A | ProSense off-delay relay timer, 1 to 100 minutes timing range, 24-240 VAC operating voltage, 1A contact rating, (1) SPNO timed solid state relay output(s), surface mount, 1/4in male quick-connect terminal. | Stock | 41
T2S-SST-30-240A | ProSense fleeting (single-shot) relay timer, 0.1 to 10 seconds timing range, 24-240 VAC operating voltage, 1A contact rating, (1) SPNO timed solid state relay output(s), surface mount, 1/4in male quick-connect terminal. | Stock | 41
T2S-SST-31-240A | ProSense fleeting (single-shot) relay timer, 1 to 100 seconds timing range, 24-240 VAC operating voltage, 1A contact rating, (1) SPNO timed solid state relay output(s), surface mount, 1/4in male quick-connect terminal. | Stock | 41
T2S-SST-32-240A | ProSense fleeting (single-shot) relay timer, 0.1 to 10 minutes timing range, 24-240 VAC operating voltage, 1A contact rating, (1) SPNO timed solid state relay output(s), surface mount, 1/4in male quick-connect terminal. | Stock | 41
T2S-SST-33-240A | ProSense fleeting (single-shot) relay timer, 1 to 100 minutes timing range, 24-240 VAC operating voltage, 1A contact rating, (1) SPNO timed solid state relay output(s), surface mount, 1/4in male quick-connect terminal. | Stock | 41
T2S-TT-30-240A | ProSense on-interval relay timer, 0.1 to 10 seconds timing range, 24-240 VAC operating voltage, 1A contact rating, (1) SPNO timed solid state relay output(s), surface mount, 1/4in male quick-connect terminal. | Stock | 39.5
T2S-TT-31-240A | ProSense on-interval relay timer, 1 to 100 seconds timing range, 24-240 VAC operating voltage, 1A contact rating, (1) SPNO timed solid state relay output(s), surface mount, 1/4in male quick-connect terminal. | Stock | 39.5
T2S-TT-32-240A | ProSense on-interval relay timer, 0.1 to 10 minutes timing range, 24-240 VAC operating voltage, 1A contact rating, (1) SPNO timed solid state relay output(s), surface mount, 1/4in male quick-connect terminal. | Stock | 39.5
T2S-TT-33-240A | ProSense on-interval relay timer, 1 to 100 minutes timing range, 24-240 VAC operating voltage, 1A contact rating, (1) SPNO timed solid state relay output(s), surface mount, 1/4in male quick-connect terminal. | Stock | 39.5
T2S-ND-30-125D | ProSense on-delay relay timer, 0.1 to 10 seconds timing range, 12-125 VDC operating voltage, 1A contact rating, (1) SPNO timed solid state relay output(s), surface mount, 1/4in male quick-connect terminal. | Stock | 40
T2S-ND-31-125D | ProSense on-delay relay timer, 1 to 100 seconds timing range, 12-125 VDC operating voltage, 1A contact rating, (1) SPNO timed solid state relay output(s), surface mount, 1/4in male quick-connect terminal. | Stock | 40
T2S-ND-32-125D | ProSense on-delay relay timer, 0.1 to 10 minutes timing range, 12-125 VDC operating voltage, 1A contact rating, (1) SPNO timed solid state relay output(s), surface mount, 1/4in male quick-connect terminal. | Stock | 40
T2S-ND-33-125D | ProSense on-delay relay timer, 1 to 100 minutes timing range, 12-125 VDC operating voltage, 1A contact rating, (1) SPNO timed solid state relay output(s), surface mount, 1/4in male quick-connect terminal. | Stock | 40
T2S-FD-30-125D | ProSense off-delay relay timer, 0.1 to 10 seconds timing range, 12-125 VDC operating voltage, 1A contact rating, (1) SPNO timed solid state relay output(s), surface mount, 1/4in male quick-connect terminal. | Stock | 44
T2S-FD-31-125D | ProSense off-delay relay timer, 1 to 100 seconds timing range, 12-125 VDC operating voltage, 1A contact rating, (1) SPNO timed solid state relay output(s), surface mount, 1/4in male quick-connect terminal. | Stock | 44
T2S-FD-32-125D | ProSense off-delay relay timer, 0.1 to 10 minutes timing range, 12-125 VDC operating voltage, 1A contact rating, (1) SPNO timed solid state relay output(s), surface mount, 1/4in male quick-connect terminal. | Stock | 44
T2S-FD-33-125D | ProSense off-delay relay timer, 1 to 100 minutes timing range, 12-125 VDC operating voltage, 1A contact rating, (1) SPNO timed solid state relay output(s), surface mount, 1/4in male quick-connect terminal. | Stock | 44
T2S-SST-30-125D | ProSense fleeting (single-shot) relay timer, 0.1 to 10 seconds timing range, 12-125 VDC operating voltage, 1A contact rating, (1) SPNO timed solid state relay output(s), surface mount, 1/4in male quick-connect terminal. | Stock | 44
T2S-SST-31-125D | ProSense fleeting (single-shot) relay timer, 1 to 100 seconds timing range, 12-125 VDC operating voltage, 1A contact rating, (1) SPNO timed solid state relay output(s), surface mount, 1/4in male quick-connect terminal. | Stock | 44
T2S-SST-32-125D | ProSense fleeting (single-shot) relay timer, 0.1 to 10 minutes timing range, 12-125 VDC operating voltage, 1A contact rating, (1) SPNO timed solid state relay output(s), surface mount, 1/4in male quick-connect terminal. | Stock | 44
T2S-SST-33-125D | ProSense fleeting (single-shot) relay timer, 1 to 100 minutes timing range, 12-125 VDC operating voltage, 1A contact rating, (1) SPNO timed solid state relay output(s), surface mount, 1/4in male quick-connect terminal. | Stock | 44
T2S-TT-30-125D | ProSense on-interval relay timer, 0.1 to 10 seconds timing range, 12-125 VDC operating voltage, 1A contact rating, (1) SPNO timed solid state relay output(s), surface mount, 1/4in male quick-connect terminal. | Stock | 42
T2S-TT-31-125D | ProSense on-interval relay timer, 1 to 100 seconds timing range, 12-125 VDC operating voltage, 1A contact rating, (1) SPNO timed solid state relay output(s), surface mount, 1/4in male quick-connect terminal. | Stock | 42
T2S-TT-32-125D | ProSense on-interval relay timer, 0.1 to 10 minutes timing range, 12-125 VDC operating voltage, 1A contact rating, (1) SPNO timed solid state relay output(s), surface mount, 1/4in male quick-connect terminal. | Stock | 42
T2S-TT-33-125D | ProSense on-interval relay timer, 1 to 100 minutes timing range, 12-125 VDC operating voltage, 1A contact rating, (1) SPNO timed solid state relay output(s), surface mount, 1/4in male quick-connect terminal. | Stock | 42
T30R-ND-30-24AD | ProSense on-delay relay timer, 0.1 to 10 seconds timing range, 24 VAC/VDC operating voltage, 30A contact rating, (1) SPDT timed relay output(s), surface mount, 1/4in male quick-connect terminal. | Stock | 51
T30R-ND-31-24AD | ProSense on-delay relay timer, 1 to 100 seconds timing range, 24 VAC/VDC operating voltage, 30A contact rating, (1) SPDT timed relay output(s), surface mount, 1/4in male quick-connect terminal. | Stock | 51
T30R-ND-32-24AD | ProSense on-delay relay timer, 0.1 to 10 minutes timing range, 24 VAC/VDC operating voltage, 30A contact rating, (1) SPDT timed relay output(s), surface mount, 1/4in male quick-connect terminal. | Stock | 51
T30R-ND-33-24AD | ProSense on-delay relay timer, 1 to 100 minutes timing range, 24 VAC/VDC operating voltage, 30A contact rating, (1) SPDT timed relay output(s), surface mount, 1/4in male quick-connect terminal. | Stock | 51
T30R-ND-34-24AD | ProSense on-delay relay timer, 0.1 to 10 hours timing range, 24 VAC/VDC operating voltage, 30A contact rating, (1) SPDT timed relay output(s), surface mount, 1/4in male quick-connect terminal. | Stock | 51
T30R-FD-30-24AD | ProSense off-delay relay timer, 0.1 to 10 seconds timing range, 24 VAC/VDC operating voltage, 30A contact rating, (1) SPDT timed relay output(s), surface mount, 1/4in male quick-connect terminal. | Stock | 61
T30R-FD-31-24AD | ProSense off-delay relay timer, 1 to 100 seconds timing range, 24 VAC/VDC operating voltage, 30A contact rating, (1) SPDT timed relay output(s), surface mount, 1/4in male quick-connect terminal. | Stock | 61
T30R-FD-32-24AD | ProSense off-delay relay timer, 0.1 to 10 minutes timing range, 24 VAC/VDC operating voltage, 30A contact rating, (1) SPDT timed relay output(s), surface mount, 1/4in male quick-connect terminal. | Stock | 61
T30R-FD-33-24AD | ProSense off-delay relay timer, 1 to 100 minutes timing range, 24 VAC/VDC operating voltage, 30A contact rating, (1) SPDT timed relay output(s), surface mount, 1/4in male quick-connect terminal. | Stock | 61
T30R-FD-34-24AD | ProSense off-delay relay timer, 0.1 to 10 hours timing range, 24 VAC/VDC operating voltage, 30A contact rating, (1) SPDT timed relay output(s), surface mount, 1/4in male quick-connect terminal. | Stock | 61
T30R-SST-30-24AD | ProSense fleeting (single-shot) relay timer, 0.1 to 10 seconds timing range, 24 VAC/VDC operating voltage, 30A contact rating, (1) SPDT timed relay output(s), surface mount, 1/4in male quick-connect terminal. | Stock | 61
T30R-SST-31-24AD | ProSense fleeting (single-shot) relay timer, 1 to 100 seconds timing range, 24 VAC/VDC operating voltage, 30A contact rating, (1) SPDT timed relay output(s), surface mount, 1/4in male quick-connect terminal. | Stock | 61
T30R-SST-32-24AD | ProSense fleeting (single-shot) relay timer, 0.1 to 10 minutes timing range, 24 VAC/VDC operating voltage, 30A contact rating, (1) SPDT timed relay output(s), surface mount, 1/4in male quick-connect terminal. | Stock | 61
T30R-SST-33-24AD | ProSense fleeting (single-shot) relay timer, 1 to 100 minutes timing range, 24 VAC/VDC operating voltage, 30A contact rating, (1) SPDT timed relay output(s), surface mount, 1/4in male quick-connect terminal. | Stock | 61
T30R-SST-34-24AD | ProSense fleeting (single-shot) relay timer, 0.1 to 10 hours timing range, 24 VAC/VDC operating voltage, 30A contact rating, (1) SPDT timed relay output(s), surface mount, 1/4in male quick-connect terminal. | Stock | 61
T30R-RC-30-24AD | ProSense cyclic relay timer, 0.1 to 10 seconds timing range, 24 VAC/VDC operating voltage, 30A contact rating, (1) SPDT timed relay output(s), surface mount, 1/4in male quick-connect terminal. | Stock | 64
T30R-RC-31-24AD | ProSense cyclic relay timer, 1 to 100 seconds timing range, 24 VAC/VDC operating voltage, 30A contact rating, (1) SPDT timed relay output(s), surface mount, 1/4in male quick-connect terminal. | Stock | 64
T30R-RC-32-24AD | ProSense cyclic relay timer, 0.1 to 10 minutes timing range, 24 VAC/VDC operating voltage, 30A contact rating, (1) SPDT timed relay output(s), surface mount, 1/4in male quick-connect terminal. | Stock | 64
T30R-RC-33-24AD | ProSense cyclic relay timer, 1 to 100 minutes timing range, 24 VAC/VDC operating voltage, 30A contact rating, (1) SPDT timed relay output(s), surface mount, 1/4in male quick-connect terminal. | Stock | 64
T30R-RC-34-24AD | ProSense cyclic relay timer, 0.1 to 10 hours timing range, 24 VAC/VDC operating voltage, 30A contact rating, (1) SPDT timed relay output(s), surface mount, 1/4in male quick-connect terminal. | Stock | 64
T30R-ND-30-120A | ProSense on-delay relay timer, 0.1 to 10 seconds timing range, 120 VAC/VDC operating voltage, 30A contact rating, (1) SPDT timed relay output(s), surface mount, 1/4in male quick-connect terminal. | Stock | 52
T30R-ND-31-120A | ProSense on-delay relay timer, 1 to 100 seconds timing range, 120 VAC/VDC operating voltage, 30A contact rating, (1) SPDT timed relay output(s), surface mount, 1/4in male quick-connect terminal. | Stock | 52
T30R-ND-32-120A | ProSense on-delay relay timer, 0.1 to 10 minutes timing range, 120 VAC/VDC operating voltage, 30A contact rating, (1) SPDT timed relay output(s), surface mount, 1/4in male quick-connect terminal. | Stock | 52
T30R-ND-33-120A | ProSense on-delay relay timer, 1 to 100 minutes timing range, 120 VAC/VDC operating voltage, 30A contact rating, (1) SPDT timed relay output(s), surface mount, 1/4in male quick-connect terminal. | Stock | 52
T30R-ND-34-120A | ProSense on-delay relay timer, 0.1 to 10 hours timing range, 120 VAC/VDC operating voltage, 30A contact rating, (1) SPDT timed relay output(s), surface mount, 1/4in male quick-connect terminal. | Stock | 52
T30R-FD-30-120A | ProSense off-delay relay timer, 0.1 to 10 seconds timing range, 120 VAC/VDC operating voltage, 30A contact rating, (1) SPDT timed relay output(s), surface mount, 1/4in male quick-connect terminal. | Stock | 62
T30R-FD-31-120A | ProSense off-delay relay timer, 1 to 100 seconds timing range, 120 VAC/VDC operating voltage, 30A contact rating, (1) SPDT timed relay output(s), surface mount, 1/4in male quick-connect terminal. | Stock | 62
T30R-FD-32-120A | ProSense off-delay relay timer, 0.1 to 10 minutes timing range, 120 VAC/VDC operating voltage, 30A contact rating, (1) SPDT timed relay output(s), surface mount, 1/4in male quick-connect terminal. | Stock | 62
T30R-FD-33-120A | ProSense off-delay relay timer, 1 to 100 minutes timing range, 120 VAC/VDC operating voltage, 30A contact rating, (1) SPDT timed relay output(s), surface mount, 1/4in male quick-connect terminal. | Stock | 62
T30R-FD-34-120A | ProSense off-delay relay timer, 0.1 to 10 hours timing range, 120 VAC/VDC operating voltage, 30A contact rating, (1) SPDT timed relay output(s), surface mount, 1/4in male quick-connect terminal. | Stock | 62
T30R-SST-30-120A | ProSense fleeting (single-shot) relay timer, 0.1 to 10 seconds timing range, 120 VAC/VDC operating voltage, 30A contact rating, (1) SPDT timed relay output(s), surface mount, 1/4in male quick-connect terminal. | Stock | 62
T30R-SST-31-120A | ProSense fleeting (single-shot) relay timer, 1 to 100 seconds timing range, 120 VAC/VDC operating voltage, 30A contact rating, (1) SPDT timed relay output(s), surface mount, 1/4in male quick-connect terminal. | Stock | 62
T30R-SST-32-120A | ProSense fleeting (single-shot) relay timer, 0.1 to 10 minutes timing range, 120 VAC/VDC operating voltage, 30A contact rating, (1) SPDT timed relay output(s), surface mount, 1/4in male quick-connect terminal. | Stock | 62
T30R-SST-33-120A | ProSense fleeting (single-shot) relay timer, 1 to 100 minutes timing range, 120 VAC/VDC operating voltage, 30A contact rating, (1) SPDT timed relay output(s), surface mount, 1/4in male quick-connect terminal. | Stock | 62
T30R-SST-34-120A | ProSense fleeting (single-shot) relay timer, 0.1 to 10 hours timing range, 120 VAC/VDC operating voltage, 30A contact rating, (1) SPDT timed relay output(s), surface mount, 1/4in male quick-connect terminal. | Stock | 62
T30R-RC-30-120A | ProSense cyclic relay timer, 0.1 to 10 seconds timing range, 120 VAC/VDC operating voltage, 30A contact rating, (1) SPDT timed relay output(s), surface mount, 1/4in male quick-connect terminal. | Stock | 64
T30R-RC-31-120A | ProSense cyclic relay timer, 1 to 100 seconds timing range, 120 VAC/VDC operating voltage, 30A contact rating, (1) SPDT timed relay output(s), surface mount, 1/4in male quick-connect terminal. | Stock | 64
T30R-RC-32-120A | ProSense cyclic relay timer, 0.1 to 10 minutes timing range, 120 VAC/VDC operating voltage, 30A contact rating, (1) SPDT timed relay output(s), surface mount, 1/4in male quick-connect terminal. | Stock | 64
T30R-RC-33-120A | ProSense cyclic relay timer, 1 to 100 minutes timing range, 120 VAC/VDC operating voltage, 30A contact rating, (1) SPDT timed relay output(s), surface mount, 1/4in male quick-connect terminal. | Stock | 64
T30R-RC-34-120A | ProSense cyclic relay timer, 0.1 to 10 hours timing range, 120 VAC/VDC operating voltage, 30A contact rating, (1) SPDT timed relay output(s), surface mount, 1/4in male quick-connect terminal. | Stock | 64
RK7817-81-61 | Dold multi-mode relay timer, 0.02 seconds to 300 hours selectable timing range, 24 VAC/VDC and 110-127 VAC operating voltage, 2A contact rating, (1) SPDT timed relay output(s), 35mm DIN rail mount, screw terminal(s). | Stock | 51
RK7814-81-61 | Dold on-delay relay timer, 0.05 to 120 seconds selectable timing range, 24 VAC/VDC and 110-127 VAC operating voltage, 2A contact rating, (1) SPDT timed relay output(s), 35mm DIN rail mount, screw terminal(s). | Stock | 43
RK7815-71-61 | Dold fleeting (single-shot) relay timer, 1 to 10 seconds timing range, 24 VAC/VDC and 110-127 VAC operating voltage, 2A contact rating, (1) SPDT timed relay output(s), 35mm DIN rail mount, screw terminal(s). | Stock | 40
RK7816-81-61 | Dold flasher relay timer, 1 to 10 seconds timing range, 24 VAC/VDC and 110-127 VAC operating voltage, 2A contact rating, (1) SPDT timed relay output(s), 35mm DIN rail mount, screw terminal(s). | Stock | 40
MK7850N-82-200-61 | Dold multi-mode relay timer, 0.02 seconds to 300 hours selectable timing range, 12-240 VAC/VDC operating voltage, 3A contact rating, (1) SPDT timed relay and (1) SPDT instant or timed configured relay output(s), 35mm DIN rail mount, screw terminal(s). | Stock | 75
MK9906N-82-61 | Dold on-delay relay timer, 0.05 seconds to 300 hours selectable timing range, 12-240 VAC/VDC operating voltage, 3A contact rating, (1) SPDT timed relay and (1) SPDT instant or timed configured relay output(s), 35mm DIN rail mount, screw terminal(s). | Stock | 70
MK9962N-82-61 | Dold off-delay relay timer, 0.05 seconds to 300 hours selectable timing range, 12-240 VAC/VDC operating voltage, 3A contact rating, (1) DPDT timed relay output(s), 35mm DIN rail mount, screw terminal(s). | Stock | 87
MK7854N-82-61 | Dold cyclic relay timer, 0.05 seconds to 300 hours selectable timing range, 12-240 VAC/VDC operating voltage, 3A contact rating, (1) DPDT timed relay output(s), 35mm DIN rail mount, screw terminal(s). | Stock | 94
MK7873N-82-61-3S | Dold off-delay relay timer, 0.15 to 3 seconds timing range, 24-240 VAC/VDC operating voltage, 3A contact rating, (1) DPDT timed relay output(s), 35mm DIN rail mount, screw terminal(s). | Stock | 113
MK7873N-82-61-30S | Dold off-delay relay timer, 1.5 to 30 seconds timing range, 24-240 VAC/VDC operating voltage, 3A contact rating, (1) DPDT timed relay output(s), 35mm DIN rail mount, screw terminal(s). | Stock | 113
MK7873N-82-61-300S | Dold off-delay relay timer, 15 to 300 seconds timing range, 24-240 VAC/VDC operating voltage, 3A contact rating, (1) DPDT timed relay output(s), 35mm DIN rail mount, screw terminal(s). | Stock | 113
ST7P-2A15S-ADC | Fuji Electric on-delay relay timer, 0.4 to 5 seconds selectable timing range, 100-120 VAC operating voltage, 3A contact rating, (1) DPDT timed relay output(s), socket mount, 8-pin. Requires Fuji Electric TP88X2 timer socket. | Stock | 58
ST7P-2A13T-ADC | Fuji Electric on-delay relay timer, 2 to 30 seconds selectable timing range, 100-120 VAC operating voltage, 3A contact rating, (1) DPDT timed relay output(s), socket mount, 8-pin. Requires Fuji Electric TP88X2 timer socket. | Stock | 58
ST7P-2A16T-ADC | Fuji Electric on-delay relay timer, 4 to 60 seconds selectable timing range, 100-120 VAC operating voltage, 3A contact rating, (1) DPDT timed relay output(s), socket mount, 8-pin. Requires Fuji Electric TP88X2 timer socket. | Stock | 58
ST7P-2A11N-ADC | Fuji Electric on-delay relay timer, 1 to 10 minutes selectable timing range, 100-120 VAC operating voltage, 3A contact rating, (1) DPDT timed relay output(s), socket mount, 8-pin. Requires Fuji Electric TP88X2 timer socket. | Stock | 58
ST7P-2A16N-ADC | Fuji Electric on-delay relay timer, 4 to 60 minutes selectable timing range, 100-120 VAC operating voltage, 3A contact rating, (1) DPDT timed relay output(s), socket mount, 8-pin. Requires Fuji Electric TP88X2 timer socket. | Stock | 58
ST7P-2DE5S-ADC | Fuji Electric on-delay relay timer, 0.4 to 5 seconds selectable timing range, 24 VDC operating voltage, 3A contact rating, (1) DPDT timed relay output(s), socket mount, 8-pin. Requires Fuji Electric TP88X2 timer socket. | Stock | 58
ST7P-2DE3T-ADC | Fuji Electric on-delay relay timer, 2 to 30 seconds selectable timing range, 24 VDC operating voltage, 3A contact rating, (1) DPDT timed relay output(s), socket mount, 8-pin. Requires Fuji Electric TP88X2 timer socket. | Stock | 58
ST7P-2DE6T-ADC | Fuji Electric on-delay relay timer, 4 to 60 seconds selectable timing range, 24 VDC operating voltage, 3A contact rating, (1) DPDT timed relay output(s), socket mount, 8-pin. Requires Fuji Electric TP88X2 timer socket. | Stock | 58
ST7P-2DE1N-ADC | Fuji Electric on-delay relay timer, 1 to 10 minutes selectable timing range, 24 VDC operating voltage, 3A contact rating, (1) DPDT timed relay output(s), socket mount, 8-pin. Requires Fuji Electric TP88X2 timer socket. | Stock | 56
ST7P-2DE6N-ADC | Fuji Electric on-delay relay timer, 4 to 60 minutes selectable timing range, 24 VDC operating voltage, 3A contact rating, (1) DPDT timed relay output(s), socket mount, 8-pin. Requires Fuji Electric TP88X2 timer socket. | Stock | 56
MS4SM-AP-ADC | Fuji Electric multi-mode delay relay timer, 0.05 seconds to 60 hours selectable timing range, 100-240 VAC operating voltage, 5A contact rating, (1) DPDT timed relay output(s), socket mount, 11-pin. Requires Fuji Electric TP411X or TP411SBA timer socket. | Stock | 74
MS4SA-AP-ADC | Fuji Electric on-delay relay timer, 0.05 seconds to 60 hours selectable timing range, 100-240 VAC operating voltage, 5A contact rating, (1) DPDT timed relay output(s), socket mount, 8-pin. Requires Fuji Electric TP48X or TP48SB timer socket. | Stock | 74
MS4SC-AP-ADC | Fuji Electric on-delay relay timer, 0.05 seconds to 60 hours selectable timing range, 100-240 VAC operating voltage, 5A contact rating, (1) SPDT timed relay and (1) SPDT instant relay output(s), socket mount, 8-pin. Requires Fuji Electric TP48X or TP48SB timer socket. | Stock | 74
MS4SM-CE-ADC | Fuji Electric multi-mode delay relay timer, 0.05 seconds to 60 hours selectable timing range, 24 VAC/VDC operating voltage, 5A contact rating, (1) DPDT timed relay output(s), socket mount, 11-pin. Requires Fuji Electric TP411X or TP411SBA timer socket. | Stock | 74
MS4SA-CE-ADC | Fuji Electric on-delay relay timer, 0.05 seconds to 60 hours selectable timing range, 24 VAC/VDC operating voltage, 5A contact rating, (1) DPDT timed relay output(s), socket mount, 8-pin. Requires Fuji Electric TP48X or TP48SB timer socket. | Stock | 74
MS4SC-CE-ADC | Fuji Electric on-delay relay timer, 0.05 seconds to 60 hours selectable timing range, 24 VAC/VDC operating voltage, 5A contact rating, (1) SPDT timed relay and (1) SPDT instant relay output(s), socket mount, 8-pin. Requires Fuji Electric TP48X or TP48SB timer socket. | Stock | 69
Counter / Timer / Tachometers
CTT-AN-D24 | AutomationDirect multi-function digital counter/timer/tachometer, two-line, 6-digit, two-color LCD, fully selectable timing range, 24 VDC operating voltage, (1) concurrent NPN transistor and SPST relay and (1) NPN transistor output(s), 1/16 DIN mount, screw terminal(s). | Stock | 124
CTT-AN-A120 | AutomationDirect multi-function digital counter/timer/tachometer, two-line, 6-digit, two-color LCD, fully selectable timing range, 100-240 VAC operating voltage, (1) concurrent NPN transistor and SPST relay and (1) NPN transistor output(s), 1/16 DIN mount. | Stock | 124
CTT-1C-D24 | AutomationDirect multi-function digital counter/timer/tachometer, two-line, 6-digit, two-color LCD, fully selectable timing range, 24 VDC operating voltage, (1) concurrent NPN transistor and SPST relay and (1) SPDT relay output(s), 1/16 DIN mount, screw terminal(s). | Stock | 124
CTT-1C-A120 | AutomationDirect multi-function digital counter/timer/tachometer, two-line, 6-digit, two-color LCD, fully selectable timing range, 100-240 VAC operating voltage, (1) concurrent NPN transistor and SPST relay and (1) SPDT relay output(s), 1/16 DIN mount, screw terminal(s). | Stock | 124
Counter / Timers
CT4S-1P2 | Autonics multi-function digital counter/timer, 0.001 seconds to 9,999 hours selectable, 24 VAC/24-48 VDC, (1) concurrent NPN transistor and SPDT relay output(s), 1/16 DIN mount. | Stock | 125
CT4S-1P4 | Autonics multi-function digital counter/timer, 0.001 seconds to 9,999 hours selectable, 100-240 VAC, (1) concurrent NPN transistor and SPDT relay output(s), 1/16 DIN mount. | Stock | 125
CT4S-2P2 | Autonics multi-function digital counter/timer, 0.001 seconds to 9,999 hours selectable, 24 VAC/24-48 VDC, (1) concurrent NPN transistor and SPST relay and (1) SPST relay output(s), 1/16 DIN mount. | Stock | 154
CT4S-2P4 | Autonics multi-function digital counter/timer, 0.001 seconds to 9,999 hours selectable, 100-240 VAC, (1) concurrent NPN transistor and SPST relay and (1) SPST relay output(s), 1/16 DIN mount. | Stock | 154
CT6S-1P2 | Autonics multi-function digital counter/timer, 0.001 seconds to 99,999.9 hours selectable, 24 VAC/24-48 VDC, (1) concurrent NPN transistor and SPDT relay output(s), 1/16 DIN mount. | Stock | 140
CT6S-1P4 | Autonics multi-function digital counter/timer, 0.001 seconds to 99,999.9 hours selectable, 100-240 VAC, (1) concurrent NPN transistor and SPDT relay output(s), 1/16 DIN mount. | Stock | 140
CT6S-2P2 | Autonics multi-function digital counter/timer, 0.001 seconds to 99,999.9 hours selectable, 24 VAC/24-48 VDC, (1) concurrent NPN transistor and SPST relay and (1) SPST relay output(s), 1/16 DIN mount. | Stock | 166
CT6S-2P2T | Autonics multi-function digital counter/timer, 0.001 seconds to 99,999.9 hours selectable, 24 VAC/24-48 VDC, (1) RS-485 (2-pin terminal) port(s), (2) SPST relays output(s), 1/16 DIN mount. | Stock | 222
CT6S-2P4 | Autonics multi-function digital counter/timer, 0.001 seconds to 99,999.9 hours selectable, 100-240 VAC, (1) concurrent NPN transistor and SPST relay and (1) SPST relay output(s), 1/16 DIN mount. | Stock | 166
CT6S-2P4T | Autonics multi-function digital counter/timer, 0.001 seconds to 99,999.9 hours selectable, 100-240 VAC, (1) RS-485 (2-pin terminal) port(s), (2) SPST relays output(s), 1/16 DIN mount. | Stock | 222
CT6M-1P2 | Autonics multi-function digital counter/timer, 0.001 seconds to 99,999.9 hours selectable, 24 VAC/24-48 VDC, (1) concurrent NPN transistor and SPDT relay and (1) NPN transistor output(s), 9/64 DIN mount. | Stock | 169
CT6M-1P2T | Autonics multi-function digital counter/timer, 0.001 seconds to 99,999.9 hours selectable, 24 VAC/24-48 VDC, (1) RS-485 (2-pin terminal) port(s), (1) concurrent NPN transistor and SPDT relay and (1) NPN transistor output(s), 9/64 DIN mount. | Stock | 225
CT6M-1P4 | Autonics multi-function digital counter/timer, 0.001 seconds to 99,999.9 hours selectable, 100-240 VAC, (1) concurrent NPN transistor and SPDT relay and (1) NPN transistor output(s), 9/64 DIN mount. | Stock | 169
CT6M-1P4T | Autonics multi-function digital counter/timer, 0.001 seconds to 99,999.9 hours selectable, 100-240 VAC, (1) RS-485 (2-pin terminal) port(s), (1) concurrent NPN transistor and SPDT relay and (1) NPN transistor output(s), 9/64 DIN mount. | Stock | 225
CT6M-2P2 | Autonics multi-function digital counter/timer, 0.001 seconds to 99,999.9 hours selectable, 24 VAC/24-48 VDC, (1) concurrent NPN transistor and SPST relay, (1) concurrent NPN transistor and SPDT relay and (1) NPN transistor output(s), 9/64 DIN mount. | Stock | 195
CT6M-2P2T | Autonics multi-function digital counter/timer, 0.001 seconds to 99,999.9 hours selectable, 24 VAC/24-48 VDC, (1) RS-485 (2-pin terminal) port(s), (1) concurrent NPN transistor and SPDT relay, (1) SPST relay and (1) NPN transistor output(s), 9/64 DIN mount. | Stock | 251
CT6M-2P4 | Autonics multi-function digital counter/timer, 0.001 seconds to 99,999.9 hours selectable, 100-240 VAC, (1) concurrent NPN transistor and SPST relay, (1) concurrent NPN transistor and SPDT relay and (1) NPN transistor output(s), 9/64 DIN mount. | Stock | 195
CT6M-2P4T | Autonics multi-function digital counter/timer, 0.001 seconds to 99,999.9 hours selectable, 100-240 VAC, (1) RS-485 (2-pin terminal) port(s), (1) concurrent NPN transistor and SPDT relay, (1) SPST relay and (1) NPN transistor output(s), 9/64 DIN mount. | Stock | 251
AUTONICS-DAQMASTER | Autonics Windows configuration and monitoring software, free download only. For use with Autonics CT series counter timers with RS-485 communication port. Requires USB-485M USB to RS-485 communication adapter. | Stock | 0
Sockets for Relays and Timers
781-1C-SKT | AutomationDirect relay socket, 35mm DIN rail or panel mount. For use with 781 series cube relays. | Stock | 5
782-2C-SKT | AutomationDirect relay socket, 35mm DIN rail or panel mount. For use with 782 and AD-70S2 series cube relays. | Stock | 5
782-4C-SKT | AutomationDirect relay socket, 35mm DIN rail or panel mount. For use with H782 series cube relays. | Stock | 4.75
783-3C-SKT | AutomationDirect relay socket, 35mm DIN rail or panel mount. For use with 783 series cube relays. | Stock | 5.5
784-4C-SKT-1 | AutomationDirect relay socket, 35mm DIN rail or panel mount. For use with 784 series cube relays. | Stock | 5.75
750-2C-SKT | AutomationDirect relay socket, 8-pin, 35mm DIN rail or panel mount. For use with 750-2C and H750-2C series octal relays. | Stock | 5.25
750-3C-SKT | AutomationDirect relay socket, 11-pin, 35mm DIN rail or panel mount. For use with 750-3C, H750-3C and 755 series octal relays. | Stock | 6
HC3096N-102-24 | Dold relay socket, 10-pin, 35mm DIN rail mount, LED indicator(s), diode protection. For use with OA5611 series relays. | Stock | 31.5
HL3096N-102-24 | Dold relay socket, 14-pin, 35mm DIN rail mount, LED indicator(s), diode protection. For use with OA5612 series relays. | Stock | 34.5
70169-D | Macromatic relay socket, 8-pin, 35mm DIN rail or panel mount. For use with ProSense octal relays. | Stock | 5.5
70170-D | Macromatic relay socket, 11-pin, 35mm DIN rail or panel mount. For use with ProSense octal relays. | Stock | 6.5
TP88X2 | Fuji Electric timer socket, 35mm DIN rail mount. For use with ST7P series timers. | Stock | 10.5
TP411X | Fuji Electric timer socket, 35mm DIN rail mount. For use with MS4SM series timers. | Stock | 10.5
TP411SBA | Fuji Electric timer socket, panel mount. For use with MS4SM series timers. | Stock | 10.5
TP48X | Fuji Electric timer socket, 35mm DIN rail mount. For use with MS4SA and MS4SC series timers. | Stock | 10.5
TP48SB | Fuji Electric timer socket, panel mount. For use with MS4SA and MS4SC series timers. | Stock | 10.5
Accessories for Relays and Timers
MORS3 | Gefran terminal block, replacement. For use with all Gefran GQ-xx-xx-x-x-3 solid state relays. | Stock | 5.5
10-PAD-GQ | Gefran thermal mounting pad, replacement. Package of 10. For use with all Gefran GQ series solid state relays. | Stock | 39.5
HS-60-10 | Gefran heatsink, 35mm DIN rail mount. For use with Gefran GQ series solid state relays up to 25A. Mounting hardware included. | Stock | 23
HS-52-50 | Gefran heatsink, 35mm DIN rail mount. For use with Gefran GQ series solid state relays up to 50A. Mounting hardware included. | Stock | 35
HS-70-67 | Gefran heatsink, 35mm DIN rail mount. For use with Gefran GQ series solid state relays up to 75A. Mounting hardware included. | Stock | 35
HS-52-50-FAN | Gefran heatsink with fan, 35mm DIN rail mount. For use with Gefran GQ series solid state relays up to 75A. Mounting hardware included. | Stock | 44
DIS-90G-KIT | Gefran heatsink, 35mm DIN rail mount. For use with Gefran GQ series solid state relays up to 90A. Mounting hardware included. | Stock | 64
HS-70-67-FAN | Gefran heatsink with fan, 35mm DIN rail mount. For use with Gefran GQ series solid state relays up to 90A. Mounting hardware included. | Stock | 45
AD-ASMD-250 | AutomationDirect protection diode module, package of 5. For use with 783, 784 and 750R series relays. | Stock | 12.5
AD-BSMD-250 | AutomationDirect protection diode module, package of 5. For use with 782 series relays. | Stock | 10.5
AD-ASMM-24 | AutomationDirect MOV module, 24 VAC coil voltage. Package of 5. For use with 783, 784 and 750 series relays. | Stock | 10.5
AD-ASMM-120 | AutomationDirect MOV module, 120 VAC coil voltage. Package of 5. For use with 783, 784 and 750 series relays. | Stock | 10.5
AD-ASMM-240 | AutomationDirect MOV module, 240 VAC coil voltage. Package of 5. For use with 783, 784 and 750 series relays. | Stock | 10.5
AD-BSMM-24 | AutomationDirect MOV module, 24 VAC coil voltage. Package of 5. For use with 782 series relays. | Stock | 10.5
AD-BSMM-120 | AutomationDirect MOV module, 120 VAC coil voltage. Package of 5. For use with 782 series relays. | Stock | 10.5
AD-BSMM-240 | AutomationDirect MOV module, 240 VAC coil voltage. Package of 5. For use with 782 series relays. | Stock | 10.5
33-796-1 | AutomationDirect busbar, package of 10. For use with 750-2C-SKT and 750-3C-SKT. | Stock | 5
RZ4N | Fuji Electric terminal guard, package of 10. For use with RS series relays. | Stock | 24.5
TY3 | Fuji Electric relay remover, package of 10. For use with RS series relays. | Stock | 12.5
APP-KPR | Klemsan separator plate, orange. Package of 5. For use with all KPR-SCF-x or KPR-SCE-x interface relays. | Stock | 4.75
TK-KPR-S16 | Klemsan interface relay jumper, push-in type, 16-pole, black. Package of 5. For use with all KPR-SCF-x or KPR-SCE-x interface relays. | Stock | 15.5
TK-KPR-S8 | Klemsan interface relay jumper, push-in type, 8-pole, black. Package of 5. For use with all KPR-SCS-x, KPR-SCF-x or KPR-SCE-x interface relays. | Stock | 9.5
90963 | Murrelektronik interface relay jumper, push-in type, 2-pole, gray. Package of 5. For use with MurrElektronik relays with 6.2mm spacing. | Stock | 9.75
90978 | Murrelektronik interface relay jumper, push-in type, 10-pole, blue. Package of 5. For use with MurrElektronik relays with 6.2mm spacing. | Stock | 23
90979 | Murrelektronik interface relay jumper, push-in type, 10-pole, red. Package of 5. For use with MurrElektronik relays with 6.2mm spacing. | Stock | 31
90962 | Murrelektronik interface relay plug link, push-in type, 2-pole, gray. Package of 5. For use with MurrElektronik 51152 and 51101 interface relays. | Stock | 17
PANEL-16 | AutomationDirect mounting clips, package of 5. For use with 1/16 DIN timers and counters. | Stock | 18
T-slotted Rails
1010C | SureFrame 10 Series standard T-slotted rail, silver, 6063-T6 anodized aluminum alloy, cut to length, 1 x 1in profile, slot size 6. | Stock | 0.35
1010B | SureFrame 10 Series standard T-slotted rail, black, 6063-T6 anodized aluminum alloy, cut to length, 1 x 1in profile, slot size 6. | Stock | 0.45
1020C | SureFrame 10 Series standard T-slotted rail, silver, 6063-T6 anodized aluminum alloy, cut to length, 1 x 2in profile, slot size 6. | Stock | 0.62
1020B | SureFrame 10 Series standard T-slotted rail, black, 6063-T6 anodized aluminum alloy, cut to length, 1 x 2in profile, slot size 6. | Stock | 0.77
2020C | SureFrame 10 Series standard T-slotted rail, silver, 6063-T6 anodized aluminum alloy, cut to length, 2 x 2in profile, slot size 6. | Stock | 0.94
2020B | SureFrame 10 Series standard T-slotted rail, black, 6063-T6 anodized aluminum alloy, cut to length, 2 x 2in profile, slot size 6. | Stock | 1.14
1515C | SureFrame 15 Series standard T-slotted rail, silver, 6063-T6 anodized aluminum alloy, cut to length, 1.5 x 1.5in profile, slot size 8. | Stock | 0.89
1515B | SureFrame 15 Series standard T-slotted rail, black, 6063-T6 anodized aluminum alloy, cut to length, 1.5 x 1.5in profile, slot size 8. | Stock | 1.02
1515CL | SureFrame 15 Series light T-slotted rail, silver, 6063-T6 anodized aluminum alloy, cut to length, 1.5 x 1.5in profile, slot size 8. | Stock | 0.7
1515BL | SureFrame 15 Series light T-slotted rail, black, 6063-T6 anodized aluminum alloy, cut to length, 1.5 x 1.5in profile, slot size 8. | Stock | 0.86
1515CUL | SureFrame 15 Series ultra light T-slotted rail, silver, 6063-T6 anodized aluminum alloy, cut to length, 1.5 x 1.5in profile, slot size 8. | Stock | 0.67
1530C | SureFrame 15 Series standard T-slotted rail, silver, 6063-T6 anodized aluminum alloy, cut to length, 1.5 x 3in profile, slot size 8. | Stock | 1.6
1530B | SureFrame 15 Series standard T-slotted rail, black, 6063-T6 anodized aluminum alloy, cut to length, 1.5 x 3in profile, slot size 8. | Stock | 1.77
1530CL | SureFrame 15 Series light T-slotted rail, silver, 6063-T6 anodized aluminum alloy, cut to length, 1.5 x 3in profile, slot size 8. | Stock | 1.33
1530BL | SureFrame 15 Series light T-slotted rail, black, 6063-T6 anodized aluminum alloy, cut to length, 1.5 x 3in profile, slot size 8. | Stock | 1.52
3030C | SureFrame 15 Series standard T-slotted rail, silver, 6063-T6 anodized aluminum alloy, cut to length, 3 x 3in profile, slot size 8. | Stock | 2.56
3030B | SureFrame 15 Series standard T-slotted rail, black, 6063-T6 anodized aluminum alloy, cut to length, 3 x 3in profile, slot size 8. | Stock | 2.75
30-3030C | SureFrame 30 Series standard T-slotted rail, silver, 6063-T6 anodized aluminum alloy, cut to length, 30 x 30mm profile, slot size 8. | Stock | 0.16
30-3060C | SureFrame 30 Series standard T-slotted rail, silver, 6063-T6 anodized aluminum alloy, cut to length, 30 x 60mm profile, slot size 8. | Stock | 0.27
30-6060C | SureFrame 30 Series standard T-slotted rail, silver, 6063-T6 anodized aluminum alloy, cut to length, 60 x 60mm profile, slot size 8. | Stock | 0.42
40-4040C | SureFrame 40 Series standard T-slotted rail, silver, 6063-T6 anodized aluminum alloy, cut to length, 40 x 40mm profile, slot size 8. | Stock | 0.41
40-4040B | SureFrame 40 Series standard T-slotted rail, black, 6063-T6 anodized aluminum alloy, cut to length, 40 x 40mm profile, slot size 8. | Stock | 0.46
40-4040CL | SureFrame 40 Series light T-slotted rail, silver, 6063-T6 anodized aluminum alloy, cut to length, 40 x 40mm profile, slot size 8. | Stock | 0.3
40-4040BL | SureFrame 40 Series light T-slotted rail, black, 6063-T6 anodized aluminum alloy, cut to length, 40 x 40mm profile, slot size 8. | Stock | 0.37
40-4080C | SureFrame 40 Series standard T-slotted rail, silver, 6063-T6 anodized aluminum alloy, cut to length, 40 x 80mm profile, slot size 8. | Stock | 0.73
40-4080B | SureFrame 40 Series standard T-slotted rail, black, 6063-T6 anodized aluminum alloy, cut to length, 40 x 80mm profile, slot size 8. | Stock | 0.8
40-4080CL | SureFrame 40 Series light T-slotted rail, silver, 6063-T6 anodized aluminum alloy, cut to length, 40 x 80mm profile, slot size 8. | Stock | 0.61
40-4080BL | SureFrame 40 Series light T-slotted rail, black, 6063-T6 anodized aluminum alloy, cut to length, 40 x 80mm profile, slot size 8. | Stock | 0.69
40-8080C | SureFrame 40 Series standard T-slotted rail, silver, 6063-T6 anodized aluminum alloy, cut to length, 80 x 80mm profile, slot size 8. | Stock | 1.07
40-8080B | SureFrame 40 Series standard T-slotted rail, black, 6063-T6 anodized aluminum alloy, cut to length, 80 x 80mm profile, slot size 8. | Stock | 1.15
45-4545C | SureFrame 45 Series standard T-slotted rail, silver, 6063-T6 anodized aluminum alloy, cut to length, 45 x 45mm profile, slot size 10. | Stock | 0.37
45-4545CL | SureFrame 45 Series light T-slotted rail, silver, 6063-T6 anodized aluminum alloy, cut to length, 45 x 45mm profile, slot size 10. | Stock | 0.28
45-4590C | SureFrame 45 Series standard T-slotted rail, silver, 6063-T6 anodized aluminum alloy, cut to length, 45 x 90mm profile, slot size 10. | Stock | 0.77
45-4590CL | SureFrame 45 Series light T-slotted rail, silver, 6063-T6 anodized aluminum alloy, cut to length, 45 x 90mm profile, slot size 10. | Stock | 0.55
45-9090C | SureFrame 45 Series standard T-slotted rail, silver, 6063-T6 anodized aluminum alloy, cut to length, 90 x 90mm profile, slot size 10. | Stock | 1.37
Table Lifting System Kits
907.42236-PP000001 | Ergoswiss SQ series table lifting system kit, 300mm stroke, 1320 lbs/600 kg. For use with 40 x 40mm and 1.5 x 1.5in profile T-slotted rails. | Stock | 1990
907.42237-PP000001 | Ergoswiss SQ series table lifting system kit, 400mm stroke, 1320 lbs/600 kg. For use with 40 x 40mm and 1.5 x 1.5in profile T-slotted rails. | Stock | 2031
Accessories for Table Lifting Systems
907.02003-PP000001 | Ergoswiss SQ series spindle lifting column, 300mm stroke, 330 lbs/150 kg, 24 VAC, IP20, slot size 8. For use with 40 x 40mm and 1.5 x 1.5in profile T-slotted rails. (1) 6.5ft/2m power cable included. Requires Ergoswiss 124.43801-PP000001 control box. | Stock | 585
907.02004-PP000001 | Ergoswiss SQ series spindle lifting column, 400mm stroke, 330 lbs/150 kg, 24 VAC, IP20, slot size 8. For use with 40 x 40mm and 1.5 x 1.5in profile T-slotted rails. (1) 6.5ft/2m power cable included. Requires Ergoswiss 124.43800-PP000001 control box. | Stock | 611
124.43801-PP000001 | Ergoswiss SQ series control box, 110 VAC nominal input, 24 VAC, IP20. For use with up to (4) Ergoswiss 907.02003-PP000001 spindle lifting columns. | Stock | 458
124.43800-PP000001 | Ergoswiss SQ series control box, 110 VAC nominal input, 24 VAC, IP20. For use with up to (4) Ergoswiss 907.02004-PP000001 spindle lifting columns. | Stock | 458
113.00006-PP000004 | Ergoswiss SQ series leveling foot, package of 4. For use with Ergoswiss 907.02003-PP000001 and 907.02004-PP000001 spindle lifting columns. | Stock | 40.5
124.00137-PP000002 | Ergoswiss SQ series motor extension cable, mating connectors, 3.9ft/1.2m cable length. Package of 2. For use with Ergoswiss 907.02003-PP000001 and 907.02004-PP000001 spindle lifting columns. | Stock | 56
124.00281-PP000001 | Ergoswiss SQ series SCT memory module, manual switch, IP30. For use with Ergoswiss 124.43800-PP000001 and 124.43801-PP000001 control boxes. (1) 6.5ft/2m power cable included. Saves (3) intermediate positions in addition to up and down function. | Stock | 92
124.00145-PP000001 | Ergoswiss SQ series power cable, replacement, mating connectors, 9.8ft/3m cable length. For use with Ergoswiss 124.43800-PP000001 and 124.43801-PP000001 control boxes. | Stock | 20.5
124.00183-PP000001 | Ergoswiss SQ series sync cable, mating connectors, 13.1ft/4m cable length. For use with Ergoswiss 124.43800-PP000001 and 124.43801-PP000001 control boxes. | Stock | 46
Nuts for T-slotted Rails
148802 | FATH double economy T-nut, black, M8-1.25, zinc plated steel, slot size 8. Package of 4. For use with all 40mm and 80mm profile T-slotted rails. Manufacturer part number: 096E40M8S04. | Stock | 5.5
148803 | FATH double economy T-nut, black, M8-1.25, zinc plated steel, slot size 10. Package of 4. For use with all 45mm and 90mm profile T-slotted rails. Manufacturer part number: 096E45M8S04. | Stock | 5.75
148804 | FATH double economy T-nut, black, 1/4-20 UNC, zinc plated steel, slot size 6. Package of 4. For use with all 1in and 2in profile T-slotted rails. Manufacturer part number: 096E10U1/4-20S01. | Stock | 4
148805 | FATH double economy T-nut, black, 5/16-18 UNC, zinc plated steel, slot size 8. Package of 4. For use with all 1.5in and 3in profile T-slotted rails. Manufacturer part number: 096E15U5/16-18S01. | Stock | 5.5
151180 | FATH double economy T-nut, black, M6-1.0, zinc plated steel, slot size 8. Package of 4. For use with all 30mm and 60mm profile T-slotted rails. Manufacturer part number: 096E30M6S02R01. | Stock | 5.25
151037 | FATH economy T-nut, black, 1/4-20 UNC, zinc plated steel, slot size 6. Package of 10. For use with all 1in and 2in profile T-slotted rails. Manufacturer part number: 096E10U1/4-20. | Stock | 5.5
151096 | FATH economy T-nut, black, 5/16-18 UNC, steel, slot size 8. Package of 10. For use with all 1.5in and 3in profile T-slotted rails. Manufacturer part number: 096E15U5/16-18S02. | Stock | 6.5
151179 | FATH economy T-nut, black, M6-1.0, zinc plated steel, slot size 8. Package of 10. For use with all 30mm and 60mm profile T-slotted rails. Manufacturer part number: 096E30M6. | Stock | 6.5
151213 | FATH economy T-nut, black, M8-1.25, zinc plated steel, slot size 8. Package of 10. For use with all 40mm and 80mm profile T-slotted rails. Manufacturer part number: 096E40M8. | Stock | 6
151237 | FATH economy T-nut, black, M8-1.25, zinc plated steel, slot size 10. Package of 10. For use with all 45mm and 90mm profile T-slotted rails. Manufacturer part number: 096E45M8. | Stock | 7.5
161123 | FATH economy T-nut, black, 1/4-20 UNC, zinc plated steel, slot size 8. Package of 10. For use with all 1.5in and 3in profile T-slotted rails. Manufacturer part number: 096E15U1/4-20. | Stock | 5.5
151038 | FATH hammer nut, silver, 10-32 UNF, zinc plated steel, slot size 6. Package of 10. For use with all 1in and 2in profile T-slotted rails. Manufacturer part number: 096H0610-3210. | Stock | 11
151097 | FATH hammer nut, silver, 1/4-20 UNC, zinc plated steel, slot size 8. Package of 10. For use with all 1.5in and 3in profile T-slotted rails. Manufacturer part number: 096H081/415. | Stock | 9.75
151181 | FATH hammer nut, silver, M6-1.0, zinc plated steel, slot size 8. Package of 10. For use with all 30mm and 60mm profile T-slotted rails. Manufacturer part number: 096H08615. | Stock | 9.25
151214 | FATH hammer nut, silver, M6-1.0, zinc plated steel, slot size 8. Package of 10. For use with all 40mm and 80mm profile T-slotted rails. Manufacturer part number: 096H08630. | Stock | 9.25
151238 | FATH hammer nut, silver, M8-1.25, zinc plated steel, slot size 10. Package of 10. For use with all 45mm and 90mm profile T-slotted rails. Manufacturer part number: 096H10830. | Stock | 9.25
161124 | FATH hammer nut, silver, 8-32 UNC, zinc plated steel, slot size 6. Package of 10. For use with all 1in and 2in profile T-slotted rails. Manufacturer part number: 096H068-3210. | Stock | 9.75
161125 | FATH hammer nut, silver, 8-32 UNC, zinc plated steel, slot size 8. Package of 10. For use with all 1.5in and 3in profile T-slotted rails. Manufacturer part number: 096H088-3215. | Stock | 9.75
161126 | FATH hammer nut, silver, 10-32 UNF, zinc plated steel, slot size 8. Package of 10. For use with all 1.5in and 3in profile T-slotted rails. Manufacturer part number: 096H0810-3215. | Stock | 8.5
161127 | FATH hammer nut, silver, M4-0.7, zinc plated steel, slot size 8. Package of 10. For use with all 30mm and 60mm profile T-slotted rails. Manufacturer part number: 096H08415. | Stock | 8.25
161128 | FATH hammer nut, silver, M5-0.8, zinc plated steel, slot size 8. Package of 10. For use with all 30mm and 60mm profile T-slotted rails. Manufacturer part number: 096H08515. | Stock | 8.25
161129 | FATH hammer nut, silver, M4-0.7, zinc plated steel, slot size 8. Package of 10. For use with all 40mm and 80mm profile T-slotted rails. Manufacturer part number: 096H08430. | Stock | 8.25
161130 | FATH hammer nut, silver, M5-0.8, zinc plated steel, slot size 8. Package of 10. For use with all 40mm and 80mm profile T-slotted rails. Manufacturer part number: 096H08530. | Stock | 8.25
161131 | FATH hammer nut, silver, M4-0.7, zinc plated steel, slot size 10. Package of 10. For use with all 45mm and 90mm profile T-slotted rails. Manufacturer part number: 096H10430. | Stock | 8.25
161132 | FATH hammer nut, silver, M5-0.8, zinc plated steel, slot size 10. Package of 10. For use with all 45mm and 90mm profile T-slotted rails. Manufacturer part number: 096H10530. | Stock | 8.25
161133 | FATH hammer nut, silver, M6-1.0, zinc plated steel, slot size 10. Package of 10. For use with all 45mm and 90mm profile T-slotted rails. Manufacturer part number: 096H10630. | Stock | 8.25
151039 | FATH roll-in nut, silver, 1/4-20 UNC, zinc plated steel, slot size 6. Package of 10. For use with all 1in and 2in profile T-slotted rails. Manufacturer part number: 096541U1/4F. | Stock | 15.5
151098 | FATH roll-in nut, silver, 1/4-20 UNC, zinc plated steel, slot size 8. Package of 10. For use with all 1.5in and 3in profile T-slotted rails. Manufacturer part number: 09602U1/4F. | Stock | 20.5
151099 | FATH roll-in nut, silver, 5/16-18 UNC, zinc plated steel, slot size 8. Package of 10. For use with all 1.5in and 3in profile T-slotted rails. Manufacturer part number: 09602U5/16F. | Stock | 20.5
151182 | FATH roll-in nut, silver, M8-1.25, zinc plated steel, slot size 8. Package of 10. For use with all 30mm and 60mm profile T-slotted rails. Manufacturer part number: 096318F. | Stock | 19.5
151215 | FATH roll-in nut, silver, M6-1.0, zinc plated steel, slot size 8. Package of 10. For use with all 40mm and 80mm profile T-slotted rails. Manufacturer part number: 096026F. | Stock | 19.5
151216 | FATH roll-in nut, silver, M8-1.25, zinc plated steel, slot size 8. Package of 10. For use with all 40mm and 80mm profile T-slotted rails. Manufacturer part number: 096028F. | Stock | 19.5
151239 | FATH roll-in nut, silver, M6-1.0, zinc plated steel, slot size 10. Package of 10. For use with all 45mm and 90mm profile T-slotted rails. Manufacturer part number: 096166F. | Stock | 24.5
151240 | FATH roll-in nut, silver, M8-1.25, zinc plated steel, slot size 10. Package of 10. For use with all 45mm and 90mm profile T-slotted rails. Manufacturer part number: 096168F. | Stock | 24.5
161112 | FATH roll-in nut, silver, 10-32 UNF, zinc plated steel, slot size 6. Package of 10. For use with all 1in and 2in profile T-slotted rails. Manufacturer part number: 096541U10-32F. | Stock | 13
161113 | FATH roll-in nut, silver, 8-32 UNC, zinc plated steel, slot size 6. Package of 10. For use with all 1in and 2in profile T-slotted rails. Manufacturer part number: 096541U8-32F. | Stock | 13
161114 | FATH roll-in nut, silver, 10-32 UNF, zinc plated steel, slot size 8. Package of 10. For use with all 1.5in and 3in profile T-slotted rails. Manufacturer part number: 09602U10-32F. | Stock | 18
161115 | FATH roll-in nut, silver, 8-32 UNC, zinc plated steel, slot size 8. Package of 10. For use with all 1.5in and 3in profile T-slotted rails. Manufacturer part number: 09602U8-32F. | Stock | 18
161116 | FATH roll-in nut, silver, M4-0.7, zinc plated steel, slot size 8. Package of 10. For use with all 30mm and 60mm profile T-slotted rails. Manufacturer part number: 096314F. | Stock | 17
161117 | FATH roll-in nut, silver, M5-0.8, zinc plated steel, slot size 8. Package of 10. For use with all 30mm and 60mm profile T-slotted rails. Manufacturer part number: 096315F. | Stock | 17
161118 | FATH roll-in nut, silver, M6-1.0, zinc plated steel, slot size 8. Package of 10. For use with all 30mm and 60mm profile T-slotted rails. Manufacturer part number: 096316F. | Stock | 17
161119 | FATH roll-in nut, silver, M4-0.7, zinc plated steel, slot size 8. Package of 10. For use with all 40mm and 80mm profile T-slotted rails. Manufacturer part number: 096024F. | Stock | 17
161120 | FATH roll-in nut, silver, M5-0.8, zinc plated steel, slot size 8. Package of 10. For use with all 40mm and 80mm profile T-slotted rails. Manufacturer part number: 096025F. | Stock | 17
161121 | FATH roll-in nut, silver, M4-0.7, zinc plated steel, slot size 10. Package of 10. For use with all 45mm and 90mm profile T-slotted rails. Manufacturer part number: 096164F. | Stock | 21.5
161122 | FATH roll-in nut, silver, M5-0.8, zinc plated steel, slot size 10. Package of 10. For use with all 45mm and 90mm profile T-slotted rails. Manufacturer part number: 096165F. | Stock | 21.5
162996 | FATH roll-in nut, silver, 10-32 UNF, zinc plated steel, slot size 8. Package of 10. For use with all 1.5in, 3in, 40mm and 80mm profile T-slotted rails. Manufacturer part number: 09633U10-32. | Stock | 18
162997 | FATH roll-in nut, silver, 1/4-20 UNC, zinc plated steel, slot size 8. Package of 10. For use with all 1.5in, 3in, 40mm and 80mm profile T-slotted rails. Manufacturer part number: 09633U1/4. | Stock | 18
162998 | FATH roll-in nut, silver, 5/16-18 UNC, zinc plated steel, slot size 8. Package of 10. For use with all 1.5in, 3in, 40mm and 80mm profile T-slotted rails. Manufacturer part number: 09633U5/16. | Stock | 18
162999 | FATH roll-in nut, silver, M4-0.7, zinc plated steel, slot size 8. Package of 10. For use with all 1.5in, 3in, 40mm and 80mm profile T-slotted rails. Manufacturer part number: 096334. | Stock | 18
163000 | FATH roll-in nut, silver, M5-0.8, zinc plated steel, slot size 8. Package of 10. For use with all 1.5in, 3in, 40mm and 80mm profile T-slotted rails. Manufacturer part number: 096335. | Stock | 18
163001 | FATH roll-in nut, silver, M6-1.0, zinc plated steel, slot size 8. Package of 10. For use with all 1.5in, 3in, 40mm and 80mm profile T-slotted rails. Manufacturer part number: 096336. | Stock | 18
163002 | FATH roll-in nut, silver, M8-1.25, zinc plated steel, slot size 8. Package of 10. For use with all 1.5in, 3in, 40mm and 80mm profile T-slotted rails. Manufacturer part number: 096338. | Stock | 18
162884 | FATH slide-in nut, silver, M6-1.0, zinc plated steel, slot size 8. Package of 10. For use with all 1.5in, 3in, 40mm and 80mm profile T-slotted rails. Manufacturer part number: 096ST15M6. | Stock | 10
162885 | FATH slide-in nut, silver, M8-1.25, zinc plated steel, slot size 8. Package of 10. For use with all 1.5in, 3in, 40mm and 80mm profile T-slotted rails. Manufacturer part number: 096ST15M8. | Stock | 10
162886 | FATH slide-in nut, silver, M6-1.0, zinc plated steel, slot size 10. Package of 10. For use with all 45mm and 90mm profile T-slotted rails. Manufacturer part number: 096ST45M6. | Stock | 12.5
162887 | FATH slide-in nut, silver, M8-1.25, zinc plated steel, slot size 10. Package of 10. For use with all 45mm and 90mm profile T-slotted rails. Manufacturer part number: 096ST45M8. | Stock | 12.5
162888 | FATH slide-in nut, silver, M10-1.5, zinc plated steel, slot size 10. Package of 10. For use with all 45mm and 90mm profile T-slotted rails. Manufacturer part number: 096ST45M10. | Stock | 17.5
162903 | FATH slide-in nut, black, 10-32 UNF, zinc plated steel, slot size 8. Package of 10. For use with all 1.5in, 3in, 40mm and 80mm profile T-slotted rails. Manufacturer part number: 096ST15U10-32. | Stock | 9.75
162904 | FATH slide-in nut, black, 1/4-20 UNC, zinc plated steel, slot size 8. Package of 10. For use with all 1.5in, 3in, 40mm and 80mm profile T-slotted rails. Manufacturer part number: 096ST15U1/4. | Stock | 9.75
162905 | FATH slide-in nut, black, 5/16-18 UNC, zinc plated steel, slot size 8. Package of 10. For use with all 1.5in, 3in, 40mm and 80mm profile T-slotted rails. Manufacturer part number: 096ST15U5/16. | Stock | 9.75
Fasteners for T-slotted Rails
118284 | FATH hammer screw, silver, 5/16-18 UNC x 1in, zinc plated steel, slot size 8. For use with all 1.5in and 3in profile T-slotted rails. Flange nut included. Manufacturer part number: 096HK0830U5/16S01. | Stock | 2.5
118287 | FATH hammer screw, silver, M8-1.25 x 25mm, zinc plated steel, slot size 8. For use with all 40mm and 80mm profile T-slotted rails. Flange nut included. Manufacturer part number: 096HK0830M0825S01. | Stock | 2.5
118590 | FATH hammer screw, silver, M8-1.25 x 25mm, zinc plated steel, slot size 10. For use with all 45mm and 90mm profile T-slotted rails. Flange nut included. Manufacturer part number: 096HK1030M0825S11. | Stock | 2.25
151040 | FATH button head socket cap screw, black, 1/4-20 UNC x 1/2in, zinc plated steel, slot size 6/8/10. Package of 10. For use with all T-slotted rails. Manufacturer part number: 4ISO7380U1/4-1/2M. | Stock | 4.25
151041 | FATH flanged button head socket cap screw, gloss black, 1/4-20 UNC x 1/2in, zinc plated steel, slot size 6/8/10. Package of 10. For use with all T-slotted rails. Manufacturer part number: 4ISO7380U1/4-1/2F. | Stock | 5.25
151100 | FATH button head socket cap screw, black, 5/16-18 UNC x 5/8in, zinc plated steel, slot size 8/10. Package of 10. For use with all 1.5in, 3in, 30mm, 40mm, 45mm, 60mm, 80mm and 90mm profile T-slotted rails. Manufacturer part number: 4ISO7380U,31-,68M. | Stock | 5.25
151101 | FATH flanged button head socket cap screw, gloss black, 5/16-18 UNC x 11/16in, zinc plated steel, slot size 8/10. Package of 10. For use with all 1.5in, 3in, 30mm, 40mm, 45mm, 60mm, 80mm and 90mm profile T-slotted rails. | Stock | 6
151183 | FATH button head socket cap screw, gloss black, M8-1.25 x 16mm, zinc plated steel, slot size 8/10. Package of 10. For use with all 1.5in, 3in, 30mm, 40mm, 45mm, 60mm, 80mm and 90mm profile T-slotted rails. Manufacturer part number: 4ISO7380M0816MS01. | Stock | 4.75
151184 | FATH flanged button head socket cap screw, gloss black, M8-1.25 x 16mm, zinc plated steel, slot size 8/10. Package of 10. For use with all 1.5in, 3in, 30mm, 40mm, 45mm, 60mm, 80mm and 90mm profile T-slotted rails. Manufacturer part number: 4ISO7380M0816MS03. | Stock | 5.5
151241 | FATH button head socket cap screw, silver, M8-1.25 x 20mm, zinc plated steel, slot size 8/10. Package of 10. For use with all 1.5in, 3in, 30mm, 40mm, 45mm, 60mm, 80mm and 90mm profile T-slotted rails. Manufacturer part number: 4ISO7380M0820M. | Stock | 4.5
161046 | FATH button head socket cap screw, black, #10-32 UNF x 1/2in, zinc plated steel, slot size 6/8/10. Package of 10. For use with all T-slotted rails. Manufacturer part number: 4ISO7380U1032.50M. | Stock | 4.75
161047 | FATH button head socket cap screw, black, #10-32 UNF x 5/8in, zinc plated steel, slot size 6/8/10. Package of 10. For use with all T-slotted rails. Manufacturer part number: 4ISO7380U1032.62M. | Stock | 5
161048 | FATH button head socket cap screw, black, #10-32 UNF x 3/4in, zinc plated steel, slot size 6/8/10. Package of 10. For use with all T-slotted rails. Manufacturer part number: 4ISO7380U1032.75M. | Stock | 5.75
161049 | FATH button head socket cap screw, black, 1/4-20 UNC x 9/16in, zinc plated steel, slot size 6/8/10. Package of 10. For use with all T-slotted rails. Manufacturer part number: 4ISO7380U1/4.56M. | Stock | 4.75
161050 | FATH button head socket cap screw, black, 1/4-20 UNC x 5/8in, zinc plated steel, slot size 6/8/10. Package of 10. For use with all T-slotted rails. Manufacturer part number: 4ISO7380U1/4.62M. | Stock | 4.75
161051 | FATH button head socket cap screw, black, 1/4-20 UNC x 3/4in, zinc plated steel, slot size 6/8/10. Package of 10. For use with all T-slotted rails. Manufacturer part number: 4ISO7380U1/4.75M. | Stock | 4.75
161052 | FATH button head socket cap screw, black, 1/4-20 UNC x 1in, zinc plated steel, slot size 6/8/10. Package of 10. For use with all T-slotted rails. Manufacturer part number: 4ISO7380U1/4-1M. | Stock | 5.25
161053 | FATH button head socket cap screw, black, 5/16-18 UNC x 1/2in, zinc plated steel, slot size 8/10. Package of 10. For use with all 1.5in, 3in, 30mm, 40mm, 45mm, 60mm, 80mm and 90mm profile T-slotted rails. Manufacturer part number: 4ISO7380U,31-,50M. | Stock | 6
161054 | FATH button head socket cap screw, black, 5/16-18 UNC x 3/4in, zinc plated steel, slot size 8/10. Package of 10. For use with all 1.5in, 3in, 30mm, 40mm, 45mm, 60mm, 80mm and 90mm profile T-slotted rails. Manufacturer part number: 4ISO7380U,31-,75M. | Stock | 6.5
161055 | FATH button head socket cap screw, black, 5/16-18 UNC x 1in, zinc plated steel, slot size 8/10. Package of 10. For use with all 1.5in, 3in, 30mm, 40mm, 45mm, 60mm, 80mm and 90mm profile T-slotted rails. Manufacturer part number: 4ISO7380U,31-1M. | Stock | 7.75
161056 | FATH button head socket cap screw, silver, M4-0.7 x 10mm, zinc plated steel, slot size 6/8/10. Package of 10. For use with all T-slotted rails. Manufacturer part number: 4ISO7380M0410M. | Stock | 1
161057 | FATH button head socket cap screw, silver, M5-0.8 x 10mm, zinc plated steel, slot size 6/8/10. Package of 10. For use with all T-slotted rails. Manufacturer part number: 4ISO7380M0510M. | Stock | 1.25
161058 | FATH button head socket cap screw, silver, M5-0.8 x 12mm, zinc plated steel, slot size 6/8/10. Package of 10. For use with all T-slotted rails. Manufacturer part number: 4ISO7380M0512M. | Stock | 1.75
161059 | FATH button head socket cap screw, silver, M6-1.0 x 12mm, zinc plated steel, slot size 6/8/10. Package of 10. For use with all T-slotted rails. Manufacturer part number: 4ISO7380M0612M. | Stock | 2
161060 | FATH button head socket cap screw, silver, M6-1.0 x 14mm, zinc plated steel, slot size 6/8/10. Package of 10. For use with all T-slotted rails. Manufacturer part number: 4ISO7380M0614M. | Stock | 2.25
161061 | FATH button head socket cap screw, silver, M6-1.0 x 16mm, zinc plated steel, slot size 6/8/10. Package of 10. For use with all T-slotted rails. Manufacturer part number: 4ISO7380M0616M. | Stock | 2.5
161062 | FATH button head socket cap screw, silver, M6-1.0 x 18mm, zinc plated steel, slot size 6/8/10. Package of 10. For use with all T-slotted rails. Manufacturer part number: 4ISO7380M0618M. | Stock | 3
161063 | FATH button head socket cap screw, silver, M6-1.0 x 20mm, zinc plated steel, slot size 6/8/10. Package of 10. For use with all T-slotted rails. Manufacturer part number: 4ISO7380M0620M. | Stock | 3
161064 | FATH button head socket cap screw, silver, M6-1.0 x 25mm, zinc plated steel, slot size 6/8/10. Package of 10. For use with all T-slotted rails. Manufacturer part number: 4ISO7380M0625M. | Stock | 3.25
161065 | FATH button head socket cap screw, silver, M8-1.25 x 12mm, zinc plated steel, slot size 8/10. Package of 10. For use with all 1.5in, 3in, 30mm, 40mm, 45mm, 60mm, 80mm and 90mm profile T-slotted rails. Manufacturer part number: 4ISO7380M0812M. | Stock | 4.25
161066 | FATH button head socket cap screw, silver, M8-1.25 x 14mm, zinc plated steel, slot size 8/10. Package of 10. For use with all 1.5in, 3in, 30mm, 40mm, 45mm, 60mm, 80mm and 90mm profile T-slotted rails. Manufacturer part number: 4ISO7380M0814M. | Stock | 4.5
161067 | FATH button head socket cap screw, silver, M8-1.25 x 16mm, zinc plated steel, slot size 8/10. Package of 10. For use with all 1.5in, 3in, 30mm, 40mm, 45mm, 60mm, 80mm and 90mm profile T-slotted rails. Manufacturer part number: 4ISO7380M0816M. | Stock | 4.75
161068 | FATH button head socket cap screw, silver, M8-1.25 x 18mm, zinc plated steel, slot size 8/10. Package of 10. For use with all 1.5in, 3in, 30mm, 40mm, 45mm, 60mm, 80mm and 90mm profile T-slotted rails. Manufacturer part number: 4ISO7380M0818M. | Stock | 5.25
161069 | FATH button head socket cap screw, silver, M8-1.25 x 25mm, zinc plated steel, slot size 8/10. Package of 10. For use with all 1.5in, 3in, 30mm, 40mm, 45mm, 60mm, 80mm and 90mm profile T-slotted rails. Manufacturer part number: 4ISO7380M0825M. | Stock | 5.25
161070 | FATH button head socket cap screw, silver, M8-1.25 x 40mm, zinc plated steel, slot size 8/10. Package of 10. For use with all 1.5in, 3in, 30mm, 40mm, 45mm, 60mm, 80mm and 90mm profile T-slotted rails. Manufacturer part number: 4ISO7380M0840M. | Stock | 8.25
161071 | FATH button head socket cap screw, silver, M12-1.75 x 25mm, zinc plated steel, slot size 10. Package of 10. For use with all 45mm and 90mm profile T-slotted rails. Manufacturer part number: 4ISO7380M1225M. | Stock | 16
161072 | FATH button head socket cap screw, silver, M12-1.75 x 40mm, zinc plated steel, slot size 10. Package of 10. For use with all 45mm and 90mm profile T-slotted rails. Manufacturer part number: 4ISO7380M1240M. | Stock | 23.5
161073 | FATH flat head socket cap screw, black, #8-32 UNC x 1/2in, zinc plated steel, slot size 6/8/10. Package of 10. For use with all T-slotted rails. Manufacturer part number: 4DIN7991U8-32.50M. | Stock | 8
161074 | FATH flat head socket cap screw, black, 1/4-20 UNC x 1/2in, zinc plated steel, slot size 6/8/10. Package of 10. For use with all T-slotted rails. Manufacturer part number: 4DIN7991U1/4-1/2M. | Stock | 6.25
161075 | FATH flat head socket cap screw, black, 1/4-20 UNC x 5/8in, zinc plated steel, slot size 6/8/10. Package of 10. For use with all T-slotted rails. Manufacturer part number: 4DIN7991U1/4-5/8M. | Stock | 6.25
161076 | FATH flat head socket cap screw, silver, M4-0.7 x 12mm, zinc plated steel, slot size 6/8/10. Package of 10. For use with all T-slotted rails. Manufacturer part number: 4DIN7991M0412M. | Stock | 1.5
161077 | FATH flat head socket cap screw, silver, M5-0.8 x 12mm, zinc plated steel, slot size 6/8/10. Package of 10. For use with all T-slotted rails. Manufacturer part number: 4DIN7991M0512M. | Stock | 1.75
161078 | FATH flat head socket cap screw, silver, M6-1.0 x 12mm, zinc plated steel, slot size 6/8/10. Package of 10. For use with all T-slotted rails. Manufacturer part number: 4DIN7991M0612M. | Stock | 2.25
161079 | FATH flat head socket cap screw, silver, M6-1.0 x 14mm, zinc plated steel, slot size 6/8/10. Package of 10. For use with all T-slotted rails. Manufacturer part number: 4DIN7991M0614M. | Stock | 2.5
161080 | FATH flat head socket cap screw, silver, M6-1.0 x 16mm, zinc plated steel, slot size 6/8/10. Package of 10. For use with all T-slotted rails. Manufacturer part number: 4DIN7991M0616M. | Stock | 2.5
161081 | FATH flat head socket cap screw, silver, M6-1.0 x 20mm, zinc plated steel, slot size 6/8/10. Package of 10. For use with all T-slotted rails. Manufacturer part number: 4DIN7991M0620M. | Stock | 2.75
161082 | FATH flat head socket cap screw, silver, M8-1.25 x 12mm, zinc plated steel, slot size 8/10. Package of 10. For use with all 1.5in, 3in, 30mm, 40mm, 45mm, 60mm, 80mm and 90mm profile T-slotted rails. Manufacturer part number: 4DIN7991M0812M. | Stock | 4.75
161083 | FATH flat head socket cap screw, silver, M8-1.25 x 14mm, zinc plated steel, slot size 8/10. Package of 10. For use with all 1.5in, 3in, 30mm, 40mm, 45mm, 60mm, 80mm and 90mm profile T-slotted rails. Manufacturer part number: 4DIN7991M0814M. | Stock | 5
161084 | FATH flat head socket cap screw, silver, M8-1.25 x 16mm, zinc plated steel, slot size 8/10. Package of 10. For use with all 1.5in, 3in, 30mm, 40mm, 45mm, 60mm, 80mm and 90mm profile T-slotted rails. Manufacturer part number: 4DIN7991M0816M. | Stock | 5.5
161085 | FATH flat head socket cap screw, silver, M8-1.25 x 18mm, zinc plated steel, slot size 8/10. Package of 10. For use with all 1.5in, 3in, 30mm, 40mm, 45mm, 60mm, 80mm and 90mm profile T-slotted rails. Manufacturer part number: 4DIN7991M0818M. | Stock | 5.5
161086 | FATH flat head socket cap screw, silver, M8-1.25 x 25mm, zinc plated steel, slot size 8/10. Package of 10. For use with all 1.5in, 3in, 30mm, 40mm, 45mm, 60mm, 80mm and 90mm profile T-slotted rails. Manufacturer part number: 4DIN7991M0820M. | Stock | 7.25
161087 | FATH socket head cap screw, black, 1/4-20 UNC x 5/8in, zinc plated steel, slot size 6/8/10. Package of 10. For use with all T-slotted rails. Manufacturer part number: 4DIN912U1/4-5/8M. | Stock | 4
161088 | FATH socket head cap screw, silver, M4-0.7 x 8mm, zinc plated steel, slot size 6/8/10. Package of 10. For use with all T-slotted rails. Manufacturer part number: 4DIN912M0408M. | Stock | 2.25
161089 | FATH socket head cap screw, silver, M4-0.7 x 10mm, zinc plated steel, slot size 6/8/10. Package of 10. For use with all T-slotted rails. Manufacturer part number: 4DIN912M0410M. | Stock | 2.5
161090 | FATH socket head cap screw, silver, M5-0.8 x 10mm, zinc plated steel, slot size 6/8/10. Package of 10. For use with all T-slotted rails. Manufacturer part number: 4DIN912M0510M. | Stock | 2.5
161091 | FATH socket head cap screw, silver, M5-0.8 x 12mm, zinc plated steel, slot size 6/8/10. Package of 10. For use with all T-slotted rails. Manufacturer part number: 4DIN912M0512M. | Stock | 2.75
161092 | FATH socket head cap screw, silver, M6-1.0 x 10mm, zinc plated steel, slot size 6/8/10. Package of 10. For use with all T-slotted rails. Manufacturer part number: 4DIN912M0610M. | Stock | 2.75
161093 | FATH socket head cap screw, silver, M6-1.0 x 12mm, zinc plated steel, slot size 6/8/10. Package of 10. For use with all T-slotted rails. Manufacturer part number: 4DIN912M0612M. | Stock | 2.75
161094 | FATH socket head cap screw, silver, M6-1.0 x 14mm, zinc plated steel, slot size 6/8/10. Package of 10. For use with all T-slotted rails. Manufacturer part number: 4DIN912M0614M. | Stock | 3
161095 | FATH socket head cap screw, silver, M6-1.0 x 16mm, zinc plated steel, slot size 6/8/10. Package of 10. For use with all T-slotted rails. Manufacturer part number: 4DIN912M0616M. | Stock | 3
161096 | FATH socket head cap screw, silver, M6-1.0 x 18mm, zinc plated steel, slot size 6/8/10. Package of 10. For use with all T-slotted rails. Manufacturer part number: 4DIN912M0618M. | Stock | 3.25
161097 | FATH socket head cap screw, silver, M6-1.0 x 20mm, zinc plated steel, slot size 6/8/10. Package of 10. For use with all T-slotted rails. Manufacturer part number: 4DIN912M0620M. | Stock | 3.25
161098 | FATH socket head cap screw, silver, M8-1.25 x 12mm, zinc plated steel, slot size 8/10. Package of 10. For use with all 1.5in, 3in, 30mm, 40mm, 45mm, 60mm, 80mm and 90mm profile T-slotted rails. Manufacturer part number: 4DIN912M0812M. | Stock | 4.75
161099 | FATH socket head cap screw, silver, M8-1.25 x 14mm, zinc plated steel, slot size 8/10. Package of 10. For use with all 1.5in, 3in, 30mm, 40mm, 45mm, 60mm, 80mm and 90mm profile T-slotted rails. Manufacturer part number: 4DIN912M0814M. | Stock | 5
161042 | FATH reducer bushing, silver, M8-1.25, zinc plated steel. Package of 10. For use with all 45mm and 90mm profile T-slotted rails. Manufacturer part number: 09308801. | Stock | 27.5
161100 | FATH socket head cap screw, silver, M8-1.25 x 16mm, zinc plated steel, slot size 8/10. Package of 10. For use with all 1.5in, 3in, 30mm, 40mm, 45mm, 60mm, 80mm and 90mm profile T-slotted rails. Manufacturer part number: 4DIN912M0816M. | Stock | 5.5
161101 | FATH socket head cap screw, silver, M8-1.25 x 18mm, zinc plated steel, slot size 8/10. Package of 10. For use with all 1.5in, 3in, 30mm, 40mm, 45mm, 60mm, 80mm and 90mm profile T-slotted rails. Manufacturer part number: 4DIN912M0818M. | Stock | 5.5
161102 | FATH socket head cap screw, silver, M8-1.25 x 20mm, zinc plated steel, slot size 8/10. Package of 10. For use with all 1.5in, 3in, 30mm, 40mm, 45mm, 60mm, 80mm and 90mm profile T-slotted rails. Manufacturer part number: 4DIN912M0820M. | Stock | 5.75
162993 | FATH button head socket cap screw, black, #10-32 UNF x 3/8in, zinc plated steel, slot size 6/8/10. Package of 10. For use with all T-slotted rails. Manufacturer part number: 4ISO7380U1032.38M. | Stock | 7.5
162994 | FATH button head socket cap screw, black, #8-32 UNC x 3/8in, zinc plated steel, slot size 6/8/10. Package of 10. For use with all T-slotted rails. Manufacturer part number: 4ISO7380U8-32.38M. | Stock | 8
162995 | FATH socket head cap screw, black, #10-32 UNF x 1/2in, zinc plated steel, slot size 6/8/10. Package of 10. For use with all T-slotted rails. Manufacturer part number: 4DIN912U1032-1/2. | Stock | 7.75
161103 | FATH T-25 Torx head self-tapping screw, silver, S6 x 16mm, zinc plated steel, slot size 6. Package of 10. For use with all 1in and 2in profile T-slotted rails. Manufacturer part number: 093S0616T. | Stock | 9
161105 | FATH button head socket cap self-tapping screw, silver, S7 x 25mm, zinc plated steel, slot size 8. Package of 10. For use with all 1.5in, 3in, 40mm and 80mm profile T-slotted rails. Manufacturer part number: 093SF0725. | Stock | 17.5
161106 | FATH T-40 Torx flange head self-tapping screw, silver, S7 x 25mm, zinc plated steel, slot size 8. Package of 10. For use with all 1.5in, 3in, 40mm and 80mm profile T-slotted rails. Manufacturer part number: 093S0725T. | Stock | 9.5
161107 | FATH button head socket cap self-tapping screw, silver, S7 x 40mm, zinc plated steel, slot size 8. Package of 10. For use with all 1.5in, 3in, 40mm and 80mm profile T-slotted rails. Manufacturer part number: 093SF0740. | Stock | 17.5
161108 | FATH T-40 Torx flange head self-tapping screw, silver, S8 x 25mm, zinc plated steel, slot size 8. Package of 10. For use with all 30mm and 60mm profile T-slotted rails. Manufacturer part number: 093S0825T. | Stock | 9.5
161109 | FATH flat head socket self-tapping screw, silver, S8 x 25mm, zinc plated steel, slot size 8. Package of 10. For use with all 30mm and 60mm profile T-slotted rails. Manufacturer part number: 093S0825C. | Stock | 9
161110 | FATH T-50 Torx button head self-tapping screw, silver, S12 x 30mm, zinc plated steel, slot size 10. Package of 10. For use with all 45mm and 90mm profile T-slotted rails. Manufacturer part number: 093S1230T. | Stock | 10.5
161111 | FATH button head socket cap self-tapping screw, silver, S12 x 40mm, zinc plated steel, slot size 10. Package of 10. For use with all 45mm and 90mm profile T-slotted rails. Manufacturer part number: 093SF1240. | Stock | 28.5
172551 | FATH flat head socket self-tapping screw, black, S7 x 16mm, steel, slot size 8. Package of 10. For use with all 1.5in, 3in, 40mm and 80mm profile T-slotted rails. Manufacturer part number: 093S0716CP10. | Stock | 10
172548 | FATH T-30 Torx button head self-tapping screw, silver, S7 x 22mm, zinc plated steel, slot size 8. Package of 10. For use with all 1.5in, 3in, 40mm and 80mm profile T-slotted rails. Manufacturer part number: 093S0722TP10. | Stock | 17
Connecting Components for T-slotted Rails
148953 | FATH 2D cube connector, silver, 1 x 1in, die-cast aluminum, slot size 6. For use with all 1in and 2in profile T-slotted rails. Fasteners and (2) plastic cover caps included. Manufacturer part number: 093WW251N06. | Stock | 9
166230 | FATH 2D cube connector, black, 1 x 1 x 1in, die-cast aluminum, slot size 6. For use with all 1in and 2in profile T-slotted rails. Fasteners and (2) plastic cover caps included. Manufacturer part number: 093WW251N06S. | Stock | 10
148954 | FATH 2D cube connector, silver, 1.5 x 1.5in, die-cast aluminum, slot size 8. For use with all 1.5in and 3in profile T-slotted rails. Fasteners and (2) plastic cover caps included. Manufacturer part number: 093WW381N08. | Stock | 10
166302 | FATH 2D cube connector, black, 1.5 x 1.5 x 1.5in, die-cast aluminum, slot size 8. For use with all 1.5in and 3in profile T-slotted rails. Fasteners and (2) plastic cover caps included. Manufacturer part number: 093WW381N08S. | Stock | 12
148958 | FATH 2D cube connector, silver, 40 x 40 x 40mm, die-cast aluminum, slot size 8. For use with all 40mm and 80mm profile T-slotted rails. Fasteners and (2) plastic cover caps included. Manufacturer part number: 093WW405N08. | Stock | 10
166369 | FATH 2D cube connector, black, 40 x 40 x 40mm, die-cast aluminum, slot size 8. For use with all 40mm and 80mm profile T-slotted rails. Fasteners and (2) plastic cover caps included. Manufacturer part number: 093WW405N08S. | Stock | 12
148960 | FATH 2D cube connector, silver, 45 x 45 x 45mm, die-cast aluminum, slot size 10. For use with all 45mm and 90mm profile T-slotted rails. Fasteners and (2) plastic cover caps included. Manufacturer part number: 093WW453N10. | Stock | 11
151185 | FATH 2D cube connector, silver, 30 x 30 x 30mm, die-cast aluminum, slot size 8. For use with all 30mm and 60mm profile T-slotted rails. Fasteners and (2) plastic cover caps included. Manufacturer part number: 093WW303N08. | Stock | 9.75
148956 | FATH 3D cube connector, silver, 1 x 1 x 1in, die-cast aluminum, slot size 6. For use with 1 x 1in profile T-slotted rails. Fasteners and (3) plastic cover caps included. Manufacturer part number: 093WW252N06. | Stock | 10.5
166231 | FATH 3D cube connector, black, 1 x 1 x 1in, die-cast aluminum, slot size 6. For use with all 1in and 2in profile T-slotted rails. Fasteners and (3) plastic cover caps included. Manufacturer part number: 093WW252N06S. | Stock | 12
148957 | FATH 3D cube connector, silver, 1.5 x 1.5 x 1.5in, die-cast aluminum, slot size 8. For use with 1.5 x 1.5in profile T-slotted rails. Fasteners and (3) plastic cover caps included. Manufacturer part number: 093WW382N08. | Stock | 11.5
166303 | FATH 3D cube connector, black, 1.5 x 1.5 x 1.5in, die-cast aluminum, slot size 8. For use with all 1.5in and 3in profile T-slotted rails. Fasteners and (3) plastic cover caps included. Manufacturer part number: 093WW382N08S. | Stock | 13
148959 | FATH 3D cube connector, silver, 40 x 40 x 40mm, die-cast aluminum, slot size 8. For use with 40 x 40mm profile T-slotted rails. Fasteners and (3) plastic cover caps included. Manufacturer part number: 093WW406N08. | Stock | 11.5
166370 | FATH 3D cube connector, black, 40 x 40 x 40mm, die-cast aluminum, slot size 8. For use with all 40mm and 80mm profile T-slotted rails. Fasteners and (3) plastic cover caps included. Manufacturer part number: 093WW406N0S. | Stock | 13
148961 | FATH 3D cube connector, silver, 45 x 45 x 45mm, die-cast aluminum, slot size 10. For use with 45 x 45mm profile T-slotted rails. Fasteners and (3) plastic cover caps included. Manufacturer part number: 093WW454N10. | Stock | 11.5
151186 | FATH 3D cube connector, silver, 30 x 30 x 30mm, die-cast aluminum, slot size 8. For use with all 30mm and 60mm profile T-slotted rails. Fasteners and (3) plastic cover caps included. Manufacturer part number: 093WW304N08. | Stock | 10.5
151042 | FATH angle connector, silver, 45-degree, die-cast aluminum, slot size 6. For use with all 1in and 2in profile T-slotted rails. Fasteners included. Manufacturer part number: 093WS25145N6,5. | Stock | 4.5
166232 | FATH angle connector, black, 45-degree, 1 x 1in, die-cast aluminum, slot size 6. For use with all 1in and 2in profile T-slotted rails. Fasteners included. Manufacturer part number: 093WS25145N6,5S. | Stock | 5
151043 | FATH angle connector, silver, 45-degree, die-cast aluminum, slot size 6. For use with all 1in and 2in profile T-slotted rails. Fasteners included. Manufacturer part number: 093WS51145N6,5. | Stock | 8.25
166233 | FATH angle connector, black, 45-degree, 1 x 2in, die-cast aluminum, slot size 6. For use with all 1in and 2in profile T-slotted rails. Fasteners included. Manufacturer part number: 093WS51145N6,5S. | Stock | 8.75
151107 | FATH angle connector, silver, 45-degree, 1.5 x 1.5in, die-cast aluminum, slot size 8. For use with 1.5 x 1.5in profile T-slotted rails. Fasteners included. Manufacturer part number: 093WS38145N08. | Stock | 8.25
166304 | FATH angle connector, black, 45-degree, 1.5 x 1.5in, die-cast aluminum, slot size 8. For use with all 1.5in and 3in profile T-slotted rails. Fasteners included. Manufacturer part number: 093WS38145N08S. | Stock | 8.75
151108 | FATH angle connector, silver, 45-degree, 1.5 x 3in, die-cast aluminum, slot size 8. For use with 1.5 x 3in profile T-slotted rails. Fasteners included. Manufacturer part number: 093WS76145N08. | Stock | 11.5
166305 | FATH angle connector, black, 45-degree, 1.5 x 3in, die-cast aluminum, slot size 8. For use with all 1.5in and 3in profile T-slotted rails. Fasteners included. Manufacturer part number: 093WS76145N08S. | Stock | 13.5
151187 | FATH angle connector, silver, 45-degree, 30 x 30mm, die-cast aluminum, slot size 8. For use with all 30mm and 60mm profile T-slotted rails. Fasteners included. Manufacturer part number: 093WS30245N08. | Stock | 6
151188 | FATH angle connector, silver, 45-degree, 30 x 60mm, die-cast aluminum, slot size 8. For use with all 30mm and 60mm profile T-slotted rails. Fasteners included. Manufacturer part number: 093WS60145N08. | Stock | 10
151217 | FATH angle connector, silver, 45-degree, 40 x 40mm, die-cast aluminum, slot size 8. For use with all 40mm and 80mm profile T-slotted rails. Fasteners included. Manufacturer part number: 093WS40145N08. | Stock | 13.5
166371 | FATH angle connector, black, 45-degree, 40 x 40mm, die-cast aluminum, slot size 8. For use with all 40mm and 80mm profile T-slotted rails. Fasteners included. Manufacturer part number: 093WS40145N08S. | Stock | 16.5
151218 | FATH angle connector, silver, 45-degree, 40 x 80mm, die-cast aluminum, slot size 8. For use with all 40mm and 80mm profile T-slotted rails. Fasteners included. Manufacturer part number: 093WS80145N08. | Stock | 13.5
166372 | FATH angle connector, black, 45-degree, 40 x 80mm, die-cast aluminum, slot size 8. For use with all 40mm and 80mm profile T-slotted rails. Fasteners included. Manufacturer part number: 093WS80145N08S. | Stock | 17
151246 | FATH angle connector, silver, 45-degree, 45 x 45mm, die-cast aluminum, slot size 10. For use with all 45mm and 90mm profile T-slotted rails. Fasteners included. Manufacturer part number: 093WS45245N10. | Stock | 10.5
151247 | FATH angle connector, silver, 45-degree, 45 x 90mm, die-cast aluminum, slot size 10. For use with all 45mm and 90mm profile T-slotted rails. Fasteners included. Manufacturer part number: 093WS90145N10. | Stock | 17
151105 | FATH automatic butt connector, silver, steel, slot size 8. For use with all 1.5in, 3in, 40mm and 80mm profile T-slotted rails. Manufacturer part number: 099G081M6. | Stock | 9.75
151104 | FATH automatic connector, silver, steel, slot size 8. Package of 10. For use with all 1.5in, 3in, 40mm and 80mm profile T-slotted rails. Manufacturer part number: 099G081. | Stock | 60
151243 | FATH automatic connector, silver, steel, slot size 10. Package of 10. For use with all 45mm and 90mm profile light T-slotted rails. Manufacturer part number: 099G103. | Stock | 60
162975 | FATH clamp profile connector, silver, die-cast zinc, slot size 8. For use with 40 x 40mm profile T-slotted rails. (2) screws included. Requires FATH 162976 mounting element. Manufacturer part number: 093WWC401N08. | Stock | 21.5
151109 | FATH connecting strip, silver, zinc plated steel, slot size 8. For use with all 1.5in, 3in, 40mm and 80mm profile T-slotted rails. Mounting hardware included. Manufacturer part number: 096010S11. | Stock | 16
151248 | FATH connecting strip, silver, zinc plated steel, slot size 10. For use with all 45mm and 90mm profile T-slotted rails. Mounting hardware included. Manufacturer part number: 096030S38. | Stock | 18.5
162891 | FATH direct connector, silver, steel, slot size 8. For use with all 1.5in, 3in, 40mm and 80mm profile T-slotted rails. Manufacturer part number: 099DC084040N08. | Stock | 13
162892 | FATH direct connector, silver, steel, slot size 10. For use with all 45mm and 90mm profile T-slotted rails. Manufacturer part number: 099DC084045N10. | Stock | 13
151102 | FATH duo connector, silver, steel, slot size 8. Package of 10. For use with all 1.5in, 3in, 40mm and 80mm profile T-slotted rails. Manufacturer part number: 099DSV0840. | Stock | 24
151106 | FATH milling connector, silver, zinc plated steel, slot size 8. For use with all 1.5in, 3in, 40mm and 80mm profile T-slotted rails. Manufacturer part number: 099D0840M0530. | Stock | 8.75
151245 | FATH milling connector, silver, zinc plated steel, slot size 10. For use with all 45mm and 90mm profile T-slotted rails. Manufacturer part number: 099D1045M0630. | Stock | 11.5
162961 | FATH miter connector, silver, 90-degree, 4 holes, M8-1.25, steel, slot size 8. For use with all 1.5in, 3in, 30mm, 40mm, 60mm and 80mm profile T-slotted rails. Manufacturer part number: 099GV0890. | Stock | 11.5
162962 | FATH miter connector, silver, 90-degree, 4 holes, M10-1.5, steel, slot size 10. For use with all 45mm and 90mm profile T-slotted rails. Manufacturer part number: 099GV1090. | Stock | 12.5
162976 | FATH mounting element, silver, steel, slot size 8. For use with all 40mm and 80mm profile T-slotted rails. Requires FATH 162975 clamp profile connector. Manufacturer part number: 093XWWC401N08. | Stock | 5.5
163007 | FATH screw connector, gloss black, zinc plated steel, slot size 6. Package of 10. For use with 1 x 1in profile T-slotted rails. Manufacturer part number: 092039S02. | Stock | 10.5
163008 | FATH screw connector, gloss black, zinc plated steel, slot size 8. Package of 10. For use with 30 x 30mm profile T-slotted rails. Manufacturer part number: 092039S04. | Stock | 11
163009 | FATH screw connector, gloss black, zinc plated steel, slot size 8. Package of 10. For use with 1.5 x 1.5in and 40 x 40mm profile T-slotted rails. Manufacturer part number: 092040. | Stock | 13.5
151103 | FATH T-matic connector, silver, zinc plated steel, slot size 8. Package of 10. For use with all 1.5in, 3in, 40mm and 80mm profile T-slotted rails. Manufacturer part number: 099H085. | Stock | 98
151242 | FATH T-matic connector, silver, zinc plated steel, slot size 10. Package of 10. For use with all 45mm and 90mm profile light T-slotted rails. Manufacturer part number: 099H103. | Stock | 98
Joining Plates for T-slotted Rails
151055 | FATH cross flat plate, silver, 7 holes, anodized aluminum, slot size 6. For use with all 1in and 2in profile T-slotted rails. Manufacturer part number: 093EVX76127. | Stock | 9.75
166245 | FATH cross flat plate, black, 7 holes, aluminum, slot size 6. For use with all 1in and 2in profile T-slotted rails. Manufacturer part number: 093EVX76127S. | Stock | 11
151121 | FATH cross flat plate, silver, 7 holes, anodized aluminum, slot size 8. For use with all 1.5in and 3in profile T-slotted rails. Manufacturer part number: 093EVX114190. | Stock | 19
166317 | FATH cross flat plate, black, 7 holes, aluminum, slot size 8. For use with all 1.5in and 3in profile T-slotted rails. Manufacturer part number: 093EVX114190S. | Stock | 22.5
151050 | FATH flat plate, silver, 4 holes, anodized aluminum, slot size 6. For use with all 1in and 2in profile T-slotted rails. Manufacturer part number: 093EVL5176. | Stock | 6.25
166240 | FATH flat plate, black, 90-degree, 4 holes, aluminum, slot size 6. For use with all 1in and 2in profile T-slotted rails. Manufacturer part number: 093EVL5176S. | Stock | 7.25
151051 | FATH flat plate, silver, 5 holes, anodized aluminum, slot size 6. For use with all 1in and 2in profile T-slotted rails. Manufacturer part number: 093EVL7676. | Stock | 6.5
151051-10 | FATH flat plate, silver, 5 holes, anodized aluminum, slot size 6. Package of 10. For use with all 1in and 2in profile T-slotted rails. Manufacturer part number: 093EVL7676. | Stock | 63
166241 | FATH flat plate, black, 90-degree, 5 holes, aluminum, slot size 6. For use with all 1in and 2in profile T-slotted rails. Manufacturer part number: 093EVL7676S. | Stock | 7.25
151116 | FATH flat plate, silver, 90-degree, 4 holes, anodized aluminum, slot size 8. For use with all 1.5in and 3in profile T-slotted rails. Manufacturer part number: 093EVL76114. | Stock | 8.75
151116-10 | FATH flat plate, silver, 90-degree, 4 holes, anodized aluminum, slot size 8. Package of 10. For use with all 1.5in and 3in profile T-slotted rails. Manufacturer part number: 093EVL76114. | Stock | 81
166312 | FATH flat plate, black, 90-degree, 4 holes, aluminum, slot size 8. For use with all 1.5in and 3in profile T-slotted rails. Manufacturer part number: 093EVL76114S. | Stock | 10
151117 | FATH flat plate, silver, 90-degree, 5 holes, anodized aluminum, slot size 8. For use with all 1.5in and 3in profile T-slotted rails. Manufacturer part number: 093EVL114114. | Stock | 12
151117-10 | FATH flat plate, silver, 90-degree, 5 holes, anodized aluminum, slot size 8. Package of 10. For use with all 1.5in and 3in profile T-slotted rails. Manufacturer part number: 093EVL114114. | Stock | 112
166313 | FATH flat plate, black, 90-degree, 5 holes, aluminum, slot size 8. For use with all 1.5in and 3in profile T-slotted rails. Manufacturer part number: 093EVL114114S. | Stock | 14.5
151193 | FATH flat plate, silver, 90-degree, 5 holes, anodized aluminum, slot size 8. For use with all 30mm and 60mm profile T-slotted rails. Manufacturer part number: 093VL9090. | Stock | 9.75
151219 | FATH flat plate, silver, 5 holes, anodized aluminum, slot size 8. For use with all 40mm and 80mm profile T-slotted rails. Manufacturer part number: 093VL120120. | Stock | 15
166378 | FATH flat plate, black, 90-degree, 5 holes, aluminum, slot size 8. For use with all 40mm and 80mm profile T-slotted rails. Manufacturer part number: 093VL120120S. | Stock | 17.5
151249 | FATH flat plate, silver, 5 holes, anodized aluminum, slot size 10. For use with all 45mm and 90mm profile T-slotted rails. Manufacturer part number: 093VL135135. | Stock | 19.5
151056 | FATH L-shaped flat plate, silver, 5 holes, anodized aluminum, slot size 6. For use with all 1in and 2in profile T-slotted rails. Manufacturer part number: 093EVL7676S02. | Stock | 8.25
151056-10 | FATH L-shaped flat plate, silver, 5 holes, anodized aluminum, slot size 6. Package of 10. For use with all 1in and 2in profile T-slotted rails. Manufacturer part number: 093EVL7676S02. | Stock | 76
166246 | FATH L-shaped flat plate, black, 90-degree, 5 holes, aluminum, slot size 6. For use with all 1in and 2in profile T-slotted rails. Manufacturer part number: 093EVL7676S02S. | Stock | 9.25
151122 | FATH L-shaped flat plate, silver, 5 holes, anodized aluminum, slot size 8. For use with all 1.5in and 3in profile T-slotted rails. Manufacturer part number: 093EVL114114S02. | Stock | 13.5
166318 | FATH L-shaped flat plate, black, 90-degree, 5 holes, aluminum, slot size 8. For use with all 1.5in and 3in profile T-slotted rails. Manufacturer part number: 093EVL114114S02S. | Stock | 16.5
148858 | FATH rectangular flat plate, silver, 8 holes, anodized aluminum, slot size 8. For use with all 40mm and 80mm profile T-slotted rails. Manufacturer part number: 093VD80160. | Stock | 12
166377 | FATH rectangular flat plate, black, 8 holes, aluminum, slot size 8. For use with all 40mm and 80mm profile T-slotted rails. Manufacturer part number: 093VD80160S. | Stock | 15.5
148859 | FATH rectangular flat plate, silver, 8 holes, anodized aluminum, slot size 10. For use with all 45mm and 90mm profile T-slotted rails. Manufacturer part number: 093VD90180. | Stock | 18.5
151048 | FATH rectangular flat plate, silver, 6 holes, anodized aluminum, slot size 6. For use with all 1in and 2in profile T-slotted rails. Manufacturer part number: 093EVD5176. | Stock | 6.5
166238 | FATH rectangular flat plate, black, 6 holes, aluminum, slot size 6. For use with all 1in and 2in profile T-slotted rails. Manufacturer part number: 093EVD5176S. | Stock | 7.25
151049 | FATH rectangular flat plate, silver, 8 holes, anodized aluminum, slot size 6. For use with all 1in and 2in profile T-slotted rails. Manufacturer part number: 093EVD51102. | Stock | 5.5
166239 | FATH rectangular flat plate, black, 8 holes, aluminum, slot size 6. For use with all 1in and 2in profile T-slotted rails. Manufacturer part number: 093EVD51102S. | Stock | 6
151114 | FATH rectangular flat plate, silver, 6 holes, anodized aluminum, slot size 8. For use with all 1.5in and 3in profile T-slotted rails. Manufacturer part number: 093EVD76114. | Stock | 8.75
166310 | FATH rectangular flat plate, black, 6 holes, aluminum, slot size 8. For use with all 1.5in and 3in profile T-slotted rails. Manufacturer part number: 093EVD76114S. | Stock | 10
151115 | FATH rectangular flat plate, silver, 8 holes, anodized aluminum, slot size 8. For use with all 1.5in and 3in profile T-slotted rails. Manufacturer part number: 093EVD76152. | Stock | 11
166311 | FATH rectangular flat plate, black, 8 holes, aluminum, slot size 8. For use with all 1.5in and 3in profile T-slotted rails. Manufacturer part number: 093EVD76152S. | Stock | 12
151192 | FATH rectangular flat plate, silver, 8 holes, anodized aluminum, slot size 8. For use with all 30mm and 60mm profile T-slotted rails. Manufacturer part number: 093VD60120. | Stock | 9.75
148853 | FATH square flat plate, silver, 4 holes, anodized aluminum, slot size 8. For use with all 40mm and 80mm profile T-slotted rails. Manufacturer part number: 093VA8080. | Stock | 11.5
166376 | FATH square flat plate, black, 4 holes, aluminum, slot size 8. For use with all 40mm and 80mm profile T-slotted rails. Manufacturer part number: 093VA8080S. | Stock | 14.5
148854 | FATH square flat plate, silver, 4 holes, anodized aluminum, slot size 10. For use with all 45mm and 90mm profile T-slotted rails. Manufacturer part number: 093VA9090. | Stock | 10
151047 | FATH square flat plate, silver, 4 holes, anodized aluminum, slot size 6. For use with all 1in and 2in profile T-slotted rails. Manufacturer part number: 093EVA5151. | Stock | 4.25
166237 | FATH square flat plate, black, 4 holes, aluminum, slot size 6. For use with all 1in and 2in profile T-slotted rails. Manufacturer part number: 093EVA5151S. | Stock | 5
151113 | FATH square flat plate, silver, 4 holes, anodized aluminum, slot size 8. For use with all 1.5in and 3in profile T-slotted rails. Manufacturer part number: 093EVA7676. | Stock | 6
166309 | FATH square flat plate, black, 4 holes, aluminum, slot size 8. For use with all 1.5in and 3in profile T-slotted rails. Manufacturer part number: 093EVA7676S. | Stock | 7.25
151191 | FATH square flat plate, silver, 4 holes, anodized aluminum, slot size 8. For use with all 30mm and 60mm profile T-slotted rails. Manufacturer part number: 093VA6060. | Stock | 5.5
148850 | FATH straight flat plate, silver, 2 holes, anodized aluminum, slot size 8. For use with all 40mm and 80mm profile T-slotted rails. Manufacturer part number: 093VA4080. | Stock | 5.75
166373 | FATH straight flat plate, black, 2 holes, aluminum, slot size 8. For use with all 40mm and 80mm profile T-slotted rails. Manufacturer part number: 093VA4080S. | Stock | 7.25
148851 | FATH straight flat plate, silver, 2 holes, anodized aluminum, slot size 10. For use with all 45mm and 90mm profile T-slotted rails. Manufacturer part number: 093VA4590. | Stock | 8.5
148856 | FATH straight flat plate, silver, 4 holes, anodized aluminum, slot size 8. For use with all 40mm and 80mm profile T-slotted rails. Manufacturer part number: 093VA40160. | Stock | 12
166375 | FATH straight flat plate, black, 4 holes, aluminum, slot size 8. For use with all 40mm and 80mm profile T-slotted rails. Manufacturer part number: 093VA40160S. | Stock | 14.5
148857 | FATH straight flat plate, silver, 4 holes, anodized aluminum, slot size 10. For use with all 45mm and 90mm profile T-slotted rails. Manufacturer part number: 093VA45180. | Stock | 12
151044 | FATH straight flat plate, silver, 2 holes, anodized aluminum, slot size 6. For use with all 1in and 2in profile T-slotted rails. Manufacturer part number: 093EVA2551. | Stock | 2.5
151044-10 | FATH straight flat plate, silver, 2 holes, anodized aluminum, slot size 6. Package of 10. For use with all 1in and 2in profile T-slotted rails. Manufacturer part number: 093EVA2551. | Stock | 24.5
166234 | FATH straight flat plate, black, 2 holes, aluminum, slot size 6. For use with all 1in and 2in profile T-slotted rails. Manufacturer part number: 093EVA2551S. | Stock | 3
151045 | FATH straight flat plate, silver, 3 holes, anodized aluminum, slot size 6. For use with all 1in and 2in profile T-slotted rails. Manufacturer part number: 093EVA2576. | Stock | 3.75
166235 | FATH straight flat plate, black, 3 holes, aluminum, slot size 6. For use with all 1in and 2in profile T-slotted rails. Manufacturer part number: 093EVA2576S. | Stock | 4
151046 | FATH straight flat plate, silver, 4 holes, anodized aluminum, slot size 6. For use with all 1in and 2in profile T-slotted rails. Manufacturer part number: 093EVA25102. | Stock | 4.5
166236 | FATH straight flat plate, black, 4 holes, aluminum, slot size 6. For use with all 1in and 2in profile T-slotted rails. Manufacturer part number: 093EVA25102S. | Stock | 5
151110 | FATH straight flat plate, silver, 2 holes, anodized aluminum, slot size 8. For use with all 1.5in and 3in profile T-slotted rails. Manufacturer part number: 093EVA3876. | Stock | 5.25
151110-10 | FATH straight flat plate, silver, 2 holes, anodized aluminum, slot size 8. Package of 10. For use with all 1.5in and 3in profile T-slotted rails. Manufacturer part number: 093EVA3876. | Stock | 49
166306 | FATH straight flat plate, black, 2 holes, aluminum, slot size 8. For use with all 1.5in and 3in profile T-slotted rails. Manufacturer part number: 093EVA3876S. | Stock | 6
151111 | FATH straight flat plate, silver, 3 holes, anodized aluminum, slot size 8. For use with all 1.5in and 3in profile T-slotted rails. Manufacturer part number: 093EVA38114. | Stock | 4.75
166307 | FATH straight flat plate, black, 3 holes, aluminum, slot size 8. For use with all 1.5in and 3in profile T-slotted rails. Manufacturer part number: 093EVA38114S. | Stock | 6
151112 | FATH straight flat plate, silver, 4 holes, anodized aluminum, slot size 8. For use with all 1.5in and 3in profile T-slotted rails. Manufacturer part number: 093EVA38152. | Stock | 6.25
166308 | FATH straight flat plate, black, 4 holes, aluminum, slot size 8. For use with all 1.5in and 3in profile T-slotted rails. Manufacturer part number: 093EVA38152S. | Stock | 7.25
151189 | FATH straight flat plate, silver, 2 holes, anodized aluminum, slot size 8. For use with all 30mm and 60mm profile T-slotted rails. Manufacturer part number: 093VA3060. | Stock | 4.5
151190 | FATH straight flat plate, silver, 4 holes, anodized aluminum, slot size 8. For use with all 30mm and 60mm profile T-slotted rails. Manufacturer part number: 093VA30120. | Stock | 5.5
162985 | FATH straight flat plate, silver, 3 holes, anodized aluminum, slot size 8. For use with all 30mm and 60mm profile T-slotted rails. Manufacturer part number: 093VA3090. | Stock | 8.25
162986 | FATH straight flat plate, silver, 3 holes, anodized aluminum, slot size 8. For use with all 40mm and 80mm profile T-slotted rails. Manufacturer part number: 093VA40120. | Stock | 8.25
166374 | FATH straight flat plate, black, 3 holes, aluminum, slot size 8. For use with all 40mm and 80mm profile T-slotted rails. Manufacturer part number: 093VA40120S. | Stock | 11
162987 | FATH straight flat plate, silver, 3 holes, anodized aluminum, slot size 10. For use with all 45mm and 90mm profile T-slotted rails. Manufacturer part number: 093VA45135. | Stock | 10.5
148863 | FATH T-shaped flat plate, silver, 12 holes, anodized aluminum, slot size 10. For use with all 45mm and 90mm profile T-slotted rails. Manufacturer part number: 093VT180180D. | Stock | 30
151052 | FATH T-shaped flat plate, silver, 4 holes, anodized aluminum, slot size 6. For use with all 1in and 2in profile T-slotted rails. Manufacturer part number: 093EVT5176. | Stock | 6.5
166242 | FATH T-shaped flat plate, black, 4 holes, aluminum, slot size 6. For use with all 1in and 2in profile T-slotted rails. Manufacturer part number: 093EVT5176S. | Stock | 7.25
151053 | FATH T-shaped flat plate, silver, 5 holes, anodized aluminum, slot size 6. For use with all 1in and 2in profile T-slotted rails. Manufacturer part number: 093EVT7676. | Stock | 7.5
166243 | FATH T-shaped flat plate, black, 5 holes, aluminum, slot size 6. For use with all 1in and 2in profile T-slotted rails. Manufacturer part number: 093EVT7676S. | Stock | 8.25
151054 | FATH T-shaped flat plate, silver, 12 holes, anodized aluminum, slot size 6. For use with all 1in and 2in profile T-slotted rails. Manufacturer part number: 093EVT102102D. | Stock | 10.5
166244 | FATH T-shaped flat plate, black, 12 holes, aluminum, slot size 6. For use with all 1in and 2in profile T-slotted rails. Manufacturer part number: 093EVT102102DS. | Stock | 12
151118 | FATH T-shaped flat plate, silver, 4 holes, anodized aluminum, slot size 8. For use with all 1.5in and 3in profile T-slotted rails. Manufacturer part number: 093EVT76114. | Stock | 9.5
166314 | FATH T-shaped flat plate, black, 4 holes, aluminum, slot size 8. For use with all 1.5in and 3in profile T-slotted rails. Manufacturer part number: 093EVT76114S. | Stock | 11
151119 | FATH T-shaped flat plate, silver, 5 holes, anodized aluminum, slot size 8. For use with all 1.5in and 3in profile T-slotted rails. Manufacturer part number: 093EVT114114. | Stock | 12
166315 | FATH T-shaped flat plate, black, 5 holes, aluminum, slot size 8. For use with all 1.5in and 3in profile T-slotted rails. Manufacturer part number: 093EVT114114S. | Stock | 14.5
151120 | FATH T-shaped flat plate, silver, 12 holes, anodized aluminum, slot size 8. For use with all 1.5in and 3in profile T-slotted rails. Manufacturer part number: 093EVT152152D. | Stock | 19
166316 | FATH T-shaped flat plate, black, 12 holes, aluminum, slot size 8. For use with all 1.5in and 3in profile T-slotted rails. Manufacturer part number: 093EVT152152DS. | Stock | 22.5
151194 | FATH T-shaped flat plate, silver, 5 holes, anodized aluminum, slot size 8. For use with all 30mm and 60mm profile T-slotted rails. Manufacturer part number: 093VT9090. | Stock | 10
151220 | FATH T-shaped flat plate, silver, 5 holes, anodized aluminum, slot size 8. For use with all 40mm and 80mm profile T-slotted rails. Manufacturer part number: 093VT120120. | Stock | 17
166379 | FATH T-shaped flat plate, black, 5 holes, aluminum, slot size 8. For use with all 40mm and 80mm profile T-slotted rails. Manufacturer part number: 093VT120120S. | Stock | 21.5
151221 | FATH T-shaped flat plate, silver, 12 holes, anodized aluminum, slot size 8. For use with all 40mm and 80mm profile T-slotted rails. Manufacturer part number: 093VT160160D. | Stock | 28
166380 | FATH T-shaped flat plate, black, 12 holes, aluminum, slot size 8. For use with all 40mm and 80mm profile T-slotted rails. Manufacturer part number: 093VT160160DS. | Stock | 34.5
151250 | FATH T-shaped flat plate, silver, 5 holes, anodized aluminum, slot size 10. For use with all 45mm and 90mm profile T-slotted rails. Manufacturer part number: 093VT135135. | Stock | 21
162988 | FATH T-shaped flat plate, silver, 12 holes, anodized aluminum, slot size 8. For use with all 60mm profile T-slotted rails. Manufacturer part number: 093VT120120D. | Stock | 18.5
151057 | FATH T-shaped flat plate, silver, 5 holes, anodized aluminum, slot size 6. For use with all 1in and 2in profile T-slotted rails. Manufacturer part number: 093EVT7676S01. | Stock | 10.5
166247 | FATH T-shaped flat plate, black, 5 holes, aluminum, slot size 6. For use with all 1in and 2in profile T-slotted rails. Manufacturer part number: 093EVT7676S01S. | Stock | 12
151123 | FATH T-shaped flat plate, silver, 5 holes, anodized aluminum, slot size 8. For use with all 1.5in and 3in profile T-slotted rails. Manufacturer part number: 093EVT114114S01. | Stock | 15
166319 | FATH T-shaped flat plate, black, 5 holes, aluminum, slot size 8. For use with all 1.5in and 3in profile T-slotted rails. Manufacturer part number: 093EVT114114S01S. | Stock | 17.5
Brackets for T-slotted Rails
163014 | FATH 1-slot pivot joint, silver, 180-degree, die-cast zinc/die-cast aluminum/nylon, slot size 8. For use with all 30mm profile T-slotted rails. (2) slot keys included. Manufacturer part number: 093GV30. | Stock | 28
163015 | FATH 1-slot pivot joint, silver, 180-degree, die-cast zinc/die-cast aluminum/nylon, slot size 8. For use with all 40mm profile T-slotted rails. (2) slot keys included. Manufacturer part number: 093GV40. | Stock | 32
163016 | FATH 1-slot pivot joint, silver, 180-degree, die-cast zinc/die-cast aluminum/nylon, slot size 10. For use with all 45mm profile T-slotted rails. (2) slot keys included. Manufacturer part number: 093GV45. | Stock | 35.5
163017 | FATH 2-slot pivot joint, silver, 180-degree, die-cast zinc/die-cast aluminum/nylon, slot size 8. For use with all 60mm profile T-slotted rails. (4) slot keys included. Manufacturer part number: 093GV3060. | Stock | 37
163018 | FATH 2-slot pivot joint, silver, 180-degree, die-cast zinc/die-cast aluminum/nylon, slot size 8. For use with all 80mm profile T-slotted rails. (4) slot keys included. Manufacturer part number: 093GV4080. | Stock | 41.5
163019 | FATH 2-slot pivot joint, silver, 180-degree, die-cast zinc/die-cast aluminum/nylon, slot size 10. For use with all 90mm profile T-slotted rails. (4) slot keys included. Manufacturer part number: 093GV4590. | Stock | 54
148915 | FATH angle bracket, silver, 90-degree, 2 holes, die-cast aluminum, slot size 6. For use with all 1in and 2in profile T-slotted rails. Manufacturer part number: 093W203N06. | Stock | 1.5
148915-10 | FATH angle bracket, silver, 90-degree, 2 holes, die-cast aluminum, slot size 6. Package of 10. For use with all 1in and 2in profile T-slotted rails. Manufacturer part number: 093W203N06. | Stock | 11.5
166249 | FATH inside corner bracket, black, 90-degree, 2 holes, die-cast aluminum, slot size 6. For use with all 1in and 2in profile T-slotted rails. Manufacturer part number: 093W203N06S. | Stock | 1.5
148916 | FATH angle bracket, silver, 90-degree, 2 holes, die-cast aluminum, slot size 8. For use with all 1.5in and 3in profile T-slotted rails. Manufacturer part number: 093W404N08. | Stock | 4
148916-10 | FATH angle bracket, silver, 90-degree, 2 holes, die-cast aluminum, slot size 8. Package of 10. For use with all 1.5in and 3in profile T-slotted rails. Manufacturer part number: 093W404N08. | Stock | 38.5
166321 | FATH inside corner bracket, black, 90-degree, 2 holes, die-cast aluminum, slot size 8. For use with all 1.5in and 3in profile T-slotted rails. Manufacturer part number: 093W404N08S. | Stock | 4
166322 | FATH inside corner bracket, black, 90-degree, 4 holes, die-cast aluminum, slot size 8. For use with all 1.5in, 3in, 40mm, and 80mm profile T-slotted rails. Manufacturer part number: 093W403N08S. | Stock | 9.25
166323 | FATH inside corner bracket, black, 90-degree, 4 holes, die-cast zinc, slot size 8. For use with all 1.5in, 3in, 40mm, and 80mm profile T-slotted rails. Manufacturer part number: 093W802N08S. | Stock | 13
151059 | FATH angle bracket, silver, 90-degree, 2 holes, die-cast zinc, slot size 6. For use with all 1in and 2in profile T-slotted rails. Manufacturer part number: 093W201N06. | Stock | 4
151059-10 | FATH angle bracket, silver, 90-degree, 2 holes, die-cast zinc, slot size 6. Package of 10. For use with all 1in and 2in profile T-slotted rails. Manufacturer part number: 093W201N06. | Stock | 38.5
166250 | FATH inside corner bracket, black, 90-degree, 2 holes, die-cast zinc, slot size 6. For use with all 1in and 2in profile T-slotted rails. Manufacturer part number: 093W201N06S. | Stock | 4
151125 | FATH angle bracket, silver, 90-degree, 4 holes, die-cast aluminum, slot size 8. For use with all 1.5in, 3in, 40mm, and 80mm profile T-slotted rails. Manufacturer part number: 093W403N08. | Stock | 8
151126 | FATH angle bracket, silver, 90-degree, 4 holes, die-cast zinc, slot size 8. For use with all 1.5in, 3in, 40mm, and 80mm profile T-slotted rails. Manufacturer part number: 093W802N08R. | Stock | 11.5
151251 | FATH angle bracket, silver, 90-degree, 2 holes, die-cast aluminum, slot size 10. For use with all 45mm and 90mm profile T-slotted rails. Manufacturer part number: 093W421N10. | Stock | 4
151251-10 | FATH angle bracket, silver, 90-degree, 2 holes, die-cast aluminum, slot size 10. Package of 10. For use with all 45mm and 90mm profile T-slotted rails. Manufacturer part number: 093W421N10. | Stock | 37.5
151252 | FATH angle bracket, silver, 90-degree, 4 holes, die-cast aluminum, slot size 10. For use with all 45mm and 90mm profile T-slotted rails. Manufacturer part number: 093W451N10. | Stock | 8
148912 | FATH gusseted inside corner bracket, silver, 90-degree, 2 holes, anodized aluminum, slot size 10. For use with all 45mm and 90mm profile T-slotted rails. Manufacturer part number: 093W8421N10. | Stock | 5.25
148979 | FATH gusseted inside corner bracket, silver, 90-degree, 8 holes, anodized aluminum, slot size 10. For use with all 45mm and 90mm profile T-slotted rails. Manufacturer part number: 093W8901N10. | Stock | 22
151063 | FATH gusseted inside corner bracket, silver, 90-degree, 2 holes, anodized aluminum, slot size 6. For use with all 1in and 2in profile T-slotted rails. Manufacturer part number: 093W8104N06. | Stock | 3
151063-10 | FATH gusseted inside corner bracket, silver, 90-degree, 2 holes, anodized aluminum, slot size 6. Package of 10. For use with all 1in and 2in profile T-slotted rails. Manufacturer part number: 093W8104N06. | Stock | 26.5
166254 | FATH gusseted inside corner bracket, black, 90-degree, 2 holes, aluminum, slot size 6. For use with all 1in and 2in profile T-slotted rails. Manufacturer part number: 093W8104N06S. | Stock | 3
151066 | FATH gusseted inside corner bracket, silver, 90-degree, 8 holes, anodized aluminum, slot size 6. For use with all 1in and 2in profile T-slotted rails. Manufacturer part number: 093W8106N06. | Stock | 10.5
166257 | FATH gusseted inside corner bracket, black, 90-degree, 8 holes, aluminum, slot size 6. For use with all 1in and 2in profile T-slotted rails. Manufacturer part number: 093W8106N06S. | Stock | 12
151129 | FATH gusseted inside corner bracket, silver, 90-degree, 2 holes, anodized aluminum, slot size 8. For use with all 1.5in and 3in profile T-slotted rails. Manufacturer part number: 093W8384N08. | Stock | 3.75
151129-10 | FATH gusseted inside corner bracket, silver, 90-degree, 2 holes, anodized aluminum, slot size 8. Package of 10. For use with all 1.5in and 3in profile T-slotted rails. Manufacturer part number: 093W8384N08. | Stock | 35.5
166327 | FATH gusseted inside corner bracket, black, 90-degree, 2 holes, aluminum, slot size 8. For use with all 1.5in and 3in profile T-slotted rails. Manufacturer part number: 093W8384N08S. | Stock | 4
151131 | FATH gusseted inside corner bracket, silver, 90-degree, 8 holes, anodized aluminum, slot size 8. For use with all 1.5in and 3in profile T-slotted rails. Manufacturer part number: 093W8766N08. | Stock | 13
166330 | FATH gusseted inside corner bracket, black, 90-degree, 8 holes, aluminum, slot size 8. For use with all 1.5in and 3in profile T-slotted rails. Manufacturer part number: 093W8766N08S. | Stock | 16.5
151226 | FATH gusseted inside corner bracket, silver, 90-degree, 2 holes, anodized aluminum, slot size 8. For use with all 40mm and 80mm profile T-slotted rails. Manufacturer part number: 093W8404N08. | Stock | 3.75
151226-10 | FATH gusseted inside corner bracket, silver, 90-degree, 2 holes, anodized aluminum, slot size 8. Package of 10. For use with all 40mm and 80mm profile T-slotted rails. Manufacturer part number: 093W8404N08. | Stock | 35.5
166385 | FATH gusseted inside corner bracket, black, 90-degree, 2 holes, aluminum, slot size 8. For use with all 40mm and 80mm profile T-slotted rails. Manufacturer part number: 093W8404N08S. | Stock | 4
151228 | FATH gusseted inside corner bracket, silver, 90-degree, 8 holes, anodized aluminum, slot size 8. For use with all 40mm and 80mm profile T-slotted rails. Manufacturer part number: 093W8806N08. | Stock | 15
166388 | FATH gusseted inside corner bracket, black, 90-degree, 8 holes, aluminum, slot size 8. For use with all 40mm and 80mm profile T-slotted rails. Manufacturer part number: 093W8806N08S. | Stock | 17.5
162992 | FATH gusseted inside corner bracket, silver, 90-degree, 8 holes, anodized aluminum, slot size 8. For use with all 60mm profile T-slotted rails. Manufacturer part number: 093W8603N08. | Stock | 8.25
148899 | FATH inside corner bracket, silver, 90-degree, 2 holes, anodized aluminum, slot size 10. For use with all 45mm and 90mm profile T-slotted rails. Manufacturer part number: 093WD45. | Stock | 5.25
148906 | FATH inside corner bracket, silver, 90-degree, 8 holes, anodized aluminum, slot size 8. For use with all 1.5in and 3in profile T-slotted rails. Manufacturer part number: 093WD7676. | Stock | 9.25
166326 | FATH inside corner bracket, black, 90-degree, 8 holes, aluminum, slot size 8. For use with all 1.5in and 3in profile T-slotted rails. Manufacturer part number: 093WD7676S. | Stock | 11
148907 | FATH inside corner bracket, silver, 90-degree, 8 holes, anodized aluminum, slot size 10. For use with all 45mm and 90mm profile T-slotted rails. Manufacturer part number: 093WD9090. | Stock | 11.5
151058 | FATH inside corner bracket, silver, 90-degree, 2 holes, anodized aluminum, slot size 6. For use with all 1in and 2in profile T-slotted rails. Manufacturer part number: 093EWD25P01. | Stock | 2.5
151058-10 | FATH inside corner bracket, silver, 90-degree, 2 holes, anodized aluminum, slot size 6. Package of 10. For use with all 1in and 2in profile T-slotted rails. Manufacturer part number: 093EWD25P01. | Stock | 24.5
166248 | FATH inside corner bracket, black, 90-degree, 2 holes, aluminum, slot size 6. For use with all 1in and 2in profile T-slotted rails. Manufacturer part number: 093EWD25S. | Stock | 3
151062 | FATH inside corner bracket, silver, 90-degree, 8 holes, anodized aluminum, slot size 6. For use with all 1in and 2in profile T-slotted rails. Manufacturer part number: 093EWD5151P01. | Stock | 6.75
166253 | FATH inside corner bracket, black, 90-degree, 8 holes, aluminum, slot size 6. For use with all 1in and 2in profile T-slotted rails. Manufacturer part number: 093EWD5151S. | Stock | 8.25
151062-10 | FATH inside corner bracket, silver, 90-degree, 8 holes, anodized aluminum, slot size 6. Package of 10. For use with all 1in and 2in profile T-slotted rails. Manufacturer part number: 093EWD5151P01. | Stock | 66
151124 | FATH inside corner bracket, silver, 90-degree, 2 holes, anodized aluminum, slot size 8. For use with all 1.5in and 3in profile T-slotted rails. Manufacturer part number: 093WD38. | Stock | 3.75
151124-10 | FATH inside corner bracket, silver, 90-degree, 2 holes, anodized aluminum, slot size 8. Package of 10. For use with all 1.5in and 3in profile T-slotted rails. Manufacturer part number: 093WD38. | Stock | 35.5
166320 | FATH inside corner bracket, black, 90-degree, 2 holes, aluminum, slot size 8. For use with all 1.5in and 3in profile T-slotted rails. Manufacturer part number: 093WD38S. | Stock | 4
151195 | FATH inside corner bracket, silver, 90-degree, 2 holes, anodized aluminum, slot size 8. For use with all 30mm and 60mm profile T-slotted rails. Manufacturer part number: 093WD30. | Stock | 4.25
151198 | FATH inside corner bracket, silver, 90-degree, 8 holes, anodized aluminum, slot size 8. For use with all 30mm and 60mm profile T-slotted rails. Manufacturer part number: 093WD6060. | Stock | 11
151222 | FATH inside corner bracket, silver, 90-degree, 2 holes, anodized aluminum, slot size 8. For use with all 40mm and 80mm profile T-slotted rails. Manufacturer part number: 093WD40. | Stock | 4.25
151222-10 | FATH inside corner bracket, silver, 90-degree, 2 holes, anodized aluminum, slot size 8. Package of 10. For use with all 40mm and 80mm profile T-slotted rails. Manufacturer part number: 093WD40. | Stock | 40.5
166381 | FATH inside corner bracket, black, 90-degree, 2 holes, aluminum, slot size 8. For use with all 40mm and 80mm profile T-slotted rails. Manufacturer part number: 093WD40S. | Stock | 5
151225 | FATH inside corner bracket, silver, 90-degree, 8 holes, anodized aluminum, slot size 8. For use with all 40mm and 80mm profile T-slotted rails. Manufacturer part number: 093WD8080. | Stock | 11.5
166384 | FATH inside corner bracket, black, 90-degree, 8 holes, aluminum, slot size 8. For use with all 40mm and 80mm profile T-slotted rails. Manufacturer part number: 093WD8080S. | Stock | 14.5
151067 | FATH pivot joint, silver, 178-degree adjustable, 2 holes, die-cast zinc, slot size 6. For use with all 1in and 2in profile T-slotted rails. Manufacturer part number: 093G25AN06. | Stock | 31
166258 | FATH pivot joint, black, 178-degree adjustable, 2 holes, aluminum, slot size 6. For use with all 1in and 2in profile T-slotted rails. Manufacturer part number: 093G25AN06S. | Stock | 36.5
151132 | FATH pivot joint, silver, 178-degree adjustable, 2 holes, die-cast zinc, slot size 8. For use with all 1.5in and 3in profile T-slotted rails. Manufacturer part number: 093G38AN08. | Stock | 30
166331 | FATH pivot joint, black, 178-degree adjustable, 2 holes, aluminum, slot size 8. For use with all 1.5in and 3in profile T-slotted rails. Manufacturer part number: 093G38AN08S. | Stock | 35.5
151199 | FATH pivot joint, silver, 178-degree adjustable, 2 holes, die-cast zinc, slot size 8. For use with all 30mm and 60mm profile T-slotted rails. Manufacturer part number: 093G30AN08. | Stock | 29
151229 | FATH pivot joint, silver, 178-degree adjustable, 2 holes, die-cast zinc, slot size 8. For use with all 40mm and 80mm profile T-slotted rails. Manufacturer part number: 093G40AN. | Stock | 30
166389 | FATH pivot joint, black, 178-degree adjustable, 2 holes, aluminum, slot size 8. For use with all 40mm and 80mm profile T-slotted rails. Manufacturer part number: 093G40ANS. | Stock | 36.5
151253 | FATH pivot joint, silver, 178-degree adjustable, 2 holes, die-cast zinc, slot size 10. For use with all 45mm and 90mm profile T-slotted rails. Manufacturer part number: 093G45AN. | Stock | 30
148932 | FATH pivot joint with locking handle, silver, 178-degree adjustable, 2 holes, die-cast zinc, slot size 6. For use with all 1in and 2in profile T-slotted rails. Manufacturer part number: 093GF25AN06. | Stock | 40
166259 | FATH pivot joint with locking handle, black, 178-degree adjustable, 2 holes, aluminum, slot size 6. For use with all 1in and 2in profile T-slotted rails. Manufacturer part number: 093GF25AN06S. | Stock | 48
148933 | FATH pivot joint with locking handle, silver, 178-degree adjustable, 2 holes, die-cast zinc, slot size 8. For use with all 1.5in and 3in profile T-slotted rails. Manufacturer part number: 093GF38AN08. | Stock | 40
166332 | FATH pivot joint with locking handle, black, 178-degree adjustable, 2 holes, aluminum, slot size 8. For use with all 1.5in and 3in profile T-slotted rails. Manufacturer part number: 093GF38AN08S. | Stock | 46
151200 | FATH pivot joint with locking handle, silver, 178-degree adjustable, 2 holes, die-cast zinc, slot size 8. For use with all 30mm and 60mm profile T-slotted rails. Manufacturer part number: 093GF30AN08. | Stock | 39
151230 | FATH pivot joint with locking handle, silver, 178-degree adjustable, 2 holes, die-cast zinc, slot size 8. For use with all 40mm and 80mm profile T-slotted rails. Manufacturer part number: 093GF40AN. | Stock | 40
166390 | FATH pivot joint with locking handle, black, 178-degree adjustable, 2 holes, aluminum, slot size 8. For use with all 40mm and 80mm profile T-slotted rails. Manufacturer part number: 093GF40ANS. | Stock | 48
151254 | FATH pivot joint with locking handle, silver, 178-degree adjustable, 2 holes, die-cast zinc, slot size 10. For use with all 45mm and 90mm profile T-slotted rails. Manufacturer part number: 093GF45AN. | Stock | 40
148914 | FATH tall gusseted inside corner bracket, silver, 90-degree, 4 holes, anodized aluminum, slot size 10. For use with all 45mm and 90mm profile T-slotted rails. Manufacturer part number: 093W8451N10. | Stock | 12
151064 | FATH tall gusseted inside corner bracket, silver, 90-degree, 4 holes, anodized aluminum, slot size 6. For use with all 1in and 2in profile T-slotted rails. Manufacturer part number: 093W8103N06. | Stock | 5.25
166255 | FATH tall gusseted inside corner bracket, black, 90-degree, 4 holes, aluminum, slot size 6. For use with all 1in and 2in profile T-slotted rails. Manufacturer part number: 093W8103N06S. | Stock | 6
151130 | FATH tall gusseted inside corner bracket, silver, 90-degree, 4 holes, anodized aluminum, slot size 8. For use with all 1.5in and 3in profile T-slotted rails. Manufacturer part number: 093W8383N08. | Stock | 8
166328 | FATH tall gusseted inside corner bracket, black, 90-degree, 4 holes, aluminum, slot size 8. For use with all 1.5in and 3in profile T-slotted rails. Manufacturer part number: 093W8383N08S. | Stock | 9.25
151227 | FATH tall gusseted inside corner bracket, silver, 90-degree, 4 holes, anodized aluminum, slot size 8. For use with all 40mm and 80mm profile T-slotted rails. Manufacturer part number: 093W8403N08. | Stock | 9.25
166386 | FATH tall gusseted inside corner bracket, black, 90-degree, 4 holes, aluminum, slot size 8. For use with all 40mm and 80mm profile T-slotted rails. Manufacturer part number: 093W8403N08S. | Stock | 11
162989 | FATH gusseted inside corner bracket, silver, 90-degree, 2 holes, anodized aluminum, slot size 8. For use with all 30mm and 60mm profile T-slotted rails. Manufacturer part number: 093W8303N08. | Stock | 2.25
162990 | FATH tall gusseted inside corner bracket, silver, 90-degree, 4 holes, anodized aluminum, slot size 8. For use with all 30mm and 60mm profile T-slotted rails. Manufacturer part number: 093W8302N08. | Stock | 4.75
148904 | FATH tall inside corner bracket, silver, 90-degree, 4 holes, anodized aluminum, slot size 10. For use with all 45mm and 90mm profile T-slotted rails. Manufacturer part number: 093WD4590. | Stock | 7.75
151061 | FATH tall inside corner bracket, silver, 90-degree, 4 holes, anodized aluminum, slot size 6. For use with all 1in and 2in profile T-slotted rails. Manufacturer part number: 093EWD2551P01. | Stock | 4.75
151061-10 | FATH tall inside corner bracket, silver, 90-degree, 4 holes, anodized aluminum, slot size 6. Package of 10. For use with all 1in and 2in profile T-slotted rails. Manufacturer part number: 093EWD2551P01. | Stock | 46
166252 | FATH tall inside corner bracket, black, 90-degree, 4 holes, aluminum, slot size 6. For use with all 1in and 2in profile T-slotted rails. Manufacturer part number: 093EWD2551S. | Stock | 5
151128 | FATH tall inside corner bracket, silver, 90-degree, 4 holes, anodized aluminum, slot size 8. For use with all 1.5in and 3in profile T-slotted rails. Manufacturer part number: 093WD3876. | Stock | 6
151128-10 | FATH tall inside corner bracket, silver, 90-degree, 4 holes, anodized aluminum, slot size 8. Package of 10. For use with all 1.5in and 3in profile T-slotted rails. Manufacturer part number: 093WD3876. | Stock | 57
166325 | FATH tall inside corner bracket, black, 90-degree, 4 holes, aluminum, slot size 8. For use with all 1.5in and 3in profile T-slotted rails. Manufacturer part number: 093WD3876S. | Stock | 7.25
151197 | FATH tall inside corner bracket, silver, 90-degree, 4 holes, anodized aluminum, slot size 8. For use with all 30mm and 60mm profile T-slotted rails. Manufacturer part number: 093WD3060. | Stock | 5.75
151224 | FATH tall inside corner bracket, silver, 90-degree, 4 holes, anodized aluminum, slot size 8. For use with all 40mm and 80mm profile T-slotted rails. Manufacturer part number: 093WD4080. | Stock | 6.25
166383 | FATH tall inside corner bracket, black, 90-degree, 4 holes, aluminum, slot size 8. For use with all 40mm and 80mm profile T-slotted rails. Manufacturer part number: 093WD4080S. | Stock | 7.25
148910 | FATH wide gusseted inside corner bracket, silver, 90-degree, 4 holes, anodized aluminum, slot size 8. For use with 1.5 x 3in and 3 x 3in profile T-slotted rails. Manufacturer part number: 093WD8384N08. | Stock | 6.75
166329 | FATH wide gusseted inside corner bracket, black, 90-degree, 4 holes, aluminum, slot size 8. For use with all 1.5in and 3in profile T-slotted rails. Manufacturer part number: 093WD8384N08S. | Stock | 8.25
148911 | FATH wide gusseted inside corner bracket, silver, 90-degree, 4 holes, anodized aluminum, slot size 8. For use with all 40mm and 80mm profile T-slotted rails. Manufacturer part number: 093WD8404N08. | Stock | 6.75
166387 | FATH wide gusseted inside corner bracket, black, 90-degree, 4 holes, aluminum, slot size 8. For use with all 40mm and 80mm profile T-slotted rails. Manufacturer part number: 093WD8404N08S. | Stock | 8.25
148913 | FATH wide gusseted inside corner bracket, silver, 90-degree, 4 holes, anodized aluminum, slot size 10. For use with all 45mm and 90mm profile T-slotted rails. Manufacturer part number: 093WD8421N10. | Stock | 11
151065 | FATH wide gusseted inside corner bracket, silver, 90-degree, 4 holes, anodized aluminum, slot size 6. For use with all 1in and 2in profile T-slotted rails. Manufacturer part number: 093WD8104N06. | Stock | 5.75
166256 | FATH wide gusseted inside corner bracket, black, 90-degree, 4 holes, aluminum, slot size 6. For use with all 1in and 2in profile T-slotted rails. Manufacturer part number: 093WD8104N06S. | Stock | 6
162991 | FATH wide gusseted inside corner bracket, silver, 90-degree, 4 holes, anodized aluminum, slot size 8. For use with all 60mm profile T-slotted rails. Manufacturer part number: 093WD8303N08. | Stock | 4.75
148902 | FATH wide inside corner bracket, silver, 90-degree, 4 holes, anodized aluminum, slot size 10. For use with all 45mm and 90mm profile T-slotted rails. Manufacturer part number: 093WD9045. | Stock | 7.75
151060 | FATH wide inside corner bracket, silver, 90-degree, 4 holes, anodized aluminum, slot size 6. For use with all 1in and 2in profile T-slotted rails. Manufacturer part number: 093EWD5125P01. | Stock | 4.75
166251 | FATH wide inside corner bracket, black, 90-degree, 4 holes, aluminum, slot size 6. For use with all 1in and 2in profile T-slotted rails. Manufacturer part number: 093EWD5125S. | Stock | 5
151127 | FATH wide inside corner bracket, silver, 4 holes, anodized aluminum, slot size 8. For use with all 1.5in and 3in profile T-slotted rails. Manufacturer part number: 093WD7638. | Stock | 6.5
151127-10 | FATH wide inside corner bracket, silver, 4 holes, anodized aluminum, slot size 8. Package of 10. For use with all 1.5in and 3in profile T-slotted rails. Manufacturer part number: 093WD7638. | Stock | 63
166324 | FATH wide inside corner bracket, black, 90-degree, 4 holes, aluminum, slot size 8. For use with all 1.5in and 3in profile T-slotted rails. Manufacturer part number: 093WD7638S. | Stock | 8.25
151196 | FATH wide inside corner bracket, silver, 90-degree, 4 holes, anodized aluminum, slot size 8. For use with all 30mm and 60mm profile T-slotted rails. Manufacturer part number: 093WD6030. | Stock | 5.25
151223 | FATH wide inside corner bracket, silver, 90-degree, 4 holes, anodized aluminum, slot size 8. For use with all 40mm and 80mm profile T-slotted rails. Manufacturer part number: 093WD8040. | Stock | 6.25
166382 | FATH wide inside corner bracket, black, 90-degree, 4 holes, aluminum, slot size 8. For use with all 40mm and 80mm profile T-slotted rails. Manufacturer part number: 093WD8040S. | Stock | 7.25
Bases for T-slotted Rails
162933 | FATH extended swivel base, black, 80mm, nylon, ball joint size 15. For use with all T-slotted rails. Requires ball joint size 15 swivel foot threaded rod. Manufacturer part number: 098DA080KG. | Stock | 12.5
162934 | FATH extended swivel base, black, 80mm, die-cast zinc, ball joint size 15. For use with all T-slotted rails. Requires ball joint size 15 swivel foot threaded rod. Manufacturer part number: 098DA080ZSG. | Stock | 27.5
162955 | FATH floor bracket, silver, 23 x 140mm, anodized aluminum, slot size 6. For use with all 1in and 2in T-slotted rails. Manufacturer part number: 093BA14025. | Stock | 10
162956 | FATH floor bracket, silver, 27 x 140mm, anodized aluminum, slot size 8. For use with all 30mm and 60mm T-slotted rails. Manufacturer part number: 093BA14030. | Stock | 11
162957 | FATH floor bracket, silver, 34 x 140mm, anodized aluminum, slot size 8. For use with all 1.5in and 3in T-slotted rails. Manufacturer part number: 093BA14038. | Stock | 11.5
162958 | FATH floor bracket, silver, 36 x 140mm, anodized aluminum, slot size 8. For use with all 40mm and 80mm T-slotted rails. Manufacturer part number: 093BA14040. | Stock | 11.5
162959 | FATH floor bracket, silver, 41 x 140mm, anodized aluminum, slot size 10. For use with all 45mm and 90mm T-slotted rails. Manufacturer part number: 093BA14045. | Stock | 12.5
166333 | FATH foot console, silver, 1.5 x 1.5in, die-cast aluminum, slot size 8. For use with all 1.5in profile T-slotted rails. Manufacturer part number: 098G38L85128A. | Stock | 30.5
166334 | FATH foot console, black, 1.5 x 1.5in, die-cast aluminum, slot size 8. For use with all 1.5in profile T-slotted rails. Manufacturer part number: 098G38L85128AS. | Stock | 30.5
166335 | FATH foot console, silver, 1.5 x 3in, die-cast aluminum, slot size 8. For use with all 3in profile T-slotted rails. Manufacturer part number: 098G3876L85168A. | Stock | 30.5
166336 | FATH foot console, black, 1.5 x 3in, die-cast aluminum, slot size 8. For use with all 3in profile T-slotted rails. Manufacturer part number: 098G3876L85168AS. | Stock | 30.5
162889 | FATH foot console, silver, 7 holes, 40 x 40mm, die-cast aluminum, slot size 8. For use with all 40mm T-slotted rails. Manufacturer part number: 098G40L85128A. | Stock | 25
166391 | FATH foot console, black, 40 x 40mm, die-cast aluminum, slot size 8. For use with all 40mm T-slotted rails. Manufacturer part number: 098G38L85128AS. | Stock | 33.5
162890 | FATH foot console, silver, 8 holes, 40 x 80mm, die-cast aluminum, slot size 8. For use with all 80mm T-slotted rails. Manufacturer part number: 098G4080L85168A. | Stock | 26
166392 | FATH foot console, black, 40 x 80mm, die-cast aluminum, slot size 8. For use with all 80mm T-slotted rails. Manufacturer part number: 098G3876L85168AS. | Stock | 35.5
162960 | FATH support bracket, silver, 80 x 180mm, die-cast aluminum, slot size 8. For use with all 80mm profile T-slotted rails. Manufacturer part number: 093W805. | Stock | 48
151068 | FATH swivel base with anti-slip plate, black, 40mm, nylon, ball joint size 15. For use with all rails. Requires ball joint size 15 swivel foot threaded rod. Manufacturer part number: 098D040KG. | Stock | 4
151069 | FATH swivel base with anti-slip plate, black, 80mm, nylon, ball joint size 15. For use with all rails. Requires ball joint size 15 swivel foot threaded rod. Manufacturer part number: 098D080KG. | Stock | 6
151070 | FATH swivel base with anti-slip plate, black, 80mm, nylon, ball joint size 15. For use with all rails. Requires ball joint size 15 swivel foot threaded rod. Manufacturer part number: 098D080KBG. | Stock | 6
151071 | FATH swivel base with anti-slip plate, black, 40mm, die-cast zinc, ball joint size 15. For use with all rails. Requires ball joint size 15 swivel foot threaded rod. Manufacturer part number: 098D040ZSG. | Stock | 9.75
151072 | FATH swivel base with anti-slip plate, black, 80mm, die-cast zinc, ball joint size 15. For use with all rails. Requires ball joint size 15 swivel foot threaded rod. Manufacturer part number: 098D080ZSG. | Stock | 17.5
151073 | FATH swivel base with anti-slip plate, black, 80mm, die-cast zinc, ball joint size 15. For use with all rails. Requires ball joint size 15 swivel foot threaded rod. Manufacturer part number: 098D080ZBSG. | Stock | 17.5
151255 | FATH swivel base with anti-slip plate, black, 100mm, nylon, ball joint size 15. For use with all T-slotted rails. Requires ball joint size 15 swivel foot threaded rod. Manufacturer part number: 098D100KG. | Stock | 10
151256 | FATH swivel base with anti-slip plate, black, 100mm, nylon, ball joint size 15. For use with all T-slotted rails. Requires ball joint size 15 swivel foot threaded rod. Manufacturer part number: 098D100KBG. | Stock | 10
151257 | FATH swivel base with anti-slip plate, black, 100mm, die-cast zinc, ball joint size 15. For use with all T-slotted rails. Requires ball joint size 15 swivel foot threaded rod. Manufacturer part number: 098D100ZSG. | Stock | 24.5
151258 | FATH swivel base with anti-slip plate, black, 100mm, die-cast zinc, ball joint size 15. For use with all T-slotted rails. Requires ball joint size 15 swivel foot threaded rod. Manufacturer part number: 098D100ZBSG. | Stock | 24.5
151074 | FATH swivel foot threaded rod, silver, 1/4-20 UNC x 1-1/2in, zinc plated steel, ball joint size 15. For use with all rails. Requires ball joint size 15 swivel base and 1/4-20 UNC thread transport/base plate. Manufacturer part number: 098DU1/4-1,5M. | Stock | 7.5
151075 | FATH swivel foot threaded rod, silver, 3/8-16 UNC x 1-1/2in, zinc plated steel, ball joint size 15. For use with all rails. Requires ball joint size 15 swivel base and 3/8-16 UNC thread transport/base plate. Manufacturer part number: 098DU3/8-1,5M. | Stock | 4.5
151201 | FATH swivel foot threaded rod, silver, M8-1.25 x 40mm, zinc plated steel, ball joint size 15. For use with all rails. Requires ball joint size 15 swivel base and M8-1.25 thread transport/base plate. Manufacturer part number: 098DM08040M. | Stock | 3.75
151202 | FATH swivel foot threaded rod, silver, M10-1.5 x 45mm, zinc plated steel, ball joint size 15. For use with all rails. Requires ball joint size 15 swivel base and M10-1.5 thread transport/base plate. Manufacturer part number: 098DM10045M. | Stock | 4
151231 | FATH swivel foot threaded rod, silver, M12-1.75 x 66mm, zinc plated steel, ball joint size 15. For use with all rails. Requires ball joint size 15 swivel base and M12-1.75 thread transport/base plate. Manufacturer part number: 098DM12066M. | Stock | 4.5
162938 | FATH swivel foot threaded rod, silver, M16-2.0 x 100mm, zinc plated steel, ball joint size 15. For use with all T-slotted rails. Requires ball joint size 15 swivel base and M16-2.0 thread transport/base plate. Manufacturer part number: 098DM16100M. | Stock | 6.5
162939 | FATH swivel foot threaded rod, silver, M20-2.5 x 150mm, zinc plated steel, ball joint size 15. For use with all T-slotted rails. Requires ball joint size 15 swivel base and M20-2.5 thread transport/base plate. Manufacturer part number: 098DM20150M. | Stock | 11
118356 | FATH transport/base plate, black, 1 x 2in, 1/4-20 UNC, die-cast zinc, slot size 6. For use with 1 x 2in profile T-slotted rails. Mounting hardware included. Manufacturer part number: 093T25501/406SS01. | Stock | 16.5
118357 | FATH transport/base plate, black, 1.5 x 3in, 3/8-16 UNC, die-cast zinc. For use with 1.5 x 3in profile T-slotted rails. Mounting hardware included. Manufacturer part number: 093T38763/808SS01. | Stock | 17.5
146399 | FATH transport/base plate, silver, 1 x 2in, 3/8-16 UNC, die-cast zinc, slot size 6. For use with 1 x 2in profile T-slotted rails. Mounting hardware included. Manufacturer part number: 093T25503/806RS01. | Stock | 16.5
151232 | FATH transport/base plate, black, 40 x 80mm, M12-1.75, die-cast zinc. For use with 40 x 80mm profile T-slotted rails. Mounting hardware included. Manufacturer part number: 093T40801208S. | Stock | 17
151233 | FATH transport/base plate, black, 80 x 80mm, M12-1.75, die-cast zinc. For use with 80 x 80mm profile T-slotted rails. Mounting hardware included. Manufacturer part number: 093T80801208S. | Stock | 23.5
151259 | FATH transport/base plate, black, 45 x 90mm, M12-1.75, die-cast zinc. For use with 45 x 90mm profile T-slotted rails. Mounting hardware included. Manufacturer part number: 093T45901212S. | Stock | 21
151260 | FATH transport/base plate, black, 90 x 90mm, M12-1.75, die-cast zinc. For use with 90 x 90mm profile T-slotted rails. Mounting hardware included. Manufacturer part number: 093T90901212S. | Stock | 25.5
161043 | FATH transport/base plate, black, 3 x 3in, 3/8-16 UNC, die-cast zinc. For use with 3 x 3in profile T-slotted rails. Mounting hardware included. Manufacturer part number: 093T76763/808SS01. | Stock | 30
162940 | FATH transport/base plate, black, 30 x 60mm, M8-1.25, die-cast zinc, slot size 8. For use with 30 x 60mm T-slotted rails. Mounting hardware included. Manufacturer part number: 093T30600808S. | Stock | 11.5
162941 | FATH transport/base plate, black, 30 x 60mm, M10-1.5, die-cast zinc, slot size 8. For use with 30 x 60mm T-slotted rails. Mounting hardware included. Manufacturer part number: 093T30601008S. | Stock | 11.5
162942 | FATH transport/base plate, black, 30 x 60mm, M12-1.75, die-cast zinc, slot size 8. For use with 30 x 60mm T-slotted rails. Mounting hardware included. Manufacturer part number: 093T30601208S. | Stock | 11.5
162943 | FATH transport/base plate, black, 60 x 60mm, M8-1.25, die-cast zinc, slot size 8. For use with 60 x 60mm T-slotted rails. Mounting hardware included. Manufacturer part number: 093T60600808S. | Stock | 18
162944 | FATH transport/base plate, black, 60 x 60mm, M10-1.5, die-cast zinc, slot size 8. For use with 60 x 60mm T-slotted rails. Mounting hardware included. Manufacturer part number: 093T60601008S. | Stock | 18
162945 | FATH transport/base plate, black, 60 x 60mm, M12-1.75, die-cast zinc, slot size 8. For use with 60 x 60mm T-slotted rails. Mounting hardware included. Manufacturer part number: 093T60601208S. | Stock | 20.5
162946 | FATH transport/base plate, black, 60 x 60mm, M14-2.0, die-cast zinc, slot size 8. For use with 60 x 60mm T-slotted rails. Mounting hardware included. Manufacturer part number: 093T60601408S. | Stock | 20.5
162947 | FATH transport/base plate, black, 60 x 60mm, M16-2.0, die-cast zinc, slot size 8. For use with 60 x 60mm T-slotted rails. Mounting hardware included. Manufacturer part number: 093T60601608S. | Stock | 20.5
162948 | FATH transport/base plate, black, 40 x 80mm, M16-2.0, die-cast zinc, slot size 8. For use with 40 x 80mm T-slotted rails. Mounting hardware included. Manufacturer part number: 093T40801608S. | Stock | 20.5
162949 | FATH transport/base plate, black, 80 x 80mm, M16-2.0, die-cast zinc, slot size 8. For use with 80 x 80mm T-slotted rails. Mounting hardware included. Manufacturer part number: 093T80801608S. | Stock | 25.5
162950 | FATH transport/base plate, black, 80 x 80mm, M20-2.5, die-cast zinc, slot size 8. For use with 80 x 80mm T-slotted rails. Mounting hardware included. Manufacturer part number: 093T80802008S. | Stock | 25.5
162951 | FATH transport/base plate, black, 45 x 90mm, M16-2.0, die-cast zinc, slot size 10. For use with 45 x 90mm T-slotted rails. Mounting hardware included. Manufacturer part number: 093T45901612S. | Stock | 20.5
162952 | FATH transport/base plate, black, 45 x 90mm, M20-2.5, die-cast zinc, slot size 10. For use with 45 x 90mm T-slotted rails. Mounting hardware included. Manufacturer part number: 093T45902012S. | Stock | 20.5
162953 | FATH transport/base plate, black, 90 x 90mm, M16-2.0, die-cast zinc, slot size 10. For use with 90 x 90mm T-slotted rails. Mounting hardware included. Manufacturer part number: 093T90901612S. | Stock | 25.5
162954 | FATH transport/base plate, black, 90 x 90mm, M20-2.5, die-cast zinc, slot size 10. For use with 90 x 90mm T-slotted rails. Mounting hardware included. Manufacturer part number: 093T90902012S. | Stock | 25.5
Casters for T-slotted Rails
151135 | FATH fixed caster, silver/gray, thermoplastic polyurethane/nylon/steel. For use with 1.5 x 1.5in, 40 x 40mm and 45 x 45mm T-slotted rails. Manufacturer part number: 098F100UN. | Stock | 41
151138 | FATH fixed caster, silver/gray, thermoplastic polyurethane/nylon/steel. For use with all 1.5in, 3in, 40mm, 45mm, 80mm and 90mm profile T-slotted rails. Mounting plate included. Manufacturer part number: 098F100U4045N. | Stock | 50
161040 | FATH fixed caster adapter plate, silver, 40 x 40mm, die-cast zinc, slot size 8. For use with 1.5 x 1.5in and 40 x 40mm profile T-slotted rails. Manufacturer part number: 098FA40N08. | Stock | 3.5
161041 | FATH fixed caster adapter plate, silver, 45 x 45mm, die-cast zinc, slot size 10. For use with 45 x 45mm profile T-slotted rails. Manufacturer part number: 098FA45N10. | Stock | 3.5
163010 | FATH leveling caster, off-white, M12-1.75, die-cast aluminum/steel/nylon/rubber, slot size 6/8/10. For use with all 1.5in, 2in, 3in, 60mm, 80mm and 90mm profile T-slotted rails. Mounting hardware included. | Stock | 40.5
163011 | FATH leveling caster, off-white, M12-1.75, die-cast aluminum/steel/nylon/rubber, slot size 6/8/10. For use with all 1.5in, 2in, 3in, 60mm, 80mm and 90mm profile T-slotted rails. Mounting hardware included. | Stock | 53
163012 | FATH leveling caster with mounting plate, off-white, 4 holes, die-cast aluminum/steel/nylon/rubber, slot size 6/8/10. For use with all T-slotted rails. Manufacturer part number: 098LF050AF073073. | Stock | 41.5
163013 | FATH leveling caster with mounting plate, off-white, 4 holes, die-cast aluminum/steel/nylon/rubber, slot size 6/8/10. For use with all T-slotted rails. Manufacturer part number: 098LF062AF090090. | Stock | 57
151134 | FATH swivel caster, silver/gray, thermoplastic polyurethane/nylon/steel. For use with 1.5 x 1.5in, 40 x 40mm and 45 x 45mm T-slotted rails. Double brake included. Requires FATH 151136 or 151261 swivel caster adapter plate. | Stock | 48
151137 | FATH swivel caster, silver/gray, thermoplastic polyurethane/nylon/steel. For use with all 1.5in, 3in, 40mm, 45mm, 80mm and 90mm profile T-slotted rails. Double brake and mounting plate included. Manufacturer part number: 098S100UD4045N. | Stock | 63
151136 | FATH swivel caster adapter plate, silver, 40 x 40mm, steel, slot size 8. For use with 1.5 x 1.5in and 40 x 40mm profile T-slotted rails. Manufacturer part number: 098SA40N08. | Stock | 4.5
151261 | FATH swivel caster adapter plate, silver, 45 x 45mm, steel, slot size 10. For use with 45 x 45mm profile T-slotted rails. Manufacturer part number: 098SA45N10. | Stock | 4.5
172465 | FATH swivel caster with lifting foot, silver/gray, 80mm diameter, aluminum/steel/TPE/thermoplastic polyurethane, slot size 8/10. For use with all 1.5in, 3in, 30mm, 40mm, 45mm, 60mm, 80mm and 90mm profile T-slotted rails. | Stock | 180
172485 | FATH swivel caster with lifting foot, silver/gray, 100mm diameter, aluminum/steel/TPE/thermoplastic polyurethane, slot size 8/10. For use with all 1.5in, 3in, 30mm, 40mm, 45mm, 60mm, 80mm and 90mm profile T-slotted rails. | Stock | 200
172499 | FATH fixed caster with lifting foot, silver/gray, 80mm diameter, aluminum/steel/TPE/thermoplastic polyurethane, slot size 8/10. For use with all 1.5in, 3in, 30mm, 40mm, 45mm, 60mm, 80mm and 90mm profile T-slotted rails. | Stock | 175
172511 | FATH fixed caster with lifting foot, silver/gray, 100mm diameter, aluminum/steel/TPE/thermoplastic polyurethane, slot size 8/10. For use with all 1.5in, 3in, 30mm, 40mm, 45mm, 60mm, 80mm and 90mm profile T-slotted rails. | Stock | 180
Hinges for T-slotted Rails
151076 | FATH left-hand detachable combination hinge, black, fiberglass reinforced plastic, slot size 6. For use with all 1in and 2in profile T-slotted rails. Manufacturer part number: 095K2525L06. | Stock | 6
151080 | FATH left-hand detachable combination hinge, silver, die-cast aluminum, slot size 6. For use with all 1in and 2in profile T-slotted rails. Manufacturer part number: 095A2525LS20. | Stock | 17.5
151139 | FATH left-hand detachable combination hinge, black, fiberglass reinforced plastic, slot size 8. For use with all 1.5in, 3in, 40mm and 80mm profile T-slotted rails. Manufacturer part number: 095K4040L08. | Stock | 7.5
151143 | FATH left-hand detachable combination hinge, silver, die-cast aluminum, slot size 8. For use with all 1.5in, 3in, 40mm and 80mm profile T-slotted rails. Manufacturer part number: 095A4040LS20. | Stock | 18.5
151203 | FATH left-hand detachable combination hinge, black, fiberglass reinforced plastic, slot size 8. For use with all 30mm and 60mm profile T-slotted rails. Manufacturer part number: 095K3030L08. | Stock | 6.25
151207 | FATH left-hand detachable combination hinge, silver, die-cast aluminum, slot size 8. For use with all 30mm and 60mm profile T-slotted rails. Manufacturer part number: 095A3030LS20. | Stock | 17
151262 | FATH left-hand detachable combination hinge, black, fiberglass reinforced plastic, slot size 10. For use with all 45mm and 90mm profile T-slotted rails. Manufacturer part number: 095K4545L10. | Stock | 8
151266 | FATH left-hand detachable combination hinge, silver, die-cast aluminum, slot size 10. For use with all 45mm and 90mm profile T-slotted rails. Manufacturer part number: 095A4545LS20. | Stock | 18.5
151078 | FATH non-detachable combination hinge, black, fiberglass reinforced plastic, slot size 6. For use with all 1in and 2in profile T-slotted rails. Manufacturer part number: 095K2525F06. | Stock | 6
151082 | FATH non-detachable combination hinge, silver, die-cast aluminum, slot size 6. For use with all 1in and 2in profile T-slotted rails. Manufacturer part number: 095A2525FS20. | Stock | 17.5
151141 | FATH non-detachable combination hinge, black, fiberglass reinforced plastic, slot size 8. For use with all 1.5in, 3in, 40mm and 80mm profile T-slotted rails. Manufacturer part number: 095K4040F08. | Stock | 7.5
151145 | FATH non-detachable combination hinge, silver, die-cast aluminum, slot size 8. For use with all 1.5in, 3in, 40mm and 80mm profile T-slotted rails. Manufacturer part number: 095A4040FS20. | Stock | 18.5
151205 | FATH non-detachable combination hinge, black, fiberglass reinforced plastic, slot size 8. For use with all 30mm and 60mm profile T-slotted rails. Manufacturer part number: 095K3030F08. | Stock | 6.5
151209 | FATH non-detachable combination hinge, silver, die-cast aluminum, slot size 8. For use with all 30mm and 60mm profile T-slotted rails. Manufacturer part number: 095A3030FS20. | Stock | 17
151264 | FATH non-detachable combination hinge, black, fiberglass reinforced plastic, slot size 10. For use with all 45mm and 90mm profile T-slotted rails. Manufacturer part number: 095K4545F10. | Stock | 8
151268 | FATH non-detachable combination hinge, silver, die-cast aluminum, slot size 10. For use with all 45mm and 90mm profile T-slotted rails. Manufacturer part number: 095A4545FS20. | Stock | 18.5
151079 | FATH non-detachable combination hinge with locking lever, black, fiberglass reinforced plastic, slot size 6. For use with all 1in and 2in profile T-slotted rails. Manufacturer part number: 095KF2525F06. | Stock | 11.5
151142 | FATH non-detachable combination hinge with locking lever, black, fiberglass reinforced plastic, slot size 8. For use with all 1.5in, 3in, 40mm and 80mm profile T-slotted rails. Manufacturer part number: 095KF4040F08. | Stock | 12.5
151206 | FATH non-detachable combination hinge with locking lever, black, fiberglass reinforced plastic, slot size 8. For use with all 30mm and 60mm profile T-slotted rails. Manufacturer part number: 095KF3030F08. | Stock | 11.5
151265 | FATH non-detachable combination hinge with locking lever, black, fiberglass reinforced plastic, slot size 10. For use with all 45mm and 90mm profile T-slotted rails. Manufacturer part number: 095KF4545F10. | Stock | 12
151077 | FATH right-hand detachable combination hinge, black, fiberglass reinforced plastic, slot size 6. For use with all 1in and 2in profile T-slotted rails. Manufacturer part number: 095K2525R06. | Stock | 6
151081 | FATH right-hand detachable combination hinge, silver, die-cast aluminum, slot size 6. For use with all 1in and 2in profile T-slotted rails. Manufacturer part number: 095A2525RS20. | Stock | 17.5
151140 | FATH right-hand detachable combination hinge, black, fiberglass reinforced plastic, slot size 8. For use with all 1.5in, 3in, 40mm and 80mm profile T-slotted rails. Manufacturer part number: 095K4040R08. | Stock | 7.5
151144 | FATH right-hand detachable combination hinge, silver, die-cast aluminum, slot size 8. For use with all 1.5in, 3in, 40mm and 80mm profile T-slotted rails. Manufacturer part number: 095A4040RS20. | Stock | 18.5
151204 | FATH right-hand detachable combination hinge, black, fiberglass reinforced plastic, slot size 8. For use with all 30mm and 60mm profile T-slotted rails. Manufacturer part number: 095K3030R08. | Stock | 6.5
151208 | FATH right-hand detachable combination hinge, silver, die-cast aluminum, slot size 8. For use with all 30mm and 60mm profile T-slotted rails. Manufacturer part number: 095A3030RS20. | Stock | 17
151263 | FATH right-hand detachable combination hinge, black, fiberglass reinforced plastic, slot size 10. For use with all 45mm and 90mm profile T-slotted rails. Manufacturer part number: 095K4545R10. | Stock | 8
151267 | FATH right-hand detachable combination hinge, silver, die-cast aluminum, slot size 10. For use with all 45mm and 90mm profile T-slotted rails. Manufacturer part number: 095A4545RS20. | Stock | 18.5
Panel and Door Elements for T-slotted Rails
151157 | FATH ball catch, black, fiberglass reinforced plastic, slot size 8. For use with all 1.5in, 3in, 30mm, 40mm, 60mm and 80mm profile T-slotted rails. Manufacturer part number: 093043. | Stock | 7.5
151083 | FATH bridge handle, black, 120mm, fiberglass reinforced plastic, slot size 6. For use with all 1in and 2in profile T-slotted rails. Manufacturer part number: 092012. | Stock | 4.25
151146 | FATH bridge handle, black, 152mm, fiberglass reinforced plastic, slot size 8/10. For use with all 1.5in, 3in, 30mm, 40mm, 45mm, 60mm, 80mm and 90mm profile T-slotted rails. Manufacturer part number: 092002. | Stock | 6
151147 | FATH bridge handle, black, 160mm, fiberglass reinforced plastic, slot size 8/10. For use with all 1.5in, 3in, 30mm, 40mm, 45mm, 60mm, 80mm and 90mm profile T-slotted rails. Manufacturer part number: 092017. | Stock | 6
151085 | FATH comfort handle, black, 120mm, fiberglass reinforced plastic, slot size 6. For use with all 1in, 2in, 30mm and 60mm profile T-slotted rails. Manufacturer part number: 092300. | Stock | 4.5
151149 | FATH comfort handle, black, 160mm, fiberglass reinforced plastic, slot size 6/8/10. For use with all T-slotted rails. Manufacturer part number: 092302. | Stock | 6.5
151151 | FATH comfort handle, black, 200mm, fiberglass reinforced plastic, slot size 8/10. For use with all 1.5in, 3in, 40mm, 45mm, 80mm and 90mm profile T-slotted rails. Manufacturer part number: 092304. | Stock | 12.5
151154 | FATH compact slam latch, black, die-cast aluminum, slot size 8. For use with all 1.5in, 3in, 40mm, 45mm, 80mm and 90mm profile T-slotted rails. Manufacturer part number: 0957408. | Stock | 48
151155 | FATH compact sliding door latch, black, die-cast aluminum, slot size 8. For use with all 1.5in, 3in, 40mm, 45mm, 80mm and 90mm profile T-slotted rails. Manufacturer part number: 0957415. | Stock | 59
151087 | FATH cover and reduction profile, black, 2000mm, polypropylene, slot size 6. Package of 25. For use with all 1in and 2in profile T-slotted rails. Manufacturer part number: 092033. | Stock | 117
151164 | FATH cover and reduction profile, black, 2000mm, polypropylene, slot size 8. Package of 25. For use with all 1.5in, 3in, 40mm and 80mm profile T-slotted rails. Manufacturer part number: 092031. | Stock | 115
151210 | FATH cover and reduction profile, black, 2000mm, thermoplastic elastomer, slot size 8. Package of 25. For use with all 30mm and 60mm profile T-slotted rails. Manufacturer part number: 092242. | Stock | 153
162981 | FATH cover and reduction profile, black, polypropylene, slot size 10. Package of 25. For use with all 45mm and 90mm profile T-slotted rails. Manufacturer part number: 092243. | Stock | 193
151084 | FATH cover cap, black, 120mm, fiberglass reinforced plastic. For use with FATH 151083 120mm bridge handle. Manufacturer part number: 092019. | Stock | 6.5
151086 | FATH cover cap, black, 120mm, fiberglass reinforced plastic. For use with FATH 151085 120mm comfort handle. Manufacturer part number: 092301. | Stock | 4
151148 | FATH cover cap, black, 160mm, fiberglass reinforced plastic. For use with FATH 151147 160mm bridge handle. Manufacturer part number: 092018. | Stock | 6.25
151150 | FATH cover cap, black, 160mm, fiberglass reinforced plastic. For use with FATH 151149 160mm comfort handle. Manufacturer part number: 092303. | Stock | 2.25
151152 | FATH cover cap, black, 200mm, fiberglass reinforced plastic. For use with FATH 151151 200mm comfort handle. Manufacturer part number: 092305. | Stock | 3
151163 | FATH cover profile, black, 6ft, nitrile rubber, slot size 8. For use with all 1.5in, 3in, 40mm and 80mm profile T-slotted rails. Manufacturer part number: 092057.1829. | Stock | 25.5
151165 | FATH cover profile, black, 2000mm, polypropylene, slot size 8. Package of 25. For use with all 1.5in, 3in, 40mm and 80mm profile T-slotted rails. Manufacturer part number: 092050. | Stock | 93
151272 | FATH cover profile, black, 2000mm, polypropylene, slot size 10. Package of 25. For use with all 45mm and 90mm profile T-slotted rails. Manufacturer part number: 092041. | Stock | 115
151159 | FATH door latch, silver, die-cast zinc, slot size 8. For use with all 1.5in, 3in, 30mm, 40mm, 60mm and 80mm profile T-slotted rails. Manufacturer part number: 093082. | Stock | 23.5
151158 | FATH double ball catch, silver, brass, slot size 6/8. For use with all 1in, 1.5in, 2in, 3in, 30mm, 40mm, 45mm, 60mm, 80mm and 90mm profile T-slotted rails. Manufacturer part number: 0930464. | Stock | 15
151156 | FATH emergency opener, red, fiberglass reinforced plastic, slot size 8. For use with FATH 151155 compact slam latch. Manufacturer part number: 0957409. | Stock | 37.5
162977 | FATH hanger, black, die-cast zinc, slot size 6/8. For use with all 1in, 1.5in, 2in, 3in, 30mm, 40mm, 60mm and 80mm profile T-slotted rails. Manufacturer part number: 093160. | Stock | 8.75
151153 | FATH machine handle, black, 240mm, fiberglass reinforced plastic, slot size 8/10. For use with all 1.5in, 3in, 40mm, 45mm, 80mm and 90mm profile T-slotted rails. Cover caps included. Manufacturer part number: 092008. | Stock | 34
162963 | FATH magnetic catch, black, nylon/steel, slot size 6/8/10. For use with all T-slotted rails. Manufacturer part number: 093044. | Stock | 8.75
162910 | FATH panel holder, silver, anodized aluminum, slot size 6. For use with all 1in and 2in profile T-slotted rails. Manufacturer part number: 093P25N. | Stock | 3
162911 | FATH panel holder, silver, anodized aluminum, slot size 8. For use with all 1.5in and 3in profile T-slotted rails. Manufacturer part number: 093P38N. | Stock | 5
162912 | FATH panel holder, silver, anodized aluminum, slot size 8. For use with all 30mm and 60mm profile T-slotted rails. Manufacturer part number: 093P30N. | Stock | 4.5
162913 | FATH panel holder, silver, anodized aluminum, slot size 8. For use with all 40mm and 80mm profile T-slotted rails. Manufacturer part number: 093P40N. | Stock | 5
162914 | FATH panel holder, silver, anodized aluminum, slot size 10. For use with all 45mm and 90mm profile T-slotted rails. Manufacturer part number: 093P45N. | Stock | 5.75
162915 | FATH panel holder, silver, anodized aluminum, slot size 6. For use with all 1in and 2in profile T-slotted rails. Backing plate included. Manufacturer part number: 093P25LN. | Stock | 5.25
162916 | FATH panel holder, silver, anodized aluminum, slot size 8. For use with all 1.5in and 3in profile T-slotted rails. Backing plate included. Manufacturer part number: 093P38LN. | Stock | 6
162917 | FATH panel holder, silver, anodized aluminum, slot size 8. For use with all 30mm and 60mm profile T-slotted rails. Backing plate included. Manufacturer part number: 093P30LN. | Stock | 5.75
162918 | FATH panel holder, silver, anodized aluminum, slot size 8. For use with all 40mm and 80mm profile T-slotted rails. Backing plate included. Manufacturer part number: 093P40LN. | Stock | 6
162919 | FATH panel holder, silver, anodized aluminum, slot size 10. For use with all 45mm and 90mm profile T-slotted rails. Backing plate included. Manufacturer part number: 093P45LN. | Stock | 8.5
162920 | FATH panel mount block, silver, lacquered aluminum, slot size 6. For use with all 1in and 2in profile T-slotted rails. Mounting hardware included. Manufacturer part number: 094A1006. | Stock | 5.25
162921 | FATH panel mount block, black, powder-coated aluminum, slot size 6. For use with all 1in and 2in profile T-slotted rails. Mounting hardware included. Manufacturer part number: 094A1006S. | Stock | 5.25
162922 | FATH panel mount block, silver, lacquered aluminum, slot size 8. For use with all 1.5in and 3in profile T-slotted rails. Mounting hardware included. Manufacturer part number: 094A3808. | Stock | 5.75
162923 | FATH panel mount block, black, powder-coated aluminum, slot size 8. For use with all 1.5in and 3in profile T-slotted rails. Mounting hardware included. Manufacturer part number: 094A3808S. | Stock | 5.75
162924 | FATH panel mount block, silver, lacquered aluminum, slot size 8. For use with all 40mm and 80mm profile T-slotted rails. Mounting hardware included. Manufacturer part number: 094A4008. | Stock | 5.75
162925 | FATH panel mount block, black, powder-coated aluminum, slot size 8. For use with all 40mm and 80mm profile T-slotted rails. Mounting hardware included. Manufacturer part number: 094A4008S. | Stock | 5.75
162926 | FATH panel mount block, silver, lacquered aluminum, slot size 10. For use with all 45mm and 90mm profile T-slotted rails. Mounting hardware included. Manufacturer part number: 094A4510. | Stock | 7.5
162927 | FATH panel mount block, black, powder-coated aluminum, slot size 10. For use with all 45mm and 90mm profile T-slotted rails. Mounting hardware included. Manufacturer part number: 094A4510S. | Stock | 7.5
162978 | FATH panel uni-block, black, nylon, slot size 8. Package of 10. For use with all 1.5in, 3in, 40mm and 80mm profile T-slotted rails. Manufacturer part number: 094035M6. | Stock | 3
162979 | FATH panel uni-block, black, nylon, slot size 8. Package of 10. For use with all 1.5in, 3in, 40mm and 80mm profile T-slotted rails. Manufacturer part number: 094035U1/4. | Stock | 3
162980 | FATH panel uni-block, black, nylon, slot size 10. Package of 10. For use with all 45mm and 90mm profile T-slotted rails. Manufacturer part number: 094005M6. | Stock | 3.25
162928 | FATH sealing profile, black, 20m, nitrile rubber, slot size 8. For use with all 1.5in, 3in, 40mm and 80mm profile T-slotted rails. Manufacturer part number: 092273. | Stock | 534
151160 | FATH sealing strip, gray, 2000mm, PVC/TPE, slot size 8. Package of 2. For use with all 1.5in, 3in, 40mm and 80mm profile T-slotted rails. Manufacturer part number: 092264. | Stock | 59
151269 | FATH sealing strip, gray, 2000mm, PVC/TPE, slot size 10. Package of 2. For use with all 45mm and 90mm profile T-slotted rails. Manufacturer part number: 092259. | Stock | 61
162971 | FATH sliding door guide, silver/black, die-cast aluminum/nylon, slot size 8. For use with all 40mm and 80mm profile T-slotted rails. Manufacturer part number: 093095. | Stock | 33.5
162972 | FATH sliding door guide, silver/black, die-cast aluminum/nylon, slot size 10. For use with all 45mm and 90mm profile T-slotted rails. Manufacturer part number: 093098. | Stock | 34.5
Wire Management for T-slotted Rails
162983 | FATH cable binder block, black, nylon, slot size 8. Package of 10. For use with all 30mm and 60mm profile T-slotted rails. Manufacturer part number: 093058. | Stock | 16
162984 | FATH cable binder block, black, nylon, slot size 10. Package of 10. For use with all 45mm and 90mm profile T-slotted rails. Manufacturer part number: 093050. | Stock | 17
151280 | FATH clip cable binder, black, nylon/rubber, slot size 10. Package of 10. For use with all 45mm and 90mm profile T-slotted rails. Manufacturer part number: 093406N10. | Stock | 34
151095 | FATH clip cable binder with hammer, black, nylon/rubber, slot size 6. Package of 10. For use with all 1in and 2in profile T-slotted rails. Manufacturer part number: 093408N6,5. | Stock | 45
151176 | FATH clip cable binder with hammer, black, nylon/rubber, slot size 8. Package of 10. For use with all 1.5in, 3in, 40mm and 80mm profile T-slotted rails. Manufacturer part number: 093405N08. | Stock | 39
151162 | FATH conduit cover, black, 2000mm, polypropylene, slot size 8. Package of 2. For use with all 1.5in, 3in, 40mm and 80mm profile T-slotted rails. Manufacturer part number: 093715N0891. | Stock | 93
151270 | FATH conduit cover, gray, 2000mm, polypropylene, slot size 10. Package of 2. For use with all 45mm and 90mm profile T-slotted rails. Manufacturer part number: 093715N1072. | Stock | 94
151271 | FATH conduit cover, black, 2000mm, polypropylene, slot size 10. Package of 2. For use with all 45mm and 90mm profile T-slotted rails. Manufacturer part number: 093715N1091. | Stock | 94
151174 | FATH cross cable binding block, black, nylon, slot size 8. Package of 10. For use with all 1.5in, 3in, 40mm and 80mm profile T-slotted rails. Manufacturer part number: 093255. | Stock | 16
151278 | FATH cross cable binding block, black, nylon, slot size 10. Package of 10. For use with all 45mm and 90mm profile T-slotted rails. Manufacturer part number: 093249. | Stock | 16
151177 | FATH ground connector, silver, glass-filled nylon/copper/steel, slot size 8. For use with all 1.5in, 3in, 40mm and 80mm profile T-slotted rails. Manufacturer part number: 093099S01. | Stock | 29
151281 | FATH ground connector, silver, glass-filled nylon/copper/steel, slot size 10. For use with all 45mm and 90mm profile T-slotted rails. Manufacturer part number: 093099S02. | Stock | 29
151178 | FATH grounding terminal, steel/brass, slot size 8. For use with all 1.5in, 3in, 40mm and 80mm profile T-slotted rails. Manufacturer part number: 093091. | Stock | 4
151175 | FATH hook and loop, black, 4.5 x 20 x 200mm, glass-filled nylon/polypropylene, slot size 8. Package of 10. For use with all 1.5in, 3in, 40mm and 80mm profile T-slotted rails. Manufacturer part number: 093803N08S01. | Stock | 65
151279 | FATH hook and loop, black, 6 x 20 x 200mm, glass-filled nylon/polypropylene, slot size 10. Package of 10. For use with all 45mm and 90mm profile T-slotted rails. Manufacturer part number: 093809N10S01. | Stock | 60
162982 | FATH universal cable binder block, black, nylon, slot size 6/8/10. Package of 10. For use with all T-slotted rails. Manufacturer part number: 093059. | Stock | 7.75
Slides and Rollers for T-slotted Rails
166337 | FATH 3-slot double-flange linear bearing, silver, 103 x 80 x 48mm, aluminum/die-cast zinc/polyoxymethylene (POM), slot size 8. For use with all 1.5in profile T-slotted rails. Manufacturer part number: 093DF381. | Stock | 64
166338 | FATH 3-slot double-flange linear bearing, black, 103 x 80 x 48mm, aluminum/die-cast zinc/polyoxymethylene (POM), slot size 8. For use with all 1.5in profile T-slotted rails. Manufacturer part number: 093DF381S. | Stock | 64
166339 | FATH 3-slot double-flange linear bearing, silver, 103 x 160 x 48mm, aluminum/die-cast zinc/polyoxymethylene (POM), slot size 8. For use with all 1.5in profile T-slotted rails. Manufacturer part number: 093DF382. | Stock | 128
166340 | FATH 3-slot double-flange linear bearing, black, 103 x 160 x 48mm, aluminum/die-cast zinc/polyoxymethylene (POM), slot size 8. For use with all 1.5in profile T-slotted rails. Manufacturer part number: 093DF382S. | Stock | 132
166341 | FATH 4-slot double-flange linear bearing, silver, 143 x 80 x 48mm, aluminum/die-cast zinc/polyoxymethylene (POM), slot size 8. For use with all 3in profile T-slotted rails. Manufacturer part number: 093DF761. | Stock | 81
166342 | FATH 4-slot double-flange linear bearing, black, 143 x 80 x 48mm, aluminum/die-cast zinc/polyoxymethylene (POM), slot size 8. For use with all 3in profile T-slotted rails. Manufacturer part number: 093DF761S. | Stock | 86
166343 | FATH 4-slot double-flange linear bearing, silver, 143 x 160 x 48mm, aluminum/die-cast zinc/polyoxymethylene (POM), slot size 8. For use with all 3in profile T-slotted rails. Manufacturer part number: 093DF762. | Stock | 161
166344 | FATH 4-slot double-flange linear bearing, black, 143 x 160 x 48mm, aluminum/die-cast zinc/polyoxymethylene (POM), slot size 8. For use with all 3in profile T-slotted rails. Manufacturer part number: 093DF762S. | Stock | 171
166345 | FATH 3-slot single-flange linear bearing, silver, 63 x 80 x 67mm, aluminum/die-cast zinc/polyoxymethylene (POM), slot size 8. For use with all 1.5in profile T-slotted rails. Manufacturer part number: 093SF381. | Stock | 61
166346 | FATH 3-slot single-flange linear bearing, black, 63 x 80 x 67mm, aluminum/die-cast zinc/polyoxymethylene (POM), slot size 8. For use with all 1.5in profile T-slotted rails. Manufacturer part number: 093SF381S. | Stock | 64
166347 | FATH 3-slot single-flange linear bearing, silver, 63 x 160 x 67mm, aluminum/die-cast zinc/polyoxymethylene (POM), slot size 8. For use with all 1.5in profile T-slotted rails. Manufacturer part number: 093SF382. | Stock | 122
166348 | FATH 3-slot single-flange linear bearing, black, 63 x 160 x 67mm, aluminum/die-cast zinc/polyoxymethylene (POM), slot size 8. For use with all 1.5in profile T-slotted rails. Manufacturer part number: 093SF382S. | Stock | 128
166393 | FATH 3-slot double-flange linear bearing, silver, 103 x 80 x 48mm, aluminum/die-cast zinc/polyoxymethylene (POM), slot size 8. For use with all 40mm profile T-slotted rails. Manufacturer part number: 093DF401. | Stock | 64
166394 | FATH 3-slot double-flange linear bearing, black, 103 x 80 x 48mm, aluminum/die-cast zinc/polyoxymethylene (POM), slot size 8. For use with all 40mm profile T-slotted rails. Manufacturer part number: 093DF401S. | Stock | 64
166395 | FATH 3-slot double-flange linear bearing, silver, 103 x 160 x 48mm, aluminum/die-cast zinc/polyoxymethylene (POM), slot size 8. For use with all 40mm profile T-slotted rails. Manufacturer part number: 093DF402. | Stock | 128
166396 | FATH 3-slot double-flange linear bearing, black, 103 x 160 x 48mm, aluminum/die-cast zinc/polyoxymethylene (POM), slot size 8. For use with all 40mm profile T-slotted rails. Manufacturer part number: 093DF402S. | Stock | 132
166397 | FATH 4-slot double-flange linear bearing, silver, 143 x 80 x 48mm, aluminum/die-cast zinc/polyoxymethylene (POM), slot size 8. For use with all 80mm profile T-slotted rails. Manufacturer part number: 093DF801. | Stock | 81
166398 | FATH 4-slot double-flange linear bearing, black, 143 x 80 x 48mm, aluminum/die-cast zinc/polyoxymethylene (POM), slot size 8. For use with all 80mm profile T-slotted rails. Manufacturer part number: 093DF801S. | Stock | 86
166399 | FATH 4-slot double-flange linear bearing, silver, 143 x 160 x 48mm, aluminum/die-cast zinc/polyoxymethylene (POM), slot size 8. For use with all 80mm profile T-slotted rails. Manufacturer part number: 093DF802. | Stock | 160
166400 | FATH 4-slot double-flange linear bearing, black, 143 x 160 x 48mm, aluminum/die-cast zinc/polyoxymethylene (POM), slot size 8. For use with all 80mm profile T-slotted rails. Manufacturer part number: 093DF802S. | Stock | 171
166401 | FATH 3-slot single-flange linear bearing, silver, 63 x 80 x 67mm, aluminum/die-cast zinc/polyoxymethylene (POM), slot size 8. For use with all 40mm profile T-slotted rails. Manufacturer part number: 093SF401. | Stock | 61
166402 | FATH 3-slot single-flange linear bearing, black, 63 x 80 x 67mm, aluminum/die-cast zinc/polyoxymethylene (POM), slot size 8. For use with all 40mm profile T-slotted rails. Manufacturer part number: 093SF401S. | Stock | 64
166403 | FATH 3-slot single-flange linear bearing, silver, 63 x 160 x 67mm, aluminum/die-cast zinc/polyoxymethylene (POM), slot size 8. For use with all 40mm profile T-slotted rails. Manufacturer part number: 093SF402. | Stock | 122
166404 | FATH 3-slot single-flange linear bearing, black, 63 x 160 x 67mm, aluminum/die-cast zinc/polyoxymethylene (POM), slot size 8. For use with all 40mm profile T-slotted rails. Manufacturer part number: 093SF402S. | Stock | 128
166349 | FATH cam lever brake, black, plastic/steel, slot size 8. For use with FATH single- and double-flange linear bearings. Manufacturer part number: 093SDFB01. | Stock | 46
166350 | FATH L-handle brake, black, plastic/steel, slot size 8. For use with FATH single- and double-flange linear bearings. Manufacturer part number: 093SDFB02. | Stock | 28.5
162970 | FATH profile slider center ridge, white, polyoxymethylene (POM), slot size 10. For use with all 45mm and 90mm profile T-slotted rails. Manufacturer part number: 093SM10S04. | Stock | 8.25
162968 | FATH profile slider center slot, white, polyoxymethylene (POM), slot size 8. For use with all 30mm and 60mm profile T-slotted rails. Manufacturer part number: 093SM08. | Stock | 7.75
162969 | FATH profile slider center slot, white, polyoxymethylene (POM), slot size 10. For use with all 45mm and 90mm profile T-slotted rails. Manufacturer part number: 093SM10S03. | Stock | 8
148974 | FATH roller, black, 39.5 x 17.6mm, nylon, slot size 8. For use with all 1.5in, 3in, 30mm, 40mm and 80mm profile T-slotted rails. Manufacturer part number: 093020. | Stock | 9.75
151090 | FATH roller, black, 29 x 15mm, glass-filled nylon/steel, slot size 6. For use with all 1in and 2in profile T-slotted rails. Manufacturer part number: 093029. | Stock | 7.5
151274 | FATH roller, black, 39.5mm, glass-filled nylon/steel, slot size 10. For use with all 45mm and 90mm profile T-slotted rails. Manufacturer part number: 093021. | Stock | 9.75
163021 | FATH roller element, black, thermoplastic polyurethane/nylon/steel, slot size 8. For use with all 1.5in, 3in, 40mm and 80mm profile T-slotted rails. Mounting hardware included. Manufacturer part number: 09309302. | Stock | 15
163023 | FATH roller element, black, thermoplastic polyurethane/nylon/steel, slot size 10. For use with all 45mm and 90mm profile T-slotted rails. Mounting hardware included. Manufacturer part number: 09309302. | Stock | 17
163020 | FATH roller element with guide, black, thermoplastic polyurethane/nylon/steel, slot size 8. For use with all 1.5in, 3in, 40mm and 80mm profile T-slotted rails. Mounting hardware included. Manufacturer part number: 09309304. | Stock | 15
163022 | FATH roller element with guide, black, thermoplastic polyurethane/nylon/steel, slot size 10. For use with all 45mm and 90mm profile T-slotted rails. Mounting hardware included. Manufacturer part number: 09309304. | Stock | 16.5
151088 | FATH slider, black, glass-filled nylon, slot size 6. For use with all 1in and 2in profile T-slotted rails. Manufacturer part number: 093009. | Stock | 4.5
151166 | FATH slider, black, glass-filled nylon, slot size 8. For use with all 1.5in, 3in, 40mm and 80mm profile T-slotted rails. Manufacturer part number: 093001. | Stock | 4.5
151168 | FATH slider, white/silver, rubber/plastic/steel, slot size 8. For use with all 1.5in, 3in, 40mm and 80mm profile T-slotted rails. Manufacturer part number: 093PS0840F. | Stock | 18.5
151211 | FATH slider, black, glass-filled nylon, slot size 8. For use with all 30mm and 60mm profile T-slotted rails. Manufacturer part number: 093007. | Stock | 4.5
151273 | FATH slider, black, glass-filled nylon, slot size 10. For use with all 45mm and 90mm profile T-slotted rails. Manufacturer part number: 093006. | Stock | 4.5
151169 | FATH slider with clamp lever, black/silver, rubber/plastic/steel, slot size 8. For use with all 1.5in, 3in, 40mm and 80mm profile T-slotted rails. Manufacturer part number: 093PS0840FS01. | Stock | 36.5
Workstation Components for T-slotted Rails
162899 | FATH 4-axis mounting support, silver, 438 x 100 x 236mm, die-cast aluminum/plastic/steel, slot size 8/10. For use with all 1.5in, 3in, 40mm, 45mm, 80mm and 90mm profile T-slotted rails. Mounting hardware included. Manufacturer part number: 6MHM75100S40. | Stock | 331
162901 | FATH 4-axis workstation, silver, 936 x 410 x 488mm, die-cast aluminum/plastic/steel, slot size 8/10. For use with all 1.5in, 3in, 40mm, 45mm, 80mm and 90mm profile T-slotted rails. Mounting hardware included. Manufacturer part number: 6MHM75100S40IT. | Stock | 641
172518 | FATH 4-axis dual monitor workstation, silver, 936 x 800 x 488mm, die-cast aluminum/plastic/steel, slot size 8/10. For use with all 1.5in, 3in, 40mm, 45mm, 80mm and 90mm profile T-slotted rails. Mounting hardware included. | Stock | 750
162900 | FATH 5-axis mounting support, silver, 625 x 100 x 464mm, die-cast aluminum/plastic/steel, slot size 8/10. For use with all 1.5in, 3in, 40mm, 45mm, 80mm and 90mm profile T-slotted rails. Mounting hardware included. Manufacturer part number: 6MHM75100D40. | Stock | 401
162964 | FATH grab tray, black, nylon, slot size 8. For use with all 1.5in, 3in, 30mm, 40mm, 60mm and 80mm profile T-slotted rails. Label included. Manufacturer part number: 061MGT2D391N08. | Stock | 9.25
162902 | FATH keyboard holder, silver, aluminum/nylon, slot size 8/10. For use with all 1.5in, 3in, 30mm, 40mm, 45mm, 60mm, 80mm and 90mm profile T-slotted rails. Cover caps included. Manufacturer part number: 061KH300N0874.650. | Stock | 188
162965 | FATH label clip, gray, PVC, slot size 8. Package of 10. For use with all 1.5in, 3in, 30mm, 40mm, 60mm and 80mm profile T-slotted rails. Manufacturer part number: 093LC23N08. | Stock | 2
162966 | FATH label clip, gray, PVC, slot size 10. Package of 10. For use with all 45mm and 90mm profile T-slotted rails. Manufacturer part number: 093LC36N0810. | Stock | 2.25
162906 | FATH magnetic holder, gray, nylon/steel, slot size 8. For use with all 1.5in, 3in, 40mm and 80mm profile T-slotted rails. Manufacturer part number: 093323. | Stock | 8.25
162897 | FATH monitor holder, black/silver, 118 x 118mm, nylon/die-cast zinc, slot size 8. For use with all 1.5in, 3in, 40mm and 80mm profile T-slotted rails. Mounting hardware included. Manufacturer part number: 061SM7510040F. | Stock | 94
162898 | FATH monitor holder, black/silver, 118 x 118mm, nylon/die-cast zinc, slot size 10. For use with all 45mm and 90mm profile T-slotted rails. Mounting hardware included. Manufacturer part number: 061SM7510045F. | Stock | 95
162896 | FATH monitor mounting joint, black/silver, 118 x 118mm, nylon/steel, slot size 8/10. For use with all 1.5in, 3in, 40mm, 45mm, 80mm and 90mm profile T-slotted rails. Mounting hardware included. Manufacturer part number: 061SM7510040. | Stock | 94
162893 | FATH swivel monitor mount, black, 125 x 131.5 x 79.3mm, nylon/steel, slot size 8/10/6. For use with all T-slotted rails. Mounting hardware included. Manufacturer part number: 061ESMS75100. | Stock | 43
162894 | FATH swivel monitor mount, black, 125 x 132.8 x 179.7mm, nylon/steel, slot size 8/10/6. For use with all T-slotted rails. Mounting hardware included. Manufacturer part number: 061ESMM75100. | Stock | 51
162895 | FATH swivel monitor mount, black, 125 x 167.5 x 278.9mm, nylon/steel, slot size 8/10/6. For use with all T-slotted rails. Mounting hardware included. Manufacturer part number: 061ESML75100. | Stock | 59
162909 | FATH top angle clamp, black, 90-degree, nylon/steel, slot size 8. For use with all 40mm and 80mm profile T-slotted rails. Mounting hardware included. Manufacturer part number: 093WT401N08S. | Stock | 5.5
172520 | FATH monitor mount extension, black, 200 x 200mm, steel, slot size 6/8/10. For use with FATH 162893, 162894, 162895, 162896, 162897, 162899, 162900 and 162901 monitor mounting parts. Manufacturer part number: 061EXT200X200. | Stock | 36
172522 | FATH tool hook, black, 24/16 - 12, glass ball reinforced nylon/stainless steel/steel, slot size 8/10. For use with all 1.5in, 3in, 40mm, 45mm, 80mm and 90mm profile T-slotted rails. Manufacturer part number: 6TH240NA5020S01. | Stock | 17
172525 | FATH tool hook, black, 66/27 - 13, glass ball reinforced nylon/stainless steel/steel, slot size 8/10. For use with all 1.5in, 3in, 40mm, 45mm, 80mm and 90mm profile T-slotted rails. Manufacturer part number: 6TH240NA9030S01. | Stock | 18
172484 | FATH tool hook, black, 66/27 - 13, glass ball reinforced nylon/stainless steel/steel, slot size 8/10. For use with all 1.5in, 3in, 40mm, 45mm, 80mm and 90mm profile T-slotted rails. Manufacturer part number: 6TH240NA903091S01. | Stock | 25
172486 | FATH tool hook, black, 7/38 - 24, glass ball reinforced nylon/stainless steel/steel, slot size 8/10. For use with all 1.5in, 3in, 40mm, 45mm, 80mm and 90mm profile T-slotted rails. Manufacturer part number: 6TH240NA3040S01. | Stock | 17
172487 | FATH tool hook, black, 59/19 - 24, glass ball reinforced nylon/stainless steel/steel, slot size 8/10. For use with all 1.5in, 3in, 40mm, 45mm, 80mm and 90mm profile T-slotted rails. Manufacturer part number: 6TH240NA8020S01. | Stock | 18.5
172488 | FATH tool hook, black, 17/57 - 24, glass ball reinforced nylon/stainless steel/steel, slot size 8/10. For use with all 1.5in, 3in, 40mm, 45mm, 80mm and 90mm profile T-slotted rails. Manufacturer part number: 6TH240NA4060S01. | Stock | 18.5
172490 | FATH tool holder, black, D80, glass ball reinforced nylon/stainless steel/steel, slot size 8/10. For use with all 1.5in, 3in, 40mm, 45mm, 80mm and 90mm profile T-slotted rails. Manufacturer part number: 6TH240ND80S01. | Stock | 26
172493 | FATH tool double hook, black, R35 - 67, glass ball reinforced nylon/stainless steel/steel, slot size 8/10. For use with all 1.5in, 3in, 40mm, 45mm, 80mm and 90mm profile T-slotted rails. Manufacturer part number: 6TH240NR3091S01. | Stock | 24
172496 | FATH tool hook, black, R35 - 27, glass ball reinforced nylon/stainless steel/steel, slot size 8/10. For use with all 1.5in, 3in, 40mm, 45mm, 80mm and 90mm profile T-slotted rails. Manufacturer part number: 6TH240NR4091S01. | Stock | 25
172498 | FATH cloth clip, black, glass ball reinforced nylon/stainless steel/steel, slot size 8/10. For use with all 1.5in, 3in, 40mm, 45mm, 80mm and 90mm profile T-slotted rails. Manufacturer part number: 6TH240NG5050S01. | Stock | 18
172500 | FATH bottle holder, black, glass ball reinforced nylon/stainless steel/steel, slot size 8/10. For use with all 1.5in, 3in, 40mm, 45mm, 80mm and 90mm profile T-slotted rails. Manufacturer part number: 6TM840ND100S01. | Stock | 24
172503 | FATH packing tape hand dispenser holder, black, glass ball reinforced nylon/stainless steel/steel, slot size 8/10. For use with all 1.5in, 3in, 40mm, 45mm, 80mm and 90mm profile T-slotted rails. Manufacturer part number: 6TM840NPT91. | Stock | 65
172531 | FATH tool tray parabola, black, glass ball reinforced nylon/stainless steel/steel, slot size 8/10. For use with all 1.5in, 3in, 40mm, 45mm, 80mm and 90mm profile T-slotted rails. Manufacturer part number: 6TM840NV12591S01. | Stock | 74
172533 | FATH broom holder, black, glass ball reinforced nylon/glass fiber reinforced nylon/spring steel/steel, slot size 8/10. For use with all 1.5in, 3in, 40mm, 45mm, 80mm and 90mm profile T-slotted rails. Manufacturer part number: 6TM840NX2030S01. | Stock | 34
172535 | FATH tool quiver, black, nylon/glass ball reinforced with carbon/nylon/carbon fiber reinforced/spring steel/steel, slot size 8/10. For use with all 1.5in, 3in, 40mm, 45mm, 80mm and 90mm profile T-slotted rails. Manufacturer part number: 6T40Q5040ESDS01. | Stock | 45
172537 | FATH drill/driver holder, black, glass ball reinforced nylon/stainless steel/steel, slot size 8/10. For use with all 1.5in, 3in, 40mm, 45mm, 80mm and 90mm profile T-slotted rails. Manufacturer part number: 6TM840NL12591S01. | Stock | 48
172539 | FATH bag cutter, black, glass ball reinforced nylon/spring steel/steel/brass, slot size 8/10. For use with all 1.5in, 3in, 40mm, 45mm, 80mm and 90mm profile T-slotted rails. Manufacturer part number: 6TM840NF91S01. | Stock | 48
172541 | FATH pivoting storage tray, black, ABS plastic, slot size 6/8/10. For use with all wood workstation tops. Manufacturer part number: 93818. | Stock | 36
172542 | FATH roller mount block, black, glass fiber reinforced nylon, slot size 8/10. For use with all 1.5in, 3in, 40mm, 80mm, 45mm and 90mm profile T-slotted rails. Mounting hardware included. Manufacturer part number: 093200. | Stock | 5
172553 | FATH open bottom cup holder, black, glass fiber reinforced nylon, slot size 8/10. For use with all 1.5in, 3in, 40mm, 45mm, 80mm and 90mm profile T-slotted rails. Manufacturer part number: 09308901. | Stock | 17
172552 | FATH closed bottom cup holder, black, glass fiber reinforced nylon, slot size 8/10. For use with all 1.5in, 3in, 40mm, 45mm, 80mm and 90mm profile T-slotted rails. Manufacturer part number: 09308902. | Stock | 17
Accessories for T-slotted Rails
162930 | FATH corner protection profile, gray, 2000mm, thermoplastic rubber, slot size 8. Package of 5. For use with all 1.5in, 3in, 40mm and 80mm profile T-slotted rails. Manufacturer part number: 092325. | Stock | 289
162931 | FATH cover cap, gray, 8 x 40 x 16mm, thermoplastic rubber, slot size 8. Package of 10. For use with FATH 162929 side protection profile and 162930 corner protection profile. Manufacturer part number: 091385. | Stock | 28.5
162932 | FATH cover cap, gray, 8 x 15mm, thermoplastic rubber, slot size 8. Package of 10. For use with FATH 162930 corner protection profile. Manufacturer part number: 091386. | Stock | 21.5
151092 | FATH end cap, black, glass-filled nylon, slot size 6. Package of 10. For use with 1 x 1in profile T-slotted rails. Manufacturer part number: 091232. | Stock | 10
151093 | FATH end cap, black, glass-filled nylon, slot size 6. Package of 10. For use with 1 x 2in profile T-slotted rails. Manufacturer part number: 091233. | Stock | 15
151094 | FATH end cap, black, glass-filled nylon, slot size 6. Package of 10. For use with 2 x 2in profile T-slotted rails. Manufacturer part number: 091235. | Stock | 19.5
151171 | FATH end cap, black, glass-filled nylon, slot size 8. Package of 10. For use with 1.5 x 1.5in profile T-slotted rails. Manufacturer part number: 091079. | Stock | 17
151172 | FATH end cap, black, glass-filled nylon, slot size 8. Package of 10. For use with 1.5 x 3in profile T-slotted rails. Manufacturer part number: 091080. | Stock | 21.5
151173 | FATH end cap, black, glass-filled nylon, slot size 8. Package of 10. For use with 3 x 3in profile T-slotted rails. Manufacturer part number: 091231. | Stock | 37.5
151212 | FATH end cap, black, 30 x 30mm, glass-filled nylon, slot size 8. Package of 10. For use with all 30mm and 60mm profile T-slotted rails. Manufacturer part number: 091027. | Stock | 9.5
151234 | FATH end cap, black, 40 x 40mm, glass-filled nylon, slot size 8. Package of 10. For use with 40 x 40mm profile T-slotted rails. Manufacturer part number: 091007. | Stock | 17
151235 | FATH end cap, black, 40 x 80mm, glass-filled nylon, slot size 8. Package of 10. For use with 40 x 80mm profile T-slotted rails. Manufacturer part number: 091009. | Stock | 21
151236 | FATH end cap, black, 80 x 80mm, glass-filled nylon, slot size 8. Package of 10. For use with 80 x 80mm profile T-slotted rails. Manufacturer part number: 091023. | Stock | 32.5
151275 | FATH end cap, black, 45 x 45mm, glass-filled nylon, slot size 10. Package of 10. For use with 45 x 45mm profile T-slotted rails. Manufacturer part number: 091011. | Stock | 17
151276 | FATH end cap, black, 45 x 90mm, glass-filled nylon, slot size 10. Package of 10. For use with 45 x 90mm profile T-slotted rails. Manufacturer part number: 091006. | Stock | 24.5
151277 | FATH end cap, black, 90 x 90mm, glass-filled nylon, slot size 10. Package of 10. For use with 90 x 90mm profile T-slotted rails. Manufacturer part number: 091169. | Stock | 32.5
162973 | FATH sensor mounting block, black, 8mm, nylon, slot size 6/8/10. For use with all T-slotted rails. Manufacturer part number: 093213. | Stock | 3.25
162974 | FATH sensor mounting block, black, 12mm, nylon, slot size 6/8/10. For use with all T-slotted rails. Manufacturer part number: 093214. | Stock | 3.25
162929 | FATH side protection profile, gray, 2000mm, thermoplastic rubber, slot size 8. Package of 5. For use with all 1.5in, 3in, 40mm and 80mm profile T-slotted rails. Manufacturer part number: 092324. | Stock | 257
151089 | FATH snap hook, silver, zinc plated steel, slot size 6/8/10. For use with all T-slotted rails. Manufacturer part number: 092020. | Stock | 4.5
151091 | FATH stop bumper, black, M6-1.0 x 10mm, rubber/zinc-plated steel, slot size 8/10. For use with all 1.5in, 3in, 40mm, 45mm, 80mm and 90mm profile T-slotted rails. Manufacturer part number: 051DC551520MM0610. | Stock | 6
151170 | FATH stop bumper, black, M8-1.25, rubber/zinc-plated steel, slot size 8/10. For use with all 1.5in, 3in, 30mm, 40mm, 45mm, 60mm, 80mm and 90mm profile T-slotted rails. Manufacturer part number: 051DC553030FM08. | Stock | 9.25
Pneumatic Combination Air Prep Units
TAP-3000 | NITRA pneumatic total air prep unit, 1/2in female NPT inlet(s), 1/2in female NPT outlet(s), 7-116 psi (0.5-8 bar) adjustable range, Rynite (PET) bowl, semi-automatic drain, clog indicator, manual shutoff valve, soft start valve, pressure switch. | Stock | 421
TAP-1000 | NITRA pneumatic total air prep unit, 1/2in female NPT inlet(s), 1/2in female NPT outlet(s), 7-116 psi (0.5-8 bar) adjustable range, Rynite (PET) bowl, semi-automatic drain, clog indicator, manual shutoff valve. | Stock | 232
5U11V10B24L101 | Metal Work Syntesi Size 1 air combination unit, valve-filter-regulator-lubricator, 1/8in female NPT inlet(s), 1/8in female NPT outlet(s), 0-120 psig range, clear technopolymer bowl, manual/semi-automatic drain, manual shutoff valve. | Stock | 108
5104008U | Metal Work BIT air combination unit, filter-regulator-lubricator, 1/8in female NPT inlet(s), 1/8in female NPT outlet(s), 0-120 psig range, clear technopolymer bowl, manual/semi-automatic drain. | Stock | 74
5104011U | Metal Work BIT air combination unit, filter-regulator-lubricator, 1/8in female NPT inlet(s), 1/8in female NPT outlet(s), 0-180 psig range, clear technopolymer bowl, manual/semi-automatic drain. | Stock | 74
5U12V10B24L102 | Metal Work Syntesi Size 1 air combination unit, valve-filter-regulator-lubricator, 1/4in female NPT inlet(s), 1/4in female NPT outlet(s), 0-120 psig range, clear technopolymer bowl, manual/semi-automatic drain, manual shutoff valve. | Stock | 108
5204008U | Metal Work BIT air combination unit, filter-regulator-lubricator, 1/4in female NPT inlet(s), 1/4in female NPT outlet(s), 0-120 psig range, clear technopolymer bowl, manual/semi-automatic drain. | Stock | 74
5204011U | Metal Work BIT air combination unit, filter-regulator-lubricator, 1/4in female NPT inlet(s), 1/4in female NPT outlet(s), 0-180 psig range, clear technopolymer bowl, manual/semi-automatic drain. | Stock | 74
BL82-201A | Norgren Excelon Plus 82 pneumatic combination unit, filter-regulator-lubricator, 1/4in female NPT inlet(s), 1/4in female NPT outlet(s), 4-145 psi range, polycarbonate bowl, automatic drain, manual shutoff valve. | Stock | 219
BL82-221A | Norgren Excelon Plus 82 pneumatic combination unit, filter-regulator-lubricator, 1/4in female NPT inlet(s), 1/4in female NPT outlet(s), 4-145 psi range, polycarbonate bowl, manual drain, manual shutoff valve. | Stock | 194
BL82-251A | Norgren Excelon Plus 82 pneumatic combination unit, filter-regulator-lubricator, 1/4in female NPT inlet(s), 1/4in female NPT outlet(s), 4-145 psi range, die-cast zinc bowl, automatic drain, manual shutoff valve. | Stock | 246
BL82-271A | Norgren Excelon Plus 82 pneumatic combination unit, filter-regulator-lubricator, 1/4in female NPT inlet(s), 1/4in female NPT outlet(s), 4-145 psi range, die-cast zinc bowl, manual drain, manual shutoff valve. | Stock | 220
5U13V10B24L103 | Metal Work Syntesi Size 1 air combination unit, valve-filter-regulator-lubricator, 3/8in female NPT inlet(s), 3/8in female NPT outlet(s), 0-120 psig range, clear technopolymer bowl, manual/semi-automatic drain, manual shutoff valve. | Stock | 108
BL82-301A | Norgren Excelon Plus 82 pneumatic combination unit, filter-regulator-lubricator, 3/8in female NPT inlet(s), 3/8in female NPT outlet(s), 4-145 psi range, polycarbonate bowl, automatic drain, manual shutoff valve. | Stock | 219
BL82-321A | Norgren Excelon Plus 82 pneumatic combination unit, filter-regulator-lubricator, 3/8in female NPT inlet(s), 3/8in female NPT outlet(s), 4-145 psi range, polycarbonate bowl, manual drain, manual shutoff valve. | Stock | 194
BL82-351A | Norgren Excelon Plus 82 pneumatic combination unit, filter-regulator-lubricator, 3/8in female NPT inlet(s), 3/8in female NPT outlet(s), 4-145 psi range, die-cast zinc bowl, automatic drain, manual shutoff valve. | Stock | 246
BL82-371A | Norgren Excelon Plus 82 pneumatic combination unit, filter-regulator-lubricator, 3/8in female NPT inlet(s), 3/8in female NPT outlet(s), 4-145 psi range, die-cast zinc bowl, manual drain, manual shutoff valve. | Stock | 220
5U23V10B24L103 | Metal Work Syntesi Size 2 air combination unit, valve-filter-regulator-lubricator, 3/8in female NPT inlet(s), 3/8in female NPT outlet(s), 0-120 psig range, clear technopolymer bowl, manual/semi-automatic drain, manual shutoff valve. | Stock | 160
BL84-301A | Norgren Excelon Plus 84 pneumatic combination unit, filter-regulator-lubricator, 3/8in female NPT inlet(s), 3/8in female NPT outlet(s), 4-145 psi range, polycarbonate bowl, automatic drain, manual shutoff valve. | Stock | 338
BL84-351A | Norgren Excelon Plus 84 pneumatic combination unit, filter-regulator-lubricator, 3/8in female NPT inlet(s), 3/8in female NPT outlet(s), 4-145 psi range, die-cast aluminum bowl, automatic drain, manual shutoff valve. | Stock | 396
5U24V10B24L104 | Metal Work Syntesi Size 2 air combination unit, valve-filter-regulator-lubricator, 1/2in female NPT inlet(s), 1/2in female NPT outlet(s), 0-120 psig range, clear technopolymer bowl, manual/semi-automatic drain, manual shutoff valve. | Stock | 160
BL84-401A | Norgren Excelon Plus 84 pneumatic combination unit, filter-regulator-lubricator, 1/2in female NPT inlet(s), 1/2in female NPT outlet(s), 4-145 psi range, polycarbonate bowl, automatic drain, manual shutoff valve. | Stock | 338
BL84-451A | Norgren Excelon Plus 84 pneumatic combination unit, filter-regulator-lubricator, 1/2in female NPT inlet(s), 1/2in female NPT outlet(s), 4-145 psi range, die-cast aluminum bowl, automatic drain, manual shutoff valve. | Stock | 401
5U25V10B24L105 | Metal Work Syntesi Size 2 air combination unit, valve-filter-regulator-lubricator, 3/4in female NPT inlet(s), 3/4in female NPT outlet(s), 0-120 psig range, clear technopolymer bowl, manual/semi-automatic drain, manual shutoff valve. | Stock | 189
BL84-601A | Norgren Excelon Plus 84 pneumatic combination unit, filter-regulator-lubricator, 3/4in female NPT inlet(s), 3/4in female NPT outlet(s), 4-145 psi range, polycarbonate bowl, automatic drain, manual shutoff valve. | Stock | 338
BL84-651A | Norgren Excelon Plus 84 pneumatic combination unit, filter-regulator-lubricator, 3/4in female NPT inlet(s), 3/4in female NPT outlet(s), 4-145 psi range, die-cast aluminum bowl, automatic drain, manual shutoff valve. | Stock | 401
5U26V10B24L106 | Metal Work Syntesi Size 2 air combination unit, valve-filter-regulator-lubricator, 1in female NPT inlet(s), 1in female NPT outlet(s), 0-120 psig range, clear technopolymer bowl, manual/semi-automatic drain, manual shutoff valve. | Stock | 189
5U11B24L101 | Metal Work Syntesi Size 1 air combination unit, filter-regulator-lubricator, 1/8in female NPT inlet(s), 1/8in female NPT outlet(s), 0-120 psig range, clear technopolymer bowl, manual/semi-automatic drain. | Stock | 69
5U12B24L102 | Metal Work Syntesi Size 1 air combination unit, filter-regulator-lubricator, 1/4in female NPT inlet(s), 1/4in female NPT outlet(s), 0-120 psig range, clear technopolymer bowl, manual/semi-automatic drain. | Stock | 69
5U13B24L103 | Metal Work Syntesi Size 1 air combination unit, filter-regulator-lubricator, 3/8in female NPT inlet(s), 3/8in female NPT outlet(s), 0-120 psig range, clear technopolymer bowl, manual/semi-automatic drain. | Stock | 69
5U23B24L103 | Metal Work Syntesi Size 2 air combination unit, filter-regulator-lubricator, 3/8in female NPT inlet(s), 3/8in female NPT outlet(s), 0-120 psig range, clear technopolymer bowl, manual/semi-automatic drain. | Stock | 106
5U24B24L104 | Metal Work Syntesi Size 2 air combination unit, filter-regulator-lubricator, 1/2in female NPT inlet(s), 1/2in female NPT outlet(s), 0-120 psig range, clear technopolymer bowl, manual/semi-automatic drain. | Stock | 124
5U25B24L105 | Metal Work Syntesi Size 2 air combination unit, filter-regulator-lubricator, 3/4in female NPT inlet(s), 3/4in female NPT outlet(s), 0-120 psig range, clear technopolymer bowl, manual/semi-automatic drain. | Stock | 124
5U26B24L106 | Metal Work Syntesi Size 2 air combination unit, filter-regulator-lubricator, 1in female NPT inlet(s), 1in female NPT outlet(s), 0-120 psig range, clear technopolymer bowl, manual/semi-automatic drain. | Stock | 124
5U11F20L101 | Metal Work Syntesi Size 1 pneumatic combination unit, filter-lubricator, 1/8in female NPT inlet(s), 1/8in female NPT outlet(s), clear technopolymer bowl, manual/semi-automatic drain. | Stock | 54
5U12F20L102 | Metal Work Syntesi Size 1 pneumatic combination unit, filter-lubricator, 1/4in female NPT inlet(s), 1/4in female NPT outlet(s), clear technopolymer bowl, manual/semi-automatic drain. | Stock | 54
5U13F20L103 | Metal Work Syntesi Size 1 pneumatic combination unit, filter-lubricator, 3/8in female NPT inlet(s), 3/8in female NPT outlet(s), clear technopolymer bowl, manual/semi-automatic drain. | Stock | 54
5U23F20L103 | Metal Work Syntesi Size 2 pneumatic combination unit, filter-lubricator, 3/8in female NPT inlet(s), 3/8in female NPT outlet(s), clear technopolymer bowl, manual/semi-automatic drain. | Stock | 83
5U24F20L104 | Metal Work Syntesi Size 2 pneumatic combination unit, filter-lubricator, 1/2in female NPT inlet(s), 1/2in female NPT outlet(s), clear technopolymer bowl, manual/semi-automatic drain. | Stock | 83
5U25F20L105 | Metal Work Syntesi Size 2 pneumatic combination unit, filter-lubricator, 3/4in female NPT inlet(s), 3/4in female NPT outlet(s), clear technopolymer bowl, manual/semi-automatic drain. | Stock | 96
5U26F20L106 | Metal Work Syntesi Size 2 pneumatic combination unit, filter-lubricator, 1in female NPT inlet(s), 1in female NPT outlet(s), clear technopolymer bowl, manual/semi-automatic drain. | Stock | 96
5U11F10D101 | Metal Work Syntesi Size 1 pneumatic combination unit, filter-coalescing filter, 1/8in female NPT inlet(s), 1/8in female NPT outlet(s), clear technopolymer bowl, manual/semi-automatic drain. | Stock | 93
5U12F10D102 | Metal Work Syntesi Size 1 pneumatic combination unit, filter-coalescing filter, 1/4in female NPT inlet(s), 1/4in female NPT outlet(s), clear technopolymer bowl, manual/semi-automatic drain. | Stock | 93
5U13F10D103 | Metal Work Syntesi Size 1 pneumatic combination unit, filter-coalescing filter, 3/8in female NPT inlet(s), 3/8in female NPT outlet(s), clear technopolymer bowl, manual/semi-automatic drain. | Stock | 93
5U23F10D103 | Metal Work Syntesi Size 2 pneumatic combination unit, filter-coalescing filter, 3/8in female NPT inlet(s), 3/8in female NPT outlet(s), clear technopolymer bowl, manual/semi-automatic drain. | Stock | 141
5U24F10D104 | Metal Work Syntesi Size 2 pneumatic combination unit, filter-coalescing filter, 1/2in female NPT inlet(s), 1/2in female NPT outlet(s), clear technopolymer bowl, manual/semi-automatic drain. | Stock | 141
5U25F10D105 | Metal Work Syntesi Size 2 pneumatic combination unit, filter-coalescing filter, 3/4in female NPT inlet(s), 3/4in female NPT outlet(s), clear technopolymer bowl, manual/semi-automatic drain. | Stock | 148
5U26F10D106 | Metal Work Syntesi Size 2 pneumatic combination unit, filter-coalescing filter, 1in female NPT inlet(s), 1in female NPT outlet(s), clear technopolymer bowl, manual/semi-automatic drain. | Stock | 148
Pneumatic Filter/Regulators
5U11B241 | Metal Work Syntesi Size 1 air filter-regulator, 1/8in female NPT inlet(s), 1/8in female NPT outlet(s), 0-120 psig range, manual/semi-automatic drain, clear technopolymer bowl, bowl guard. | Stock | 40
5105002U | Metal Work BIT air filter-regulator, 1/8in female NPT inlet(s), 1/8in female NPT outlet(s), 0-30 psig range, manual/semi-automatic drain, clear technopolymer bowl. For use with Metal Work BIT series air prep components. | Stock | 41
5105005U | Metal Work BIT air filter-regulator, 1/8in female NPT inlet(s), 1/8in female NPT outlet(s), 0-60 psig range, manual/semi-automatic drain, clear technopolymer bowl. For use with Metal Work BIT series air prep components. | Stock | 36.5
5105008U | Metal Work BIT air filter-regulator, 1/8in female NPT inlet(s), 1/8in female NPT outlet(s), 0-120 psig range, manual/semi-automatic drain, clear technopolymer bowl. For use with Metal Work BIT series air prep components. | Stock | 36.5
5105011U | Metal Work BIT air filter-regulator, 1/8in female NPT inlet(s), 1/8in female NPT outlet(s), 0-180 psig range, manual/semi-automatic drain, clear technopolymer bowl. For use with Metal Work BIT series air prep components. | Stock | 36.5
AFR2-2132-N | NITRA pneumatic filter-regulator, 1/8in female NPT inlet(s), 1/8in female NPT outlet(s), 20-60 psi adjustable range, manual/semi-automatic drain, nylon bowl, bowl guard. For use with Ax-21 series air prep components. | Stock | 68
AFR2-2132-D | NITRA pneumatic filter-regulator, 1/8in female NPT inlet(s), 1/8in female NPT outlet(s), 20-60 psi adjustable range, manual/semi-automatic drain, die-cast aluminum bowl, sight gauge. For use with Ax-21 series air prep components. | Stock | 79
AFR2-2132 | NITRA pneumatic filter-regulator, 1/8in female NPT inlet(s), 1/8in female NPT outlet(s), 20-60 psi adjustable range, manual/semi-automatic drain, polycarbonate bowl, bowl guard. For use with Ax-21 series air prep components. | Stock | 68
AFR2-2133-N | NITRA pneumatic filter-regulator, 1/8in female NPT inlet(s), 1/8in female NPT outlet(s), 20-130 psi adjustable range, manual/semi-automatic drain, nylon bowl, bowl guard. For use with Ax-21 series air prep components. | Stock | 68
AFR2-2133-D | NITRA pneumatic filter-regulator, 1/8in female NPT inlet(s), 1/8in female NPT outlet(s), 20-130 psi adjustable range, manual/semi-automatic drain, die-cast aluminum bowl, sight gauge. For use with Ax-21 series air prep components. | Stock | 79
AFR2-2133 | NITRA pneumatic filter-regulator, 1/8in female NPT inlet(s), 1/8in female NPT outlet(s), 20-130 psi adjustable range, manual/semi-automatic drain, polycarbonate bowl, bowl guard. For use with Ax-21 series air prep components. | Stock | 68
5U12B242 | Metal Work Syntesi Size 1 air filter-regulator, 1/4in female NPT inlet(s), 1/4in female NPT outlet(s), 0-120 psig range, manual/semi-automatic drain, clear technopolymer bowl, bowl guard. | Stock | 40
5205002U | Metal Work BIT air filter-regulator, 1/4in female NPT inlet(s), 1/4in female NPT outlet(s), 0-30 psig range, manual/semi-automatic drain, clear technopolymer bowl. For use with Metal Work BIT series air prep components. | Stock | 36.5
5205005U | Metal Work BIT air filter-regulator, 1/4in female NPT inlet(s), 1/4in female NPT outlet(s), 0-60 psig range, manual/semi-automatic drain, clear technopolymer bowl. For use with Metal Work BIT series air prep components. | Stock | 36.5
5205008U | Metal Work BIT air filter-regulator, 1/4in female NPT inlet(s), 1/4in female NPT outlet(s), 0-120 psig range, manual/semi-automatic drain, clear technopolymer bowl. For use with Metal Work BIT series air prep components. | Stock | 36.5
5205011U | Metal Work BIT air filter-regulator, 1/4in female NPT inlet(s), 1/4in female NPT outlet(s), 0-180 psig range, manual/semi-automatic drain, clear technopolymer bowl. For use with Metal Work BIT series air prep components. | Stock | 36.5
B82G-2AK-AD3-RMG | Norgren Excelon Plus 82 pneumatic filter-regulator, 1/4in female NPT inlet(s), 1/4in female NPT outlet(s), 4-145 psi range, automatic drain, die-cast zinc bowl, sight gauge. For use with Excelon 82 series components. | Stock | 110
B82G-2AK-AP3-RMG | Norgren Excelon Plus 82 pneumatic filter-regulator, 1/4in female NPT inlet(s), 1/4in female NPT outlet(s), 4-145 psi range, automatic drain, polycarbonate bowl, bowl guard. For use with Excelon 82 series components. | Stock | 96
B82G-2AK-QD3-RMG | Norgren Excelon Plus 82 pneumatic filter-regulator, 1/4in female NPT inlet(s), 1/4in female NPT outlet(s), 4-145 psi range, manual drain, die-cast zinc bowl, sight gauge. For use with Excelon 82 series components. | Stock | 83
B82G-2AK-QP3-RMG | Norgren Excelon Plus 82 pneumatic filter-regulator, 1/4in female NPT inlet(s), 1/4in female NPT outlet(s), 4-145 psi range, manual drain, polycarbonate bowl, bowl guard. For use with Excelon 82 series components. | Stock | 70
AFR2-2232-N | NITRA pneumatic filter-regulator, 1/4in female NPT inlet(s), 1/4in female NPT outlet(s), 20-60 psi adjustable range, manual/semi-automatic drain, nylon bowl, bowl guard. For use with Ax-22 series air prep components. | Stock | 68
AFR2-2232-D | NITRA pneumatic filter-regulator, 1/4in female NPT inlet(s), 1/4in female NPT outlet(s), 20-60 psi adjustable range, manual/semi-automatic drain, die-cast aluminum bowl, sight gauge. For use with Ax-22 series air prep components. | Stock | 79
AFR2-2232 | NITRA pneumatic filter-regulator, 1/4in female NPT inlet(s), 1/4in female NPT outlet(s), 20-60 psi adjustable range, manual/semi-automatic drain, polycarbonate bowl, bowl guard. For use with Ax-22 series air prep components. | Stock | 68
AFR2-2233-N | NITRA pneumatic filter-regulator, 1/4in female NPT inlet(s), 1/4in female NPT outlet(s), 20-130 psi adjustable range, manual/semi-automatic drain, nylon bowl, bowl guard. For use with Ax-22 series air prep components. | Stock | 68
AFR2-2233-D | NITRA pneumatic filter-regulator, 1/4in female NPT inlet(s), 1/4in female NPT outlet(s), 20-130 psi adjustable range, manual/semi-automatic drain, die-cast aluminum bowl, sight gauge. For use with Ax-22 series air prep components. | Stock | 79
AFR2-2233 | NITRA pneumatic filter-regulator, 1/4in female NPT inlet(s), 1/4in female NPT outlet(s), 20-130 psi adjustable range, manual/semi-automatic drain, polycarbonate bowl, bowl guard. For use with Ax-22 series air prep components. | Stock | 68
AFR2-3232-N | NITRA pneumatic filter-regulator, 1/4in female NPT inlet(s), 1/4in female NPT outlet(s), 20-60 psi adjustable range, manual/semi-automatic drain, nylon bowl, bowl guard. For use with Ax-32 series air prep components. | Stock | 78
AFR2-3232-D | NITRA pneumatic filter-regulator, 1/4in female NPT inlet(s), 1/4in female NPT outlet(s), 20-60 psi adjustable range, manual/semi-automatic drain, die-cast aluminum bowl, sight gauge. For use with Ax-32 series air prep components. | Stock | 90
AFR2-3232 | NITRA pneumatic filter-regulator, 1/4in female NPT inlet(s), 1/4in female NPT outlet(s), 20-60 psi adjustable range, manual/semi-automatic drain, polycarbonate bowl, bowl guard. For use with Ax-32 series air prep components. | Stock | 78
AFR2-3233-N | NITRA pneumatic filter-regulator, 1/4in female NPT inlet(s), 1/4in female NPT outlet(s), 20-130 psi adjustable range, manual/semi-automatic drain, nylon bowl, bowl guard. For use with Ax-32 series air prep components. | Stock | 78
AFR2-3233-D | NITRA pneumatic filter-regulator, 1/4in female NPT inlet(s), 1/4in female NPT outlet(s), 20-130 psi adjustable range, manual/semi-automatic drain, die-cast aluminum bowl, sight gauge. For use with Ax-32 series air prep components. | Stock | 90
AFR2-3233 | NITRA pneumatic filter-regulator, 1/4in female NPT inlet(s), 1/4in female NPT outlet(s), 20-130 psi adjustable range, manual/semi-automatic drain, polycarbonate bowl, bowl guard. For use with Ax-32 series air prep components. | Stock | 78
AFR2-3232-AN | NITRA pneumatic filter-regulator, 1/4in female NPT inlet(s), 1/4in female NPT outlet(s), 20-60 psi adjustable range, automatic drain, nylon bowl, bowl guard. For use with Ax-32 series air prep components. | Stock | 96
AFR2-3232-AD | NITRA pneumatic filter-regulator, 1/4in female NPT inlet(s), 1/4in female NPT outlet(s), 20-60 psi adjustable range, automatic drain, die-cast aluminum bowl, sight gauge. For use with Ax-32 series air prep components. | Stock | 107
AFR2-3232-A | NITRA pneumatic filter-regulator, 1/4in female NPT inlet(s), 1/4in female NPT outlet(s), 20-60 psi adjustable range, automatic drain, polycarbonate bowl, bowl guard. For use with Ax-32 series air prep components. | Stock | 96
AFR2-3233-AN | NITRA pneumatic filter-regulator, 1/4in female NPT inlet(s), 1/4in female NPT outlet(s), 20-130 psi adjustable range, automatic drain, nylon bowl, bowl guard. For use with Ax-32 series air prep components. | Stock | 96
AFR2-3233-AD | NITRA pneumatic filter-regulator, 1/4in female NPT inlet(s), 1/4in female NPT outlet(s), 20-130 psi adjustable range, automatic drain, die-cast aluminum bowl, sight gauge. For use with Ax-32 series air prep components. | Stock | 107
AFR2-3233-A | NITRA pneumatic filter-regulator, 1/4in female NPT inlet(s), 1/4in female NPT outlet(s), 20-130 psi adjustable range, automatic drain, polycarbonate bowl, bowl guard. For use with Ax-32 series air prep components. | Stock | 96
5U13B243 | Metal Work Syntesi Size 1 air filter-regulator, 3/8in female NPT inlet(s), 3/8in female NPT outlet(s), 0-120 psig range, manual/semi-automatic drain, clear technopolymer bowl, bowl guard. | Stock | 40
5U23B243 | Metal Work Syntesi Size 2 air filter-regulator, 3/8in female NPT inlet(s), 3/8in female NPT outlet(s), 0-120 psig range, manual/semi-automatic drain, clear technopolymer bowl, bowl guard. | Stock | 60
B82G-3AK-AD3-RMG | Norgren Excelon Plus 82 pneumatic filter-regulator, 3/8in female NPT inlet(s), 3/8in female NPT outlet(s), 4-145 psi range, automatic drain, die-cast zinc bowl, sight gauge. For use with Excelon 82 series components. | Stock | 110
B82G-3AK-AP3-RMG | Norgren Excelon Plus 82 pneumatic filter-regulator, 3/8in female NPT inlet(s), 3/8in female NPT outlet(s), 4-145 psi range, automatic drain, polycarbonate bowl, bowl guard. For use with Excelon 82 series components. | Stock | 96
B82G-3AK-QD3-RMG | Norgren Excelon Plus 82 pneumatic filter-regulator, 3/8in female NPT inlet(s), 3/8in female NPT outlet(s), 4-145 psi range, manual drain, die-cast zinc bowl, sight gauge. For use with Excelon 82 series components. | Stock | 83
B82G-3AK-QP3-RMG | Norgren Excelon Plus 82 pneumatic filter-regulator, 3/8in female NPT inlet(s), 3/8in female NPT outlet(s), 4-145 psi range, manual drain, polycarbonate bowl, bowl guard. For use with Excelon 82 series components. | Stock | 70
B84G-3AK-AD3-RMG | Norgren Excelon Plus 84 pneumatic filter-regulator, 3/8in female NPT inlet(s), 3/8in female NPT outlet(s), 4-145 psi range, automatic drain, die-cast aluminum bowl, sight gauge. For use with Excelon 84 series components. | Stock | 192
B84G-3AK-AP3-RMG | Norgren Excelon Plus 84 pneumatic filter-regulator, 3/8in female NPT inlet(s), 3/8in female NPT outlet(s), 4-145 psi range, automatic drain, polycarbonate bowl, bowl guard. For use with Excelon 84 series components. | Stock | 161
B84G-3AK-QD3-RMG | Norgren Excelon Plus 84 pneumatic filter-regulator, 3/8in female NPT inlet(s), 3/8in female NPT outlet(s), 4-145 psi range, manual drain, die-cast aluminum bowl, sight gauge. For use with Excelon 84 series components. | Stock | 159
B84G-3AK-QP3-RMG | Norgren Excelon Plus 84 pneumatic filter-regulator, 3/8in female NPT inlet(s), 3/8in female NPT outlet(s), 4-145 psi range, manual drain, polycarbonate bowl, bowl guard. For use with Excelon 84 series components. | Stock | 128
AFR2-3332-N | NITRA pneumatic filter-regulator, 3/8in female NPT inlet(s), 3/8in female NPT outlet(s), 20-60 psi adjustable range, manual/semi-automatic drain, nylon bowl, bowl guard. For use with Ax-33 series air prep components. | Stock | 78
AFR2-3332-D | NITRA pneumatic filter-regulator, 3/8in female NPT inlet(s), 3/8in female NPT outlet(s), 20-60 psi adjustable range, manual/semi-automatic drain, die-cast aluminum bowl, sight gauge. For use with Ax-33 series air prep components. | Stock | 90
AFR2-3332 | NITRA pneumatic filter-regulator, 3/8in female NPT inlet(s), 3/8in female NPT outlet(s), 20-60 psi adjustable range, manual/semi-automatic drain, polycarbonate bowl, bowl guard. For use with Ax-33 series air prep components. | Stock | 78
AFR2-3333-N | NITRA pneumatic filter-regulator, 3/8in female NPT inlet(s), 3/8in female NPT outlet(s), 20-130 psi adjustable range, manual/semi-automatic drain, nylon bowl, bowl guard. For use with Ax-33 series air prep components. | Stock | 57
AFR2-3333-D | NITRA pneumatic filter-regulator, 3/8in female NPT inlet(s), 3/8in female NPT outlet(s), 20-130 psi adjustable range, manual/semi-automatic drain, die-cast aluminum bowl, sight gauge. For use with Ax-33 series air prep components. | Stock | 90
AFR2-3333 | NITRA pneumatic filter-regulator, 3/8in female NPT inlet(s), 3/8in female NPT outlet(s), 20-130 psi adjustable range, manual/semi-automatic drain, polycarbonate bowl, bowl guard. For use with Ax-33 series air prep components. | Stock | 78
AFR2-3332-AN | NITRA pneumatic filter-regulator, 3/8in female NPT inlet(s), 3/8in female NPT outlet(s), 20-60 psi adjustable range, automatic drain, nylon bowl, bowl guard. For use with Ax-33 series air prep components. | Stock | 96
AFR2-3332-AD | NITRA pneumatic filter-regulator, 3/8in female NPT inlet(s), 3/8in female NPT outlet(s), 20-60 psi adjustable range, automatic drain, die-cast aluminum bowl, sight gauge. For use with Ax-33 series air prep components. | Stock | 107
AFR2-3332-A | NITRA pneumatic filter-regulator, 3/8in female NPT inlet(s), 3/8in female NPT outlet(s), 20-60 psi adjustable range, automatic drain, polycarbonate bowl, bowl guard. For use with Ax-33 series air prep components. | Stock | 96
AFR2-3333-AN | NITRA pneumatic filter-regulator, 3/8in female NPT inlet(s), 3/8in female NPT outlet(s), 20-130 psi adjustable range, automatic drain, nylon bowl, bowl guard. For use with Ax-33 series air prep components. | Stock | 96
AFR2-3333-AD | NITRA pneumatic filter-regulator, 3/8in female NPT inlet(s), 3/8in female NPT outlet(s), 20-130 psi adjustable range, automatic drain, die-cast aluminum bowl, sight gauge. For use with Ax-33 series air prep components. | Stock | 107
AFR2-3333-A | NITRA pneumatic filter-regulator, 3/8in female NPT inlet(s), 3/8in female NPT outlet(s), 20-130 psi adjustable range, automatic drain, polycarbonate bowl, bowl guard. For use with Ax-33 series air prep components. | Stock | 96
5U24B244 | Metal Work Syntesi Size 2 air filter-regulator, 1/2in female NPT inlet(s), 1/2in female NPT outlet(s), 0-120 psig range, manual/semi-automatic drain, clear technopolymer bowl, bowl guard. | Stock | 60
B84G-4AK-AD3-RMG | Norgren Excelon Plus 84 pneumatic filter-regulator, 1/2in female NPT inlet(s), 1/2in female NPT outlet(s), 4-145 psi range, automatic drain, die-cast aluminum bowl, sight gauge. For use with Excelon 84 series components. | Stock | 192
B84G-4AK-AP3-RMG | Norgren Excelon Plus 84 pneumatic filter-regulator, 1/2in female NPT inlet(s), 1/2in female NPT outlet(s), 4-145 psi range, automatic drain, polycarbonate bowl, bowl guard. For use with Excelon 84 series components. | Stock | 159
B84G-4AK-QD3-RMG | Norgren Excelon Plus 84 pneumatic filter-regulator, 1/2in female NPT inlet(s), 1/2in female NPT outlet(s), 4-145 psi range, manual drain, die-cast aluminum bowl, sight gauge. For use with Excelon 84 series components. | Stock | 159
B84G-4AK-QP3-RMG | Norgren Excelon Plus 84 pneumatic filter-regulator, 1/2in female NPT inlet(s), 1/2in female NPT outlet(s), 4-145 psi range, manual drain, polycarbonate bowl, bowl guard. For use with Excelon 84 series components. | Stock | 126
AFR2-4433-N | NITRA pneumatic filter-regulator, 1/2in female NPT inlet(s), 1/2in female NPT outlet(s), 20-130 psi adjustable range, manual/semi-automatic drain, nylon bowl, bowl guard. For use with Ax-44 series air prep components. | Stock | 122
AFR2-4433-D | NITRA pneumatic filter-regulator, 1/2in female NPT inlet(s), 1/2in female NPT outlet(s), 20-130 psi adjustable range, manual/semi-automatic drain, die-cast aluminum bowl, sight gauge. For use with Ax-44 series air prep components. | Stock | 137
AFR2-4433 | NITRA pneumatic filter-regulator, 1/2in female NPT inlet(s), 1/2in female NPT outlet(s), 20-130 psi adjustable range, manual/semi-automatic drain, polycarbonate bowl, bowl guard. For use with Ax-44 series air prep components. | Stock | 122
AFR2-4433-AN | NITRA pneumatic filter-regulator, 1/2in female NPT inlet(s), 1/2in female NPT outlet(s), 20-130 psi adjustable range, automatic drain, nylon bowl, bowl guard. For use with Ax-44 series air prep components. | Stock | 104
AFR2-4433-AD | NITRA pneumatic filter-regulator, 1/2in female NPT inlet(s), 1/2in female NPT outlet(s), 20-130 psi adjustable range, automatic drain, die-cast aluminum bowl, sight gauge. For use with Ax-44 series air prep components. | Stock | 155
AFR2-4433-A | NITRA pneumatic filter-regulator, 1/2in female NPT inlet(s), 1/2in female NPT outlet(s), 20-130 psi adjustable range, automatic drain, polycarbonate bowl, bowl guard. For use with Ax-44 series air prep components. | Stock | 140
5U25B245 | Metal Work Syntesi Size 2 air filter-regulator, 3/4in female NPT inlet(s), 3/4in female NPT outlet(s), 0-120 psig range, manual/semi-automatic drain, clear technopolymer bowl, bowl guard. | Stock | 64
B84G-6AK-AD3-RMG | Norgren Excelon Plus 84 pneumatic filter-regulator, 3/4in female NPT inlet(s), 3/4in female NPT outlet(s), 4-145 psi range, automatic drain, die-cast aluminum bowl, sight gauge. For use with Excelon 84 series components. | Stock | 192
B84G-6AK-AP3-RMG | Norgren Excelon Plus 84 pneumatic filter-regulator, 3/4in female NPT inlet(s), 3/4in female NPT outlet(s), 4-145 psi range, automatic drain, polycarbonate bowl, bowl guard. For use with Excelon 84 series components. | Stock | 159
B84G-6AK-QD3-RMG | Norgren Excelon Plus 84 pneumatic filter-regulator, 3/4in female NPT inlet(s), 3/4in female NPT outlet(s), 4-145 psi range, manual drain, die-cast aluminum bowl, sight gauge. For use with Excelon 84 series components. | Stock | 159
B84G-6AK-QP3-RMG | Norgren Excelon Plus 84 pneumatic filter-regulator, 3/4in female NPT inlet(s), 3/4in female NPT outlet(s), 4-145 psi range, manual drain, polycarbonate bowl, bowl guard. For use with Excelon 84 series components. | Stock | 126
AFR2-6633-D | NITRA pneumatic filter-regulator, 3/4in female NPT inlet(s), 3/4in female NPT outlet(s), 20-130 psi adjustable range, manual/semi-automatic drain, die-cast aluminum bowl, sight gauge. For use with Ax-66 series air prep components. | Stock | 208
AFR2-6633-AD | NITRA pneumatic filter-regulator, 3/4in female NPT inlet(s), 3/4in female NPT outlet(s), 20-130 psi adjustable range, automatic drain, die-cast aluminum bowl, sight gauge. For use with Ax-66 series air prep components. | Stock | 169
5U26B246 | Metal Work Syntesi Size 2 air filter-regulator, 1in female NPT inlet(s), 1in female NPT outlet(s), 0-120 psig range, manual/semi-automatic drain, clear technopolymer bowl, bowl guard. | Stock | 64
AFR2-6833-D | NITRA pneumatic filter-regulator, 1in female NPT inlet(s), 1in female NPT outlet(s), 20-130 psi adjustable range, manual/semi-automatic drain, die-cast aluminum bowl, sight gauge. For use with Ax-68 series air prep components. | Stock | 208
AFR2-6833-AD | NITRA pneumatic filter-regulator, 1in female NPT inlet(s), 1in female NPT outlet(s), 20-130 psi adjustable range, automatic drain, die-cast aluminum bowl, sight gauge. For use with Ax-68 series air prep components. | Stock | 227
Pneumatic Air Filters
5U11F201 | Metal Work Syntesi Size 1 pneumatic filter, particulate and moisture separation, 1/8in female NPT inlet(s), 1/8in female NPT outlet(s), manual/semi-automatic drain, clear technopolymer bowl, bowl guard. | Stock | 24
5U11D101 | Metal Work Syntesi Size 1 pneumatic filter, coalescing oil removal, 1/8in female NPT inlet(s), 1/8in female NPT outlet(s), manual/semi-automatic drain, clear technopolymer bowl, bowl guard. | Stock | 69
5101002U | Metal Work BIT air filter, particulate and moisture separation, 1/8in female NPT inlet(s), 1/8in female NPT outlet(s), manual/semi-automatic drain, clear technopolymer bowl. For use with Metal Work BIT series air prep components. | Stock | 20.5
5112001U | Metal Work BIT air filter, coalescing oil removal, 1/8in female NPT inlet(s), 1/8in female NPT outlet(s), manual/semi-automatic drain, clear technopolymer bowl. For use with Metal Work BIT series air prep components. | Stock | 98
AF2-213-N | NITRA pneumatic filter, particulate and moisture separation, 1/8in female NPT inlet(s), 1/8in female NPT outlet(s), manual/semi-automatic drain, nylon bowl, metal bowl guard. For use with Ax-21 series air prep components. | Stock | 31
AF2-213-D | NITRA pneumatic filter, particulate and moisture separation, 1/8in female NPT inlet(s), 1/8in female NPT outlet(s), manual/semi-automatic drain, die-cast aluminum bowl, sight gauge. For use with Ax-21 series air prep components. | Stock | 39
AF2-213 | NITRA pneumatic filter, particulate and moisture separation, 1/8in female NPT inlet(s), 1/8in female NPT outlet(s), manual/semi-automatic drain, polycarbonate bowl, metal bowl guard. For use with Ax-21 series air prep components. | Stock | 31
AC-214 | NITRA pneumatic filter, coalescing, 1/8in female NPT inlet(s), 1/8in female NPT outlet(s), manual/semi-automatic drain, polycarbonate bowl, metal bowl guard. For use with Ax-21 series air prep components. | Stock | 95
AC-214-N | NITRA pneumatic filter, coalescing, 1/8in female NPT inlet(s), 1/8in female NPT outlet(s), manual/semi-automatic drain, nylon bowl, metal bowl guard. For use with Ax-21 series air prep components. | Stock | 96
5U12F202 | Metal Work Syntesi Size 1 pneumatic filter, particulate and moisture separation, 1/4in female NPT inlet(s), 1/4in female NPT outlet(s), manual/semi-automatic drain, clear technopolymer bowl, bowl guard. | Stock | 24
5U12D102 | Metal Work Syntesi Size 1 pneumatic filter, coalescing oil removal, 1/4in female NPT inlet(s), 1/4in female NPT outlet(s), manual/semi-automatic drain, clear technopolymer bowl, bowl guard. | Stock | 69
5201002U | Metal Work BIT air filter, particulate and moisture separation, 1/4in female NPT inlet(s), 1/4in female NPT outlet(s), manual/semi-automatic drain, clear technopolymer bowl. For use with Metal Work BIT series air prep components. | Stock | 20.5
5212001U | Metal Work BIT air filter, coalescing oil removal, 1/4in female NPT inlet(s), 1/4in female NPT outlet(s), manual/semi-automatic drain, clear technopolymer bowl. For use with Metal Work BIT series air prep components. | Stock | 93
F82G-2AN-AD3 | Norgren Excelon Plus 82 pneumatic filter, particulate, 1/4in female NPT inlet(s), 1/4in female NPT outlet(s), automatic drain, die-cast zinc bowl, sight gauge. For use with Excelon 82 series components. | Stock | 73
F82G-2AN-AP3 | Norgren Excelon Plus 82 pneumatic filter, particulate, 1/4in female NPT inlet(s), 1/4in female NPT outlet(s), automatic drain, polycarbonate bowl, bowl guard. For use with Excelon 82 series components. | Stock | 62
F82G-2AN-QD3 | Norgren Excelon Plus 82 pneumatic filter, particulate, 1/4in female NPT inlet(s), 1/4in female NPT outlet(s), manual drain, die-cast zinc bowl, sight gauge. For use with Excelon 82 series components. | Stock | 49.5
F82G-2AN-QP3 | Norgren Excelon Plus 82 pneumatic filter, particulate, 1/4in female NPT inlet(s), 1/4in female NPT outlet(s), manual drain, polycarbonate bowl, bowl guard. For use with Excelon 82 series components. | Stock | 36
F82C-2AD-AD0 | Norgren Excelon Plus 82 pneumatic filter, coalescing oil removal, 1/4in female NPT inlet(s), 1/4in female NPT outlet(s), automatic drain, die-cast zinc bowl, sight gauge. For use with Excelon 82 series components. | Stock | 126
F82C-2AD-AP0 | Norgren Excelon Plus 82 pneumatic filter, coalescing oil removal, 1/4in female NPT inlet(s), 1/4in female NPT outlet(s), automatic drain, polycarbonate bowl, bowl guard. For use with Excelon 82 series components. | Stock | 115
F82C-2AD-QD0 | Norgren Excelon Plus 82 pneumatic filter, coalescing oil removal, 1/4in female NPT inlet(s), 1/4in female NPT outlet(s), manual drain, die-cast zinc bowl, sight gauge. For use with Excelon 82 series components. | Stock | 101
F82C-2AD-QP0 | Norgren Excelon Plus 82 pneumatic filter, coalescing oil removal, 1/4in female NPT inlet(s), 1/4in female NPT outlet(s), manual drain, polycarbonate bowl, bowl guard. For use with Excelon 82 series components. | Stock | 91
F82V-2AN-EDA | Norgren Excelon Plus 82 pneumatic filter, vapor removal, 1/4in female NPT inlet(s), 1/4in female NPT outlet(s), closed bowl drain, die-cast zinc bowl, sight gauge. For use with Excelon 82 series components. | Stock | 101
F82V-2AN-EPA | Norgren Excelon Plus 82 pneumatic filter, vapor removal, 1/4in female NPT inlet(s), 1/4in female NPT outlet(s), closed bowl drain, polycarbonate bowl, bowl guard. For use with Excelon 82 series components. | Stock | 91
AF2-223-N | NITRA pneumatic filter, particulate and moisture separation, 1/4in female NPT inlet(s), 1/4in female NPT outlet(s), manual/semi-automatic drain, nylon bowl, metal bowl guard. For use with Ax-22 series air prep components. | Stock | 31
AF2-223-D | NITRA pneumatic filter, particulate and moisture separation, 1/4in female NPT inlet(s), 1/4in female NPT outlet(s), manual/semi-automatic drain, die-cast aluminum bowl, sight gauge. For use with Ax-22 series air prep components. | Stock | 39
AF2-223 | NITRA pneumatic filter, particulate and moisture separation, 1/4in female NPT inlet(s), 1/4in female NPT outlet(s), manual/semi-automatic drain, polycarbonate bowl, metal bowl guard. For use with Ax-22 series air prep components. | Stock | 31
AC-224 | NITRA pneumatic filter, coalescing, 1/4in female NPT inlet(s), 1/4in female NPT outlet(s), manual/semi-automatic drain, polycarbonate bowl, metal bowl guard. For use with Ax-22 series air prep components. | Stock | 95
AC-224-N | NITRA pneumatic filter, coalescing, 1/4in female NPT inlet(s), 1/4in female NPT outlet(s), manual/semi-automatic drain, nylon bowl, metal bowl guard. For use with Ax-22 series air prep components. | Stock | 96
AF2-323-N | NITRA pneumatic filter, particulate and moisture separation, 1/4in female NPT inlet(s), 1/4in female NPT outlet(s), manual/semi-automatic drain, nylon bowl, metal bowl guard. For use with Ax-32 series air prep components. | Stock | 35.5
AF2-323-D | NITRA pneumatic filter, particulate and moisture separation, 1/4in female NPT inlet(s), 1/4in female NPT outlet(s), manual/semi-automatic drain, die-cast aluminum bowl, sight gauge. For use with Ax-32 series air prep components. | Stock | 45
AF2-323 | NITRA pneumatic filter, particulate and moisture separation, 1/4in female NPT inlet(s), 1/4in female NPT outlet(s), manual/semi-automatic drain, polycarbonate bowl, metal bowl guard. For use with Ax-32 series air prep components. | Stock | 35.5
AF2-323-AN | NITRA pneumatic filter, particulate and moisture separation, 1/4in female NPT inlet(s), 1/4in female NPT outlet(s), automatic drain, nylon bowl, metal bowl guard. For use with Ax-32 series air prep components. | Stock | 51
AF2-323-AD | NITRA pneumatic filter, particulate and moisture separation, 1/4in female NPT inlet(s), 1/4in female NPT outlet(s), automatic drain, die-cast aluminum bowl, sight gauge. For use with Ax-32 series air prep components. | Stock | 60
AF2-323-A | NITRA pneumatic filter, particulate and moisture separation, 1/4in female NPT inlet(s), 1/4in female NPT outlet(s), automatic drain, polycarbonate bowl, metal bowl guard. For use with Ax-32 series air prep components. | Stock | 51
AC-324 | NITRA pneumatic filter, coalescing, 1/4in female NPT inlet(s), 1/4in female NPT outlet(s), manual/semi-automatic drain, polycarbonate bowl, metal bowl guard. For use with Ax-32 series air prep components. | Stock | 100
AC-324-N | NITRA pneumatic filter, coalescing, 1/4in female NPT inlet(s), 1/4in female NPT outlet(s), manual/semi-automatic drain, nylon bowl, metal bowl guard. For use with Ax-32 series air prep components. | Stock | 103
AC-324-D | NITRA pneumatic filter, coalescing, 1/4in female NPT inlet(s), 1/4in female NPT outlet(s), manual/semi-automatic drain, metal bowl, sight gauge. For use with Ax-32 series air prep components. | Stock | 104
AC-324-A | NITRA pneumatic filter, coalescing, 1/4in female NPT inlet(s), 1/4in female NPT outlet(s), automatic drain, polycarbonate bowl, metal bowl guard. For use with Ax-32 series air prep components. | Stock | 130
AC-324-AN | NITRA pneumatic filter, coalescing, 1/4in female NPT inlet(s), 1/4in female NPT outlet(s), automatic drain, nylon bowl, metal bowl guard. For use with Ax-32 series air prep components. | Stock | 134
AC-324-AD | NITRA pneumatic filter, coalescing, 1/4in female NPT inlet(s), 1/4in female NPT outlet(s), automatic drain, metal bowl, sight gauge. For use with Ax-32 series air prep components. | Stock | 136
5U13F203 | Metal Work Syntesi Size 1 pneumatic filter, particulate and moisture separation, 3/8in female NPT inlet(s), 3/8in female NPT outlet(s), manual/semi-automatic drain, clear technopolymer bowl, bowl guard. | Stock | 24
5U23F203 | Metal Work Syntesi Size 2 air filter, particulate and moisture separation, 3/8in female NPT inlet(s), 3/8in female NPT outlet(s), manual/semi-automatic drain, clear technopolymer bowl, bowl guard. | Stock | 39
5U13D103 | Metal Work Syntesi Size 1 pneumatic filter, coalescing oil removal, 3/8in female NPT inlet(s), 3/8in female NPT outlet(s), manual/semi-automatic drain, clear technopolymer bowl, bowl guard. | Stock | 69
5U23D103 | Metal Work Syntesi Size 2 air filter, coalescing oil removal, 3/8in female NPT inlet(s), 3/8in female NPT outlet(s), manual/semi-automatic drain, clear technopolymer bowl, bowl guard. | Stock | 103
F82G-3AN-AD3 | Norgren Excelon Plus 82 pneumatic filter, particulate, 3/8in female NPT inlet(s), 3/8in female NPT outlet(s), automatic drain, die-cast zinc bowl, sight gauge. For use with Excelon 82 series components. | Stock | 74
F82G-3AN-AP3 | Norgren Excelon Plus 82 pneumatic filter, particulate, 3/8in female NPT inlet(s), 3/8in female NPT outlet(s), automatic drain, polycarbonate bowl, bowl guard. For use with Excelon 82 series components. | Stock | 62
F82G-3AN-QD3 | Norgren Excelon Plus 82 pneumatic filter, particulate, 3/8in female NPT inlet(s), 3/8in female NPT outlet(s), manual drain, die-cast zinc bowl, sight gauge. For use with Excelon 82 series components. | Stock | 49.5
F82G-3AN-QP3 | Norgren Excelon Plus 82 pneumatic filter, particulate, 3/8in female NPT inlet(s), 3/8in female NPT outlet(s), manual drain, polycarbonate bowl, bowl guard. For use with Excelon 82 series components. | Stock | 36
F82C-3AD-AD0 | Norgren Excelon Plus 82 pneumatic filter, coalescing oil removal, 3/8in female NPT inlet(s), 3/8in female NPT outlet(s), automatic drain, die-cast zinc bowl, sight gauge. For use with Excelon 82 series components. | Stock | 126
F82C-3AD-AP0 | Norgren Excelon Plus 82 pneumatic filter, coalescing oil removal, 3/8in female NPT inlet(s), 3/8in female NPT outlet(s), automatic drain, polycarbonate bowl, bowl guard. For use with Excelon 82 series components. | Stock | 115
F82C-3AD-QD0 | Norgren Excelon Plus 82 pneumatic filter, coalescing oil removal, 3/8in female NPT inlet(s), 3/8in female NPT outlet(s), manual drain, die-cast zinc bowl, sight gauge. For use with Excelon 82 series components. | Stock | 101
F82C-3AD-QP0 | Norgren Excelon Plus 82 pneumatic filter, coalescing oil removal, 3/8in female NPT inlet(s), 3/8in female NPT outlet(s), manual drain, polycarbonate bowl, bowl guard. For use with Excelon 82 series components. | Stock | 91
F82V-3AN-EDA | Norgren Excelon Plus 82 pneumatic filter, vapor removal, 3/8in female NPT inlet(s), 3/8in female NPT outlet(s), closed bowl drain, die-cast zinc bowl, sight gauge. For use with Excelon 82 series components. | Stock | 101
F82V-3AN-EPA | Norgren Excelon Plus 82 pneumatic filter, vapor removal, 3/8in female NPT inlet(s), 3/8in female NPT outlet(s), closed bowl drain, polycarbonate bowl, bowl guard. For use with Excelon 82 series components. | Stock | 91
F84G-3AN-AD3 | Norgren Excelon Plus 84 pneumatic filter, particulate, 3/8in female NPT inlet(s), 3/8in female NPT outlet(s), automatic drain, die-cast aluminum bowl, sight gauge. For use with Excelon 84 series components. | Stock | 129
F84G-3AN-AP3 | Norgren Excelon Plus 84 pneumatic filter, particulate, 3/8in female NPT inlet(s), 3/8in female NPT outlet(s), automatic drain, polycarbonate bowl, bowl guard. For use with Excelon 84 series components. | Stock | 96
F84G-3AN-QD3 | Norgren Excelon Plus 84 pneumatic filter, particulate, 3/8in female NPT inlet(s), 3/8in female NPT outlet(s), manual drain, die-cast aluminum bowl, sight gauge. For use with Excelon 84 series components. | Stock | 96
F84G-3AN-QP3 | Norgren Excelon Plus 84 pneumatic filter, particulate, 3/8in female NPT inlet(s), 3/8in female NPT outlet(s), manual drain, polycarbonate bowl, bowl guard. For use with Excelon 84 series components. | Stock | 64
F84C-3AD-AD0 | Norgren Excelon Plus 84 pneumatic filter, coalescing oil removal, 3/8in female NPT inlet(s), 3/8in female NPT outlet(s), automatic drain, die-cast aluminum bowl, sight gauge. For use with Excelon 84 series components. | Stock | 208
F84C-3AD-AP0 | Norgren Excelon Plus 84 pneumatic filter, coalescing oil removal, 3/8in female NPT inlet(s), 3/8in female NPT outlet(s), automatic drain, polycarbonate bowl, bowl guard. For use with Excelon 84 series components. | Stock | 175
F84V-3AN-EMA | Norgren Excelon Plus 84 pneumatic filter, vapor removal, 3/8in female NPT inlet(s), 3/8in female NPT outlet(s), closed bowl drain, die-cast aluminum bowl, sight gauge. For use with Excelon 84 series components. | Stock | 175
F84V-3AN-EPA | Norgren Excelon Plus 84 pneumatic filter, vapor removal, 3/8in female NPT inlet(s), 3/8in female NPT outlet(s), closed bowl drain, polycarbonate bowl, bowl guard. For use with Excelon 84 series components. | Stock | 143
AF2-333-N | NITRA pneumatic filter, particulate and moisture separation, 3/8in female NPT inlet(s), 3/8in female NPT outlet(s), manual/semi-automatic drain, nylon bowl, metal bowl guard. For use with Ax-33 series air prep components. | Stock | 35.5
AF2-333-D | NITRA pneumatic filter, particulate and moisture separation, 3/8in female NPT inlet(s), 3/8in female NPT outlet(s), manual/semi-automatic drain, die-cast aluminum bowl, sight gauge. For use with Ax-33 series air prep components. | Stock | 45
AF2-333 | NITRA pneumatic filter, particulate and moisture separation, 3/8in female NPT inlet(s), 3/8in female NPT outlet(s), manual/semi-automatic drain, polycarbonate bowl, metal bowl guard. For use with Ax-33 series air prep components. | Stock | 35.5
AF2-333-AN | NITRA pneumatic filter, particulate and moisture separation, 3/8in female NPT inlet(s), 3/8in female NPT outlet(s), automatic drain, nylon bowl, metal bowl guard. For use with Ax-33 series air prep components. | Stock | 51
AF2-333-AD | NITRA pneumatic filter, particulate and moisture separation, 3/8in female NPT inlet(s), 3/8in female NPT outlet(s), automatic drain, die-cast aluminum bowl, sight gauge. For use with Ax-33 series air prep components. | Stock | 60
AF2-333-A | NITRA pneumatic filter, particulate and moisture separation, 3/8in female NPT inlet(s), 3/8in female NPT outlet(s), automatic drain, polycarbonate bowl, metal bowl guard. For use with Ax-33 series air prep components. | Stock | 51
AC-334 | NITRA pneumatic filter, coalescing, 3/8in female NPT inlet(s), 3/8in female NPT outlet(s), manual/semi-automatic drain, polycarbonate bowl, metal bowl guard. For use with Ax-33 series air prep components. | Stock | 100
AC-334-N | NITRA pneumatic filter, coalescing, 3/8in female NPT inlet(s), 3/8in female NPT outlet(s), manual/semi-automatic drain, nylon bowl, metal bowl guard. For use with Ax-33 series air prep components. | Stock | 103
AC-334-D | NITRA pneumatic filter, coalescing, 3/8in female NPT inlet(s), 3/8in female NPT outlet(s), manual/semi-automatic drain, metal bowl, sight gauge. For use with Ax-33 series air prep components. | Stock | 104
AC-334-A | NITRA pneumatic filter, coalescing, 3/8in female NPT inlet(s), 3/8in female NPT outlet(s), automatic drain, polycarbonate bowl, metal bowl guard. For use with Ax-33 series air prep components. | Stock | 130
AC-334-AN | NITRA pneumatic filter, coalescing, 3/8in female NPT inlet(s), 3/8in female NPT outlet(s), automatic drain, nylon bowl, metal bowl guard. For use with Ax-33 series air prep components. | Stock | 134
AC-334-AD | NITRA pneumatic filter, coalescing, 3/8in female NPT inlet(s), 3/8in female NPT outlet(s), automatic drain, metal bowl, sight gauge. For use with Ax-33 series air prep components. | Stock | 136
5U24F204 | Metal Work Syntesi Size 2 air filter, particulate and moisture separation, 1/2in female NPT inlet(s), 1/2in female NPT outlet(s), manual/semi-automatic drain, clear technopolymer bowl, bowl guard. | Stock | 39
5U24D104 | Metal Work Syntesi Size 2 air filter, coalescing oil removal, 1/2in female NPT inlet(s), 1/2in female NPT outlet(s), manual/semi-automatic drain, clear technopolymer bowl, bowl guard. | Stock | 103
F84G-4AN-AD3 | Norgren Excelon Plus 84 pneumatic filter, particulate, 1/2in female NPT inlet(s), 1/2in female NPT outlet(s), automatic drain, die-cast aluminum bowl, sight gauge. For use with Excelon 84 series components. | Stock | 129
F84G-4AN-AP3 | Norgren Excelon Plus 84 pneumatic filter, particulate, 1/2in female NPT inlet(s), 1/2in female NPT outlet(s), automatic drain, polycarbonate bowl, bowl guard. For use with Excelon 84 series components. | Stock | 96
F84G-4AN-QD3 | Norgren Excelon Plus 84 pneumatic filter, particulate, 1/2in female NPT inlet(s), 1/2in female NPT outlet(s), manual drain, die-cast aluminum bowl, sight gauge. For use with Excelon 84 series components. | Stock | 96
F84G-4AN-QP3 | Norgren Excelon Plus 84 pneumatic filter, particulate, 1/2in female NPT inlet(s), 1/2in female NPT outlet(s), manual drain, polycarbonate bowl, bowl guard. For use with Excelon 84 series components. | Stock | 64
F84C-4AD-AD0 | Norgren Excelon Plus 84 pneumatic filter, coalescing oil removal, 1/2in female NPT inlet(s), 1/2in female NPT outlet(s), automatic drain, die-cast aluminum bowl, sight gauge. For use with Excelon 84 series components. | Stock | 208
F84C-4AD-AP0 | Norgren Excelon Plus 84 pneumatic filter, coalescing oil removal, 1/2in female NPT inlet(s), 1/2in female NPT outlet(s), automatic drain, polycarbonate bowl, bowl guard. For use with Excelon 84 series components. | Stock | 175
F84V-4AN-EMA | Norgren Excelon Plus 84 pneumatic filter, vapor removal, 1/2in female NPT inlet(s), 1/2in female NPT outlet(s), closed bowl drain, die-cast aluminum bowl, sight gauge. For use with Excelon 84 series components. | Stock | 175
F84V-4AN-EPA | Norgren Excelon Plus 84 pneumatic filter, vapor removal, 1/2in female NPT inlet(s), 1/2in female NPT outlet(s), closed bowl drain, polycarbonate bowl, bowl guard. For use with Excelon 84 series components. | Stock | 143
AF2-443-N | NITRA pneumatic filter, particulate and moisture separation, 1/2in female NPT inlet(s), 1/2in female NPT outlet(s), manual/semi-automatic drain, nylon bowl, metal bowl guard. For use with Ax-44 series air prep components. | Stock | 53
AF2-443-D | NITRA pneumatic filter, particulate and moisture separation, 1/2in female NPT inlet(s), 1/2in female NPT outlet(s), manual/semi-automatic drain, die-cast aluminum bowl, sight gauge. For use with Ax-44 series air prep components. | Stock | 61
AF2-443 | NITRA pneumatic filter, particulate and moisture separation, 1/2in female NPT inlet(s), 1/2in female NPT outlet(s), manual/semi-automatic drain, polycarbonate bowl, metal bowl guard. For use with Ax-44 series air prep components. | Stock | 53
AF2-443-AN | NITRA pneumatic filter, particulate and moisture separation, 1/2in female NPT inlet(s), 1/2in female NPT outlet(s), automatic drain, nylon bowl, metal bowl guard. For use with Ax-44 series air prep components. | Stock | 68
AF2-443-AD | NITRA pneumatic filter, particulate and moisture separation, 1/2in female NPT inlet(s), 1/2in female NPT outlet(s), automatic drain, die-cast aluminum bowl, sight gauge. For use with Ax-44 series air prep components. | Stock | 80
AF2-443-A | NITRA pneumatic filter, particulate and moisture separation, 1/2in female NPT inlet(s), 1/2in female NPT outlet(s), automatic drain, polycarbonate bowl, metal bowl guard. For use with Ax-44 series air prep components. | Stock | 68
AC-444 | NITRA pneumatic filter, coalescing, 1/2in female NPT inlet(s), 1/2in female NPT outlet(s), manual/semi-automatic drain, polycarbonate bowl, metal bowl guard. For use with Ax-44 series air prep components. | Stock | 135
AC-444-N | NITRA pneumatic filter, coalescing, 1/2in female NPT inlet(s), 1/2in female NPT outlet(s), manual/semi-automatic drain, nylon bowl, metal bowl guard. For use with Ax-44 series air prep components. | Stock | 139
AC-444-D | NITRA pneumatic filter, coalescing, 1/2in female NPT inlet(s), 1/2in female NPT outlet(s), manual/semi-automatic drain, metal bowl, sight gauge. For use with Ax-44 series air prep components. | Stock | 139
AC-444-A | NITRA pneumatic filter, coalescing, 1/2in female NPT inlet(s), 1/2in female NPT outlet(s), automatic drain, polycarbonate bowl, metal bowl guard. For use with Ax-44 series air prep components. | Stock | 166
AC-444-AN | NITRA pneumatic filter, coalescing, 1/2in female NPT inlet(s), 1/2in female NPT outlet(s), automatic drain, nylon bowl, metal bowl guard. For use with Ax-44 series air prep components. | Stock | 172
AC-444-AD | NITRA pneumatic filter, coalescing, 1/2in female NPT inlet(s), 1/2in female NPT outlet(s), automatic drain, metal bowl, sight gauge. For use with Ax-44 series air prep components. | Stock | 150
5U25F205 | Metal Work Syntesi Size 2 air filter, particulate and moisture separation, 3/4in female NPT inlet(s), 3/4in female NPT outlet(s), manual/semi-automatic drain, clear technopolymer bowl, bowl guard. | Stock | 46.5
5U25D105 | Metal Work Syntesi Size 2 air filter, coalescing oil removal, 3/4in female NPT inlet(s), 3/4in female NPT outlet(s), manual/semi-automatic drain, clear technopolymer bowl, bowl guard. | Stock | 106
F84G-6AN-AD3 | Norgren Excelon Plus 84 pneumatic filter, particulate, 3/4in female NPT inlet(s), 3/4in female NPT outlet(s), automatic drain, die-cast aluminum bowl, sight gauge. For use with Excelon 84 series components. | Stock | 129
F84G-6AN-AP3 | Norgren Excelon Plus 84 pneumatic filter, particulate, 3/4in female NPT inlet(s), 3/4in female NPT outlet(s), automatic drain, polycarbonate bowl, bowl guard. For use with Excelon 84 series components. | Stock | 96
F84G-6AN-QD3 | Norgren Excelon Plus 84 pneumatic filter, particulate, 3/4in female NPT inlet(s), 3/4in female NPT outlet(s), manual drain, die-cast aluminum bowl, sight gauge. For use with Excelon 84 series components. | Stock | 96
F84G-6AN-QP3 | Norgren Excelon Plus 84 pneumatic filter, particulate, 3/4in female NPT inlet(s), 3/4in female NPT outlet(s), manual drain, polycarbonate bowl, bowl guard. For use with Excelon 84 series components. | Stock | 64
F84C-6AD-AD0 | Norgren Excelon Plus 84 pneumatic filter, coalescing oil removal, 3/4in female NPT inlet(s), 3/4in female NPT outlet(s), automatic drain, die-cast aluminum bowl, sight gauge. For use with Excelon 84 series components. | Stock | 208
F84C-6AD-AP0 | Norgren Excelon Plus 84 pneumatic filter, coalescing oil removal, 3/4in female NPT inlet(s), 3/4in female NPT outlet(s), automatic drain, polycarbonate bowl, bowl guard. For use with Excelon 84 series components. | Stock | 175
F84V-6AN-EMA | Norgren Excelon Plus 84 pneumatic filter, vapor removal, 3/4in female NPT inlet(s), 3/4in female NPT outlet(s), closed bowl drain, die-cast aluminum bowl. For use with Excelon 84 series components. | Stock | 175
F84V-6AN-EPA | Norgren Excelon Plus 84 pneumatic filter, vapor removal, 3/4in female NPT inlet(s), 3/4in female NPT outlet(s), closed bowl drain, polycarbonate bowl, bowl guard. For use with Excelon 84 series components. | Stock | 143
AF2-663-D | NITRA pneumatic filter, particulate and moisture separation, 3/4in female NPT inlet(s), 3/4in female NPT outlet(s), manual/semi-automatic drain, die-cast aluminum bowl, sight gauge. For use with Ax-66 series air prep components. | Stock | 100
AF2-663-AD | NITRA pneumatic filter, particulate and moisture separation, 3/4in female NPT inlet(s), 3/4in female NPT outlet(s), automatic drain, die-cast aluminum bowl, sight gauge. For use with Ax-66 series air prep components. | Stock | 114
5U26F206 | Metal Work Syntesi Size 2 air filter, particulate and moisture separation, 1in female NPT inlet(s), 1in female NPT outlet(s), manual/semi-automatic drain, clear technopolymer bowl, bowl guard. | Stock | 46.5
5U26D106 | Metal Work Syntesi Size 2 air filter, coalescing oil removal, 1in female NPT inlet(s), 1in female NPT outlet(s), manual/semi-automatic drain, clear technopolymer bowl, bowl guard. | Stock | 106
AF2-683-D | NITRA pneumatic filter, particulate and moisture separation, 1in female NPT inlet(s), 1in female NPT outlet(s), manual/semi-automatic drain, die-cast aluminum bowl, sight gauge. For use with Ax-68 series air prep components. | Stock | 100
AF2-683-AD | NITRA pneumatic filter, particulate and moisture separation, 1in female NPT inlet(s), 1in female NPT outlet(s), automatic drain, die-cast aluminum bowl, sight gauge. For use with Ax-68 series air prep components. | Stock | 107
Pneumatic Air Pressure Regulators
5U11R141 | Metal Work Syntesi Size 1 air regulator, 1/8in female NPT inlet(s), 1/8in female NPT outlet(s), 0-120 psig range. | Stock | 29
5107001U | Metal Work BIT air regulator, 1/8in female NPT inlet(s), 1/8in female NPT outlet(s), 0-30 psig range. For use with Metal Work BIT series air prep components. | Stock | 22
5107002U | Metal Work BIT air regulator, 1/8in female NPT inlet(s), 1/8in female NPT outlet(s), 0-60 psig range. For use with Metal Work BIT series air prep components. | Stock | 22
5107003U | Metal Work BIT air regulator, 1/8in female NPT inlet(s), 1/8in female NPT outlet(s), 0-120 psig range. For use with Metal Work BIT series air prep components. | Stock | 22
5107004U | Metal Work BIT air regulator, 1/8in female NPT inlet(s), 1/8in female NPT outlet(s), 0-180 psig range. For use with Metal Work BIT series air prep components. | Stock | 22
AR2-212 | NITRA pneumatic regulator, 1/8in female NPT inlet(s), 1/8in female NPT outlet(s), 7-60 psi range. For use with Ax-21 series air prep components. | Stock | 41
AR2-213 | NITRA pneumatic regulator, 1/8in female NPT inlet(s), 1/8in female NPT outlet(s), 7-130 psi range. For use with Ax-21 series air prep components. | Stock | 41
5U12R142 | Metal Work Syntesi Size 1 air regulator, 1/4in female NPT inlet(s), 1/4in female NPT outlet(s), 0-120 psig range. | Stock | 29
5207001U | Metal Work BIT air regulator, 1/4in female NPT inlet(s), 1/4in female NPT outlet(s), 0-30 psig range. For use with Metal Work BIT series air prep components. | Stock | 22.5
5207002U | Metal Work BIT air regulator, 1/4in female NPT inlet(s), 1/4in female NPT outlet(s), 0-60 psig range. For use with Metal Work BIT series air prep components. | Stock | 22.5
5207003U | Metal Work BIT air regulator, 1/4in female NPT inlet(s), 1/4in female NPT outlet(s), 0-120 psig range. For use with Metal Work BIT series air prep components. | Stock | 22.5
5207004U | Metal Work BIT air regulator, 1/4in female NPT inlet(s), 1/4in female NPT outlet(s), 0-180 psig range. For use with Metal Work BIT series air prep components. | Stock | 22.5
R82G-2AK-RFG | Norgren Excelon Plus 82 pneumatic regulator, 1/4in female NPT inlet(s), 1/4in female NPT outlet(s), 4-58 psi range. For use with Excelon 82 series components. | Stock | 47.5
R82G-2AK-RMG | Norgren Excelon Plus 82 pneumatic regulator, 1/4in female NPT inlet(s), 1/4in female NPT outlet(s), 4-145 psi range. For use with Excelon 82 series components. | Stock | 47.5
AR2-222 | NITRA pneumatic regulator, 1/4in female NPT inlet(s), 1/4in female NPT outlet(s), 7-60 psi range. For use with Ax-22 series air prep components. | Stock | 41
AR2-223 | NITRA pneumatic regulator, 1/4in female NPT inlet(s), 1/4in female NPT outlet(s), 7-130 psi range. For use with Ax-22 series air prep components. | Stock | 41
AR2-322 | NITRA pneumatic regulator, 1/4in female NPT inlet(s), 1/4in female NPT outlet(s), 7-60 psi range. For use with Ax-32 series air prep components. | Stock | 51
AR2-323 | NITRA pneumatic regulator, 1/4in female NPT inlet(s), 1/4in female NPT outlet(s), 7-130 psi range. For use with Ax-32 series air prep components. | Stock | 51
5U13R143 | Metal Work Syntesi Size 1 air regulator, 3/8in female NPT inlet(s), 3/8in female NPT outlet(s), 0-120 psig range. | Stock | 29
5U23R143 | Metal Work Syntesi Size 2 air regulator, 3/8in female NPT inlet(s), 3/8in female NPT outlet(s), 0-120 psig range. | Stock | 45
R82G-3AK-RFG | Norgren Excelon Plus 82 pneumatic regulator, 3/8in female NPT inlet(s), 3/8in female NPT outlet(s), 4-58 psi range. For use with Excelon 82 series components. | Stock | 48
R82G-3AK-RMG | Norgren Excelon Plus 82 pneumatic regulator, 3/8in female NPT inlet(s), 3/8in female NPT outlet(s), 4-145 psi range. For use with Excelon 82 series components. | Stock | 47.5
R84G-3AK-RMG | Norgren Excelon Plus 84 pneumatic regulator, 3/8in female NPT inlet(s), 3/8in female NPT outlet(s), 4-145 psi range. For use with Excelon 84 series components. | Stock | 95
AR2-332 | NITRA pneumatic regulator, 3/8in female NPT inlet(s), 3/8in female NPT outlet(s), 7-60 psi range. For use with Ax-33 series air prep components. | Stock | 51
AR2-333 | NITRA pneumatic regulator, 3/8in female NPT inlet(s), 3/8in female NPT outlet(s), 7-130 psi range. For use with Ax-33 series air prep components. | Stock | 51
5U24R144 | Metal Work Syntesi Size 2 air regulator, 1/2in female NPT inlet(s), 1/2in female NPT outlet(s), 0-120 psig range. | Stock | 45
R84G-4AK-RMG | Norgren Excelon Plus 84 pneumatic regulator, 1/2in female NPT inlet(s), 1/2in female NPT outlet(s), 4-145 psi range. For use with Excelon 84 series components. | Stock | 95
AR2-443 | NITRA pneumatic regulator, 1/2in female NPT inlet(s), 1/2in female NPT outlet(s), 7-130 psi range. For use with Ax-44 series air prep components. | Stock | 71
5U25R145 | Metal Work Syntesi Size 2 air regulator, 3/4in female NPT inlet(s), 3/4in female NPT outlet(s), 0-120 psig range. | Stock | 52
R84G-6AK-RMG | Norgren Excelon Plus 84 pneumatic regulator, 3/4in female NPT inlet(s), 3/4in female NPT outlet(s), 4-145 psi range. For use with Excelon 84 series components. | Stock | 95
AR2-663 | NITRA pneumatic regulator, 3/4in female NPT inlet(s), 3/4in female NPT outlet(s), 7-130 psi range. For use with Ax-66 series air prep components. | Stock | 118
5U26R146 | Metal Work Syntesi Size 2 air regulator, 1in female NPT inlet(s), 1in female NPT outlet(s), 0-120 psig range. | Stock | 52
AR2-683 | NITRA pneumatic regulator, 1in female NPT inlet(s), 1in female NPT outlet(s), 7-130 psi range. For use with Ax-68 series air prep components. | Stock | 118
Pneumatic Air Lubricators
5U11L101 | Metal Work Syntesi Size 1 pneumatic lubricator, 1/8in female NPT inlet(s), 1/8in female NPT outlet(s), clear technopolymer bowl, bowl guard. | Stock | 30
5103001U | Metal Work BIT air lubricator, 1/8in female NPT inlet(s), 1/8in female NPT outlet(s), clear technopolymer bowl. For use with Metal Work BIT series air prep components. | Stock | 28.5
AL2-21-N | NITRA pneumatic lubricator, 1/8in female NPT inlet(s), 1/8in female NPT outlet(s), nylon bowl, metal bowl guard. For use with Ax-21 series air prep components. | Stock | 34
AL2-21-D | NITRA pneumatic lubricator, 1/8in female NPT inlet(s), 1/8in female NPT outlet(s), die-cast aluminum bowl, sight gauge. For use with Ax-21 series air prep components. | Stock | 44.5
AL2-21 | NITRA pneumatic lubricator, 1/8in female NPT inlet(s), 1/8in female NPT outlet(s), polycarbonate bowl, metal bowl guard. For use with Ax-21 series air prep components. | Stock | 34
5U12L102 | Metal Work Syntesi Size 1 pneumatic lubricator, 1/4in female NPT inlet(s), 1/4in female NPT outlet(s), clear technopolymer bowl, bowl guard. | Stock | 30
5203001U | Metal Work BIT air lubricator, 1/4in female NPT inlet(s), 1/4in female NPT outlet(s), clear technopolymer bowl. For use with Metal Work BIT series air prep components. | Stock | 28.5
L82M-2AP-EDN | Norgren Excelon Plus 82 pneumatic micro fog lubricator, 1/4in female NPT inlet(s), 1/4in female NPT outlet(s), die-cast zinc bowl, sight gauge. For use with Excelon 82 series components. | Stock | 62
L82M-2AP-EPN | Norgren Excelon Plus 82 pneumatic micro fog lubricator, 1/4in female NPT inlet(s), 1/4in female NPT outlet(s), polycarbonate bowl, bowl guard. For use with Excelon 82 series components. | Stock | 48
AL2-22-N | NITRA pneumatic lubricator, 1/4in female NPT inlet(s), 1/4in female NPT outlet(s), nylon bowl, metal bowl guard. For use with Ax-22 series air prep components. | Stock | 34
AL2-22-D | NITRA pneumatic lubricator, 1/4in female NPT inlet(s), 1/4in female NPT outlet(s), die-cast aluminum bowl, sight gauge. For use with Ax-22 series air prep components. | Stock | 44.5
AL2-22 | NITRA pneumatic lubricator, 1/4in female NPT inlet(s), 1/4in female NPT outlet(s), polycarbonate bowl, metal bowl guard. For use with Ax-22 series air prep components. | Stock | 34
AL2-32-N | NITRA pneumatic lubricator, 1/4in female NPT inlet(s), 1/4in female NPT outlet(s), nylon bowl, metal bowl guard. For use with Ax-32 series air prep components. | Stock | 54
AL2-32-D | NITRA pneumatic lubricator, 1/4in female NPT inlet(s), 1/4in female NPT outlet(s), die-cast aluminum bowl, sight gauge. For use with Ax-32 series air prep components. | Stock | 44.5
AL2-32 | NITRA pneumatic lubricator, 1/4in female NPT inlet(s), 1/4in female NPT outlet(s), polycarbonate bowl, metal bowl guard. For use with Ax-32 series air prep components. | Stock | 54
5U13L103 | Metal Work Syntesi Size 1 pneumatic lubricator, 3/8in female NPT inlet(s), 3/8in female NPT outlet(s), clear technopolymer bowl, bowl guard. | Stock | 30
5U23L103 | Metal Work Syntesi Size 2 pneumatic lubricator, 3/8in female NPT inlet(s), 3/8in female NPT outlet(s), clear technopolymer bowl, bowl guard. | Stock | 48.5
L82M-3AP-EDN | Norgren Excelon Plus 82 pneumatic micro fog lubricator, 3/8in female NPT inlet(s), 3/8in female NPT outlet(s), die-cast zinc bowl, sight gauge. For use with Excelon 82 series components. | Stock | 63
L82M-3AP-EPN | Norgren Excelon Plus 82 pneumatic micro fog lubricator, 3/8in female NPT inlet(s), 3/8in female NPT outlet(s), polycarbonate bowl, bowl guard. For use with Excelon 82 series components. | Stock | 48
L84M-3AP-EPN | Norgren Excelon Plus 84 pneumatic micro fog lubricator, 3/8in female NPT inlet(s), 3/8in female NPT outlet(s), polycarbonate bowl, bowl guard. For use with Excelon 84 series components. | Stock | 71
AL2-33-N | NITRA pneumatic lubricator, 3/8in female NPT inlet(s), 3/8in female NPT outlet(s), nylon bowl, metal bowl guard. For use with Ax-33 series air prep components. | Stock | 54
AL2-33-D | NITRA pneumatic lubricator, 3/8in female NPT inlet(s), 3/8in female NPT outlet(s), die-cast aluminum bowl, sight gauge. For use with Ax-33 series air prep components. | Stock | 44.5
AL2-33 | NITRA pneumatic lubricator, 3/8in female NPT inlet(s), 3/8in female NPT outlet(s), polycarbonate bowl, metal bowl guard. For use with Ax-33 series air prep components. | Stock | 52
5U24L104 | Metal Work Syntesi Size 2 pneumatic lubricator, 1/2in female NPT inlet(s), 1/2in female NPT outlet(s), clear technopolymer bowl, bowl guard. | Stock | 48.5