FMC-CBL | ReeR column base, 202 x 224 x 37mm housing. For use with ReeR Safegate light curtains. Mounting hardware included. | Stock | 82
Muting Arms and Muting Sensors for Safety Light Curtains
SG-L-ARMS | Datalogic L-type muting arm pair, for use with SG4 series (-P) light curtains. | Stock | 437
SG-T-ARMS | Datalogic T-type muting arm pair, for use with SG4 series (-P) light curtains. | Stock | 760
MA-L2X | ReeR L-type muting arm pair, sender/receiver pair, 2 crossed beams, one way. For use with ReeR Safegate light curtains. | Stock | 372
MA-L2P-TRX | ReeR L-type muting arm pair, active/passive pair, 2 parallel beams, one way. For use with ReeR Safegate light curtains. | Stock | 380
MA-T2X | ReeR T-type muting arm pair, sender/receiver pair, 2 crossed beams, two way. For use with ReeR Safegate light curtains. | Stock | 559
MA-T4P-TRX | ReeR T-type muting arm pair, active/passive pair, 4 parallel beams, two way. For use with ReeR Safegate light curtains. | Stock | 701
MZ-L2XP | ReeR L-type muting bracket pair, sender/receiver pair, 2 crossed or parallel beams, one way. For use with ReeR Safegate light curtains. | Stock | 434
MZ-L2XP-TRX | ReeR L-type muting bracket pair, active/passive pair, 2 crossed or parallel beams, one way. For use with ReeR Safegate light curtains. | Stock | 435
MZ-T2X | ReeR T-type muting bracket pair, sender/receiver pair, 2 crossed beams, two way. For use with ReeR Safegate light curtains. | Stock | 586
MZ-T2X-TRX | ReeR T-type muting bracket pair, active/passive pair, 2 crossed beams, two way. For use with ReeR Safegate light curtains. | Stock | 509
MZ-T4P | ReeR T-type muting bracket pair, sender/receiver pair, 4 parallel beams, two way. For use with ReeR Safegate light curtains. | Stock | 849
MZ-T4P-TRX | ReeR T-type muting bracket pair, active/passive pair, 4 parallel beams, two way. For use with ReeR Safegate light curtains. | Stock | 870
M5-A | ReeR muting sensor, sender/receiver pair, A coding. For use with ReeR Safegate light curtains. | Stock | 194
M5-B | ReeR muting sensor, sender/receiver pair, B coding. For use with ReeR Safegate light curtains. | Stock | 190
M-TRX-A | ReeR muting sensor, sender, A coding. For use with ReeR Safegate light curtains. | Stock | 142
M-TRX-B | ReeR muting sensor, sender, B coding. For use with ReeR Safegate light curtains. | Stock | 144
C3F10 | ReeR reflector, rectangular, 30 x 116mm. For use with M-TRX-A or M-TRX-B. | Stock | 18
C3F8 | ReeR reflector, rectangular, 30 x 78mm. For use with M-TRX-A or M-TRX-B. | Stock | 31
CD8 | ReeR reflector, round, 84mm. For use with M-TRX-A or M-TRX-B. | Stock | 17.5
CS-F1-80-B-0005 | Datalogic cable, cascading, 18-pin proprietary to 18-pin proprietary, PVC. | Stock | 42
CS-F1-80-B-005 | Datalogic cable, cascading, 18-pin proprietary to 18-pin proprietary, PVC, 1.6ft/0.5m cable length. | Stock | 42
CS-F1-80-B-01 | Datalogic cable, cascading, 18-pin proprietary to 18-pin proprietary, PVC, 3.2ft/1m cable length. | Stock | 62
CS-G1-50-B-002 | Datalogic cable, emitter, 18-pin proprietary to 5-pin M12 quick-disconnect, PVC, 0.6ft/0.2m cable length. | Stock | 50
CS-G1-70-B-002 | Datalogic cable, blanking, 18-pin proprietary to 12-pin M12 quick-disconnect, PVC, 0.6ft/0.2m cable length. | Stock | 50
CS-R1-75-B-002 | Datalogic cable, muting, 18-pin proprietary to (1) 5-pin M12 quick-disconnect and (1) 12-pin M12 quick-disconnect, PVC, 0.6ft/0.2m cable length. | Stock | 63
CV-L1-02-B-007 | Datalogic cable, L-muting, 5-pin M12 quick-disconnect to 5-pin M12 quick-disconnect, PVC, 1.6ft/0.5m cable length. | Stock | 40
CV-Y1-02-B-007 | Datalogic cable, T-muting, (1) 5-pin M12 quick-disconnect to (2) 5-pin M12 quick-disconnect, PVC, 1.6ft/0.5m cable length. | Stock | 48
CSY12RX | ReeR muting receiver cable, 5-pin M12 quick-disconnect to (2) 5-pin M12 quick-disconnects, 5-pole, 24 VDC, PVC jacket, black, unshielded, 1.3ft/400mm cable length, IP67. | Stock | 62
CSY12TX | ReeR muting emitter cable, 5-pin M12 quick-disconnect to (2) 5-pin M12 quick-disconnects, 5-pole, 24 VDC, PVC jacket, black, unshielded, 1.3ft/400mm cable length, IP67. | Stock | 62
CS12USB | ReeR programming cable, USB Type A male to 5-pin M12 quick-disconnect, 5-pole, PVC jacket, black, unshielded, 6.5ft/2m cable length. | Stock | 53
Accessories for Safety Light Curtains
SH-LP | Datasensing laser alignment tool, Class 2 red laser light emission, 50m operating range. For use with SG4 and SH4 series light curtains. 2 AAA batteries included. | Stock | 310
SH-PLUG-5 | Datasensing cable, emitter or receiver, 5-pin M12 quick-disconnect to 30-pin proprietary, 0.6ft/0.2m cable length. | Stock | 62
ST-K4ROT-SH | Datasensing mounting bracket, zinc plated steel, top and bottom mount. Package of 4. For use with SH4 series light curtains. | Stock | 78
SH-PLUG-8 | Datasensing cable, emitter or receiver, 8-pin M12 quick-disconnect to 30-pin proprietary, 0.6ft/0.2m cable length. | Stock | 101
SFB-4SG | ReeR mounting bracket, replacement, standard, zinc plated steel. Package of 4. For use with ReeR Safegate light curtains. Mounting hardware included. | Stock | 67
SFB-6SG | ReeR mounting bracket, replacement, standard, zinc plated steel. Package of 6. For use with ReeR Safegate light curtains. Mounting hardware included. | Stock | 100
ST-K4AV | Datalogic anti-vibration mounting bracket, zinc plated steel, anti-vibration mount. Package of 4. For use with SG4 and SH4 series light curtains. | Stock | 27
ST-K4OR | Datalogic mounting bracket, lateral orientable, zinc plated steel, lateral orientable mount. Package of 4. For use with SG4 and SH4 series light curtains. | Stock | 63
ST-K4ROT | Datalogic mounting bracket, top and bottom, zinc plated steel, top and bottom mount. Package of 4. For use with SG4 series (-E) light curtains. | Stock | 27
ST-KSTD | Datalogic mounting bracket, replacement, standard, zinc plated steel, standard mount. Package of 4. For use with SG4 and SH4 series light curtains. | Stock | 13
SG4-DONGLE | Datalogic programming dongle, requires programming software included with SG4 (-P) light curtains. | Stock | 245
SG-EXTENDED-GUI | Programming and monitoring software, free download only. For use with SG4 series (-P) light curtains. | Stock | 0
TP-14 | Datalogic test rod, plastic, 14mm diameter. | Stock | 26.5
TP-30 | Datalogic test rod, plastic, 30mm diameter. | Stock | 28.5
YXW-0001-000 | Contrinex mounting bracket, replacement, top and bottom, plastic, top and bottom mount. Package of 2. For use with YBB and YCA series light curtain models. | Stock | 9.75
YXW-0003-000 | Contrinex T-nuts, metal, M5 x 0.8. Package of 2. For use with YBB and YCA series light curtain models. | Stock | 10
YXW-0005-000 | Contrinex mounting bracket, glass fiber reinforced polyamide, top and bottom mount. Package of 2. For use with YBxS series light curtains. | Stock | 13
YXW-0006-000 | Contrinex mounting bracket, stainless steel, side mount. Package of 2. For use with YBxS series light curtains. | Stock | 27.5
YXW-0007-000 | Contrinex mounting bracket, stainless steel, side or end mount. Package of 2. For use with YBxS series light curtains. | Stock | 25
YXL-0001-000 | Contrinex laser alignment tool, Class 2 laser light emission, 50m operating range. For use with YBB and YCA series light curtain models. 2 AA batteries included. | Stock | 352
Safety Laser Scanners
SLS-SA3-08 | Datalogic safety laser scanner, area protection, 275 degrees operating angle, 0.05-3m operating distance, 1 safety operating zone, 24 VDC, safety category Type 3, IP65, (1) 4-pin and (1) 8-pin M12 quick-disconnect. | Stock | 2472
SLS-SA5-08 | Datalogic safety laser scanner, area protection, 275 degrees operating angle, 0.05-5.5m operating distance, 1 safety operating zone, 24 VDC, safety category Type 3, IP65, (1) 4-pin and (1) 8-pin M12 quick-disconnect. | Stock | 3008
SLS-M3-0812-E | Datalogic safety laser scanner, area protection, 275 degrees operating angle, 0.05-3m operating distance, 2 safety operating zones, 24 VDC, safety category Type 3, IP65, (1) 12-pin and (3) 8-pin M12 quick-disconnect. | Stock | 4267
SLS-M3-1708-E | Datalogic safety laser scanner, area protection, 275 degrees operating angle, 0.05-3m operating distance, 3 safety operating zones, 24 VDC, safety category Type 3, IP65, (1) 17-pin, (2) 8-pin, and (1) 4-pin M12 quick-disconnect. | Stock | 4337
SLS-R3-E | Datalogic safety laser scanner, area protection, 275 degrees operating angle, 0.05-3m operating distance, 24 VDC, safety category Type 3, IP65, (2) 8-pin M12 quick-disconnects. | Stock | 3531
SLS-M5-0812-E | Datalogic safety laser scanner, area protection, 275 degrees operating angle, 0.05-5.5m operating distance, 2 safety operating zones, 24 VDC, safety category Type 3, IP65, (1) 12-pin and (3) 8-pin M12 quick-disconnect. | Stock | 4978
SLS-M5-1708-E | Datalogic safety laser scanner, area protection, 275 degrees operating angle, 0.05-5.5m operating distance, 3 safety operating zones, 24 VDC, safety category Type 3, IP65, (1) 17-pin, (2) 8-pin, and (1) 4-pin M12 quick-disconnect. | Stock | 5047
SLS-R5-E | Datalogic safety laser scanner, area protection, 275 degrees operating angle, 0.05-5.5m operating distance, 24 VDC, safety category Type 3, IP65, (2) 8-pin M12 quick-disconnects. | Stock | 3889
Accessories for Safety Laser Scanners
SLS-BRACKET-A | Datalogic Sentinel series mounting bracket, zinc plated steel, complete mount. For use with Datalogic safety laser scanner. Mounting hardware included. | Stock | 113
SLS-BRACKET-B | Datalogic Sentinel series mounting bracket, zinc plated steel, pitch regulation mount. For use with Datalogic safety laser scanner. Mounting hardware included. | Stock | 71
SLS-BRACKET-C | Datalogic Sentinel series mounting bracket, zinc plated steel, head protective mount. For use with Datalogic safety laser scanner. Mounting hardware included. | Stock | 41.5
SLS-WINDOW | Datalogic window, replacement. For use with Datalogic safety laser scanner. | Stock | 308
SLS-CABLE-R-5 | Datalogic cable, connection, 8-pin M12 male quick-disconnect to 8-pin M12 male quick-disconnect, PVC, 16.4ft/5m cable length. | Stock | 46.5
SLS-CABLE-R-10 | Datalogic cable, connection, 8-pin M12 male quick-disconnect to 8-pin M12 male quick-disconnect, PVC, 32.8ft/10m cable length. | Stock | 52
SLS-CABLE-R-20 | Datalogic cable, connection, 8-pin M12 male quick-disconnect to 8-pin M12 male quick-disconnect, PVC, 65.6ft/20m cable length. | Stock | 72
CS-A1-15-U-15 | Datalogic cable, connection, 17-pin M12 female quick-disconnect to pigtail, PVC, 49.2ft/15m cable length. | Stock | 92
CS-A1-15-U-10 | Datalogic cable, connection, 17-pin M12 female quick-disconnect to pigtail, PVC, 32.8ft/10m cable length. | Stock | 120
CS-A1-15-U-25 | Datalogic cable, connection, 17-pin M12 female quick-disconnect to pigtail, PVC, 82ft/25m cable length. | Stock | 173
SLS-MG-0812 | Datalogic memory group, replacement, (1) 8-pin and (1) 12-pin M12 quick-disconnect. For use with Datalogic enhanced safety laser scanner. | Stock | 193
SLS-MG-1708 | Datalogic memory group, replacement, (1) 8-pin and (1) 17-pin M12 quick-disconnect. For use with Datalogic enhanced safety laser scanner. | Stock | 193
DL-SENTINEL-GUI-SW | Datalogic Windows configuration and monitoring software, free download only. For use with Datalogic safety laser scanner. Requires M12 axial male D-coded to RJ45 male cable. | Stock | 0
Z-Range Non-Contact Safety Switches
LPZ-M-402002 | IDEM Z-Range safety switch set, non-contact master coded RFID, (1) pair OSSD safety output(s), (1) status monitoring output(s), polyester housing, 91 x 26mm, pigtail, 16.4ft/5m cable length. | Stock | 189
LPZ-M-402003 | IDEM Z-Range safety switch set, non-contact master coded RFID, (1) pair OSSD safety output(s), (1) status monitoring output(s), polyester housing, 91 x 26mm, pigtail, 32.8ft/10m cable length. | Stock | 204
LPZ-M-402004 | IDEM Z-Range safety switch set, non-contact master coded RFID, (1) pair OSSD safety output(s), (1) status monitoring output(s), polyester housing, 91 x 26mm, 8-pin M12 quick-disconnect, 9.8in/250mm cable length. | Stock | 210
LPZ-402200 | IDEM Z-Range safety switch actuator, replacement, non-contact master coded RFID, polyester housing, 89 x 26mm. | Stock | 54
LPZ-U-402102 | IDEM Z-Range safety switch set, non-contact uniquely coded RFID, (1) pair OSSD safety output(s), (1) status monitoring output(s), polyester housing, 91 x 26mm, pigtail, 16.4ft/5m cable length. | Stock | 189
LPZ-U-402103 | IDEM Z-Range safety switch set, non-contact uniquely coded RFID, (1) pair OSSD safety output(s), (1) status monitoring output(s), polyester housing, 91 x 26mm, pigtail, 32.8ft/10m cable length. | Stock | 204
LPZ-U-402104 | IDEM Z-Range safety switch set, non-contact uniquely coded RFID, (1) pair OSSD safety output(s), (1) status monitoring output(s), polyester housing, 91 x 26mm, 8-pin M12 quick-disconnect, 9.8in/250mm cable length. | Stock | 210
LMZ-M-412001 | IDEM Z-Range safety switch set, non-contact master coded RFID, (1) pair OSSD safety output(s), (1) status monitoring output(s), 316 stainless steel housing, 88 x 25mm, pigtail, 16.4ft/5m cable length. | Stock | 295
LMZ-M-412002 | IDEM Z-Range safety switch set, non-contact master coded RFID, (1) pair OSSD safety output(s), (1) status monitoring output(s), 316 stainless steel housing, 88 x 25mm, pigtail, 32.8ft/10m cable length. | Stock | 312
LMZ-M-412003 | IDEM Z-Range safety switch set, non-contact master coded RFID, (1) pair OSSD safety output(s), (1) status monitoring output(s), 316 stainless steel housing, 88 x 25mm, 8-pin M12 quick-disconnect, 9.8in/250mm cable length. | Stock | 318
LMZ-412200 | IDEM Z-Range safety switch actuator, replacement, non-contact master coded RFID, 316 stainless steel housing, 88 x 25mm. | Stock | 81
LMZ-U-412101 | IDEM Z-Range safety switch set, non-contact uniquely coded RFID, (1) pair OSSD safety output(s), (1) status monitoring output(s), 316 stainless steel housing, 88 x 25mm, pigtail, 16.4ft/5m cable length. | Stock | 295
LMZ-U-412102 | IDEM Z-Range safety switch set, non-contact uniquely coded RFID, (1) pair OSSD safety output(s), (1) status monitoring output(s), 316 stainless steel housing, 88 x 25mm, pigtail, 32.8ft/10m cable length. | Stock | 312
LMZ-U-412103 | IDEM Z-Range safety switch set, non-contact uniquely coded RFID, (1) pair OSSD safety output(s), (1) status monitoring output(s), 316 stainless steel housing, 88 x 25mm, 8-pin M12 quick-disconnect, 9.8in/250mm cable length. | Stock | 318
BPZ-M-410001 | IDEM Z-Range safety switch set, non-contact master coded RFID, (1) pair OSSD safety output(s), (1) status monitoring output(s), polyester housing, 18mm diameter x 73mm body, pigtail, 16.4ft/5m cable length. | Stock | 192
BPZ-M-410002 | IDEM Z-Range safety switch set, non-contact master coded RFID, (1) pair OSSD safety output(s), (1) status monitoring output(s), polyester housing, 18mm diameter x 73mm body, pigtail, 32.8ft/10m cable length. | Stock | 208
BPZ-M-410003 | IDEM Z-Range safety switch set, non-contact master coded RFID, (1) pair OSSD safety output(s), (1) status monitoring output(s), polyester housing, 18mm diameter x 73mm body, 8-pin M12 quick-disconnect, 9.8in/250mm cable length. | Stock | 214
BPZ-410200 | IDEM Z-Range safety switch actuator, replacement, non-contact master coded RFID, polyester housing, 33 x 33mm. | Stock | 53
BPZ-U-410101 | IDEM Z-Range safety switch set, non-contact uniquely coded RFID, (1) pair OSSD safety output(s), (1) status monitoring output(s), polyester housing, 18mm diameter x 73mm body, pigtail, 16.4ft/5m cable length. | Stock | 192
BPZ-U-410102 | IDEM Z-Range safety switch set, non-contact uniquely coded RFID, (1) pair OSSD safety output(s), (1) status monitoring output(s), polyester housing, 18mm diameter x 73mm body, pigtail, 32.8ft/10m cable length. | Stock | 208
BPZ-U-410103 | IDEM Z-Range safety switch set, non-contact uniquely coded RFID, (1) pair OSSD safety output(s), (1) status monitoring output(s), polyester housing, 18mm diameter x 73mm body, 8-pin M12 quick-disconnect, 9.8in/250mm cable length. | Stock | 214
BMZ-M-411001 | IDEM Z-Range safety switch set, non-contact master coded RFID, (1) pair OSSD safety output(s), (1) status monitoring output(s), 316 stainless steel housing, 18mm diameter x 73mm body, pigtail, 16.4ft/5m cable length. | Stock | 295
BMZ-M-411002 | IDEM Z-Range safety switch set, non-contact master coded RFID, (1) pair OSSD safety output(s), (1) status monitoring output(s), 316 stainless steel housing, 18mm diameter x 73mm body, pigtail, 32.8ft/10m cable length. | Stock | 312
BMZ-M-411003 | IDEM Z-Range safety switch set, non-contact master coded RFID, (1) pair OSSD safety output(s), (1) status monitoring output(s), 316 stainless steel housing, 18mm diameter x 73mm body, 8-pin M12 quick-disconnect, 9.8in/250mm cable length. | Stock | 318
BMZ-411200 | IDEM Z-Range safety switch actuator, replacement, non-contact master coded RFID, 316 stainless steel housing, 33 x 33mm. | Stock | 81
BMZ-U-411101 | IDEM Z-Range safety switch set, non-contact uniquely coded RFID, (1) pair OSSD safety output(s), (1) status monitoring output(s), 316 stainless steel housing, 18mm diameter x 73mm body, pigtail, 16.4ft/5m cable length. | Stock | 295
BMZ-U-411102 | IDEM Z-Range safety switch set, non-contact uniquely coded RFID, (1) pair OSSD safety output(s), (1) status monitoring output(s), 316 stainless steel housing, 18mm diameter x 73mm body, pigtail, 32.8ft/10m cable length. | Stock | 312
BMZ-U-411103 | IDEM Z-Range safety switch set, non-contact uniquely coded RFID, (1) pair OSSD safety output(s), (1) status monitoring output(s), 316 stainless steel housing, 18mm diameter x 73mm body, 8-pin M12 quick-disconnect, 9.8in/250mm cable length. | Stock | 318
Z-Range Solenoid Locking RFID Tongue Interlock Safety Switches
KLP-Z-455002AZ | IDEM safety switch, tongue (key) interlock uniquely coded RFID, solenoid, 24 VDC to unlock, 90-degree adjustable head, 2000N holding force, (1) pair OSSD safety output(s), (2) status monitoring output(s), polyester body, (2) 1/2in NPT cable entries. | Stock | 397
KLP-Z-455002HFZ | IDEM safety switch, flexible tongue (key) interlock uniquely coded RFID, solenoid, 24 VDC to unlock, 90-degree adjustable head, 2000N holding force, (1) pair OSSD safety output(s), (2) status monitoring output(s), polyester body, (2) 1/2in NPT cable entries. | Stock | 440
KLP-Z-455003AZ | IDEM safety switch, tongue (key) interlock uniquely coded RFID, solenoid, 24 VDC to unlock, 90-degree adjustable head, 2000N holding force, (1) pair OSSD safety output(s), (2) status monitoring output(s), polyester body, 8-pin M12 quick-disconnect. | Stock | 482
KLP-Z-455003HFZ | IDEM safety switch, flexible tongue (key) interlock uniquely coded RFID, solenoid, 24 VDC to unlock, 90-degree adjustable head, 2000N holding force, (1) pair OSSD safety output(s), (2) status monitoring output(s), polyester body, 8-pin M12 quick-disconnect. | Stock | 525
KLM-Z-454002AZ | IDEM safety switch, tongue (key) interlock uniquely coded RFID, solenoid, 24 VDC to unlock, 90-degree adjustable head, 3000N holding force, (1) pair OSSD safety output(s), (2) status monitoring output(s), die-cast aluminum body, (2) 1/2in NPT cable entries. | Stock | 472
KLM-Z-454002HFZ | IDEM safety switch, flexible tongue (key) interlock uniquely coded RFID, solenoid, 24 VDC to unlock, 90-degree adjustable head, 3000N holding force, (1) pair OSSD safety output(s), (2) status monitoring output(s), die-cast aluminum body, (2) 1/2in NPT cable entries. | Stock | 515
KLM-Z-454003AZ | IDEM safety switch, tongue (key) interlock uniquely coded RFID, solenoid, 24 VDC to unlock, 90-degree adjustable head, 3000N holding force, (1) pair OSSD safety output(s), (2) status monitoring output(s), die-cast aluminum body, 8-pin M12 quick-disconnect. | Stock | 556
KLM-Z-454003HFZ | IDEM safety switch, flexible tongue (key) interlock uniquely coded RFID, solenoid, 24 VDC to unlock, 90-degree adjustable head, 3000N holding force, (1) pair OSSD safety output(s), (2) status monitoring output(s), die-cast aluminum body, 8-pin M12 quick-disconnect. | Stock | 600
KL3-SS-Z-456002AZ | IDEM safety switch, tongue (key) interlock uniquely coded RFID, solenoid, 24 VDC to unlock, 90-degree adjustable head, 3000N holding force, (1) pair OSSD safety output(s), (2) status monitoring output(s), 316 stainless steel body, (2) 1/2in NPT cable entries. | Stock | 777
KL3-SS-Z-456002HFZ | IDEM safety switch, flexible tongue (key) interlock uniquely coded RFID, solenoid, 24 VDC to unlock, 90-degree adjustable head, 3000N holding force, (1) pair OSSD safety output(s), (2) status monitoring output(s), 316 stainless steel body, (2) 1/2in NPT cable entries. | Stock | 832
KL3-SS-Z-456003AZ | IDEM safety switch, tongue (key) interlock uniquely coded RFID, solenoid, 24 VDC to unlock, 90-degree adjustable head, 3000N holding force, (1) pair OSSD safety output(s), (2) status monitoring output(s), 316 stainless steel body, 8-pin M12 quick-disconnect. | Stock | 883
KL3-SS-Z-456003HFZ | IDEM safety switch, flexible tongue (key) interlock uniquely coded RFID, solenoid, 24 VDC to unlock, 90-degree adjustable head, 3000N holding force, (1) pair OSSD safety output(s), (2) status monitoring output(s), 316 stainless steel body, 8-pin M12 quick-disconnect. | Stock | 938
Z-Range Tongue Interlock Safety Switches
KM-SS-204300-Z | IDEM Z-Range safety switch, tongue (key) interlock, 90-degree adjustable head, (1) pair OSSD safety output(s), (1) status monitoring output(s), (3) status LEDs, 41 x 118 x 41mm, 316 stainless steel body, 316 stainless steel head. | Stock | 452
KM-203300-Z | IDEM Z-Range safety switch, tongue (key) interlock, 90-degree adjustable head, (1) pair OSSD safety output(s), (1) status monitoring output(s), (3) status LEDs, 40 x 118 x 41mm, die-cast aluminum body, die-cast aluminum head. | Stock | 296
Z-Range Hinge Interlock Safety Switches
HS-SS-Z-RH-352001 | IDEM Z-Range safety switch, right hand door hinge interlock, (1) pair OSSD safety output(s), (1) status monitoring output(s), 316 stainless steel housing, 120 x 66mm, pigtail, 16.4ft/5m cable length. | Stock | 388
HS-SS-Z-RH-352002 | IDEM Z-Range safety switch, right hand door hinge interlock, (1) pair OSSD safety output(s), (1) status monitoring output(s), 316 stainless steel housing, 120 x 66mm, pigtail, 32.8ft/10m cable length. | Stock | 396
HS-SS-Z-RH-352003 | IDEM Z-Range safety switch, right hand door hinge interlock, (1) pair OSSD safety output(s), (1) status monitoring output(s), 316 stainless steel housing, 120 x 66mm, 8-pin M12 quick-disconnect, 9.8in/250mm cable length. | Stock | 417
HS-SS-Z-LH-352004 | IDEM Z-Range safety switch, left hand door hinge interlock, (1) pair OSSD safety output(s), (1) status monitoring output(s), 316 stainless steel housing, 120 x 66mm, pigtail, 16.4ft/5m cable length. | Stock | 388
HS-SS-Z-LH-352005 | IDEM Z-Range safety switch, left hand door hinge interlock, (1) pair OSSD safety output(s), (1) status monitoring output(s), 316 stainless steel housing, 120 x 66mm, pigtail, 32.8ft/10m cable length. | Stock | 396
HS-SS-Z-LH-352006 | IDEM Z-Range safety switch, left hand door hinge interlock, (1) pair OSSD safety output(s), (1) status monitoring output(s), 316 stainless steel housing, 120 x 66mm, 8-pin M12 quick-disconnect, 9.8in/250mm cable length. | Stock | 417
HS-SS-Z-350020 | IDEM Z-Range blank hinge, 316 stainless steel housing, 120 x 66mm. | Stock | 172
HSM-Z-RH-353001 | IDEM Z-Range safety switch, right hand door hinge interlock, (1) pair OSSD safety output(s), (1) status monitoring output(s), die-cast aluminum alloy housing, 120 x 66mm, pigtail, 16.4ft/5m cable length. | Stock | 282
HSM-Z-RH-353002 | IDEM Z-Range safety switch, right hand door hinge interlock, (1) pair OSSD safety output(s), (1) status monitoring output(s), die-cast aluminum alloy housing, 120 x 66mm, pigtail, 32.8ft/10m cable length. | Stock | 290
HSM-Z-RH-353003 | IDEM Z-Range safety switch, right hand door hinge interlock, (1) pair OSSD safety output(s), (1) status monitoring output(s), die-cast aluminum alloy housing, 120 x 66mm, 8-pin M12 quick-disconnect, 9.8in/250mm cable length. | Stock | 309
HSM-Z-LH-353004 | IDEM Z-Range safety switch, left hand door hinge interlock, (1) pair OSSD safety output(s), (1) status monitoring output(s), die-cast aluminum alloy housing, 120 x 66mm, pigtail, 16.4ft/5m cable length. | Stock | 282
HSM-Z-LH-353005 | IDEM Z-Range safety switch, left hand door hinge interlock, (1) pair OSSD safety output(s), (1) status monitoring output(s), die-cast aluminum alloy housing, 120 x 66mm, pigtail, 32.8ft/10m cable length. | Stock | 290
HSM-Z-LH-353006 | IDEM Z-Range safety switch, left hand door hinge interlock, (1) pair OSSD safety output(s), (1) status monitoring output(s), die-cast aluminum alloy housing, 120 x 66mm, 8-pin M12 quick-disconnect, 9.8in/250mm cable length. | Stock | 309
HSM-Z-351020 | IDEM Z-Range blank hinge, die-cast aluminum alloy housing, 120 x 66mm. | Stock | 81
HSM-Z-350025 | IDEM mounting bracket, for use with IDEM Z-Range door hinge switches. | Stock | 40
Z-Range Cable-Pull Safety Switches
GLM-143300-Z | IDEM Z-Range safety switch, cable-pull interlock, 50m maximum pull cable length, emergency stop, (1) pair OSSD safety output(s), (1) status monitoring output(s), dual color LED, die-cast aluminum body, 8-pin M12 quick-disconnect. | Stock | 442
GLM-SS-148300-Z | IDEM Z-Range safety switch, cable-pull interlock, 50m maximum pull cable length, emergency stop, (1) pair OSSD safety output(s), (1) status monitoring output(s), dual color LED, 316 stainless steel body, 8-pin M12 quick-disconnect. | Stock | 647
GLHD-141300-Z | IDEM Z-Range safety switch, cable-pull interlock, 250m maximum pull cable length, emergency stop, dual head, (1) pair OSSD safety output(s), (1) status monitoring output(s), dual color LED, die-cast aluminum body, 8-pin M12 quick-disconnect. | Stock | 620
GLHL-141301-Z | IDEM Z-Range safety switch, cable-pull interlock, 125m maximum pull cable length, emergency stop, left hand head, (1) pair OSSD safety output(s), (1) status monitoring output(s), dual color LED, die-cast aluminum body, 8-pin M12 quick-disconnect. | Stock | 447
GLHR-141302-Z | IDEM Z-Range safety switch, cable-pull interlock, 125m maximum pull cable length, emergency stop, right hand head, (1) pair OSSD safety output(s), (1) status monitoring output(s), dual color LED, die-cast aluminum body, 8-pin M12 quick-disconnect. | Stock | 447
GLS-142300-Z | IDEM Z-Range safety switch, cable-pull interlock, 80m maximum pull cable length, emergency stop, (1) pair OSSD safety output(s), (1) status monitoring output(s), dual color LED, die-cast aluminum body, 8-pin M12 quick-disconnect. | Stock | 433
GLS-SS-144300-Z | IDEM Z-Range safety switch, cable-pull interlock, 100m maximum pull cable length, emergency stop, (1) pair OSSD safety output(s), (1) status monitoring output(s), dual color LED, 316 stainless steel body, 8-pin M12 quick-disconnect. | Stock | 736
GLHD-SS-145300-Z | IDEM Z-Range safety switch, cable-pull interlock, 250m maximum pull cable length, emergency stop, dual head, (1) pair OSSD safety output(s), (1) status monitoring output(s), dual color LED, 316 stainless steel body, 8-pin M12 quick-disconnect. | Stock | 916
GLHL-SS-145301-Z | IDEM Z-Range safety switch, cable-pull interlock, 125m maximum pull cable length, emergency stop, left hand head, (1) pair OSSD safety output(s), (1) status monitoring output(s), dual color LED, 316 stainless steel body, 8-pin M12 quick-disconnect. | Stock | 784
GLHR-SS-145302-Z | IDEM Z-Range safety switch, cable-pull interlock, 125m maximum pull cable length, emergency stop, right hand head, (1) pair OSSD safety output(s), (1) status monitoring output(s), dual color LED, 316 stainless steel body, 8-pin M12 quick-disconnect. | Stock | 784
Z-Range Emergency Stop Control Stations
ES-P-230300-Z | IDEM Z-Range emergency stop control station, plastic, single pushbutton, mushroom, red, 24 VDC LED, red/green, twist-to-release, (1) pair OSSD safety output(s), 8-pin M12 quick-disconnect, left exit. | Stock | 169
ES-P-230301-Z | IDEM Z-Range emergency stop control station, plastic, single pushbutton, mushroom, red, 24 VDC LED, red/green, twist-to-release, (1) pair OSSD safety output(s), 8-pin M12 quick-disconnect, right exit. | Stock | 169
ESL-SS-L-232300-Z | IDEM Z-Range emergency stop control station, 316 stainless steel, single pushbutton, mushroom, red, 24 VDC LED, red/green, twist-to-release, (1) pair OSSD safety output(s), 8-pin M12 quick-disconnect. | Stock | 532
ESL-SS-LP-232301-Z | IDEM Z-Range emergency stop control station, 316 stainless steel, single pushbutton, mushroom, red, 24 VDC LED, red/green, twist-to-release, guarded, (1) pair OSSD safety output(s), 8-pin M12 quick-disconnect. | Stock | 551
Accessories for Z-Range Safety Switch System
140210-Z | IDEM Z-Range junction block, 8 ports, 8-pin M12 sockets, 24 VDC LED indicator(s), cable clamp for field-wired connection. For use with IDEM Z-Range switches. | Stock | 330
140204 | IDEM T-port, (1) 8-pin male M12 quick disconnect to (2) 8-pin female M12 disconnects. For use with IDEM Z-Range switches. | Stock | 52
140205 | IDEM shorting plug, 8-pole. For use with IDEM Z-Range junction block. | Stock | 35
Master Modules for Safety Controllers
PSC1-C-10 | Schmersal PSC1-10 master safety controller, (14) digital safety input(s), (4) fail safe digital and (2) relay safety output(s), (2) status monitoring output(s), pluggable screw terminals. | Stock | 777
PSC1-C-10-FB10 | Schmersal PSC1-10 master safety controller, (14) digital safety input(s), (4) fail safe digital and (2) relay safety output(s), (2) status monitoring output(s), EtherCAT, PROFINET and EtherNet/IP, pluggable screw terminals. | Stock | 1152
PSC1-C-10-FB10-MT | Schmersal PSC1-10 master safety controller, (14) digital safety input(s), (4) fail safe digital and (2) relay safety output(s), (2) status monitoring output(s), Modbus TCP, pluggable screw terminals. | Stock | 1152
PSC1-C-100 | Schmersal PSC1-100 master safety controller, (14) digital safety input(s), (4) fail safe digital and (2) relay safety output(s), (6) status monitoring output(s), (20) fail safe digital configurable I/O, pluggable screw terminals. | Stock | 1545
PSC1-C-100-FB10 | Schmersal PSC1-100 master safety controller, (14) digital safety input(s), (4) fail safe digital and (2) relay safety output(s), (6) status monitoring output(s), EtherCAT, PROFINET and EtherNet/IP, (20) fail safe digital configurable I/O, pluggable screw terminals. | Stock | 1878
PSC1-C-100-FB10-MT | Schmersal PSC1-100 master safety controller, (14) digital safety input(s), (4) fail safe digital and (2) relay safety output(s), (6) status monitoring output(s), Modbus TCP, (20) fail safe digital configurable I/O, pluggable screw terminals. | Stock | 1878
MZERO-16-4 | ReeR MOSAIC standalone safety controller, (16) digital safety input(s), (4) EDM/(re)start input(s), (4) pair OSSD safety output(s), pluggable screw terminals. | Stock | 516
MZERO-16-4C | ReeR MOSAIC standalone safety controller, (16) digital safety input(s), (4) EDM/(re)start input(s), (4) pair OSSD safety output(s), push-in cage clamp. | Stock | 516
MOSAIC-M1S-USBC | ReeR MOSAIC enhanced master safety controller, (8) digital safety input(s), (4) Single or (2) pair OSSD safety output(s), (4) EDM/(re)start or output status configurable I/O, pluggable screw terminals. | Stock | 544
MOSAIC-M1 | ReeR MOSAIC master safety controller, (8) digital safety input(s), (2) EDM/(re)start input(s), (2) pair OSSD safety output(s), (2) status monitoring output(s), pluggable screw terminals. | Stock | 443
Safety I/O Modules for Safety Controllers
PSC1-E31-12DI-10DIO | Schmersal safety expansion module, (12) digital safety input(s), (2) status monitoring output(s), (10) fail safe digital configurable I/O, pluggable screw terminals. For use with PSC1-10 safety controller. | Stock | 728
PSC1-E131-12DI-10DIO | Schmersal safety expansion module, (12) digital safety input(s), (2) status monitoring output(s), (10) fail safe digital configurable I/O, pluggable screw terminals. For use with PSC1-100 safety controller. | Stock | 728
MOSAIC-MI8 | ReeR MOSAIC safety expansion module, (8) digital safety input(s), pluggable screw terminals. For use with MOSAIC-M1 and MOSAIC-M1S safety controllers. | Stock | 293
MOSAIC-MI16 | ReeR MOSAIC safety expansion module, (16) digital safety input(s), pluggable screw terminals. For use with MOSAIC-M1 and MOSAIC-M1S safety controllers. | Stock | 342
MOSAIC-MI12T8 | ReeR MOSAIC safety expansion module, (12) digital safety input(s), pluggable screw terminals. For use with MOSAIC-M1 and MOSAIC-M1S safety controllers. | Stock | 343
MOSAIC-MA4 | ReeR MOSAIC safety expansion module, (4) analog safety input(s), pluggable screw terminals. For use with MOSAIC-M1S safety controller. | Stock | 851
MOSAIC-MO2 | ReeR MOSAIC safety expansion module, (2) EDM/(re)start input(s), (2) pair OSSD safety output(s), (2) status monitoring output(s), pluggable screw terminals. For use with MOSAIC-M1 and MOSAIC-M1S safety controllers. | Stock | 328
MOSAIC-MO4 | ReeR MOSAIC safety expansion module, (4) EDM/(re)start input(s), (4) pair OSSD safety output(s), (4) status monitoring output(s), pluggable screw terminals. For use with MOSAIC-M1 and MOSAIC-M1S safety controllers. | Stock | 402
MOSAIC-MO4L | ReeR MOSAIC safety expansion module, (4) Single or (2) pair OSSD safety output(s), (4) EDM/(re)start or output status configurable I/O, pluggable screw terminals. For use with MOSAIC-M1S safety controller. | Stock | 387
MOSAIC-MOR4 | ReeR MOSAIC safety expansion module, (4) EDM/(re)start input(s), (4) N.O. safety output(s), pluggable screw terminals. For use with MOSAIC-M1 and MOSAIC-M1S safety controllers. | Stock | 412
MOSAIC-MOR4S8 | ReeR MOSAIC safety expansion module, (4) EDM/(re)start input(s), (4) N.O. safety output(s), (8) status monitoring output(s), pluggable screw terminals. For use with MOSAIC-M1 and MOSAIC-M1S safety controllers. | Stock | 447
MOSAIC-MI8O2 | ReeR MOSAIC safety expansion module, (8) digital safety input(s), (2) EDM/(re)start input(s), (2) pair OSSD safety output(s), (2) status monitoring output(s), pluggable screw terminals. For use with MOSAIC-M1 and MOSAIC-M1S safety controllers. | Stock | 336
MOSAIC-MI8O4 | ReeR MOSAIC safety expansion module, (8) digital safety input(s), (4) Single or (2) pair OSSD safety output(s), (4) EDM/(re)start or output status configurable I/O, pluggable screw terminals. For use with MOSAIC-M1S safety controller. | Stock | 412
Speed Monitoring Modules for Safety Controllers
MOSAIC-MV1T | ReeR MOSAIC safety expansion module, (1) TTL incremental (line driver) encoder input, (2) proximity sensor input(s), pluggable screw terminals. For use with MOSAIC-M1 and MOSAIC-M1S safety controllers. | Stock | 614
MOSAIC-MV1H | ReeR MOSAIC safety expansion module, (1) HTL incremental (push-pull) encoder input, (2) proximity sensor input(s), pluggable screw terminals. For use with MOSAIC-M1 and MOSAIC-M1S safety controllers. | Stock | 519
MOSAIC-MV1S | ReeR MOSAIC safety expansion module, (1) SIN/COS incremental encoder input, (2) proximity sensor input(s), pluggable screw terminals. For use with MOSAIC-M1 and MOSAIC-M1S safety controllers. | Stock | 686
MOSAIC-MV2T | ReeR MOSAIC safety expansion module, (2) TTL incremental (line driver) encoder input, (2) proximity sensor input(s), pluggable screw terminals. For use with MOSAIC-M1 and MOSAIC-M1S safety controllers. | Stock | 686
MOSAIC-MV2H | ReeR MOSAIC safety expansion module, (2) HTL incremental (push-pull) encoder input, (2) proximity sensor input(s), pluggable screw terminals. For use with MOSAIC-M1 and MOSAIC-M1S safety controllers. | Stock | 596
MOSAIC-MV2S | ReeR MOSAIC safety expansion module, (2) SIN/COS incremental encoder input, (2) proximity sensor input(s), pluggable screw terminals. For use with MOSAIC-M1 and MOSAIC-M1S safety controllers. | Stock | 853
MOSAIC-MV0 | ReeR MOSAIC safety expansion module, (2) proximity sensor input(s), pluggable screw terminals. For use with MOSAIC-M1 and MOSAIC-M1S safety controllers. | Stock | 405
Relay Modules for Safety Controllers
MOSAIC-MR2 | ReeR MOSAIC safety relay extension module, (2) N.O. safety output(s), (1) N.C. monitoring output(s), pluggable screw terminals. | Stock | 172
MOSAIC-MR4 | ReeR MOSAIC safety relay extension module, (4) N.O. safety output(s), (2) N.C. monitoring output(s), pluggable screw terminals. | Stock | 251
Status Output Modules for Safety Controllers
MOSAIC-MOS8 | ReeR MOSAIC status expansion module, (8) status monitoring output(s), pluggable screw terminals. For use with MOSAIC-M1 and MOSAIC-M1S safety controllers. | Stock | 244
MOSAIC-MOS16 | ReeR MOSAIC status expansion module, (16) status monitoring output(s), pluggable screw terminals. For use with MOSAIC-M1 and MOSAIC-M1S safety controllers. | Stock | 305
Communication Modules for Safety Controllers
MOSAIC-MBEM | ReeR MOSAIC communication module, Modbus TCP, 2 ports, (2) Ethernet (RJ45) port(s). For use with MOSAIC-M1 and MOSAIC-M1S safety controllers. Bus connector included. | Stock | 451
MOSAIC-MBEI | ReeR MOSAIC communication module, EtherNet/IP, 2 ports, (2) Ethernet (RJ45) port(s). For use with MOSAIC-M1 and MOSAIC-M1S safety controllers. Bus connector included. | Stock | 451
Accessories for Safety Controllers
PSC1-A-90-PROG-CABLE | Schmersal cable assembly, 6ft/1.8m cable length, USB A to RJ10. For use with PSC1-10 and PSC1-100 safety controllers. | Stock | 166
PSC1-A-88-CON-SET | Schmersal terminal block, package of 8. For use with PSC1-10 and PSC1-100 safety controllers. | Stock | 62
MOSAIC-MCMB | ReeR MOSAIC proprietary memory card, for use with MOSAIC-M1S-USBC safety controller. | Stock | 38
MOSAIC-MCM | ReeR MOSAIC proprietary memory card, for use with MOSAIC-M1 and MOSAIC-M1S safety controllers. | Stock | 51
MOSAIC-MSC-C | ReeR MOSAIC bus connector, for use with MOSAIC-M1 and MOSAIC-M1S safety controllers. (2) end caps included. | Stock | 19
MOSAIC-CSU | ReeR USB cable, 5.9ft/1.8m cable length, standard A plug to mini B plug. For use with MZERO-16-4, MZERO-16-4C, MOSAIC-M1 and MOSAIC-M1S safety controllers. | Stock | 33
SAFEPLC2-SW | Schmersal Windows configuration and monitoring software, free download only. For use with PSC1-10 and PSC1-100 safety controllers. Requires PSC1-A-90-PROG-CABLE. | Stock | 0
Configurable Safety Relays
SRB-E-201LC | Schmersal safety relay, configurable, 2-channel, 24 VDC, 10 configurations, (1) pair OSSD safety output(s), (1) status monitoring output(s), pluggable screw terminals. | Stock | 183
SRB-E-201ST | Schmersal safety relay, configurable, 2-channel, 24 VDC, 11 configurations, (1) pair OSSD safety output(s), (1) status monitoring output(s), pluggable screw terminals. | Stock | 275
SRB-E-201ST-CC | Schmersal safety relay, configurable, 2-channel, 24 VDC, 11 configurations, (1) pair OSSD safety output(s), (1) status monitoring output(s), push-in cage clamp. | Stock | 287
SRB-E-301ST | Schmersal safety relay, configurable, 2-channel, 24 VAC/VDC, 12 configurations, (3) N.O. safety output(s), (1) N.C. monitoring output(s), pluggable screw terminals. | Stock | 231
SRB-E-301ST-CC | Schmersal safety relay, configurable, 2-channel, 24 VAC/VDC, 12 configurations, (3) N.O. safety output(s), (1) N.C. monitoring output(s), push-in cage clamp. | Stock | 243
SRB-E-232ST | Schmersal safety relay, configurable, release delay, 0 to 30 seconds, 2-channel, 24 VDC, 10 configurations, (3) N.O. and (1) delayed pair OSSD safety output(s), (1) N.C and (1) status monitoring output(s), pluggable screw terminals. | Stock | 391
SRB-E-232ST-CC | Schmersal safety relay, configurable, release delay, 0 to 30 seconds, 2-channel, 24 VDC, 10 configurations, (3) N.O. and (1) delayed pair OSSD safety output(s), (1) N.C and (1) status monitoring output(s), push-in cage clamp. | Stock | 404
SRB-E-322ST | Schmersal safety relay, configurable, release delay, 0 to 30 seconds, 2-channel, 24 VDC, 10 configurations, (3) delayed N.O. and (1) pair OSSD safety output(s), (1) N.C and (1) status monitoring output(s), pluggable screw terminals. | Stock | 391
SRB-E-322ST-CC | Schmersal safety relay, configurable, release delay, 0 to 30 seconds, 2-channel, 24 VDC, 10 configurations, (3) delayed N.O. and (1) pair OSSD safety output(s), (1) N.C and (1) status monitoring output(s), push-in cage clamp. | Stock | 404
SRB-E-204ST | Schmersal safety relay, configurable, 2-channel, 24 VDC, 14 configurations, (1) pair OSSD safety output(s), (4) status monitoring output(s), pluggable screw terminals. | Stock | 291
SRB-E-204ST-CC | Schmersal safety relay, configurable, 2-channel, 24 VDC, 14 configurations, (1) pair OSSD safety output(s), (4) status monitoring output(s), push-in cage clamp. | Stock | 303
SRB-E-402ST | Schmersal safety relay, configurable, 2-channel, 24 VDC, 22 configurations, (2) N.O. and (1) pair OSSD safety output(s), (1) N.C and (1) status monitoring output(s), pluggable screw terminals. | Stock | 361
SRB-E-402ST-CC | Schmersal safety relay, configurable, 2-channel, 24 VDC, 22 configurations, (2) N.O. and (1) pair OSSD safety output(s), (1) N.C and (1) status monitoring output(s), push-in cage clamp. | Stock | 375
SRB-E-204PE | Schmersal safety input extension module, configurable, 2-channel, 24 VDC, 15 configurations, (1) pair OSSD safety output(s), (4) status monitoring output(s), pluggable screw terminals. | Stock | 157
Programmable Safety Relays
PROTECT-SELECT-SK-AD | Schmersal safety relay, programmable, 2-channel, 24 VDC, 4 programs, (2) N.O., (2) single and (2) pair OSSD safety output(s), pluggable screw terminals. | Stock | 497
PROTECT-SELECT-CC-AD | Schmersal safety relay, programmable, 2-channel, 24 VDC, 4 programs, (2) N.O., (2) single and (2) pair OSSD safety output(s), push-in cage clamp. | Stock | 510
Safety Extension Relays
SRB-E-402EM | Schmersal safety relay extension module, 2-channel, 24 VAC/VDC, (4) N.O. safety output(s), (2) N.C. monitoring output(s), pluggable screw terminals. | Stock | 205
RK6929-16PS-61 | Dold safety relay extension module, 1-channel, 24 VDC, (1) N.O. safety output(s), (1) N.C. monitoring output(s), pluggable screw terminals. | Stock | 73
RK6929-22PS-61 | Dold safety relay extension module, 1-channel, 24 VDC, (2) N.O. safety output(s), (1) N.C. monitoring output(s), pluggable screw terminals. | Stock | 87
RK6929-22PS-100-61 | Dold safety relay extension module, 2-channel, 24 VDC, (2) N.O. safety output(s), (1) N.C. monitoring output(s), pluggable screw terminals. | Stock | 87
SEU31-280007 | IDEM safety relay extension module, 24 VAC/VDC, (3) N.O. safety output(s), (1) N.C. monitoring output(s), fixed screw terminals. | Stock | 184
SEU31-280007-P | IDEM safety relay extension module, 24 VAC/VDC, (3) N.O. safety output(s), (1) N.C. monitoring output(s), pluggable screw terminals. | Stock | 236
SEU31TD-280008 | IDEM safety relay extension module, release delay, 0 to 30 seconds, 24 VAC/VDC, (3) N.O. time delay safety output(s), (1) N.C. time delay monitoring output(s), fixed screw terminals. | Stock | 331
SEU31TD-280008-P | IDEM safety relay extension module, release delay, 0 to 30 seconds, 24 VAC/VDC, (3) N.O. time delay safety output(s), (1) N.C. time delay monitoring output(s), pluggable screw terminals. | Stock | 386
LG5929-60-100-61 | Dold safety relay extension module, 24 VAC/VDC, (5) N.O. safety output(s), (1) N.C. monitoring output(s), fixed screw terminals. | Stock | 146
UG6929-60PS-100-24 | Dold safety relay extension module, 24 VAC/VDC, (5) N.O. safety output(s), (1) N.C. monitoring output(s), pluggable screw terminals. | Stock | 155
UG6929-61PS-100-24 | Dold safety relay extension module, 2-channel, 24 VAC/VDC, (6) N.O. safety output(s), (2) N.C. monitoring output(s), pluggable screw terminals. | Stock | 178
UG6929-62PS-100-24 | Dold safety relay extension module, 2-channel, 24 VAC/VDC, (7) N.O. safety output(s), (1) N.C. monitoring output(s), pluggable screw terminals. | Stock | 178
LG7927-97-61-10 | Dold safety relay extension module, on delay, 1 to 10 seconds, 24 VAC/VDC, (3) N.O. time delay and (1) N.C. time delay safety output(s), (1) N.C. time delay monitoring output(s), fixed screw terminals. | Stock | 196
LG7928-97-61-10 | Dold safety relay extension module, release delay, 1 to 10 seconds, 24 VAC/VDC, (3) N.O. time delay and (1) N.C. time delay safety output(s), (1) N.C. time delay monitoring output(s), fixed screw terminals. | Stock | 196
E-Stop Relays (1-Channel)
LG5924-02-61-24 | Dold safety relay, emergency stop, 1-channel, 24 VDC, (2) N.O. safety output(s), fixed screw terminals. | Stock | 112
LG5924-02PC-61-24 | Dold safety relay, emergency stop, 1-channel, 24 VDC, (2) N.O. safety output(s), push-in cage clamp. | Stock | 120
LG5924-48-61-24 | Dold safety relay, emergency stop, 1-channel, 24 VDC, (3) N.O. safety output(s), (1) N.C. monitoring output(s), fixed screw terminals. | Stock | 122
LG5924-48PC-61-24 | Dold safety relay, emergency stop, 1-channel, 24 VDC, (3) N.O. safety output(s), (1) N.C. monitoring output(s), push-in cage clamp. | Stock | 153
LG5924-48-61-110 | Dold safety relay, emergency stop, 1-channel, 110 VAC, (3) N.O. safety output(s), (1) N.C. monitoring output(s), fixed screw terminals. | Stock | 137
LG5924-48PC-61-110 | Dold safety relay, emergency stop, 1-channel, 110 VAC, (3) N.O. safety output(s), (1) N.C. monitoring output(s), push-in cage clamp. | Stock | 153
LG5924-48-61-230 | Dold safety relay, emergency stop, 1-channel, 230 VAC, (3) N.O. safety output(s), (1) N.C. monitoring output(s), fixed screw terminals. | Stock | 137
E-Stop / Safety Gate Relays (2-Channel)
SCR21-280001 | IDEM safety relay, emergency stop and safety gates, 2-channel, 24 VAC/VDC, (2) N.O. safety output(s), (1) N.C. monitoring output(s), fixed screw terminals. | Stock | 177
SCR21-280001-P | IDEM safety relay, emergency stop and safety gates, 2-channel, 24 VAC/VDC, (2) N.O. safety output(s), (1) N.C. monitoring output(s), pluggable screw terminals. | Stock | 177
SCR31-280002 | IDEM safety relay, emergency stop and safety gates, 2-channel, 24 VAC/VDC, (3) N.O. safety output(s), (1) N.C. monitoring output(s), fixed screw terminals. | Stock | 194
SCR31-280002-P | IDEM safety relay, emergency stop and safety gates, 2-channel, 24 VAC/VDC, (3) N.O. safety output(s), (1) N.C. monitoring output(s), pluggable screw terminals. | Stock | 245
SCR73-280005 | IDEM safety relay, emergency stop and safety gates, 2-channel, 24 VAC/VDC, (7) N.O. safety output(s), (3) N.C. monitoring output(s), fixed screw terminals. | Stock | 456
SCR73-280005-P | IDEM safety relay, emergency stop and safety gates, 2-channel, 24 VAC/VDC, (7) N.O. safety output(s), (3) N.C. monitoring output(s), pluggable screw terminals. | Stock | 551
UF6925-02-DC8-36 | Dold safety relay, emergency stop and safety gates, 2-channel, 8-36 VDC, (2) N.O. safety output(s), Fixed spring clamp terminals. | Stock | 144
UF6925-03-DC8-36 | Dold safety relay, emergency stop and safety gates, 2-channel, 8-36 VDC, (3) N.O. safety output(s), Fixed spring clamp terminals. | Stock | 167
UF6925-22-DC8-36 | Dold safety relay, emergency stop and safety gates, 2-channel, 8-36 VDC, (2) N.O. safety output(s), (1) N.C. monitoring output(s), Fixed spring clamp terminals. | Stock | 167
LG5925-48-61-24 | Dold safety relay, emergency stop and safety gates, 2-channel, 24 VAC/VDC, (3) N.O. safety output(s), (1) N.C. monitoring output(s), fixed screw terminals. | Stock | 143
LG5925-48PC-61-24 | Dold safety relay, emergency stop, safety gate monitoring, 2-channel, 24 VAC/VDC, (3) N.O. safety output(s), (1) N.C. monitoring output(s), push-in cage clamp. | Stock | 163
LG5925-48-61-110 | Dold safety relay, emergency stop and safety gates, 2-channel, 110 VAC, (3) N.O. safety output(s), (1) N.C. monitoring output(s), fixed screw terminals. | Stock | 154
LG5925-48PC-61-110 | Dold safety relay, emergency stop, safety gate monitoring, 2-channel, 110 VAC, (3) N.O. safety output(s), (1) N.C. monitoring output(s), push-in cage clamp. | Stock | 167
LG5925-48-61-230 | Dold safety relay, emergency stop and safety gates, 2-channel, 230 VAC, (3) N.O. safety output(s), (1) N.C. monitoring output(s), fixed screw terminals. | Stock | 154
E-Stop Safety / Safety Gate Time Delay Relays
SCR3142TD-280006 | IDEM safety relay, emergency stop and safety gates, release delay, 0 to 30 seconds, 2-channel, 24 VAC/VDC, (4) N.O. time delay and (3) N.O safety output(s), (2) N.C. time delay and (1) N.C monitoring output(s), fixed screw terminals. | Stock | 496
SCR3142TD-280006-P | IDEM safety relay, emergency stop and safety gates, release delay, 0 to 30 seconds, 2-channel, 24 VAC/VDC, (4) N.O. time delay and (3) N.O safety output(s), (2) N.C. time delay and (1) N.C monitoring output(s), pluggable screw terminals. | Stock | 590
UG6961-02PS100-300 | Dold safety relay, emergency stop, multi delay functions, 0.1 to 300 seconds, 2-channel, 24 VDC, (2) N.O. time delay safety output(s), (1) N.O. time delay monitoring output(s), pluggable screw terminals. | Stock | 257
UG6960-04PS100-300 | Dold safety relay, emergency stop, multi delay functions, 0.1 to 300 seconds, 2-channel, 24 VDC, (2) N.O. and (2) N.O. time delay safety output(s), (1) N.O. and (1) N.O. time delay monitoring output(s), pluggable screw terminals. | Stock | 379
LG5928-41-61-3 | Dold safety relay, emergency stop and safety gates, release delay, 0.3 to 3 seconds, 2-channel, 24 VDC, (2) N.O. and (1) N.O. time delay safety output(s), fixed screw terminals. | Stock | 298
LG5928-41-61-10 | Dold safety relay, emergency stop and safety gates, release delay, 1 to 10 seconds, 2-channel, 24 VDC, (2) N.O. and (1) N.O. time delay safety output(s), fixed screw terminals. | Stock | 298
BH5928-92-61-24-1 | Dold safety relay, emergency stop and safety gates, release delay, 0.1 to 1 second, 2-channel, 24 VAC/VDC, (3) N.O. time delay and (2) N.O. safety output(s), (1) N.C. monitoring output(s), fixed screw terminals. | Stock | 319
BH5928-92-61-24-5 | Dold safety relay, emergency stop and safety gates, release delay, 0.5 to 5 seconds, 2-channel, 24 VAC/VDC, (3) N.O. time delay and (2) N.O. safety output(s), (1) N.C. monitoring output(s), fixed screw terminals. | Stock | 319
BH5928-92-61-24-30 | Dold safety relay, emergency stop and safety gates, release delay, 3 to 30 seconds, 2-channel, 24 VAC/VDC, (3) N.O. time delay and (2) N.O. safety output(s), (1) N.C. monitoring output(s), fixed screw terminals. | Stock | 319
Two-Hand Safety Control Relays
SCR2H-180030 | IDEM safety relay, two-hand control, 2-channel, 24 VAC/VDC, (2) N.O. safety output(s), fixed screw terminals. | Stock | 456
BG5933-22-61-24 | Dold safety relay, two-hand control, 2-channel, 24 VDC, (2) N.O. safety output(s), (1) N.C. monitoring output(s), fixed screw terminals. | Stock | 208
BH5933-48-61-110 | Dold safety relay, two-hand control, 2-channel, 110 VAC, (3) N.O. safety output(s), (1) N.C. monitoring output(s), fixed screw terminals. | Stock | 304
OSSD / Light Curtain Safety Relays
SCR31P-280003 | IDEM safety relay, OSSD and light curtain controller, 2-channel, 24 VDC, (3) N.O. safety output(s), (1) N.C. monitoring output(s), fixed screw terminals. | Stock | 232
SCR31P-280003-P | IDEM safety relay, OSSD and light curtain controller, 2-channel, 24 VDC, (3) N.O. safety output(s), (1) N.C. monitoring output(s), pluggable screw terminals. | Stock | 284
LG5925-48-900-61 | Dold safety relay, light curtain controller, 2-channel, 24 VDC, (3) N.O. safety output(s), (1) N.C. monitoring output(s), fixed screw terminals. | Stock | 176
LG5925-48PC-900-24 | Dold safety relay, light curtain controller, 2-channel, 24 VDC, (3) N.O. safety output(s), (1) N.C. monitoring output(s), push-in cage clamp. | Stock | 187
UG6960-04PS800-300 | Dold safety relay, light curtain controller, multi delay functions, 0.1 to 300 seconds, 2-channel, 24 VDC, (2) N.O. and (2) N.O. time delay safety output(s), (1) N.O. and (1) N.O. time delay monitoring output(s), pluggable screw terminals. | Stock | 379
BH5902-22-01MF2-61 | Dold safety relay, light curtain controller, 2-channel, 24 VDC, (2) N.O. safety output(s), (1) N.C. monitoring output(s), fixed screw terminals. | Stock | 488
Safety Mat and Edge Relays
1114-0210 | ASO Safety Solutions safety relay, safety mat/edges, 1-channel, 24 VAC/VDC or 120 VAC, (2) N.O. safety output(s), (1) N.O. monitoring output(s), fixed screw terminals. | Stock | 186
LG5944-02-010-24 | Dold safety relay, safety mat/edges, 2-channel, 24 VDC, (2) N.O. safety output(s), fixed screw terminals. | Stock | 171
LG5944-02-110-24 | Dold safety relay, (2) safety mat/edges, 2-channel, 24 VDC, (2) N.O. safety output(s), fixed screw terminals. | Stock | 188
BG5925-22-910-24 | Dold safety relay, safety mat/edges, 2-channel, 24 VDC, (2) N.O. safety output(s), (1) N.C. monitoring output(s), fixed screw terminals. | Stock | 187
Speed Monitoring Safety Relays
UH6932-02PS-24 | Dold safety relay, speed monitoring, multi delay functions, (2) NPN sensor inputs, 2-channel, 24 VDC, (2) N.O. safety output(s), (2) N.O. monitoring output(s), pluggable screw terminals. | Stock | 608
UH6932-02PS-010-24 | Dold safety relay, speed monitoring, multi delay functions, (2) PNP sensor inputs, 2-channel, 24 VDC, (2) N.O. safety output(s), (2) N.O. monitoring output(s), pluggable screw terminals. | Stock | 608
BH5932-22-113-24 | Dold safety relay, speed monitoring, (2) PNP sensor inputs, 2-channel, 24 VAC/VDC, (2) N.O. and (1) N.C. safety output(s), fixed screw terminals. | Stock | 454
Frequency Monitoring Safety Relays
UH6937-02PS-24 | Dold safety relay, frequency monitoring, multi delay functions, 1 to 600Hz, 2-channel, 24 VDC, (2) N.O. safety output(s), (2) N.O. monitoring output(s), pluggable screw terminals. | Stock | 694
UH6937-02PS-100-24 | Dold safety relay, frequency monitoring, multi delay functions, 1 to 1000Hz, 2-channel, 24 VDC, (2) N.O. safety output(s), (2) N.O. monitoring output(s), pluggable screw terminals. | Stock | 694
Motor Standstill Monitoring Safety Relays
UG6946-02PS-04 | Dold safety relay, motor standstill monitoring, 20-400 mV, 2-channel, 24 VDC, (2) N.O. and (1) N.C. safety output(s), pluggable screw terminals. | Stock | 371
UG6946-02PS-40 | Dold safety relay, motor standstill monitoring, 0.2-4V, 2-channel, 24 VDC, (2) N.O. and (1) N.C. safety output(s), pluggable screw terminals. | Stock | 371
UG6946-02PS-001-04 | Dold safety relay, motor standstill monitoring with muting, 20-400 mV, 2-channel, 24 VDC, (2) N.O. and (1) N.C. safety output(s), pluggable screw terminals. | Stock | 392
UG6946-02PS-001-40 | Dold safety relay, motor standstill monitoring with muting, 0.2-4V, 2-channel, 24 VDC, (2) N.O. and (1) N.C. safety output(s), pluggable screw terminals. | Stock | 392
UH5947-04PS24 | Dold safety relay, motor standstill, speed and safety gate monitoring, multi delay functions, (2) PNP or NPN sensor inputs and/or (1) encoder, 2-channel, 24 VDC, (4) N.O. safety output(s), (2) status monitoring output(s), pluggable screw terminals. | Stock | 691
UH5947-04-001PS24 | Dold safety relay, motor standstill, speed and safety gate monitoring, multi delay functions, (2) NAMUR sensor inputs and/or (1) encoder, 2-channel, 24 VDC, (4) N.O. safety output(s), (2) status monitoring output(s), pluggable screw terminals. | Stock | 691
UH5947-04PS110 | Dold safety relay, motor standstill, speed and safety gate monitoring, multi delay functions, (2) PNP or NPN sensor inputs and/or (1) encoder, 2-channel, 110-240 VAC/VDC, (4) N.O. safety output(s), (2) status monitoring output(s), pluggable screw terminals. | Stock | 713
UH5947-04-001PS110 | Dold safety relay, motor standstill, speed and safety gate monitoring, multi delay functions, (2) NAMUR sensor inputs and/or (1) encoder, 2-channel, 110-240 VAC/VDC, (4) N.O. safety output(s), (2) status monitoring output(s), pluggable screw terminals. | Stock | 713
UH5947-04PC24 | Dold safety relay, motor standstill, speed and safety gate monitoring, multi delay functions, (2) PNP or NPN sensor inputs and/or (1) encoder, 2-channel, 24 VDC, (4) N.O. safety output(s), (2) status monitoring output(s), push-in cage clamp. | Stock | 733
UH5947-04-001PC24 | Dold safety relay, motor standstill, speed and safety gate monitoring, multi delay functions, (2) NAMUR sensor inputs and/or (1) encoder, 2-channel, 24 VDC, (4) N.O. safety output(s), (2) status monitoring output(s), push-in cage clamp. | Stock | 733
UH5947-04PC110 | Dold safety relay, motor standstill, speed and safety gate monitoring, multi delay functions, (2) PNP or NPN sensor inputs and/or (1) encoder, 2-channel, 110-240 VAC/VDC, (4) N.O. safety output(s), (2) status monitoring output(s), push-in cage clamp. | Stock | 775
UH5947-04-001PC110 | Dold safety relay, motor standstill, speed and safety gate monitoring, multi delay functions, (2) NAMUR sensor inputs and/or (1) encoder, 2-channel, 110-240 VAC/VDC, (4) N.O. safety output(s), (2) status monitoring output(s), push-in cage clamp. | Stock | 775
LH5946-48-24-04 | Dold safety relay, motor standstill monitoring, 20-400 mV, 2-channel, 24 VDC, (3) N.O. and (1) N.C. safety output(s), fixed screw terminals. | Stock | 562
LH5946-PC-24-04 | Dold safety relay, motor standstill monitoring, 20-400 mV, 2-channel, 24 VDC, (3) N.O. and (1) N.C. safety output(s), push-in cage clamp. | Stock | 562
LH5946-48-115-04 | Dold safety relay, motor standstill monitoring, 20-400 mV, 2-channel, 115 VAC, (3) N.O. and (1) N.C. safety output(s), fixed screw terminals. | Stock | 562
LH5946-PC-115-04 | Dold safety relay, motor standstill monitoring, 20-400 mV, 2-channel, 115 VAC, (3) N.O. and (1) N.C. safety output(s), push-in cage clamp. | Stock | 562
LH5946-48-24-40 | Dold safety relay, motor standstill monitoring, 0.2-4V, 2-channel, 24 VDC, (3) N.O. and (1) N.C. safety output(s), fixed screw terminals. | Stock | 562
LH5946-PC-24-40 | Dold safety relay, motor standstill monitoring, 0.2-4V, 2-channel, 24 VDC, (3) N.O. and (1) N.C. safety output(s), push-in cage clamp. | Stock | 562
LH5946-48-115-40 | Dold safety relay, motor standstill monitoring, 0.2-4V, 2-channel, 115 VAC, (3) N.O. and (1) N.C. safety output(s), fixed screw terminals. | Stock | 562
LH5946-PC-115-40 | Dold safety relay, motor standstill monitoring, 0.2-4V, 2-channel, 115 VAC, (3) N.O. and (1) N.C. safety output(s), push-in cage clamp. | Stock | 562
Multifunction Safety Relays
UG6980-02PS-61-24 | Dold safety relay, multi-function, 2-channel, 24 VDC, (2) N.O. safety output(s), (1) N.O. monitoring output(s), pluggable screw terminals. | Stock | 239
UG6970-04PS-61-24 | Dold safety relay, (2) independent multi-function, 2-channel, 24 VDC, (4) N.O. safety output(s), (2) N.O. monitoring output(s), pluggable screw terminals. | Stock | 386
Tapered Edge Safety Mats
1602-4096 | ASO Safety Solutions safety contact mat, 12 x 24in, integrated taper edge, 24 VAC/VDC operating voltage, polyurethane contact surface, black, IP65, 19.6ft/6m cable length, pigtail. | Stock | 219
1602-4097 | ASO Safety Solutions safety contact mat, 12 x 36in, integrated taper edge, 24 VAC/VDC operating voltage, polyurethane contact surface, black, IP65, 19.6ft/6m cable length, pigtail. | Stock | 280
1602-4560 | ASO Safety Solutions safety contact mat, 24 x 24in, integrated taper edge, 24 VAC/VDC operating voltage, polyurethane contact surface, black, IP65, 19.6ft/6m cable length, pigtail. | Stock | 359
1602-4090 | ASO Safety Solutions safety contact mat, 24 x 36in, integrated taper edge, 24 VAC/VDC operating voltage, polyurethane contact surface, black, IP65, 19.6ft/6m cable length, pigtail. | Stock | 391
1602-4091 | ASO Safety Solutions safety contact mat, 24 x 48in, integrated taper edge, 24 VAC/VDC operating voltage, polyurethane contact surface, black, IP65, 19.6ft/6m cable length, pigtail. | Stock | 480
1602-4092 | ASO Safety Solutions safety contact mat, 24 x 60in, integrated taper edge, 24 VAC/VDC operating voltage, polyurethane contact surface, black, IP65, 19.6ft/6m cable length, pigtail. | Stock | 645
1602-4093 | ASO Safety Solutions safety contact mat, 36 x 36in, integrated taper edge, 24 VAC/VDC operating voltage, polyurethane contact surface, black, IP65, 19.6ft/6m cable length, pigtail. | Stock | 589
1602-4094 | ASO Safety Solutions safety contact mat, 36 x 48in, integrated taper edge, 24 VAC/VDC operating voltage, polyurethane contact surface, black, IP65, 19.6ft/6m cable length, pigtail. | Stock | 696
1602-4095 | ASO Safety Solutions safety contact mat, 36 x 60in, integrated taper edge, 24 VAC/VDC operating voltage, polyurethane contact surface, black, IP65, 19.6ft/6m cable length, pigtail. | Stock | 883
1602-6380 | ASO Safety Solutions safety contact mat, 24 x 24in, integrated taper edge, 24 VAC/VDC operating voltage, polyurethane contact surface, yellow, IP65, 19.6ft/6m cable length, pigtail. | Stock | 303
1602-5380 | ASO Safety Solutions safety contact mat, 24 x 36in, integrated taper edge, 24 VAC/VDC operating voltage, polyurethane contact surface, yellow, IP65, 19.6ft/6m cable length, pigtail. | Stock | 504
1602-5381 | ASO Safety Solutions safety contact mat, 24 x 48in, integrated taper edge, 24 VAC/VDC operating voltage, polyurethane contact surface, yellow, IP65, 19.6ft/6m cable length, pigtail. | Stock | 638
1602-6390 | ASO Safety Solutions safety contact mat, 24 x 60in, integrated taper edge, 24 VAC/VDC operating voltage, polyurethane contact surface, yellow, IP65, 19.6ft/6m cable length, pigtail. | Stock | 626
1602-6400 | ASO Safety Solutions safety contact mat, 36 x 36in, integrated taper edge, 24 VAC/VDC operating voltage, polyurethane contact surface, yellow, IP65, 19.6ft/6m cable length, pigtail. | Stock | 594
Straight Edge Safety Mats
1602-4107 | ASO Safety Solutions safety contact mat, 12 x 24in, straight edge, 24 VAC/VDC operating voltage, polyurethane contact surface, black, IP65, 4.7in/120mm cable length, (1) 3-pin male M8 connector and (1) 3-pin female M8 connector. | Stock | 177
1602-4108 | ASO Safety Solutions safety contact mat, 12 x 36in, straight edge, 24 VAC/VDC operating voltage, polyurethane contact surface, black, IP65, 4.7in/120mm cable length, (1) 3-pin male M8 connector and (1) 3-pin female M8 connector. | Stock | 217
1602-4106 | ASO Safety Solutions safety contact mat, 24 x 24in, straight edge, 24 VAC/VDC operating voltage, polyurethane contact surface, black, IP65, 4.7in/120mm cable length, (1) 3-pin male M8 connector and (1) 3-pin female M8 connector. | Stock | 258
1602-4100 | ASO Safety Solutions safety contact mat, 24 x 36in, straight edge, 24 VAC/VDC operating voltage, polyurethane contact surface, black, IP65, 4.7in/120mm cable length, (1) 3-pin male M8 connector and (1) 3-pin female M8 connector. | Stock | 360
1602-4101 | ASO Safety Solutions safety contact mat, 24 x 48in, straight edge, 24 VAC/VDC operating voltage, polyurethane contact surface, black, IP65, 4.7in/120mm cable length, (1) 3-pin male M8 connector and (1) 3-pin female M8 connector. | Stock | 447
1602-4102 | ASO Safety Solutions safety contact mat, 24 x 60in, straight edge, 24 VAC/VDC operating voltage, polyurethane contact surface, black, IP65, 4.7in/120mm cable length, (1) 3-pin male M8 connector and (1) 3-pin female M8 connector. | Stock | 572
1602-4103 | ASO Safety Solutions safety contact mat, 36 x 36in, straight edge, 24 VAC/VDC operating voltage, polyurethane contact surface, black, IP65, 4.7in/120mm cable length, (1) 3-pin male M8 connector and (1) 3-pin female M8 connector. | Stock | 493
1602-4104 | ASO Safety Solutions safety contact mat, 36 x 48in, straight edge, 24 VAC/VDC operating voltage, polyurethane contact surface, black, IP65, 4.7in/120mm cable length, (1) 3-pin male M8 connector and (1) 3-pin female M8 connector. | Stock | 675
1602-4105 | ASO Safety Solutions safety contact mat, 36 x 60in, straight edge, 24 VAC/VDC operating voltage, polyurethane contact surface, black, IP65, 4.7in/120mm cable length, (1) 3-pin male M8 connector and (1) 3-pin female M8 connector. | Stock | 789
1602-6410 | ASO Safety Solutions safety contact mat, 24 x 24in, straight edge, 24 VAC/VDC operating voltage, polyurethane contact surface, yellow, IP65, 4.7in/120mm cable length, (1) 3-pin male M8 connector and (1) 3-pin female M8 connector. | Stock | 283
1602-5390 | ASO Safety Solutions safety contact mat, 24 x 36in, straight edge, 24 VAC/VDC operating voltage, polyurethane contact surface, yellow, IP65, 4.7in/120mm cable length, (1) 3-pin male M8 connector and (1) 3-pin female M8 connector. | Stock | 371
1602-5391 | ASO Safety Solutions safety contact mat, 24 x 48in, straight edge, 24 VAC/VDC operating voltage, polyurethane contact surface, yellow, IP65, 4.7in/120mm cable length, (1) 3-pin male M8 connector and (1) 3-pin female M8 connector. | Stock | 460
1602-6420 | ASO Safety Solutions safety contact mat, 24 x 60in, straight edge, 24 VAC/VDC operating voltage, polyurethane contact surface, yellow, IP65, 4.7in/120mm cable length, (1) 3-pin male M8 connector and (1) 3-pin female M8 connector. | Stock | 577
1602-6430 | ASO Safety Solutions safety contact mat, 36 x 36in, straight edge, 24 VAC/VDC operating voltage, polyurethane contact surface, yellow, IP65, 4.7in/120mm cable length, (1) 3-pin male M8 connector and (1) 3-pin female M8 connector. | Stock | 548
Diamond Plate Safety Mats
1602-4540 | ASO Safety Solutions safety contact mat, 24 x 36in, straight edge, 24 VAC/VDC operating voltage, aluminum contact surface, IP65, 4.7in/120mm cable length, (1) 3-pin male M8 connector and (1) 3-pin female M8 connector. | Stock | 574
1602-4550 | ASO Safety Solutions safety contact mat, 24 x 48in, straight edge, 24 VAC/VDC operating voltage, aluminum contact surface, IP65, 4.7in/120mm cable length, (1) 3-pin male M8 connector and (1) 3-pin female M8 connector. | Stock | 695
Safety Mat Accessories
1810-0190 | ASO Safety Solutions terminating resistor, 8.2k ohm, 3-pin male M8. For use with safety contact mats and bumpers. | Stock | 9
2010-0121 | ASO Safety Solutions contact mat trim kit, aluminum. For use with 12 x 24in safety mats. Includes (4) trim corners and (4) mat trim pieces. | Stock | 63
2010-0122 | ASO Safety Solutions contact mat trim kit, aluminum. For use with 12 x 36in safety mats. Includes (4) trim corners and (4) mat trim pieces. | Stock | 75
2010-0120 | ASO Safety Solutions contact mat trim kit, aluminum. For use with 24 x 24in safety mats. Includes (4) trim corners and (4) mat trim pieces. | Stock | 75
2010-0080 | ASO Safety Solutions contact mat trim kit, aluminum. For use with 24 x 36in safety mats. Includes (4) trim corners and (4) mat trim pieces. | Stock | 97
2010-0081 | ASO Safety Solutions contact mat trim kit, aluminum. For use with 24 x 48in safety mats. Includes (4) trim corners and (4) mat trim pieces. | Stock | 107
2010-0082 | ASO Safety Solutions contact mat trim kit, aluminum. For use with 24 x 60in safety mats. Includes (4) trim corners and (4) mat trim pieces. | Stock | 121
2010-0083 | ASO Safety Solutions contact mat trim kit, aluminum. For use with 36 x 36in safety mats. Includes (4) trim corners and (4) mat trim pieces. | Stock | 107
2010-0084 | ASO Safety Solutions contact mat trim kit, aluminum. For use with 36 x 48in safety mats. Includes (4) trim corners and (4) mat trim pieces. | Stock | 119
2010-0085 | ASO Safety Solutions contact mat trim kit, aluminum. For use with 36 x 60in safety mats. Includes (4) trim corners and (4) mat trim pieces. | Stock | 135
2010-0086 | ASO Safety Solutions contact mat trim, aluminum, 5ft length. For use with safety contact mats. | Stock | 56
2010-0087 | ASO Safety Solutions contact mat trim corner, polyamide. For use with safety contact mats. | Stock | 3.75
Safety Edges
1501-1460 | ASO Safety Solutions safety contact edge, 15 x 10mm, 4in length, pigtail, 8.2ft/2.5m cable length. Aluminum mounting rail included. Preassembled with 8.2k ohm resistor for 2-wire installation. | Stock | 83
1501-1461 | ASO Safety Solutions safety contact edge, 15 x 10mm, 6in length, pigtail, 8.2ft/2.5m cable length. Aluminum mounting rail included. Preassembled with 8.2k ohm resistor for 2-wire installation. | Stock | 86
1501-1462 | ASO Safety Solutions safety contact edge, 15 x 10mm, 8in length, pigtail, 8.2ft/2.5m cable length. Aluminum mounting rail included. Preassembled with 8.2k ohm resistor for 2-wire installation. | Stock | 90
1501-1463 | ASO Safety Solutions safety contact edge, 15 x 10mm, 1ft length, pigtail, 8.2ft/2.5m cable length. Aluminum mounting rail included. Preassembled with 8.2k ohm resistor for 2-wire installation. | Stock | 92
1501-1464 | ASO Safety Solutions safety contact edge, 15 x 10mm, 1.2ft length, pigtail, 8.2ft/2.5m cable length. Aluminum mounting rail included. Preassembled with 8.2k ohm resistor for 2-wire installation. | Stock | 92
1501-1465 | ASO Safety Solutions safety contact edge, 15 x 10mm, 1.5ft length, pigtail, 8.2ft/2.5m cable length. Aluminum mounting rail included. Preassembled with 8.2k ohm resistor for 2-wire installation. | Stock | 96
1501-1466 | ASO Safety Solutions safety contact edge, 15 x 10mm, 1.8ft length, pigtail, 8.2ft/2.5m cable length. Aluminum mounting rail included. Preassembled with 8.2k ohm resistor for 2-wire installation. | Stock | 102
1501-1469 | ASO Safety Solutions safety contact edge, 15 x 10mm, 3ft length, pigtail, 8.2ft/2.5m cable length. Aluminum mounting rail included. Preassembled with 8.2k ohm resistor for 2-wire installation. | Stock | 109
1501-1470 | ASO Safety Solutions safety contact edge, 15 x 10mm, 3.5ft length, pigtail, 8.2ft/2.5m cable length. Aluminum mounting rail included. Preassembled with 8.2k ohm resistor for 2-wire installation. | Stock | 114
1501-1471 | ASO Safety Solutions safety contact edge, 15 x 10mm, 4ft length, pigtail, 8.2ft/2.5m cable length. Aluminum mounting rail included. Preassembled with 8.2k ohm resistor for 2-wire installation. | Stock | 117
1502-4730 | ASO Safety Solutions safety contact edge, 15 x 25mm, 2ft length. Aluminum mounting rail included. Purchase required end caps separately. | Stock | 27
1502-4731 | ASO Safety Solutions safety contact edge, 15 x 25mm, 5ft length. Aluminum mounting rail included. Purchase required end caps separately. | Stock | 64
1502-2110 | ASO Safety Solutions safety contact edge, 25 x 30mm, 2ft length. Aluminum mounting rail included. Purchase required end caps separately. | Stock | 47
1502-2111 | ASO Safety Solutions safety contact edge, 25 x 30mm, 5ft length. Aluminum mounting rail included. Purchase required end caps separately. | Stock | 104
1502-6220 | ASO Safety Solutions safety contact edge, 25 x 30mm, 2ft length. Single sided sealing lip and aluminum mounting rail included. Purchase required end caps separately. | Stock | 43.5
1502-6221 | ASO Safety Solutions safety contact edge, 25 x 30mm, 5ft length. Single sided sealing lip and aluminum mounting rail included. Purchase required end caps separately. | Stock | 97
1502-2112 | ASO Safety Solutions safety contact edge, 25 x 30mm, 20ft length. Purchase required end caps separately. | Stock | 257
1502-2600 | ASO Safety Solutions safety contact edge, 25 x 30mm, 82ft length. Purchase required end caps separately. | Stock | 759
1502-2113 | ASO Safety Solutions safety contact edge, 25 x 45mm, 2ft length. Aluminum mounting rail included. Purchase required end caps separately. | Stock | 51
1502-2114 | ASO Safety Solutions safety contact edge, 25 x 45mm, 5ft length. Aluminum mounting rail included. Purchase required end caps separately. | Stock | 115
1502-2115 | ASO Safety Solutions safety contact edge, 25 x 45mm, 20ft length. Purchase required end caps separately. | Stock | 291
1502-2610 | ASO Safety Solutions safety contact edge, 25 x 45mm, 82ft length. Purchase required end caps separately. | Stock | 937
1502-6230 | ASO Safety Solutions safety contact edge, 30 x 70mm, 2ft length. Aluminum mounting rail included. Purchase required end caps separately. | Stock | 57
1502-6231 | ASO Safety Solutions safety contact edge, 30 x 70mm, 5ft length. Aluminum mounting rail included. Purchase required end caps separately. | Stock | 124
Safety Bumpers
1701-6160 | ASO Safety Solutions safety contact bumper, 60 x 100mm, 1.5ft length, black, (1) 3-pin male M8 connector and (1) 3-pin female M8 connector, 4.7in/120mm cable length. Aluminum mounting rail included. | Stock | 221
1701-6190 | ASO Safety Solutions safety contact bumper, 60 x 100mm, 4ft length, black, (1) 3-pin male M8 connector and (1) 3-pin female M8 connector, 4.7in/120mm cable length. Aluminum mounting rail included. | Stock | 330
1701-6200 | ASO Safety Solutions safety contact bumper, 60 x 100mm, 5ft length, black, (1) 3-pin male M8 connector and (1) 3-pin female M8 connector, 4.7in/120mm cable length. Aluminum mounting rail included. | Stock | 374
1701-6220 | ASO Safety Solutions safety contact bumper, 60 x 100mm, 1.5ft length, red, (1) 3-pin male M8 connector and (1) 3-pin female M8 connector, 4.7in/120mm cable length. Aluminum mounting rail included. | Stock | 239
1701-6250 | ASO Safety Solutions safety contact bumper, 60 x 100mm, 4ft length, red, (1) 3-pin male M8 connector and (1) 3-pin female M8 connector, 4.7in/120mm cable length. Aluminum mounting rail included. | Stock | 356
1701-6260 | ASO Safety Solutions safety contact bumper, 60 x 100mm, 5ft length, red, (1) 3-pin male M8 connector and (1) 3-pin female M8 connector, 4.7in/120mm cable length. Aluminum mounting rail included. | Stock | 403
1701-6280 | ASO Safety Solutions safety contact bumper, 60 x 100mm, 1.5ft length, yellow, (1) 3-pin male M8 connector and (1) 3-pin female M8 connector, 4.7in/120mm cable length. Aluminum mounting rail included. | Stock | 239
1701-6310 | ASO Safety Solutions safety contact bumper, 60 x 100mm, 4ft length, yellow, (1) 3-pin male M8 connector and (1) 3-pin female M8 connector, 4.7in/120mm cable length. Aluminum mounting rail included. | Stock | 356
1701-6320 | ASO Safety Solutions safety contact bumper, 60 x 100mm, 5ft length, yellow, (1) 3-pin male M8 connector and (1) 3-pin female M8 connector, 4.7in/120mm cable length. Aluminum mounting rail included. | Stock | 403
1701-3690 | ASO Safety Solutions safety contact bumper, 60 x 100mm, 1ft length, yellow and black, (1) 3-pin male M8 connector and (1) 3-pin female M8 connector, 4.7in/120mm cable length. Aluminum mounting rail included. | Stock | 226
1701-3700 | ASO Safety Solutions safety contact bumper, 60 x 100mm, 1.5ft length, yellow and black, (1) 3-pin male M8 connector and (1) 3-pin female M8 connector, 4.7in/120mm cable length. Aluminum mounting rail included. | Stock | 249
1701-3710 | ASO Safety Solutions safety contact bumper, 60 x 100mm, 2ft length, yellow and black, (1) 3-pin male M8 connector and (1) 3-pin female M8 connector, 4.7in/120mm cable length. Aluminum mounting rail included. | Stock | 266
1701-3720 | ASO Safety Solutions safety contact bumper, 60 x 100mm, 2.5ft length, yellow and black, (1) 3-pin male M8 connector and (1) 3-pin female M8 connector, 4.7in/120mm cable length. Aluminum mounting rail included. | Stock | 295
1701-3730 | ASO Safety Solutions safety contact bumper, 60 x 100mm, 3ft length, yellow and black, (1) 3-pin male M8 connector and (1) 3-pin female M8 connector, 4.7in/120mm cable length. Aluminum mounting rail included. | Stock | 321
1701-6350 | ASO Safety Solutions tapered safety contact bumper, 60 x 100mm, 4ft length, yellow and black, (1) 3-pin male M8 connector and (1) 3-pin female M8 connector, 4.7in/120mm cable length. Aluminum mounting rail included. | Stock | 385
1701-6360 | ASO Safety Solutions tapered safety contact bumper, 60 x 100mm, 5ft length, yellow and black, (1) 3-pin male M8 connector and (1) 3-pin female M8 connector, 4.7in/120mm cable length. Aluminum mounting rail included. | Stock | 429
1701-6380 | ASO Safety Solutions safety contact bumper, 100 x 120mm, 4ft length, yellow and black, (1) 3-pin male M8 connector and (1) 3-pin female M8 connector, outdoor rated, 4.7in/120mm cable length. Aluminum mounting rail included. | Stock | 789
1701-6390 | ASO Safety Solutions safety contact bumper, 100 x 120mm, 5ft length, yellow and black, (1) 3-pin male M8 connector and (1) 3-pin female M8 connector, outdoor rated, 4.7in/120mm cable length. Aluminum mounting rail included. | Stock | 924
1701-4750 | ASO Safety Solutions safety contact bumper, 60 x 100mm, 4ft length, yellow and black, (1) 3-pin male M8 connector and (1) 3-pin female M8 connector, 4.7in/120mm cable length. Aluminum mounting rail included. | Stock | 338
1701-4760 | ASO Safety Solutions safety contact bumper, 60 x 100mm, 5ft length, yellow and black, (1) 3-pin male M8 connector and (1) 3-pin female M8 connector, 4.7in/120mm cable length. Aluminum mounting rail included. | Stock | 381
1701-4770 | ASO Safety Solutions safety contact bumper, 60 x 100mm, 6ft length, yellow and black, (1) 3-pin male M8 connector and (1) 3-pin female M8 connector, 4.7in/120mm cable length. Aluminum mounting rail included. | Stock | 425
1701-4780 | ASO Safety Solutions safety contact bumper, 100 x 200mm, 1ft length, yellow and black, (1) 3-pin male M8 connector and (1) 3-pin female M8 connector, 4.7in/120mm cable length. Aluminum mounting rail included. | Stock | 239
1701-4790 | ASO Safety Solutions safety contact bumper, 100 x 200mm, 2ft length, yellow and black, (1) 3-pin male M8 connector and (1) 3-pin female M8 connector, 4.7in/120mm cable length. Aluminum mounting rail included. | Stock | 270
1701-4800 | ASO Safety Solutions safety contact bumper, 100 x 200mm, 3ft length, yellow and black, (1) 3-pin male M8 connector and (1) 3-pin female M8 connector, 4.7in/120mm cable length. Aluminum mounting rail included. | Stock | 301
1701-4810 | ASO Safety Solutions safety contact bumper, 100 x 200mm, 4ft length, yellow and black, (1) 3-pin male M8 connector and (1) 3-pin female M8 connector, 4.7in/120mm cable length. Aluminum mounting rail included. | Stock | 333
1701-4820 | ASO Safety Solutions safety contact bumper, 100 x 200mm, 5ft length, yellow and black, (1) 3-pin male M8 connector and (1) 3-pin female M8 connector, 4.7in/120mm cable length. Aluminum mounting rail included. | Stock | 364
1701-4830 | ASO Safety Solutions safety contact bumper, 100 x 200mm, 6ft length, yellow and black, (1) 3-pin male M8 connector and (1) 3-pin female M8 connector, 4.7in/120mm cable length. Aluminum mounting rail included. | Stock | 427
Safety Edge Accessories
1804-3721 | ASO Safety Solutions terminating resistor end cap, 8.2k ohm. For use with 15 x 25mm safety contact edge. | Stock | 13.5
1804-3741 | ASO Safety Solutions safety contact edge end cap, 1.6ft/0.5m cable length, 3-pin male M8. For use with 15 x 25mm safety contact edge. | Stock | 22.5
1804-3731 | ASO Safety Solutions safety contact edge end cap, 1.6ft/0.5m cable length, 3-pin female M8. For use with 15 x 25mm safety contact edge. | Stock | 22.5
1804-0566 | ASO Safety Solutions terminating resistor end cap, 8.2k ohm. For use with 25 x 30mm safety contact edge. | Stock | 13.5
1804-2196 | ASO Safety Solutions safety contact edge end cap, 1.6ft/0.5m cable length, 3-pin male M8. For use with 25 x 30mm safety contact edge. | Stock | 23
1804-2206 | ASO Safety Solutions safety contact edge end cap, 1.6ft/0.5m cable length, 3-pin female M8. For use with 25 x 30mm safety contact edge. | Stock | 23
1804-0576 | ASO Safety Solutions terminating resistor end cap, 8.2k ohm. For use with 25 x 45mm safety contact edge. | Stock | 15
1804-1376 | ASO Safety Solutions safety contact edge end cap, 1.6ft/0.5m cable length, 3-pin male M8. For use with 25 x 45mm safety contact edge. | Stock | 24
1804-1386 | ASO Safety Solutions safety contact edge end cap, 1.6ft/0.5m cable length, 3-pin female M8. For use with 25 x 45mm safety contact edge. | Stock | 24
1804-2666 | ASO Safety Solutions terminating resistor end cap, 8.2k ohm. For use with 30 x 70mm safety contact edge. | Stock | 16.5
1804-3990 | ASO Safety Solutions safety contact edge end cap, 1.6ft/0.5m cable length, 3-pin male M8. For use with 30 x 70mm safety contact edge. | Stock | 25
1804-4000 | ASO Safety Solutions safety contact edge end cap, 1.6ft/0.5m cable length, 3-pin female M8. For use with 30 x 70mm safety contact edge. | Stock | 25
2002-0231 | ASO Safety Solutions contact edge mounting rail, aluminum, 2ft length. For use with safety contact edges. | Stock | 17.5
2002-0230 | ASO Safety Solutions contact edge mounting rail, aluminum, 5ft length. Package of 4. For use with safety contact edges. | Stock | 102
9501-0160 | ASO Safety Solutions industrial shears, stainless steel. For use with ASO Safety contact edges. | Stock | 95
Rotary Trapped Key Interlock Switch Systems
800000-CS-A101 | IDEM Skorpion series control switch, rotary key, A101 coded, (4) N.C./(2) N.O. contact(s), die-cast aluminum alloy. For use with A101 coded Skorpion trapped key interlock systems. (1) M-CS control switch and (1) SK-KEY key included. | Stock | 283
800000-CS-A102 | IDEM Skorpion series control switch, rotary key, A102 coded, (4) N.C./(2) N.O. contact(s), die-cast aluminum alloy. For use with A102 coded Skorpion trapped key interlock systems. (1) M-CS control switch and (1) SK-KEY key included. | Stock | 283
800000-CS-A103 | IDEM Skorpion series control switch, rotary key, A103 coded, (4) N.C./(2) N.O. contact(s), die-cast aluminum alloy. For use with A103 coded Skorpion trapped key interlock systems. (1) M-CS control switch and (1) SK-KEY key included. | Stock | 283
800000-CS-A104 | IDEM Skorpion series control switch, rotary key, A104 coded, (4) N.C./(2) N.O. contact(s), die-cast aluminum alloy. For use with A104 coded Skorpion trapped key interlock systems. (1) M-CS control switch and (1) SK-KEY key included. | Stock | 283
800000-CS-A105 | IDEM Skorpion series control switch, rotary key, A105 coded, (4) N.C./(2) N.O. contact(s), die-cast aluminum alloy. For use with A105 coded Skorpion trapped key interlock systems. (1) M-CS control switch and (1) SK-KEY key included. | Stock | 283
800000-CS-SKR-A101 | IDEM Skorpion series solenoid control switch, rotary key, A101 coded, (4) N.C./(2) N.O. contact(s), die-cast aluminum alloy. For use with A101 coded Skorpion trapped key interlock systems. (1) M-CS-SKR solenoid control switch and (1) SK-KEY key included. | Stock | 550
800000-CS-SKR-A102 | IDEM Skorpion series solenoid control switch, rotary key, A102 coded, (4) N.C./(2) N.O. contact(s), die-cast aluminum alloy. For use with A102 coded Skorpion trapped key interlock systems. (1) M-CS-SKR solenoid control switch and (1) SK-KEY key included. | Stock | 550
800000-CS-SKR-A103 | IDEM Skorpion series solenoid control switch, rotary key, A103 coded, (4) N.C./(2) N.O. contact(s), die-cast aluminum alloy. For use with A103 coded Skorpion trapped key interlock systems. (1) M-CS-SKR solenoid control switch and (1) SK-KEY key included. | Stock | 550
800000-CS-SKR-A104 | IDEM Skorpion series solenoid control switch, rotary key, A104 coded, (4) N.C./(2) N.O. contact(s), die-cast aluminum alloy. For use with A104 coded Skorpion trapped key interlock systems. (1) M-CS-SKR solenoid control switch and (1) SK-KEY key included. | Stock | 550
800000-CS-SKR-A105 | IDEM Skorpion series solenoid control switch, rotary key, A105 coded, (4) N.C./(2) N.O. contact(s), die-cast aluminum alloy. For use with A105 coded Skorpion trapped key interlock systems. (1) M-CS-SKR solenoid control switch and (1) SK-KEY key included. | Stock | 550
800001-A101 | IDEM Skorpion series trapped key interlock system, rotary key, 1 gate, partial body, A101 coded, die-cast aluminum alloy. | Stock | 312
800001-A102 | IDEM Skorpion series trapped key interlock system, rotary key, 1 gate, partial body, A102 coded, die-cast aluminum alloy. | Stock | 312
800001-A103 | IDEM Skorpion series trapped key interlock system, rotary key, 1 gate, partial body, A103 coded, die-cast aluminum alloy. | Stock | 312
800001-A104 | IDEM Skorpion series trapped key interlock system, rotary key, 1 gate, partial body, A104 coded, die-cast aluminum alloy. | Stock | 312
800001-A105 | IDEM Skorpion series trapped key interlock system, rotary key, 1 gate, partial body, A105 coded, die-cast aluminum alloy. | Stock | 312
800002-A103 | IDEM Skorpion series trapped key interlock system, rotary key, 2 gates, partial body, A103 coded, die-cast aluminum alloy. | Stock | 1386
800002-A104 | IDEM Skorpion series trapped key interlock system, rotary key, 2 gates, partial body, A104 coded, die-cast aluminum alloy. | Stock | 1386
800002-A105 | IDEM Skorpion series trapped key interlock system, rotary key, 2 gates, partial body, A105 coded, die-cast aluminum alloy. | Stock | 1386
800003-A103 | IDEM Skorpion series trapped key interlock system, rotary key, 1 gate, whole body, A103 coded, die-cast aluminum alloy. | Stock | 661
800003-A104 | IDEM Skorpion series trapped key interlock system, rotary key, 1 gate, whole body, A104 coded, die-cast aluminum alloy. | Stock | 661
800003-A105 | IDEM Skorpion series trapped key interlock system, rotary key, 1 gate, whole body, A105 coded, die-cast aluminum alloy. | Stock | 661
800004-A103 | IDEM Skorpion series trapped key interlock system, rotary key, 2 gates, whole body, A103 coded, die-cast aluminum alloy. | Stock | 2084
800004-A104 | IDEM Skorpion series trapped key interlock system, rotary key, 2 gates, whole body, A104 coded, die-cast aluminum alloy. | Stock | 2084
800004-A105 | IDEM Skorpion series trapped key interlock system, rotary key, 2 gates, whole body, A105 coded, die-cast aluminum alloy. | Stock | 2084
800005-A103 | IDEM Skorpion series trapped key interlock system, rotary key, 3 gates, whole body, A103 coded, die-cast aluminum alloy. | Stock | 2985
800005-A104 | IDEM Skorpion series trapped key interlock system, rotary key, 3 gates, whole body, A104 coded, die-cast aluminum alloy. | Stock | 2985
800005-A105 | IDEM Skorpion series trapped key interlock system, rotary key, 3 gates, whole body, A105 coded, die-cast aluminum alloy. | Stock | 2985
Push-Pull Trapped Key Interlock Switch Systems
SX-1GATE-SET | Dold Safemaster series trapped key interlock system, push-pull key, 1 gate, 316 stainless steel. | Stock | 1157
SX-2GATE-SET | Dold Safemaster series trapped key interlock system, push-pull key, 2 gates, 316 stainless steel. | Stock | 2038
SX-3GATE-SET | Dold Safemaster series trapped key interlock system, push-pull key, 3 gates, 316 stainless steel. | Stock | 2922
SX-4GATE-SET | Dold Safemaster series trapped key interlock system, push-pull key, 4 gates, 316 stainless steel. | Stock | 3803
SX-5GATE-SET | Dold Safemaster series trapped key interlock system, push-pull key, 5 gates, 316 stainless steel. | Stock | 4684
ZRH-1GATE-SET | Dold Safemaster series solenoid trapped key interlock system, push-pull key, 1 gate, 316 stainless steel. | Stock | 1411
ZRH-2GATE-SET | Dold Safemaster series solenoid trapped key interlock system, push-pull key, 2 gates, 316 stainless steel. | Stock | 2289
ZRH-3GATE-SET | Dold Safemaster series solenoid trapped key interlock system, push-pull key, 3 gates, 316 stainless steel. | Stock | 3172
ZRH-4GATE-SET | Dold Safemaster series solenoid trapped key interlock system, push-pull key, 4 gates, 316 stainless steel. | Stock | 4056
ZRH-5GATE-SET | Dold Safemaster series solenoid trapped key interlock system, push-pull key, 5 gates, 316 stainless steel. | Stock | 4938
Accessories for Trapped Key Interlock Switches
800050 | IDEM Skorpion series control switch enclosure, polycarbonate. For use with Skorpion 800000-x control switches. | Stock | 88
1001-KEYMODULE-SET | Dold Safemaster series actuator, key module set, 316 stainless steel. For use with Safemaster trapped key interlock systems. (2) 316 stainless steel coded trap key modules, (1) coded key, (1) bayonet mounting ring and (2) end modules included. | Stock | 751
PADLOCKMODULE-SET | Dold Safemaster series actuator, padlock module, 316 stainless steel. For use with Safemaster trapped key interlock systems. Bayonet mounting ring included. | Stock | 258
ACTUATOR-SET-B | Dold Safemaster series actuator, gate actuator module, 316 stainless steel. For use with Safemaster trapped key interlock systems. Bayonet mounting ring included. | Stock | 193
01-SAFETY-KEY-SET | Dold Safemaster series actuator, safety key set, 316 stainless steel. For use with Safemaster trapped key interlock systems. (1) 316 stainless steel coded trap key module and (1) coded key included. | Stock | 407
ST2317-T-ACTUATOR | Dold Safemaster series, actuator tongue (key), 90 degree mounting tab mount, 316 stainless steel. For use with trapped key interlock systems. | Stock | 17.5
ST2311-C-ACTUATOR | Dold Safemaster series, actuator tongue (key), shock absorbing, 90 degree mounting tab mount, 316L stainless steel. For use with trapped key interlock systems. | Stock | 63
ST2312-CS-ACTUATOR | Dold Safemaster series, actuator tongue (key), 90 degree mounting tab mount, 316L stainless steel. For use with trapped key interlock systems. Flexible handle included. | Stock | 135
ST2361100-PLATE-2 | Dold Safemaster series mounting plate, 316L stainless steel, 40mm x 231mm. For use with trapped key interlock systems. | Stock | 60
ST2362100-PLATE-3 | Dold Safemaster series mounting plate, 316L stainless steel, 40mm x 291mm. For use with trapped key interlock systems. | Stock | 65
ST2363100-PLATE-4 | Dold Safemaster series mounting plate, 316L stainless steel, 40mm x 351mm. For use with trapped key interlock systems. | Stock | 77
ST2364100-PLATE-5 | Dold Safemaster series mounting plate, 316L stainless steel, 40mm x 411mm. For use with trapped key interlock systems. | Stock | 80
ST2365100-PLATE-6 | Dold Safemaster series mounting plate, 316L stainless steel, 40mm x 471mm. For use with trapped key interlock systems. | Stock | 118
ST2366100-PLATE-7 | Dold Safemaster series mounting plate, 316L stainless steel, 40mm x 531mm. For use with trapped key interlock systems. | Stock | 149
ST2367100-PLATE-8 | Dold Safemaster series mounting plate, 316L stainless steel, 40mm x 591mm. For use with trapped key interlock systems. | Stock | 169
ST2368100-PLATE-9 | Dold Safemaster series mounting plate, 316L stainless steel, 40mm x 651mm. For use with trapped key interlock systems. | Stock | 179
Two-Hand Safety Control Panels
2H-240000 | IDEM control panel, two-hand safety, die-cast aluminum, empty enclosure. | Stock | 451
2H-240001 | IDEM control panel, two-hand safety, die-cast aluminum, (2) touch switches, zero force, black/black, LED, red/green, (1) N.O./(1) N.C. and (1) N.O./(1) N.C. contact(s). | Stock | 804
2H-240002 | IDEM control panel, two-hand safety, die-cast aluminum, (2) momentary pushbuttons, mushroom, black/black, (1) N.O./(1) N.C. and (1) N.O./(1) N.C. contact(s). | Stock | 659
SEPK02.0.L.22 | Schmersal control panel, two-hand safety, plastic, empty enclosure. | Stock | 164
SEPK02.0.S-3065 | Schmersal control panel, two-hand safety, plastic, (1) Estop, (2) momentary pushbuttons, mushroom, red/black/black, (2) N.O/(2) N.C. and (1) N.O./(1) N.C. and (1) N.O./(1) N.C. contact(s), blank legend plate(s). | Stock | 280
SEPG05.3.L.22 | Schmersal control panel, two-hand safety, die-cast aluminum, empty enclosure. | Stock | 333
SEPG05.3.S-3063 | Schmersal control panel, two-hand safety, die-cast aluminum, (1) Estop, (2) momentary pushbuttons, mushroom, red/black/black, (2) N.O/(2) N.C. and (1) N.O./(1) N.C. and (1) N.O./(1) N.C. contact(s), blank legend plate(s). | Stock | 443
Accessories for Two-Hand Safety Control Panels
2H-240021 | IDEM touch switch, IP65, 30mm, zero force, LED illuminated, (1) N.O./(1) N.C. contact(s), black, mushroom, 68mm, round. For use with IDEM two-hand safety control panels. | Stock | 207
2H-240022 | IDEM pushbutton, IP65, 30mm, momentary, (1) N.O./(1) N.C. contact(s), black, mushroom, 68mm, round. For use with IDEM two-hand safety control panels. | Stock | 124
EDRR40RT | Schmersal pushbutton, IP65, 22mm, push to lock, twist and pull to reset, operator only, plastic base, plastic bezel, yellow, Operator: red, mushroom, 40mm, round, aluminum, operator text "push/pull/twist". Purchase contact blocks separately. | Stock | 33.5
MDP-8.1 | Schmersal legend plate, thermoplastic, round, yellow field, yellow background, legend plate marking "blank". For use with EDRR40RT. | Stock | 4.25
EDP55SW | Schmersal pushbutton, IP65, 22mm, momentary, operator only, plastic base, plastic bezel, black, Operator: black, mushroom, 55mm, round, aluminum. Purchase contact blocks separately. | Stock | 43.5
Safety Enabling Switches
ZEUS01-000000 | SSP Safety System Products ZEUS series safety enabling switch, (1) enabling switch, 24 VDC operating voltage, IP65 IP67, terminal connection. | Stock | 275
ZEUS01-000400 | SSP Safety System Products ZEUS series safety enabling switch, (1) enabling switch, 24 VDC operating voltage, IP65 IP67, pigtail, 16.4ft/5m cable length. | Stock | 319
ZEUS01-100000 | SSP Safety System Products ZEUS series safety enabling switch, (1) enabling switch and (2) LEDs, 24 VDC operating voltage, IP65 IP67, terminal connection. | Stock | 294
ZEUS01-100400 | SSP Safety System Products ZEUS series safety enabling switch, (1) enabling switch and (2) LEDs, 24 VDC operating voltage, IP65 IP67, pigtail, 16.4ft/5m cable length. | Stock | 324
ZEUS11-100000 | SSP Safety System Products ZEUS series safety enabling switch, (1) enabling switch, (1) Estop and (2) LEDs, 24 VDC operating voltage, IP65 IP67, terminal connection. | Stock | 337
ZEUS11-100400 | SSP Safety System Products ZEUS series safety enabling switch, (1) enabling switch, (1) Estop and (2) LEDs, 24 VDC operating voltage, IP65 IP67, pigtail, 16.4ft/5m cable length. | Stock | 376
ZEUS01-120000 | SSP Safety System Products ZEUS series safety enabling switch, (1) enabling switch, (2) LEDs and (1) pushbutton, 24 VDC operating voltage, IP65 IP67, terminal connection. | Stock | 314
ZEUS01-120400 | SSP Safety System Products ZEUS series safety enabling switch, (1) enabling switch, (2) LEDs and (1) pushbutton, 24 VDC operating voltage, IP65 IP67, pigtail, 16.4ft/5m cable length. | Stock | 376
ZEUS11-120000 | SSP Safety System Products ZEUS series safety enabling switch, (1) enabling switch, (1) Estop, (2) LEDs and (1) pushbutton, 24 VDC operating voltage, IP65 IP67, terminal connection. | Stock | 348
ZEUS11-120400 | SSP Safety System Products ZEUS series safety enabling switch, (1) enabling switch, (1) Estop, (2) LEDs and (1) pushbutton, 24 VDC operating voltage, IP65 IP67, pigtail, 16.4ft/5m cable length. | Stock | 390
ZEUS11-030000 | SSP Safety System Products ZEUS series safety enabling switch, (1) enabling switch, (1) Estop and (2) pushbuttons, 24 VDC operating voltage, IP65 IP67, terminal connection. | Stock | 352
ZEUS11-030400 | SSP Safety System Products ZEUS series safety enabling switch, (1) enabling switch, (1) Estop and (2) pushbuttons, 24 VDC operating voltage, IP65 IP67, pigtail, 16.4ft/5m cable length. | Stock | 388
ZEUS01-130000 | SSP Safety System Products ZEUS series safety enabling switch, (1) enabling switch, (2) LEDs and (2) pushbuttons, 24 VDC operating voltage, IP65 IP67, terminal connection. | Stock | 366
ZEUS01-130400 | SSP Safety System Products ZEUS series safety enabling switch, (1) enabling switch, (2) LEDs and (2) pushbuttons, 24 VDC operating voltage, IP65 IP67, pigtail, 16.4ft/5m cable length. | Stock | 396
ZEUS11-130000 | SSP Safety System Products ZEUS series safety enabling switch, (1) enabling switch, (1) Estop, (2) LEDs and (2) pushbuttons, 24 VDC operating voltage, IP65 IP67, terminal connection. | Stock | 390
ZEUS11-130400 | SSP Safety System Products ZEUS series safety enabling switch, (1) enabling switch, (1) Estop, (2) LEDs and (2) pushbuttons, 24 VDC operating voltage, IP65 IP67, pigtail, 16.4ft/5m cable length. | Stock | 410
ZEUS01-131430 | SSP Safety System Products ZEUS series safety enabling switch, (1) enabling switch, (2) LEDs, (2) pushbuttons, activity sensor and in-hand sensor, 24 VDC operating voltage, IP65 IP67, pigtail, 16.4ft/5m cable length. Requires ZEUS-H holding bracket. | Stock | 497
ZEUS11-121430 | SSP Safety System Products ZEUS series safety enabling switch, (1) enabling switch, (1) Estop, (2) LEDs, (1) pushbutton, activity sensor and in-hand sensor, 24 VDC operating voltage, IP65 IP67, pigtail, 16.4ft/5m cable length. Requires ZEUS-H holding bracket. | Stock | 532
ZEUS11-131430 | SSP Safety System Products ZEUS series safety enabling switch, (1) enabling switch, (1) Estop, (2) LEDs, (2) pushbuttons, activity sensor and in-hand sensor, 24 VDC operating voltage, IP65 IP67, pigtail, 16.4ft/5m cable length. Requires ZEUS-H holding bracket. | Stock | 542
Accessories for Safety Enabling Switches
ZEUS-H2 | SSP Safety System Products ZEUS series mounting bracket, vertical, stainless steel. For use with ZEUS Enabling switches. Mounting hardware included. | Stock | 45.5
ZEUS-H | SSP Safety System Products ZEUS series mounting bracket, vertical, glass-fiber reinforced thermoplastic. For use with ZEUS Enabling switches with activity sensors. | Stock | 116
Panels for Machine Guarding Systems
X00666 | Velox machine guarding panel, 66 x 6in, 2 x 2in grid, 8 gauge wire, carbon steel, black. | Stock | 88
X01066 | Velox machine guarding panel, 66 x 10in, 2 x 2in grid, 8 gauge wire, carbon steel, black. | Stock | 67
X01666 | Velox machine guarding panel, 66 x 16in, 2 x 2in grid, 8 gauge wire, carbon steel, black. | Stock | 81
X02266 | Velox machine guarding panel, 66 x 22in, 2 x 2in grid, 8 gauge wire, carbon steel, black. | Stock | 92
X02866 | Velox machine guarding panel, 66 x 28in, 2 x 2in grid, 8 gauge wire, carbon steel, black. | Stock | 104
X03466 | Velox machine guarding panel, 66 x 34in, 2 x 2in grid, 8 gauge wire, carbon steel, black. | Stock | 115
X04066 | Velox machine guarding panel, 66 x 40in, 2 x 2in grid, 8 gauge wire, carbon steel, black. | Stock | 128
X04666 | Velox machine guarding panel, 66 x 46in, 2 x 2in grid, 8 gauge wire, carbon steel, black. | Stock | 140
X05866 | Velox machine guarding panel, 66 x 58in, 2 x 2in grid, 8 gauge wire, carbon steel, black. | Stock | 163
X07066 | Velox machine guarding panel, 66 x 70in, 2 x 2in grid, 8 gauge wire, carbon steel, black. | Stock | 182
X08266 | Velox machine guarding panel, 66 x 82in, 2 x 2in grid, 8 gauge wire, carbon steel, black. | Stock | 202
X09466 | Velox machine guarding panel, 66 x 94in, 2 x 2in grid, 8 gauge wire, carbon steel, black. | Stock | 227
X00624 | Velox machine guarding panel, 24 x 6in, 2 x 2in grid, 8 gauge wire, carbon steel, black. | Stock | 67
X01024 | Velox machine guarding panel, 24 x 10in, 2 x 2in grid, 8 gauge wire, carbon steel, black. | Stock | 49.5
X01624 | Velox machine guarding panel, 24 x 16in, 2 x 2in grid, 8 gauge wire, carbon steel, black. | Stock | 55
X02224 | Velox machine guarding panel, 24 x 22in, 2 x 2in grid, 8 gauge wire, carbon steel, black. | Stock | 61
X02824 | Velox machine guarding panel, 24 x 28in, 2 x 2in grid, 8 gauge wire, carbon steel, black. | Stock | 65
X03424 | Velox machine guarding panel, 24 x 34in, 2 x 2in grid, 8 gauge wire, carbon steel, black. | Stock | 69
X04024 | Velox machine guarding panel, 24 x 40in, 2 x 2in grid, 8 gauge wire, carbon steel, black. | Stock | 73
X04624 | Velox machine guarding panel, 24 x 46in, 2 x 2in grid, 8 gauge wire, carbon steel, black. | Stock | 81
X05824 | Velox machine guarding panel, 24 x 58in, 2 x 2in grid, 8 gauge wire, carbon steel, black. | Stock | 85
X07024 | Velox machine guarding panel, 24 x 70in, 2 x 2in grid, 8 gauge wire, carbon steel, black. | Stock | 94
X08224 | Velox machine guarding panel, 24 x 82in, 2 x 2in grid, 8 gauge wire, carbon steel, black. | Stock | 106
X09424 | Velox machine guarding panel, 24 x 94in, 2 x 2in grid, 8 gauge wire, carbon steel, black. | Stock | 114
Posts for Machine Guarding Systems
XG5506 | Velox machine guarding post, line or corner, 72 x 2.5in, carbon steel, yellow. For use with Velox series panels. | Stock | 89
XG5106 | Velox machine guarding post, hinged adjustable corner, 72 x 2.5in, carbon steel, yellow. For use with Velox series panels. | Stock | 150
XG5508 | Velox machine guarding post, line or corner, 96 x 2.5in, carbon steel, yellow. For use with Velox series panels. | Stock | 106
XG5108 | Velox machine guarding post, hinged adjustable corner, 96 x 2.5in, carbon steel, yellow. For use with Velox series panels. | Stock | 206
XG5506D | Velox machine guarding post, replacement, swing door, 72 x 2.5in, carbon steel, yellow. For use with Velox series swing door. | Stock | 105
XG5506T | Velox machine guarding post, replacement, slide door, 72 x 2.5in, carbon steel, yellow. For use with Velox series slide door. | Stock | 98
XG5508D | Velox machine guarding post, replacement, swing door, 96 x 2.5in, carbon steel, yellow. For use with Velox series swing door. | Stock | 122
XG5508T | Velox machine guarding post, replacement, slide door, 96 x 2.5in, carbon steel, yellow. For use with Velox series slide door. | Stock | 116
Doors for Machine Guarding Systems
XGC220366-091 | Velox machine guarding door, left hinged, swing out, 36 x 72in, 2 x 2in grid, carbon steel, yellow and black. 2 door posts XG5506D and mounting hardware included. | Stock | 537
XGC220366-094 | Velox machine guarding door, right hinged, swing out, 36 x 72in, 2 x 2in grid, carbon steel, yellow and black. 2 door posts XG5506D and mounting hardware included. | Stock | 537
XGC220466-091 | Velox machine guarding door, left hinged, swing out, 48 x 72in, 2 x 2in grid, carbon steel, yellow and black. 2 door posts XG5506D and mounting hardware included. | Stock | 581
XGC220466-094 | Velox machine guarding door, right hinged, swing out, 48 x 72in, 2 x 2in grid, carbon steel, yellow and black. 2 door posts XG5506D and mounting hardware included. | Stock | 581
XGC400666 | Velox machine guarding door, double hinged, swing out, 72 x 72in, 2 x 2in grid, carbon steel, yellow and black. 2 door posts XG5506D and mounting hardware included. | Stock | 912
XGC400866 | Velox machine guarding door, double hinged, swing out, 96 x 72in, 2 x 2in grid, carbon steel, yellow and black. 2 door posts XG5506D and mounting hardware included. | Stock | 1048
XGC590366-098 | Velox machine guarding door, slide, open left, 36 x 72 in, 2 x 2in grid, carbon steel, yellow and black. 3 door posts XG5506T, adjacent panel X03466 and mounting hardware included. | Stock | 1148
XGC590366-097 | Velox machine guarding door, slide, open right, 36 x 72 in, 2 x 2in grid, carbon steel, yellow and black. 3 door posts XG5506T, adjacent panel X03466 and mounting hardware included. | Stock | 1148
XGC590466-098 | Velox machine guarding door, slide, open left, 48 x 72 in, 2 x 2in grid, carbon steel, yellow and black. 3 door posts XG5506T, adjacent panel X04666 and mounting hardware included. | Stock | 1275
XGC590466-097 | Velox machine guarding door, slide, open right, 48 x 72 in, 2 x 2in grid, carbon steel, yellow and black. 3 door posts XG5506T, adjacent panel X04666 and mounting hardware included. | Stock | 1275
XGC590566-098 | Velox machine guarding door, slide, open left, 60 x 72 in, 2 x 2in grid, carbon steel, yellow and black. 3 door posts XG5506T, adjacent panel X05866 and mounting hardware included. | Stock | 1533
XGC590566-097 | Velox machine guarding door, slide, open right, 60 x 72 in, 2 x 2in grid, carbon steel, yellow and black. 3 door posts XG5506T, adjacent panel X05866 and mounting hardware included. | Stock | 1533
XGC610666 | Velox machine guarding door, double slide, 72 x 72in, 2 x 2in grid, carbon steel, yellow and black. 4 door posts XG5506T, 2 adjacent panel X03466 and mounting hardware included. | Stock | 2053
XGC610866 | Velox machine guarding door, double slide, 96 x 72in, 2 x 2in grid, carbon steel, yellow and black. 4 door posts XG5506T, 2 adjacent panel X04666 and mounting hardware included. | Stock | 2303
XGC220390-091 | Velox machine guarding door, left hinged, swing out, 36 x 96in, 2 x 2in grid, carbon steel, yellow and black. 2 door posts XG5508D and mounting hardware included. | Stock | 642
XGC220390-094 | Velox machine guarding door, right hinged, swing out, 36 x 96in, 2 x 2in grid, carbon steel, yellow and black. 2 door posts XG5508D and mounting hardware included. | Stock | 642
XGC220490-091 | Velox machine guarding door, left hinged, swing out, 48 x 96in, 2 x 2in grid, carbon steel, yellow and black. 2 door posts XG5508D and mounting hardware included. | Stock | 704
XGC220490-094 | Velox machine guarding door, right hinged, swing out, 48 x 96in, 2 x 2in grid, carbon steel, yellow and black. 2 door posts XG5508D and mounting hardware included. | Stock | 704
Accessories for Machine Guarding Systems
XGBC | Velox custom cut mounting clips, vertical. For use with Velox Series panels and posts. | Stock | 33.5
XGBC-NF | Velox custom cut mounting clips, horizontal. For use with Velox Series panels and posts. | Stock | 16.5
Networked Gate Boxes
UGB-NET-528101 | IDEM UGB-NET networked gate box, CIP-Safety, tongue (key) interlock uniquely coded RFID, 4 station, right hand, solenoid, 24 VDC to unlock, die-cast aluminum body. | Stock | 2970
UGB-NET-528102 | IDEM UGB-NET networked gate box, CIP-Safety, tongue (key) interlock uniquely coded RFID, 4 station, right hand, solenoid, 24 VDC to unlock, with rear release, die-cast aluminum body. | Stock | 3081
UGB-NET-528105 | IDEM UGB-NET networked gate box, CIP-Safety, tongue (key) interlock uniquely coded RFID, 4 station, left hand, solenoid, 24 VDC to unlock, die-cast aluminum body. | Stock | 2970
UGB-NET-528106 | IDEM UGB-NET networked gate box, CIP-Safety, tongue (key) interlock uniquely coded RFID, 4 station, left hand, solenoid, 24 VDC to unlock, with rear release, die-cast aluminum body. | Stock | 3081
Universal Gate Boxes
UGB2-525001 | IDEM UGB universal gate box, tongue (key) interlock uniquely coded RFID, 2 station, right or left hand, solenoid, 24 VDC to unlock, (2) N.C. safety output(s), die-cast aluminum body. | Stock | 534
UGB2-525002 | IDEM UGB universal gate box, tongue (key) interlock uniquely coded RFID, 2 station, right or left hand, solenoid, 24 VDC to unlock, with rear release, (2) N.C. safety output(s), die-cast aluminum body. | Stock | 623
UGB4-526001 | IDEM UGB universal gate box, tongue (key) interlock uniquely coded RFID, 4 station, right or left hand, solenoid, 24 VDC to unlock, (2) N.C. safety output(s), die-cast aluminum body. | Stock | 574
UGB4-526002 | IDEM UGB universal gate box, tongue (key) interlock uniquely coded RFID, 4 station, right or left hand, solenoid, 24 VDC to unlock, with rear release, (2) N.C. safety output(s), die-cast aluminum body. | Stock | 663
Accessories for Gate Boxes
UGB-527007-R | IDEM handle and mounting plate, rotary, right hand. For use with UGB-NET series networked gate boxes. | Stock | 331
UGB-527007-L | IDEM handle and mounting plate, rotary, left hand. For use with UGB-NET series networked gate boxes. | Stock | 331
UGB2-527003-R | IDEM handle and mounting plate, rotary, right hand. For use with UGB series 2-station universal gate boxes. | Stock | 169
UGB2-527003-L | IDEM handle and mounting plate, rotary, left hand. For use with UGB series 2-station universal gate boxes. | Stock | 169
UGB4-527004-R | IDEM handle and mounting plate, rotary, right hand. For use with UGB series 4-station universal gate boxes. | Stock | 188
UGB4-527004-L | IDEM handle and mounting plate, rotary, left hand. For use with UGB series 4-station universal gate boxes. | Stock | 188
UGB-527005-R | IDEM rear escape handle, rotary, right hand. For use with UGB and UGB-NET series gate boxes. | Stock | 163
UGB-527005-L | IDEM rear escape handle, rotary, left hand. For use with UGB and UGB-NET series gate boxes. | Stock | 163
UGB2-527001 | IDEM handle and mounting plate, slide, right or left hand. For use with UGB series 2-station universal gate boxes. | Stock | 165
UGB4-527002 | IDEM handle and mounting plate, slide, right or left hand. For use with UGB series 4-station universal gate boxes. | Stock | 176
522235 | IDEM compact emergency stop pushbutton, IP54, 22mm, twist-to-release, (2) N.C. contact(s), plastic base, plastic bezel, Operator: red, mushroom, 40mm, round, plastic. For use with UGB series universal gate boxes. | Stock | 47
522236 | IDEM compact emergency stop pushbutton, IP54, 22mm, twist-to-release, (1) N.O./(1) N.C. contact(s), plastic base, plastic bezel, Operator: red, mushroom, 40mm, round, plastic. For use with UGB series universal gate boxes. | Stock | 47
522352 | IDEM compact pushbutton, IP65, 22mm, momentary, LED, (1) N.O. contact(s), plastic base, plastic bezel, Operator: green, extended, 29mm, round, plastic, 24 VAC/VDC, full voltage. For use with UGB series universal gate boxes. | Stock | 40
522351 | IDEM compact pushbutton, IP65, 22mm, momentary, LED, (1) N.O. contact(s), plastic base, plastic bezel, Operator: red, extended, 29mm, round, plastic, 24 VAC/VDC, full voltage. For use with UGB series universal gate boxes. | Stock | 40
522331 | IDEM compact pushbutton, IP65, 22mm, momentary, (1) N.O./(1) N.C. contact(s), plastic base, plastic bezel, Operator: red, flush, 29mm, round, plastic. For use with UGB series universal gate boxes. | Stock | 29.5
522332 | IDEM compact pushbutton, IP65, 22mm, momentary, (1) N.O./(1) N.C. contact(s), plastic base, plastic bezel, Operator: green, flush, 29mm, round, plastic. For use with UGB series universal gate boxes. | Stock | 29.5
522334 | IDEM compact pushbutton, IP65, 22mm, momentary, (1) N.O./(1) N.C. contact(s), plastic base, plastic bezel, Operator: blue, flush, 29mm, round, plastic. For use with UGB series universal gate boxes. | Stock | 29.5
522335 | IDEM compact pushbutton, IP65, 22mm, momentary, (2) N.O. contact(s), plastic base, plastic bezel, Operator: black, flush, 29mm, round, plastic. For use with UGB series universal gate boxes. | Stock | 29.5
522341 | IDEM compact pushbutton, IP65, 22mm, momentary, (2) N.O. contact(s), plastic base, plastic bezel, Operator: green, flush, 29mm, round, plastic. For use with UGB series universal gate boxes. | Stock | 29.5
522431 | IDEM LED compact indicating light, permanent light function, IP65, 22mm, yellow, 22mm, round, plastic base, 24 VAC/VDC, full voltage. For use with UGB series universal gate boxes. | Stock | 31.5
522432 | IDEM LED compact indicating light, permanent light function, IP65, 22mm, red, 22mm, round, plastic base, 24 VAC/VDC, full voltage. For use with UGB series universal gate boxes. | Stock | 31.5
522433 | IDEM LED compact indicating light, permanent light function, IP65, 22mm, green, 22mm, round, plastic base, 24 VAC/VDC, full voltage. For use with UGB series universal gate boxes. | Stock | 31.5
522434 | IDEM LED compact indicating light, permanent light function, IP65, 22mm, blue, 22mm, round, plastic base, 24 VAC/VDC, full voltage. For use with UGB series universal gate boxes. | Stock | 31.5
522435 | IDEM LED compact indicating light, permanent light function, IP65, 22mm, white, 22mm, round, plastic base, 24 VAC/VDC, full voltage. For use with UGB series universal gate boxes. | Stock | 31.5
522451 | IDEM legend holder, 22mm. For use with UGB series universal gate boxes. | Stock | 4.5
522452 | IDEM blanking plug, 22mm. For use with UGB series universal gate boxes. | Stock | 4.5
528550 | IDEM indicating light lens pack, replacement. For use with UGB-NET series networked gate boxes. | Stock | 17.5
Circular Connection Cables
CD08-0A-020-A1 | AutomationDirect connection cable, M8 axial female to pigtail, 3-pole, PVC jacket, gray, 6.5ft/2m cable length, IP67, sensor & signal. | Stock | 12
CD08-0A-020-C1 | AutomationDirect connection cable, M8 right-angle female to pigtail, 3-pole, PVC jacket, gray, 6.5ft/2m cable length, IP67, sensor & signal. | Stock | 12
7000-08041-2100500 | Murrelektronik connection cable, M8 axial female to pigtail, 3-pole, PVC jacket, gray, 16.4ft/5m cable length, IP65 IP66K IP67, sensor & signal. | Stock | 9.5
7000-08081-2100500 | Murrelektronik connection cable, M8 right-angle female to pigtail, 3-pole, PVC jacket, gray, 16.4ft/5m cable length, IP65 IP66K IP67, sensor & signal. | Stock | 9.5
CD08-0C-050-A1-A | AutomationDirect connection cable, M8 axial female to pigtail, 3-pole, PUR jacket, black, 16.4ft/5m cable length, IP67, sensor & signal. | Stock | 14.5
CD08-0C-050-C1-A | AutomationDirect connection cable, M8 right-angle female to pigtail, 3-pole, PUR jacket, black, 16.4ft/5m cable length, IP67, sensor & signal. | Stock | 14.5
CD08-0A-050-A1 | AutomationDirect connection cable, M8 axial female to pigtail, 3-pole, PVC jacket, black, 16.4ft/5m cable length, IP67, sensor & signal. | Stock | 15.5
CD08-0A-050-C1 | AutomationDirect connection cable, M8 right-angle female to pigtail, 3-pole, PVC jacket, black, 16.4ft/5m cable length, IP67, sensor & signal. | Stock | 15.5
CD08-0A-070-A1 | AutomationDirect connection cable, M8 axial female to pigtail, 3-pole, PVC jacket, gray, 22.9ft/7m cable length, IP67, sensor & signal. | Stock | 19.5
CD08-0A-070-C1 | AutomationDirect connection cable, M8 right-angle female to pigtail, 3-pole, PVC jacket, gray, 22.9ft/7m cable length, IP67, sensor & signal. | Stock | 19.5
7000-08001-2100200 | Murrelektronik connection cable, M8 axial male to pigtail, 3-pole, PVC jacket, gray, 6.5ft/2m cable length, IP65 IP66K IP67, sensor & signal. | Stock | 8.25
7000-08021-2100200 | Murrelektronik connection cable, M8 right-angle male to pigtail, 3-pole, PVC jacket, gray, 6.5ft/2m cable length, IP65 IP66K IP67, sensor & signal. | Stock | 8.25
7000-08001-2100500 | Murrelektronik connection cable, M8 axial male to pigtail, 3-pole, PVC jacket, gray, 16.4ft/5m cable length, IP65 IP66K IP67, sensor & signal. | Stock | 9.5
7000-08021-2100500 | Murrelektronik connection cable, M8 right-angle male to pigtail, 3-pole, PVC jacket, gray, 16.4ft/5m cable length, IP65 IP66K IP67, sensor & signal. | Stock | 9.5
7000-08001-2101000 | Murrelektronik connection cable, M8 axial male to pigtail, 3-pole, PVC jacket, gray, 32.8ft/10m cable length, IP65 IP66K IP67, sensor & signal. | Stock | 15.5
7000-08021-2101000 | Murrelektronik connection cable, M8 right-angle male to pigtail, 3-pole, PVC jacket, gray, 32.8ft/10m cable length, IP65 IP66K IP67, sensor & signal. | Stock | 15.5
CDP08-0A-010-AA | AutomationDirect connection cable, M8 axial female to axial male, 3-pole, PVC jacket, gray, 3.2ft/1m cable length, IP67, sensor & signal. | Stock | 12
CDP08-0A-030-AA | AutomationDirect connection cable, M8 axial female to axial male, 3-pole, PVC jacket, gray, 9.8ft/3m cable length, IP67, sensor & signal. | Stock | 13.5
CDP08-0A-010-BB | AutomationDirect connection cable, M8 right-angle female to right-angle male, 3-pole, PVC jacket, gray, 3.2ft/1m cable length, IP67, sensor & signal. | Stock | 12
CDP08-0A-030-BB | AutomationDirect connection cable, M8 right-angle female to right-angle male, 3-pole, PVC jacket, gray, 9.8ft/3m cable length, IP67, sensor & signal. | Stock | 12
7000-08041-0300200 | Murrelektronik connection cable, M8 axial female to pigtail, 3-pole, PUR jacket, yellow, 6.5ft/2m cable length, IP65 IP66K IP67, sensor & signal. | Stock | 10.5
7000-08041-0300500 | Murrelektronik connection cable, M8 axial female to pigtail, 3-pole, PUR jacket, yellow, 16.4ft/5m cable length, IP65 IP66K IP67, sensor & signal. | Stock | 11.5
7000-08041-0300700 | Murrelektronik connection cable, M8 axial female to pigtail, 3-pole, PUR jacket, yellow, 22.9ft/7m cable length, IP65 IP66K IP67, sensor & signal. | Stock | 15.5
7000-08081-0300200 | Murrelektronik connection cable, M8 right-angle female to pigtail, 3-pole, PUR jacket, yellow, 6.5ft/2m cable length, IP65 IP66K IP67, sensor & signal. | Stock | 10.5
7000-08081-0300500 | Murrelektronik connection cable, M8 right-angle female to pigtail, 3-pole, PUR jacket, yellow, 16.4ft/5m cable length, IP65 IP66K IP67, sensor & signal. | Stock | 11.5
7000-08081-0300700 | Murrelektronik connection cable, M8 right-angle female to pigtail, 3-pole, PUR jacket, yellow, 22.9ft/7m cable length, IP65 IP66K IP67, sensor & signal. | Stock | 15.5
7000-08001-0300200 | Murrelektronik connection cable, M8 axial male to pigtail, 3-pole, PUR jacket, yellow, 6.5ft/2m cable length, IP65 IP66K IP67, sensor & signal. | Stock | 10.5
7000-08001-0300500 | Murrelektronik connection cable, M8 axial male to pigtail, 3-pole, PUR jacket, yellow, 16.4ft/5m cable length, IP65 IP66K IP67, sensor & signal. | Stock | 11.5
7000-08001-0301000 | Murrelektronik connection cable, M8 axial male to pigtail, 3-pole, PUR jacket, yellow, 32.8ft/10m cable length, IP65 IP66K IP67, sensor & signal. | Stock | 20
7000-08021-0300200 | Murrelektronik connection cable, M8 right-angle male to pigtail, 3-pole, PUR jacket, yellow, 6.5ft/2m cable length, IP65 IP66K IP67, sensor & signal. | Stock | 10.5
7000-08021-0300500 | Murrelektronik connection cable, M8 right-angle male to pigtail, 3-pole, PUR jacket, yellow, 16.4ft/5m cable length, IP65 IP66K IP67, sensor & signal. | Stock | 11.5
7000-08021-0301000 | Murrelektronik connection cable, M8 right-angle male to pigtail, 3-pole, PUR jacket, yellow, 32.8ft/10m cable length, IP65 IP66K IP67, sensor & signal. | Stock | 20
7000-88001-0300100 | Murrelektronik connection cable, M8 axial male to M8 axial female, 3-pole, PUR jacket, yellow, 3.2ft/1m cable length, IP65 IP66K IP67, sensor & signal. | Stock | 11.5
7000-88001-0300300 | Murrelektronik connection cable, M8 axial male to M8 axial female, 3-pole, PUR jacket, yellow, 9.8ft/3m cable length, IP65 IP66K IP67, sensor & signal. | Stock | 13.5
7000-88081-0300100 | Murrelektronik connection cable, M8 right-angle male to M8 right-angle female, 3-pole, PUR jacket, yellow, 3.2ft/1m cable length, IP65 IP66K IP67, sensor & signal. | Stock | 11.5
7000-88081-0300300 | Murrelektronik connection cable, M8 right-angle male to M8 right-angle female, 3-pole, PUR jacket, yellow, 9.8ft/3m cable length, IP65 IP66K IP67, sensor & signal. | Stock | 13.5
7000-88011-2110100 | Murrelektronik connection cable, M8 axial male A-coded to M8 axial female A-coded, 4-pole, 50 VAC/60 VDC, 4A, 24 AWG, PVC jacket, gray, unshielded, 3.2ft/1m cable length, IP65 IP66K IP67 IP68, sensor & signal. | Stock | 14.5
7000-88011-2110300 | Murrelektronik connection cable, M8 axial male A-coded to M8 axial female A-coded, 4-pole, 50 VAC/60 VDC, 4A, 24 AWG, PVC jacket, gray, unshielded, 9.8ft/3m cable length, IP65 IP66K IP67 IP68, sensor & signal. | Stock | 15.5
7000-88011-2110500 | Murrelektronik connection cable, M8 axial male A-coded to M8 axial female A-coded, 4-pole, 50 VAC/60 VDC, 4A, 24 AWG, PVC jacket, gray, unshielded, 16.4ft/5m cable length, IP65 IP66K IP67 IP68, sensor & signal. | Stock | 17.5
CD08-0G-020-A1 | AutomationDirect connection cable, M8 axial female to pigtail, 4-pole, PVC jacket, black, 6.5ft/2m cable length, IP67, sensor & signal. | Stock | 12.5
CD08-0G-050-A1 | AutomationDirect connection cable, M8 axial female to pigtail, 4-pole, PVC jacket, black, 16.4ft/5m cable length, IP67, sensor & signal. | Stock | 15.5
CD08-0G-100-A1 | AutomationDirect connection cable, M8 axial female to pigtail, 4-pole, PVC jacket, black, 32.8ft/10m cable length, IP67, sensor & signal. | Stock | 20
CD08-0W-020-C1 | AutomationDirect connection cable, M8 right-angle female to pigtail, 4-pole, PVC jacket, black, 6.5ft/2m cable length, IP67, sensor & signal. | Stock | 12.5
CD08-0W-050-C1 | AutomationDirect connection cable, M8 right-angle female to pigtail, 4-pole, PVC jacket, black, 16.4ft/5m cable length, IP67, sensor & signal. | Stock | 15.5
CD08-0W-100-C1 | AutomationDirect connection cable, M8 right-angle female to pigtail, 4-pole, PVC jacket, black, 32.8ft/10m cable length, IP67, sensor & signal. | Stock | 20
7000-08061-2110200 | Murrelektronik connection cable, M8 axial female to pigtail, 4-pole, PVC jacket, gray, 6.5ft/2m cable length, IP65 IP66K IP67, sensor & signal. | Stock | 9.5
7000-08061-2110500 | Murrelektronik connection cable, M8 axial female to pigtail, 4-pole, PVC jacket, gray, 16.4ft/5m cable length, IP65 IP66K IP67, sensor & signal. | Stock | 11.5
7000-08061-2111000 | Murrelektronik connection cable, M8 axial female to pigtail, 4-pole, PVC jacket, gray, 32.8ft/10m cable length, IP65 IP66K IP67, sensor & signal. | Stock | 16
7000-08101-2110200 | Murrelektronik connection cable, M8 right-angle female to pigtail, 4-pole, PVC jacket, gray, 6.5ft/2m cable length, IP65 IP66K IP67, sensor & signal. | Stock | 9.5
7000-08101-2110500 | Murrelektronik connection cable, M8 right-angle female to pigtail, 4-pole, PVC jacket, gray, 16.4ft/5m cable length, IP65 IP66K IP67, sensor & signal. | Stock | 11.5
7000-08101-2111000 | Murrelektronik connection cable, M8 right-angle female to pigtail, 4-pole, PVC jacket, gray, 32.8ft/10m cable length, IP65 IP66K IP67, sensor & signal. | Stock | 16
7000-08061-0310200 | Murrelektronik connection cable, M8 axial female to pigtail, 4-pole, PUR jacket, yellow, 6.5ft/2m cable length, IP65 IP66K IP67, sensor & signal. | Stock | 10.5
7000-08061-0310500 | Murrelektronik connection cable, M8 axial female to pigtail, 4-pole, PUR jacket, yellow, 16.4ft/5m cable length, IP65 IP66K IP67, sensor & signal. | Stock | 13.5
7000-08061-0311000 | Murrelektronik connection cable, M8 axial female to pigtail, 4-pole, PUR jacket, yellow, 32.8ft/10m cable length, IP65 IP66K IP67, sensor & signal. | Stock | 21
7000-08101-0310200 | Murrelektronik connection cable, M8 right-angle female to pigtail, 4-pole, PUR jacket, yellow, 6.5ft/2m cable length, IP65 IP66K IP67, sensor & signal. | Stock | 10.5
7000-08101-0310500 | Murrelektronik connection cable, M8 right-angle female to pigtail, 4-pole, PUR jacket, yellow, 16.4ft/5m cable length, IP65 IP66K IP67, sensor & signal. | Stock | 14.5
7000-08101-0311000 | Murrelektronik connection cable, M8 right-angle female to pigtail, 4-pole, PUR jacket, yellow, 32.8ft/10m cable length, IP65 IP66K IP67, sensor & signal. | Stock | 21
7000-08941-6950150 | Murrelektronik connection cable, M8 axial female to pigtail, 5-pole, PUR jacket, black, 4.9ft/1.5m cable length, IP67, sensor & signal. | Stock | 12
7000-08941-6950500 | Murrelektronik connection cable, M8 axial female to pigtail, 5-pole, PUR jacket, black, 16.4ft/5m cable length, IP67, sensor & signal. | Stock | 22.5
7000-08941-6951000 | Murrelektronik connection cable, M8 axial female to pigtail, 5-pole, PUR jacket, black, 32.8ft/10m cable length, IP67, sensor & signal. | Stock | 36
7000-08951-6950150 | Murrelektronik connection cable, M8 right-angle female to pigtail, 5-pole, PUR jacket, black, 4.9ft/1.5m cable length, IP67, sensor & signal. | Stock | 12
7000-08951-6950500 | Murrelektronik connection cable, M8 right-angle female to pigtail, 5-pole, PUR jacket, black, 16.4ft/5m cable length, IP67, sensor & signal. | Stock | 23.5
7000-08951-6951000 | Murrelektronik connection cable, M8 right-angle female to pigtail, 5-pole, PUR jacket, black, 32.8ft/10m cable length, IP67, sensor & signal. | Stock | 37
EVT421 | AutomationDirect connection cable, M8 axial female to pigtail, 4-pole, PVC jacket, orange, 6.5ft/2m cable length, IP65, IP67, IP68 and IP69K, sensor & signal. | Stock | 15.5
EVT422 | AutomationDirect connection cable, M8 axial female to pigtail, 4-pole, PVC jacket, orange, 16.4ft/5m cable length, IP65, IP67, IP68 and IP69K, sensor & signal. | Stock | 19.5
EVT423 | AutomationDirect connection cable, M8 axial female to pigtail, 4-pole, PVC jacket, orange, 32.8ft/10m cable length, IP65, IP67, IP68 and IP69K, sensor & signal. | Stock | 27.5
EVT424 | AutomationDirect connection cable, M8 right-angle female to pigtail, 4-pole, PVC jacket, orange, 6.5ft/2m cable length, IP65, IP67, IP68 and IP69K, sensor & signal. | Stock | 15.5
EVT425 | AutomationDirect connection cable, M8 right-angle female to pigtail, 4-pole, PVC jacket, orange, 16.4ft/5m cable length, IP65, IP67, IP68 and IP69K, sensor & signal. | Stock | 19.5
EVT426 | AutomationDirect connection cable, M8 right-angle female to pigtail, 4-pole, PVC jacket, orange, 32.8ft/10m cable length, IP65, IP67, IP68 and IP69K, sensor & signal. | Stock | 27.5
EVT428 | AutomationDirect connection cable, M8 axial female to axial male, 4-pole, PVC jacket, orange, 1.9ft/0.6m cable length, IP65, IP67, IP68 and IP69K, sensor & signal. | Stock | 22.5
EVT429 | AutomationDirect connection cable, M8 axial female to axial male, 4-pole, PVC jacket, orange, 3.2ft/1m cable length, IP65, IP67, IP68 and IP69K, sensor & signal. | Stock | 24
EVT430 | AutomationDirect connection cable, M8 axial female to axial male, 4-pole, PVC jacket, orange, 6.5ft/2m cable length, IP65, IP67, IP68 and IP69K, sensor & signal. | Stock | 29.5
EVT431 | AutomationDirect connection cable, M8 axial female to axial male, 4-pole, PVC jacket, orange, 16.4ft/5m cable length, IP65, IP67, IP68 and IP69K, sensor & signal. | Stock | 33.5
EVT433 | AutomationDirect connection cable, M8 axial male to right-angle female, 4-pole, PVC jacket, orange, 1.9ft/0.6m cable length, IP65, IP67, IP68 and IP69K, sensor & signal. | Stock | 22.5
EVT434 | AutomationDirect connection cable, M8 axial male to right-angle female, 4-pole, PVC jacket, orange, 3.2ft/1m cable length, IP65, IP67, IP68 and IP69K, sensor & signal. | Stock | 24
EVT435 | AutomationDirect connection cable, M8 axial male to right-angle female, 4-pole, PVC jacket, orange, 6.5ft/2m cable length, IP65, IP67, IP68 and IP69K, sensor & signal. | Stock | 29.5
EVT436 | AutomationDirect connection cable, M8 axial male to right-angle female, 4-pole, PVC jacket, orange, 16.4ft/5m cable length, IP65, IP67, IP68 and IP69K, sensor & signal. | Stock | 33.5
CD12M-0B-050-A1 | AutomationDirect connection cable, M12 axial female to pigtail, 3-pole, PVC jacket, black, 16.4ft/5m cable length, IP67, sensor & signal. | Stock | 15.5
CD12M-0B-050-C1 | AutomationDirect connection cable, M12 right-angle female to pigtail, 3-pole, PVC jacket, black, 16.4ft/5m cable length, IP67, sensor & signal. | Stock | 15.5
7000-12181-2130500 | Murrelektronik connection cable, M12 axial female to pigtail, 3-pole, PVC jacket, gray, 16.4ft/5m cable length, IP65 IP66K IP67, sensor & signal. | Stock | 9.5
7000-12321-2130500 | Murrelektronik connection cable, M12 right-angle female to pigtail, 3-pole, PVC jacket, gray, 16.4ft/5m cable length, IP65 IP66K IP67, sensor & signal. | Stock | 9.5
CD12M-0D-050-A1-A | AutomationDirect connection cable, M12 axial female to pigtail, 3-pole, PUR jacket, black, 16.4ft/5m cable length, IP67, sensor & signal. | Stock | 16.5
CD12M-0D-050-C1-A | AutomationDirect connection cable, M12 right-angle female to pigtail, 3-pole, PUR jacket, black, 16.4ft/5m cable length, IP67, sensor & signal. | Stock | 16.5
7000-12181-0330500 | Murrelektronik connection cable, M12 axial female to pigtail, 3-pole, PUR jacket, yellow, 16.4ft/5m cable length, IP65 IP66K IP67, sensor & signal. | Stock | 13.5
7000-12321-0330500 | Murrelektronik connection cable, M12 right-angle female to pigtail, 3-pole, PUR jacket, yellow, 16.4ft/5m cable length, IP65 IP66K IP67, sensor & signal. | Stock | 13.5
7700-12221-U040300 | Murrelektronik connection cable, M12 axial female A-coded to pigtail, 4-pole, 250 VAC/VDC, 4A, 22 AWG, TPE jacket, yellow, unshielded, 9.8ft/3m cable length, IP65 IP66K IP67, sensor & signal. | Stock | 14.5
7700-12221-U040500 | Murrelektronik connection cable, M12 axial female A-coded to pigtail, 4-pole, 250 VAC/VDC, 4A, 22 AWG, TPE jacket, yellow, unshielded, 16.4ft/5m cable length, IP65 IP66K IP67, sensor & signal. | Stock | 20
7700-12221-U041000 | Murrelektronik connection cable, M12 axial female A-coded to pigtail, 4-pole, 250 VAC/VDC, 4A, 22 AWG, TPE jacket, yellow, unshielded, 32.8ft/10m cable length, IP65 IP66K IP67, sensor & signal. | Stock | 30
7700-12341-U040300 | Murrelektronik connection cable, M12 90-degree female A-coded to pigtail, 4-pole, 250 VAC/VDC, 4A, 22 AWG, TPE jacket, yellow, unshielded, 9.8ft/3m cable length, IP65 IP66K IP67, sensor & signal. | Stock | 14.5
7700-12341-U040500 | Murrelektronik connection cable, M12 90-degree female A-coded to pigtail, 4-pole, 250 VAC/VDC, 4A, 22 AWG, TPE jacket, yellow, unshielded, 16.4ft/5m cable length, IP65 IP66K IP67, sensor & signal. | Stock | 20
7700-12341-U041000 | Murrelektronik connection cable, M12 90-degree female A-coded to pigtail, 4-pole, 250 VAC/VDC, 4A, 22 AWG, TPE jacket, yellow, unshielded, 32.8ft/10m cable length, IP65 IP66K IP67, sensor & signal. | Stock | 30
7700-40021-U040100 | Murrelektronik connection cable, M12 axial male A-coded to M12 axial female A-coded, 4-pole, 250 VAC/VDC, 4A, 22 AWG, TPE jacket, yellow, unshielded, 3.2ft/1m cable length, IP65 IP66K IP67, sensor & signal. | Stock | 15.5
7700-40021-U040200 | Murrelektronik connection cable, M12 axial male A-coded to M12 axial female A-coded, 4-pole, 250 VAC/VDC, 4A, 22 AWG, TPE jacket, yellow, unshielded, 6.5ft/2m cable length, IP65 IP66K IP67, sensor & signal. | Stock | 18.5
7700-40021-U040300 | Murrelektronik connection cable, M12 axial male A-coded to M12 axial female A-coded, 4-pole, 250 VAC/VDC, 4A, 22 AWG, TPE jacket, yellow, unshielded, 9.8ft/3m cable length, IP65 IP66K IP67, sensor & signal. | Stock | 21
7700-40021-U040500 | Murrelektronik connection cable, M12 axial male A-coded to M12 axial female A-coded, 4-pole, 250 VAC/VDC, 4A, 22 AWG, TPE jacket, yellow, unshielded, 16.4ft/5m cable length, IP65 IP66K IP67, sensor & signal. | Stock | 26
7700-40121-U040100 | Murrelektronik connection cable, M12 axial male A-coded to M12 90-degree female A-coded, 4-pole, 250 VAC/VDC, 4A, 22 AWG, TPE jacket, yellow, unshielded, 3.2ft/1m cable length, IP65 IP66K IP67, sensor & signal. | Stock | 15.5
7700-40121-U040200 | Murrelektronik connection cable, M12 axial male A-coded to M12 90-degree female A-coded, 4-pole, 250 VAC/VDC, 4A, 22 AWG, TPE jacket, yellow, unshielded, 6.5ft/2m cable length, IP65 IP66K IP67, sensor & signal. | Stock | 18.5
7700-40121-U040300 | Murrelektronik connection cable, M12 axial male A-coded to M12 90-degree female A-coded, 4-pole, 250 VAC/VDC, 4A, 22 AWG, TPE jacket, yellow, unshielded, 9.8ft/3m cable length, IP65 IP66K IP67, sensor & signal. | Stock | 21
7700-40121-U040500 | Murrelektronik connection cable, M12 axial male A-coded to M12 90-degree female A-coded, 4-pole, 250 VAC/VDC, 4A, 22 AWG, TPE jacket, yellow, unshielded, 16.4ft/5m cable length, IP65 IP66K IP67, sensor & signal. | Stock | 26
M12A-04BMMM-PL8B01AD | Amphenol connection cable, M12 axial male push-pull A-coded to pigtail, 4-pole, 250V, 4A, 22 AWG, PUR jacket, black, unshielded, 3.2ft/1m cable length, IP68, sensor & signal. | Stock | 10.5
M12A-04BMMM-PL8B02AD | Amphenol connection cable, M12 axial male push-pull A-coded to pigtail, 4-pole, 250V, 4A, 22 AWG, PUR jacket, black, unshielded, 6.5ft/2m cable length, IP68, sensor & signal. | Stock | 12.5
M12A-04BMMM-PL8B03AD | Amphenol connection cable, M12 axial male push-pull A-coded to pigtail, 4-pole, 250V, 4A, 22 AWG, PUR jacket, black, unshielded, 9.8ft/3m cable length, IP68, sensor & signal. | Stock | 14.5
M12A-04BMMM-PL8B05AD | Amphenol connection cable, M12 axial male push-pull A-coded to pigtail, 4-pole, 250V, 4A, 22 AWG, PUR jacket, black, unshielded, 16.4ft/5m cable length, IP68, sensor & signal. | Stock | 19
M12A-04BMMM-PL8B10AD | Amphenol connection cable, M12 axial male push-pull A-coded to pigtail, 4-pole, 250V, 4A, 22 AWG, PUR jacket, black, unshielded, 32.8ft/10m cable length, IP68, sensor & signal. | Stock | 27.5
M12A-04BMMM-PL8D01AD | Amphenol connection cable, M12 axial male push-pull A-coded to pigtail, 4-pole, 250V, 4A, 22 AWG, PVC jacket, black, unshielded, 3.2ft/1m cable length, IP68, sensor & signal. | Stock | 10
M12A-04BMMM-PL8D02AD | Amphenol connection cable, M12 axial male push-pull A-coded to pigtail, 4-pole, 250V, 4A, 22 AWG, PVC jacket, black, unshielded, 6.5ft/2m cable length, IP68, sensor & signal. | Stock | 11.5
M12A-04BMMM-PL8D03AD | Amphenol connection cable, M12 axial male push-pull A-coded to pigtail, 4-pole, 250V, 4A, 22 AWG, PVC jacket, black, unshielded, 9.8ft/3m cable length, IP68, sensor & signal. | Stock | 13
M12A-04BMMM-PL8D05AD | Amphenol connection cable, M12 axial male push-pull A-coded to pigtail, 4-pole, 250V, 4A, 22 AWG, PVC jacket, black, unshielded, 16.4ft/5m cable length, IP68, sensor & signal. | Stock | 16.5
M12A-04BMMM-PL8D10AD | Amphenol connection cable, M12 axial male push-pull A-coded to pigtail, 4-pole, 250V, 4A, 22 AWG, PVC jacket, black, unshielded, 32.8ft/10m cable length, IP68, sensor & signal. | Stock | 22.5
CD12L-0B-020-A0 | AutomationDirect connection cable, M12 axial female to pigtail, 4-pole, PVC jacket, gray, 6.5ft/2m cable length, IP67, sensor & signal. | Stock | 12
CD12L-0B-020-C0 | AutomationDirect connection cable, M12 right-angle female to pigtail, 4-pole, PVC jacket, gray, 6.5ft/2m cable length, IP67, sensor & signal. | Stock | 12
CD12M-0B-070-A1 | AutomationDirect connection cable, M12 axial female to pigtail, 4-pole, PVC jacket, gray, 22.9ft/7m cable length, IP67, sensor & signal. | Stock | 20
CD12M-0B-070-C1 | AutomationDirect connection cable, M12 right-angle female to pigtail, 4-pole, PVC jacket, gray, 22.9ft/7m cable length, IP67, sensor & signal. | Stock | 20
7000-12221-2141000 | Murrelektronik connection cable, M12 axial female to pigtail, 4-pole, PVC jacket, gray, 32.8ft/10m cable length, IP67, sensor & signal. | Stock | 23.5
7000-12341-2141000 | Murrelektronik connection cable, M12 right-angle female to pigtail, 4-pole, PVC jacket, gray, 32.8ft/10m cable length, IP67, sensor & signal. | Stock | 23.5
7000-12221-2141500 | Murrelektronik connection cable, M12 axial female to pigtail, 4-pole, PVC jacket, gray, 49.2ft/15m cable length, IP67, sensor & signal. | Stock | 30.5
7000-12341-2141500 | Murrelektronik connection cable, M12 right-angle female to pigtail, 4-pole, PVC jacket, gray, 49.2ft/15m cable length, IP67, sensor & signal. | Stock | 30
7000-12221-0340200 | Murrelektronik connection cable, M12 axial female to pigtail, 4-pole, PUR jacket, yellow, 6.5ft/2m cable length, IP65 IP66K IP67, sensor & signal. | Stock | 10.5
7000-12221-0340700 | Murrelektronik connection cable, M12 axial female to pigtail, 4-pole, PUR jacket, yellow, 22.9ft/7m cable length, IP65 IP66K IP67, sensor & signal. | Stock | 18.5
7000-12221-0341000 | Murrelektronik connection cable, M12 axial female to pigtail, 4-pole, PUR jacket, yellow, 32.8ft/10m cable length, IP65 IP66K IP67, sensor & signal. | Stock | 23
7000-12221-0341500 | Murrelektronik connection cable, M12 axial female to pigtail, 4-pole, PUR jacket, yellow, 49.2ft/15m cable length, IP65 IP66K IP67, sensor & signal. | Stock | 31
7000-12341-0340200 | Murrelektronik connection cable, M12 right-angle female to pigtail, 4-pole, PUR jacket, yellow, 6.5ft/2m cable length, IP65 IP66K IP67, sensor & signal. | Stock | 10.5
7000-12341-0340700 | Murrelektronik connection cable, M12 right-angle female to pigtail, 4-pole, PUR jacket, yellow, 22.9ft/7m cable length, IP65 IP66K IP67, sensor & signal. | Stock | 18.5
7000-12341-0341000 | Murrelektronik connection cable, M12 right-angle female to pigtail, 4-pole, PUR jacket, yellow, 32.8ft/10m cable length, IP65 IP66K IP67, sensor & signal. | Stock | 23
7000-12341-0341500 | Murrelektronik connection cable, M12 right-angle female to pigtail, 4-pole, PUR jacket, yellow, 49.2ft/15m cable length, IP65 IP66K IP67, sensor & signal. | Stock | 31
EVC178 | AutomationDirect connection cable, M12 right-angle female to pigtail, 4-pole, 10-36 VDC, PNP LED, PUR jacket, black, 6.5ft/2m cable length, IP67, IP68 and IP69K, sensor & signal. | Stock | 16
EVC179 | AutomationDirect connection cable, M12 right-angle female to pigtail, 4-pole, 10-36 VDC, PNP LED, PUR jacket, black, 16.4ft/5m cable length, IP67, IP68 and IP69K, sensor & signal. | Stock | 16.5
EVC180 | AutomationDirect connection cable, M12 right-angle female to pigtail, 4-pole, 10-36 VDC, PNP LED, PUR jacket, black, 32.8ft/10m cable length, IP67, IP68 and IP69K, sensor & signal. | Stock | 22
7000-40021-0340100 | Murrelektronik connection cable, M12 axial male to M12 axial female, 4-pole, PUR jacket, yellow, 3.2ft/1m cable length, IP65 IP66K IP67, sensor & signal. | Stock | 10.5
7000-40021-0340300 | Murrelektronik connection cable, M12 axial male to M12 axial female, 4-pole, PUR jacket, yellow, 9.8ft/3m cable length, IP65 IP66K IP67, sensor & signal. | Stock | 14.5
7000-40261-0340100 | Murrelektronik connection cable, M12 right-angle male to M12 right-angle female, 4-pole, PUR jacket, yellow, 3.2ft/1m cable length, IP65 IP66K IP67, sensor & signal. | Stock | 13.5
7000-40261-0340300 | Murrelektronik connection cable, M12 right-angle male to M12 right-angle female, 4-pole, PUR jacket, yellow, 9.8ft/3m cable length, IP65 IP66K IP67, sensor & signal. | Stock | 16.5
CDP12-0B-010-AA | AutomationDirect connection cable, M12 axial female to axial male, 4-pole, PVC jacket, gray, 3.2ft/1m cable length, IP67, sensor & signal. | Stock | 12
CDP12-0B-030-AA | AutomationDirect connection cable, M12 axial female to axial male, 4-pole, PVC jacket, gray, 9.8ft/3m cable length, IP67, sensor & signal. | Stock | 12
CDP12-0B-010-BB | AutomationDirect connection cable, M12 right-angle female to right-angle male, 4-pole, PVC jacket, gray, 3.2ft/1m cable length, IP67, sensor & signal. | Stock | 12
CDP12-0B-030-BB | AutomationDirect connection cable, M12 right-angle female to right-angle male, 4-pole, PVC jacket, gray, 9.8ft/3m cable length, IP67, sensor & signal. | Stock | 14
EVC322 | AutomationDirect connection cable, M12 right-angle female to axial male, 4-pole, 10-36 VDC, PNP LED, PUR jacket, black, 0.9ft/0.3m cable length, IP67, IP68 and IP69K, sensor & signal. | Stock | 17
EVC323 | AutomationDirect connection cable, M12 right-angle female to axial male, 4-pole, 10-36 VDC, PNP LED, PUR jacket, black, 1.9ft/0.6m cable length, IP67, IP68 and IP69K, sensor & signal. | Stock | 18.5
EVC324 | AutomationDirect connection cable, M12 right-angle female to axial male, 4-pole, 10-36 VDC, PNP LED, PUR jacket, black, 3.2ft/1m cable length, IP67, IP68 and IP69K, sensor & signal. | Stock | 19
EVC325 | AutomationDirect connection cable, M12 right-angle female to axial male, 4-pole, 10-36 VDC, PNP LED, PUR jacket, black, 6.5ft/2m cable length, IP67, IP68 and IP69K, sensor & signal. | Stock | 21.5
EVC326 | AutomationDirect connection cable, M12 right-angle female to axial male, 4-pole, 10-36 VDC, PNP LED, PUR jacket, black, 16.4ft/5m cable length, IP67, IP68 and IP69K, sensor & signal. | Stock | 25.5
EVC327 | AutomationDirect connection cable, M12 right-angle female to axial male, 4-pole, 10-36 VDC, PNP LED, PUR jacket, black, 32.8ft/10m cable length, IP67, IP68 and IP69K, sensor & signal. | Stock | 31.5
7000-12021-2140200 | Murrelektronik connection cable, M12 axial male A-coded to pigtail, 4-pole, 250 VAC/VDC, 4A, 22 AWG, PVC jacket, gray, unshielded, 6.5ft/2m cable length, IP65 IP66K IP67, sensor & signal. | Stock | 7.5
7000-12021-2140500 | Murrelektronik connection cable, M12 axial male A-coded to pigtail, 4-pole, 250 VAC/VDC, 4A, 22 AWG, PVC jacket, gray, unshielded, 16.4ft/5m cable length, IP65 IP66K IP67, sensor & signal. | Stock | 11.5
7000-12021-2140700 | Murrelektronik connection cable, M12 axial male A-coded to pigtail, 4-pole, 250 VAC/VDC, 4A, 22 AWG, PVC jacket, gray, unshielded, 22.9ft/7m cable length, IP65 IP66K IP67, sensor & signal. | Stock | 12.5
7000-12021-2141000 | Murrelektronik connection cable, M12 axial male A-coded to pigtail, 4-pole, 250 VAC/VDC, 4A, 22 AWG, PVC jacket, gray, unshielded, 32.8ft/10m cable length, IP65 IP66K IP67, sensor & signal. | Stock | 16.5
7000-12021-2141500 | Murrelektronik connection cable, M12 axial male A-coded to pigtail, 4-pole, 250 VAC/VDC, 4A, 22 AWG, PVC jacket, gray, unshielded, 49.2ft/15m cable length, IP65 IP66K IP67, sensor & signal. | Stock | 22
7000-40121-2140100 | Murrelektronik connection cable, M12 axial male A-coded to M12 90-degree female A-coded, 4-pole, 250 VAC/VDC, 4A, 22 AWG, PVC jacket, gray, unshielded, 3.2ft/1m cable length, IP65 IP66K IP67, sensor & signal. | Stock | 11.5
7000-40121-2140300 | Murrelektronik connection cable, M12 axial male A-coded to M12 90-degree female A-coded, 4-pole, 250 VAC/VDC, 4A, 22 AWG, PVC jacket, gray, unshielded, 9.8ft/3m cable length, IP65 IP66K IP67, sensor & signal. | Stock | 13.5
7000-40121-2140500 | Murrelektronik connection cable, M12 axial male A-coded to M12 90-degree female A-coded, 4-pole, 250 VAC/VDC, 4A, 22 AWG, PVC jacket, gray, unshielded, 16.4ft/5m cable length, IP65 IP66K IP67, sensor & signal. | Stock | 16.5
7000-40501-3310200 | Murrelektronik connection cable, M12 axial male A-coded to M12 axial female A-coded, 4-pole, 60 VAC/VDC, 4A, 22 AWG, PUR/PVC jacket, gray, shielded, 6.5ft/2m cable length, IP65 IP66K IP67, sensor & signal. | Stock | 30
7000-40501-3310300 | Murrelektronik connection cable, M12 axial male A-coded to M12 axial female A-coded, 4-pole, 60 VAC/VDC, 4A, 22 AWG, PUR/PVC jacket, gray, shielded, 9.8ft/3m cable length, IP65 IP66K IP67, sensor & signal. | Stock | 34.5
7000-40501-3310500 | Murrelektronik connection cable, M12 axial male A-coded to M12 axial female A-coded, 4-pole, 60 VAC/VDC, 4A, 22 AWG, PUR/PVC jacket, gray, shielded, 16.4ft/5m cable length, IP65 IP66K IP67, sensor & signal. | Stock | 38.5
M12A-05BMMM-PL8B01AD | Amphenol connection cable, M12 axial male push-pull A-coded to pigtail, 5-pole, 60V, 4A, 22 AWG, PUR jacket, black, unshielded, 3.2ft/1m cable length, IP68, sensor & signal. | Stock | 12
M12A-05BMMM-PL8B02AD | Amphenol connection cable, M12 axial male push-pull A-coded to pigtail, 5-pole, 60V, 4A, 22 AWG, PUR jacket, black, unshielded, 6.5ft/2m cable length, IP68, sensor & signal. | Stock | 14
M12A-05BMMM-PL8B03AD | Amphenol connection cable, M12 axial male push-pull A-coded to pigtail, 5-pole, 60V, 4A, 22 AWG, PUR jacket, black, unshielded, 9.8ft/3m cable length, IP68, sensor & signal. | Stock | 16
M12A-05BMMM-PL8B05AD | Amphenol connection cable, M12 axial male push-pull A-coded to pigtail, 5-pole, 60V, 4A, 22 AWG, PUR jacket, black, unshielded, 16.4ft/5m cable length, IP68, sensor & signal. | Stock | 20.5
M12A-05BMMM-PL8B10AD | Amphenol connection cable, M12 axial male push-pull A-coded to pigtail, 5-pole, 60V, 4A, 22 AWG, PUR jacket, black, unshielded, 32.8ft/10m cable length, IP68, sensor & signal. | Stock | 29
M12A-05BMMM-PL8D01AD | Amphenol connection cable, M12 axial male push-pull A-coded to pigtail, 5-pole, 60V, 4A, 22 AWG, PVC jacket, black, unshielded, 3.2ft/1m cable length, IP68, sensor & signal. | Stock | 11.5
M12A-05BMMM-PL8D02AD | Amphenol connection cable, M12 axial male push-pull A-coded to pigtail, 5-pole, 60V, 4A, 22 AWG, PVC jacket, black, unshielded, 6.5ft/2m cable length, IP68, sensor & signal. | Stock | 13
M12A-05BMMM-PL8D03AD | Amphenol connection cable, M12 axial male push-pull A-coded to pigtail, 5-pole, 60V, 4A, 22 AWG, PVC jacket, black, unshielded, 9.8ft/3m cable length, IP68, sensor & signal. | Stock | 14.5
M12A-05BMMM-PL8D05AD | Amphenol connection cable, M12 axial male push-pull A-coded to pigtail, 5-pole, 60V, 4A, 22 AWG, PVC jacket, black, unshielded, 16.4ft/5m cable length, IP68, sensor & signal. | Stock | 18
M12A-05BMMM-PL8D10AD | Amphenol connection cable, M12 axial male push-pull A-coded to pigtail, 5-pole, 60V, 4A, 22 AWG, PVC jacket, black, unshielded, 32.8ft/10m cable length, IP68, sensor & signal. | Stock | 24
7000-12241-2150300 | Murrelektronik connection cable, M12 axial female to pigtail, 5-pole, PVC jacket, gray, 9.8ft/3m cable length, IP67, sensor & signal. | Stock | 14
7000-12361-2150300 | Murrelektronik connection cable, M12 right-angle female to pigtail, 5-pole, PVC jacket, gray, 9.8ft/3m cable length, IP67, sensor & signal. | Stock | 14
7000-12241-2150500 | Murrelektronik connection cable, M12 axial female to pigtail, 5-pole, PVC jacket, gray, 16.4ft/5m cable length, IP67, sensor & signal. | Stock | 19
7000-12361-2150500 | Murrelektronik connection cable, M12 right-angle female to pigtail, 5-pole, PVC jacket, gray, 16.4ft/5m cable length, IP67, sensor & signal. | Stock | 19
7000-12241-2151000 | Murrelektronik connection cable, M12 axial female to pigtail, 5-pole, PVC jacket, gray, 32.8ft/10m cable length, IP67, sensor & signal. | Stock | 28
7000-12361-2151000 | Murrelektronik connection cable, M12 right-angle female to pigtail, 5-pole, PVC jacket, gray, 32.8ft/10m cable length, IP67, sensor & signal. | Stock | 28
7000-12241-0350300 | Murrelektronik connection cable, M12 axial female to pigtail, 5-pole, PUR jacket, yellow, 9.8ft/3m cable length, IP65 IP66K IP67, sensor & signal. | Stock | 14.5
7000-12241-0350500 | Murrelektronik connection cable, M12 axial female to pigtail, 5-pole, PUR jacket, yellow, 16.4ft/5m cable length, IP65 IP66K IP67, sensor & signal. | Stock | 18.5
7000-12241-0351000 | Murrelektronik connection cable, M12 axial female to pigtail, 5-pole, PUR jacket, yellow, 32.8ft/10m cable length, IP65 IP66K IP67, sensor & signal. | Stock | 29
7000-12361-0350300 | Murrelektronik connection cable, M12 right-angle female to pigtail, 5-pole, PUR jacket, yellow, 9.8ft/3m cable length, IP65 IP66K IP67, sensor & signal. | Stock | 14.5
7000-12361-0350500 | Murrelektronik connection cable, M12 right-angle female to pigtail, 5-pole, PUR jacket, yellow, 16.4ft/5m cable length, IP65 IP66K IP67, sensor & signal. | Stock | 18.5
7000-12361-0351000 | Murrelektronik connection cable, M12 right-angle female to pigtail, 5-pole, PUR jacket, yellow, 32.8ft/10m cable length, IP65 IP66K IP67, sensor & signal. | Stock | 29
7000-40521-2420200 | Murrelektronik connection cable, M12 axial male A-coded to M12 axial female A-coded, 5-pole, 60 VAC/VDC, 4A, 22 AWG, PUR jacket, gray, shielded, 6.5ft/2m cable length, IP65 IP66K IP67, sensor & signal and drag chain. | Stock | 35.5
7000-40521-2420300 | Murrelektronik connection cable, M12 axial male A-coded to M12 axial female A-coded, 5-pole, 60 VAC/VDC, 4A, 22 AWG, PUR jacket, gray, shielded, 9.8ft/3m cable length, IP65 IP66K IP67, sensor & signal and drag chain. | Stock | 38.5
7000-40521-2420500 | Murrelektronik connection cable, M12 axial male A-coded to M12 axial female A-coded, 5-pole, 60 VAC/VDC, 4A, 22 AWG, PUR jacket, gray, shielded, 16.4ft/5m cable length, IP65 IP66K IP67, sensor & signal and drag chain. | Stock | 46
7000-40041-2150100 | Murrelektronik connection cable, M12 axial female to axial male, 5-pole, PVC jacket, gray, 3.2ft/1m cable length, IP67, sensor & signal. | Stock | 18
7000-40041-2150300 | Murrelektronik connection cable, M12 axial female to axial male, 5-pole, PVC jacket, gray, 9.8ft/3m cable length, IP67, sensor & signal. | Stock | 23
7000-40041-0350100 | Murrelektronik connection cable, M12 axial male to M12 axial female, 5-pole, PUR jacket, yellow, 3.2ft/1m cable length, IP65 IP66K IP67, sensor & signal. | Stock | 17.5
7000-40041-0350300 | Murrelektronik connection cable, M12 axial male to M12 axial female, 5-pole, PUR jacket, yellow, 9.8ft/3m cable length, IP65 IP66K IP67, sensor & signal. | Stock | 22
7000-48001-2920200 | Murrelektronik connection cable, M12 axial male A-coded to M12 axial female A-coded, 8-pole, 30 VAC/VDC, 2A, 24 AWG, PUR jacket, gray, unshielded, 6.5ft/2m cable length, IP65 IP66K IP67, sensor & signal and drag chain. | Stock | 48.5
7000-48001-2920500 | Murrelektronik connection cable, M12 axial male A-coded to M12 axial female A-coded, 8-pole, 30 VAC/VDC, 2A, 24 AWG, PUR jacket, gray, unshielded, 16.4ft/5m cable length, IP65 IP66K IP67, sensor & signal and drag chain. | Stock | 75
M12A-08BMMM-PL8B01AD | Amphenol connection cable, M12 axial male push-pull A-coded to pigtail, 8-pole, 30V, 2A, 24 AWG, PUR jacket, black, unshielded, 3.2ft/1m cable length, IP68, sensor & signal. | Stock | 15
M12A-08BMMM-PL8B02AD | Amphenol connection cable, M12 axial male push-pull A-coded to pigtail, 8-pole, 30V, 2A, 24 AWG, PUR jacket, black, unshielded, 6.5ft/2m cable length, IP68, sensor & signal. | Stock | 17
M12A-08BMMM-PL8B03AD | Amphenol connection cable, M12 axial male push-pull A-coded to pigtail, 8-pole, 30V, 2A, 24 AWG, PUR jacket, black, unshielded, 9.8ft/3m cable length, IP68, sensor & signal. | Stock | 19
M12A-08BMMM-PL8B05AD | Amphenol connection cable, M12 axial male push-pull A-coded to pigtail, 8-pole, 30V, 2A, 24 AWG, PUR jacket, black, unshielded, 16.4ft/5m cable length, IP68, sensor & signal. | Stock | 24
M12A-08BMMM-PL8B10AD | Amphenol connection cable, M12 axial male push-pull A-coded to pigtail, 8-pole, 30V, 2A, 24 AWG, PUR jacket, black, unshielded, 32.8ft/10m cable length, IP68, sensor & signal. | Stock | 36.5
M12A-08BMMM-PL8D01AD | Amphenol connection cable, M12 axial male push-pull A-coded to pigtail, 8-pole, 30V, 2A, 24 AWG, PVC jacket, black, unshielded, 3.2ft/1m cable length, IP68, sensor & signal. | Stock | 14.5
M12A-08BMMM-PL8D02AD | Amphenol connection cable, M12 axial male push-pull A-coded to pigtail, 8-pole, 30V, 2A, 24 AWG, PVC jacket, black, unshielded, 6.5ft/2m cable length, IP68, sensor & signal. | Stock | 16
M12A-08BMMM-PL8D03AD | Amphenol connection cable, M12 axial male push-pull A-coded to pigtail, 8-pole, 30V, 2A, 24 AWG, PVC jacket, black, unshielded, 9.8ft/3m cable length, IP68, sensor & signal. | Stock | 17.5
M12A-08BMMM-PL8D05AD | Amphenol connection cable, M12 axial male push-pull A-coded to pigtail, 8-pole, 30V, 2A, 24 AWG, PVC jacket, black, unshielded, 16.4ft/5m cable length, IP68, sensor & signal. | Stock | 21
M12A-08BMMM-PL8D10AD | Amphenol connection cable, M12 axial male push-pull A-coded to pigtail, 8-pole, 30V, 2A, 24 AWG, PVC jacket, black, unshielded, 32.8ft/10m cable length, IP68, sensor & signal. | Stock | 30.5
7000-17041-2950300 | Murrelektronik connection cable, M12 axial female to pigtail, 8-pole, PUR jacket, gray, 9.8ft/3m cable length, IP67, sensor & signal. | Stock | 35
7000-17061-2950300 | Murrelektronik connection cable, M12 right-angle female to pigtail, 8-pole, PUR jacket, gray, 9.8ft/3m cable length, IP67, sensor & signal. | Stock | 35
7000-17041-2950500 | Murrelektronik connection cable, M12 axial female to pigtail, 8-pole, PUR jacket, gray, 16.4ft/5m cable length, IP67, sensor & signal. | Stock | 44
7000-17061-2950500 | Murrelektronik connection cable, M12 right-angle female to pigtail, 8-pole, PUR jacket, gray, 16.4ft/5m cable length, IP67, sensor & signal. | Stock | 44
7000-17041-2951000 | Murrelektronik connection cable, M12 axial female to pigtail, 8-pole, PUR jacket, gray, 32.8ft/10m cable length, IP67, sensor & signal. | Stock | 69
7000-17061-2951000 | Murrelektronik connection cable, M12 right-angle female to pigtail, 8-pole, PUR jacket, gray, 32.8ft/10m cable length, IP67, sensor & signal. | Stock | 69
7000-17041-2920300 | Murrelektronik connection cable, M12 axial female to pigtail, 8-pole, PUR jacket, gray, 9.8ft/3m cable length, IP65 IP67, sensor & signal. | Stock | 33.5
7000-17041-2920500 | Murrelektronik connection cable, M12 axial female to pigtail, 8-pole, PUR jacket, gray, 16.4ft/5m cable length, IP65 IP67, sensor & signal. | Stock | 43.5
7000-17041-2921000 | Murrelektronik connection cable, M12 axial female to pigtail, 8-pole, PUR jacket, gray, 32.8ft/10m cable length, IP65 IP67, sensor & signal. | Stock | 65
7000-17061-2920300 | Murrelektronik connection cable, M12 right-angle female to pigtail, 8-pole, PUR jacket, gray, 9.8ft/3m cable length, IP65 IP67, sensor & signal. | Stock | 33.5
7000-17061-2920500 | Murrelektronik connection cable, M12 right-angle female to pigtail, 8-pole, PUR jacket, gray, 16.4ft/5m cable length, IP65 IP67, sensor & signal. | Stock | 43.5
7000-17061-2921000 | Murrelektronik connection cable, M12 right-angle female to pigtail, 8-pole, PUR jacket, gray, 32.8ft/10m cable length, IP65 IP67, sensor & signal. | Stock | 65
7000-19041-7050300 | Murrelektronik connection cable, M12 axial female to pigtail, 12-pole, PUR jacket, black, 9.8ft/3m cable length, IP67, sensor & signal. | Stock | 55
7000-19061-7050300 | Murrelektronik connection cable, M12 right-angle female to pigtail, 12-pole, PUR jacket, black, 9.8ft/3m cable length, IP67, sensor & signal. | Stock | 55
7000-19041-7050500 | Murrelektronik connection cable, M12 axial female to pigtail, 12-pole, PUR jacket, black, 16.4ft/5m cable length, IP67, sensor & signal. | Stock | 66
7000-19061-7050500 | Murrelektronik connection cable, M12 right-angle female to pigtail, 12-pole, PUR jacket, black, 16.4ft/5m cable length, IP67, sensor & signal. | Stock | 66
7000-19041-7051000 | Murrelektronik connection cable, M12 axial female to pigtail, 12-pole, PUR jacket, black, 32.8ft/10m cable length, IP67, sensor & signal. | Stock | 98
7000-19061-7051000 | Murrelektronik connection cable, M12 right-angle female to pigtail, 12-pole, PUR jacket, black, 32.8ft/10m cable length, IP67, sensor & signal. | Stock | 98
7024-12181-3150500 | Murrelektronik connection cable, M12 axial female to pigtail, 3-pole, styrene-butadiene thermoplastic (TPE-S) jacket, ice blue, 16.4ft/5m cable length, IP65, IP68 and IP69K, data. | Stock | 23
7024-12321-3150500 | Murrelektronik connection cable, M12 right-angle female to pigtail, 3-pole, styrene-butadiene thermoplastic (TPE-S) jacket, ice blue, 16.4ft/5m cable length, IP65, IP68 and IP69K, data. | Stock | 23
7024-12221-3210200 | Murrelektronik connection cable, M12 axial female to pigtail, 4-pole, styrene-butadiene thermoplastic (TPE-S) jacket, ice blue, 6.5ft/2m cable length, IP65, IP68 and IP69K, data. | Stock | 19
7024-12341-3210200 | Murrelektronik connection cable, M12 right-angle female to pigtail, 4-pole, styrene-butadiene thermoplastic (TPE-S) jacket, ice blue, 6.5ft/2m cable length, IP65, IP68 and IP69K, data. | Stock | 19
7024-12221-3210300 | Murrelektronik connection cable, M12 axial female to pigtail, 4-pole, styrene-butadiene thermoplastic (TPE-S) jacket, ice blue, 9.8ft/3m cable length, IP65, IP68 and IP69K, data. | Stock | 22
7024-12341-3210300 | Murrelektronik connection cable, M12 right-angle female to pigtail, 4-pole, styrene-butadiene thermoplastic (TPE-S) jacket, ice blue, 9.8ft/3m cable length, IP65, IP68 and IP69K, data. | Stock | 22
7024-12221-3210500 | Murrelektronik connection cable, M12 axial female to pigtail, 4-pole, styrene-butadiene thermoplastic (TPE-S) jacket, ice blue, 16.4ft/5m cable length, IP65, IP68 and IP69K, data. | Stock | 24
7024-12341-3210500 | Murrelektronik connection cable, M12 right-angle female to pigtail, 4-pole, styrene-butadiene thermoplastic (TPE-S) jacket, ice blue, 16.4ft/5m cable length, IP65, IP68 and IP69K, data. | Stock | 24
7024-12221-3210700 | Murrelektronik connection cable, M12 axial female to pigtail, 4-pole, styrene-butadiene thermoplastic (TPE-S) jacket, ice blue, 22.9ft/7m cable length, IP65, IP68 and IP69K, data. | Stock | 29.5
7024-12341-3210700 | Murrelektronik connection cable, M12 right-angle female to pigtail, 4-pole, styrene-butadiene thermoplastic (TPE-S) jacket, ice blue, 22.9ft/7m cable length, IP65, IP68 and IP69K, data. | Stock | 29.5
7024-12221-3211000 | Murrelektronik connection cable, M12 axial female to pigtail, 4-pole, styrene-butadiene thermoplastic (TPE-S) jacket, ice blue, 32.8ft/10m cable length, IP65, IP68 and IP69K, data. | Stock | 34.5
7024-12341-3211000 | Murrelektronik connection cable, M12 right-angle female to pigtail, 4-pole, styrene-butadiene thermoplastic (TPE-S) jacket, ice blue, 32.8ft/10m cable length, IP65, IP68 and IP69K, data. | Stock | 34.5
7024-12221-3211500 | Murrelektronik connection cable, M12 axial female to pigtail, 4-pole, styrene-butadiene thermoplastic (TPE-S) jacket, ice blue, 49.2ft/15m cable length, IP65, IP68 and IP69K, data. | Stock | 44.5
7024-12341-3211500 | Murrelektronik connection cable, M12 right-angle female to pigtail, 4-pole, styrene-butadiene thermoplastic (TPE-S) jacket, ice blue, 49.2ft/15m cable length, IP65, IP68 and IP69K, data. | Stock | 44.5
7024-12221-3212000 | Murrelektronik connection cable, M12 axial female to pigtail, 4-pole, styrene-butadiene thermoplastic (TPE-S) jacket, ice blue, 65.6ft/20m cable length, IP65, IP68 and IP69K, data. | Stock | 55
7024-12341-3212000 | Murrelektronik connection cable, M12 right-angle female to pigtail, 4-pole, styrene-butadiene thermoplastic (TPE-S) jacket, ice blue, 65.6ft/20m cable length, IP65, IP68 and IP69K, data. | Stock | 55
7024-12221-3212500 | Murrelektronik connection cable, M12 axial female to pigtail, 4-pole, styrene-butadiene thermoplastic (TPE-S) jacket, ice blue, 82ft/25m cable length, IP65, IP68 and IP69K, data. | Stock | 66
7024-12341-3212500 | Murrelektronik connection cable, M12 right-angle female to pigtail, 4-pole, styrene-butadiene thermoplastic (TPE-S) jacket, ice blue, 82ft/25m cable length, IP65, IP68 and IP69K, data. | Stock | 66
7024-40021-3210100 | Murrelektronik connection cable, M12 axial male to M12 axial female, 4-pole, styrene-butadiene thermoplastic (TPE-S) jacket, ice blue, 3.2ft/1m cable length, IP65, IP68 and IP69K, sensor & signal. | Stock | 28
7024-40021-3210300 | Murrelektronik connection cable, M12 axial male to M12 axial female, 4-pole, styrene-butadiene thermoplastic (TPE-S) jacket, ice blue, 9.8ft/3m cable length, IP65, IP68 and IP69K, sensor & signal. | Stock | 31.5
7024-40021-3210500 | Murrelektronik connection cable, M12 axial male to M12 axial female, 4-pole, styrene-butadiene thermoplastic (TPE-S) jacket, ice blue, 16.4ft/5m cable length, IP65, IP68 and IP69K, sensor & signal. | Stock | 35.5
7024-40261-3210100 | Murrelektronik connection cable, M12 right-angle male to M12 right-angle female, 4-pole, styrene-butadiene thermoplastic (TPE-S) jacket, ice blue, 3.2ft/1m cable length, IP65, IP68 and IP69K, sensor & signal. | Stock | 30.5
7024-40261-3210300 | Murrelektronik connection cable, M12 right-angle male to M12 right-angle female, 4-pole, styrene-butadiene thermoplastic (TPE-S) jacket, ice blue, 9.8ft/3m cable length, IP65, IP68 and IP69K, sensor & signal. | Stock | 34.5
7024-40261-3210500 | Murrelektronik connection cable, M12 right-angle male to M12 right-angle female, 4-pole, styrene-butadiene thermoplastic (TPE-S) jacket, ice blue, 16.4ft/5m cable length, IP65, IP68 and IP69K, sensor & signal. | Stock | 39.5
EVT221 | AutomationDirect connection cable, M12 axial female to pigtail, 4-pole, PVC jacket, orange, 16.4ft/5m cable length, IP67, IP68 and IP69K, sensor & signal. | Stock | 19
EVT222 | AutomationDirect connection cable, M12 right-angle female to pigtail, 4-pole, PVC jacket, orange, 16.4ft/5m cable length, IP67, IP68 and IP69K, sensor & signal. | Stock | 19
EVT223 | AutomationDirect connection cable, M12 axial female to pigtail, 4-pole, PVC jacket, orange, 32.8ft/10m cable length, IP67, IP68 and IP69K, sensor & signal. | Stock | 26
EVT224 | AutomationDirect connection cable, M12 right-angle female to pigtail, 4-pole, PVC jacket, orange, 32.8ft/10m cable length, IP67, IP68 and IP69K, sensor & signal. | Stock | 26
EVT225 | AutomationDirect connection cable, M12 axial female to axial male, 4-pole, PVC jacket, orange, 0.9ft/0.3m cable length, IP67, IP68 and IP69K, sensor & signal. | Stock | 23.5
EVT226 | AutomationDirect connection cable, M12 right-angle female to axial male, 4-pole, PVC jacket, orange, 0.9ft/0.3m cable length, IP67, IP68 and IP69K, sensor & signal. | Stock | 24.5
EVT227 | AutomationDirect connection cable, M12 axial female to axial male, 4-pole, PVC jacket, orange, 1.9ft/0.6m cable length, IP67, IP68 and IP69K, sensor & signal. | Stock | 25
EVT228 | AutomationDirect connection cable, M12 right-angle female to axial male, 4-pole, PVC jacket, orange, 1.9ft/0.6m cable length, IP67, IP68 and IP69K, sensor & signal. | Stock | 27.5
EVT229 | AutomationDirect connection cable, M12 axial female to axial male, 4-pole, PVC jacket, orange, 3.2ft/1m cable length, IP67, IP68 and IP69K, sensor & signal. | Stock | 30.5
EVT230 | AutomationDirect connection cable, M12 right-angle female to axial male, 4-pole, PVC jacket, orange, 3.2ft/1m cable length, IP67, IP68 and IP69K, sensor & signal. | Stock | 23.5
EVT231 | AutomationDirect connection cable, M12 axial female to axial male, 4-pole, PVC jacket, orange, 6.5ft/2m cable length, IP67, IP68 and IP69K, sensor & signal. | Stock | 25
EVT232 | AutomationDirect connection cable, M12 right-angle female to axial male, 4-pole, PVC jacket, orange, 6.5ft/2m cable length, IP67, IP68 and IP69K, sensor & signal. | Stock | 25.5
EVT233 | AutomationDirect connection cable, M12 axial female to axial male, 4-pole, PVC jacket, orange, 16.4ft/5m cable length, IP67, IP68 and IP69K, sensor & signal. | Stock | 27.5
EVT234 | AutomationDirect connection cable, M12 right-angle female to axial male, 4-pole, PVC jacket, orange, 16.4ft/5m cable length, IP67, IP68 and IP69K, sensor & signal. | Stock | 30.5
7024-12241-3390200 | Murrelektronik connection cable, M12 axial female to pigtail, 5-pole, styrene-butadiene thermoplastic (TPE-S) jacket, ice blue, 6.5ft/2m cable length, IP65, IP68 and IP69K, data. | Stock | 24
7024-12361-3390200 | Murrelektronik connection cable, M12 right-angle female to pigtail, 5-pole, styrene-butadiene thermoplastic (TPE-S) jacket, ice blue, 6.5ft/2m cable length, IP65, IP68 and IP69K, sensor & signal. | Stock | 24
7024-12241-3390300 | Murrelektronik connection cable, M12 axial female to pigtail, 5-pole, styrene-butadiene thermoplastic (TPE-S) jacket, ice blue, 9.8ft/3m cable length, IP65, IP68 and IP69K, data. | Stock | 25.5
7024-12361-3390300 | Murrelektronik connection cable, M12 right-angle female to pigtail, 5-pole, styrene-butadiene thermoplastic (TPE-S) jacket, ice blue, 9.8ft/3m cable length, IP65, IP68 and IP69K, sensor & signal. | Stock | 25.5
7024-12241-3390500 | Murrelektronik connection cable, M12 axial female to pigtail, 5-pole, styrene-butadiene thermoplastic (TPE-S) jacket, ice blue, 16.4ft/5m cable length, IP65, IP68 and IP69K, data. | Stock | 29.5
7024-12361-3390500 | Murrelektronik connection cable, M12 right-angle female to pigtail, 5-pole, styrene-butadiene thermoplastic (TPE-S) jacket, ice blue, 16.4ft/5m cable length, IP65, IP68 and IP69K, sensor & signal. | Stock | 29.5
7024-12241-3390700 | Murrelektronik connection cable, M12 axial female to pigtail, 5-pole, styrene-butadiene thermoplastic (TPE-S) jacket, ice blue, 22.9ft/7m cable length, IP65, IP68 and IP69K, data. | Stock | 34.5
7024-12361-3390700 | Murrelektronik connection cable, M12 right-angle female to pigtail, 5-pole, styrene-butadiene thermoplastic (TPE-S) jacket, ice blue, 22.9ft/7m cable length, IP65, IP68 and IP69K, sensor & signal. | Stock | 34.5
7024-12241-3391000 | Murrelektronik connection cable, M12 axial female to pigtail, 5-pole, styrene-butadiene thermoplastic (TPE-S) jacket, ice blue, 32.8ft/10m cable length, IP65, IP68 and IP69K, sensor & signal. | Stock | 40.5
7024-12361-3391000 | Murrelektronik connection cable, M12 right-angle female to pigtail, 5-pole, styrene-butadiene thermoplastic (TPE-S) jacket, ice blue, 32.8ft/10m cable length, IP65, IP68 and IP69K, sensor & signal. | Stock | 40.5
7024-12241-3391500 | Murrelektronik connection cable, M12 axial female to pigtail, 5-pole, styrene-butadiene thermoplastic (TPE-S) jacket, ice blue, 49.2ft/15m cable length, IP65, IP68 and IP69K, sensor & signal. | Stock | 54
7024-12361-3391500 | Murrelektronik connection cable, M12 right-angle female to pigtail, 5-pole, styrene-butadiene thermoplastic (TPE-S) jacket, ice blue, 49.2ft/15m cable length, IP65, IP68 and IP69K, sensor & signal. | Stock | 54
7024-12241-3392000 | Murrelektronik connection cable, M12 axial female to pigtail, 5-pole, styrene-butadiene thermoplastic (TPE-S) jacket, ice blue, 65.6ft/20m cable length, IP65, IP68 and IP69K, sensor & signal. | Stock | 65
7024-12361-3392000 | Murrelektronik connection cable, M12 right-angle female to pigtail, 5-pole, styrene-butadiene thermoplastic (TPE-S) jacket, ice blue, 65.6ft/20m cable length, IP65, IP68 and IP69K, sensor & signal. | Stock | 65
7024-12241-3392500 | Murrelektronik connection cable, M12 axial female to pigtail, 5-pole, styrene-butadiene thermoplastic (TPE-S) jacket, ice blue, 82ft/25m cable length, IP65, IP68 and IP69K, sensor & signal. | Stock | 74
7024-12361-3392500 | Murrelektronik connection cable, M12 right-angle female to pigtail, 5-pole, styrene-butadiene thermoplastic (TPE-S) jacket, ice blue, 82ft/25m cable length, IP65, IP68 and IP69K, sensor & signal. | Stock | 74
7024-40041-3390100 | Murrelektronik connection cable, M12 axial male to M12 axial female, 5-pole, styrene-butadiene thermoplastic (TPE-S) jacket, ice blue, 3.2ft/1m cable length, IP65, IP68 and IP69K, sensor & signal. | Stock | 31.5
7024-40041-3390300 | Murrelektronik connection cable, M12 axial male to M12 axial female, 5-pole, styrene-butadiene thermoplastic (TPE-S) jacket, ice blue, 9.8ft/3m cable length, IP65, IP68 and IP69K, sensor & signal. | Stock | 35.5
7024-40041-3390500 | Murrelektronik connection cable, M12 axial male to M12 axial female, 5-pole, styrene-butadiene thermoplastic (TPE-S) jacket, ice blue, 16.4ft/5m cable length, IP65, IP68 and IP69K, sensor & signal. | Stock | 39.5
7000-13201-3310500 | Murrelektronik connection cable, M12 axial female to pigtail, 4-pole, PUR jacket, gray, shielded, 16.4ft/5m cable length, IP67, sensor & signal. | Stock | 32
7000-13261-3310500 | Murrelektronik connection cable, M12 right-angle female to pigtail, 4-pole, PUR jacket, gray, shielded, 16.4ft/5m cable length, IP67, sensor & signal. | Stock | 32
7000-13201-3311000 | Murrelektronik connection cable, M12 axial female to pigtail, 4-pole, PUR jacket, gray, shielded, 32.8ft/10m cable length, IP67, sensor & signal. | Stock | 50
7000-13261-3311000 | Murrelektronik connection cable, M12 right-angle female to pigtail, 4-pole, PUR jacket, gray, shielded, 32.8ft/10m cable length, IP67, sensor & signal. | Stock | 50
7000-13221-3490500 | Murrelektronik connection cable, M12 axial female to pigtail, 5-pole, PUR jacket, gray, shielded, 16.4ft/5m cable length, IP67, sensor & signal. | Stock | 37
7000-13281-3490500 | Murrelektronik connection cable, M12 right-angle female to pigtail, 5-pole, PUR jacket, gray, shielded, 16.4ft/5m cable length, IP67, sensor & signal. | Stock | 36.5
7000-13221-3491000 | Murrelektronik connection cable, M12 axial female to pigtail, 5-pole, PUR jacket, gray, shielded, 32.8ft/10m cable length, IP67, sensor & signal. | Stock | 58
7000-13281-3491000 | Murrelektronik connection cable, M12 right-angle female to pigtail, 5-pole, PUR jacket, gray, shielded, 32.8ft/10m cable length, IP67, sensor & signal. | Stock | 58
7000-17121-2940500 | Murrelektronik connection cable, M12 axial female to pigtail, 8-pole, PUR jacket, gray, shielded, 16.4ft/5m cable length, IP67, sensor & signal. | Stock | 59
7000-17141-2940500 | Murrelektronik connection cable, M12 right-angle female to pigtail, 8-pole, PUR jacket, gray, shielded, 16.4ft/5m cable length, IP67, sensor & signal. | Stock | 59
7000-17121-2941000 | Murrelektronik connection cable, M12 axial female to pigtail, 8-pole, PUR jacket, gray, shielded, 32.8ft/10m cable length, IP67, sensor & signal. | Stock | 91
7000-17141-2941000 | Murrelektronik connection cable, M12 right-angle female to pigtail, 8-pole, PUR jacket, gray, shielded, 32.8ft/10m cable length, IP67, sensor & signal. | Stock | 92
7000-17121-2910500 | Murrelektronik connection cable, M12 axial female to pigtail, 8-pole, PUR jacket, gray, shielded, 16.4ft/5m cable length, IP65 IP67, sensor & signal. | Stock | 60
7000-17121-2911000 | Murrelektronik connection cable, M12 axial female to pigtail, 8-pole, PUR jacket, gray, shielded, 32.8ft/10m cable length, IP65 IP67, sensor & signal. | Stock | 86
7000-17141-2910500 | Murrelektronik connection cable, M12 right-angle female to pigtail, 8-pole, PUR jacket, gray, shielded, 16.4ft/5m cable length, IP65 IP67, sensor & signal. | Stock | 60
7000-17141-2911000 | Murrelektronik connection cable, M12 right-angle female to pigtail, 8-pole, PUR jacket, gray, shielded, 32.8ft/10m cable length, IP65 IP67, sensor & signal. | Stock | 88
E18446 | AutomationDirect connection cable, 1/2in-20 UNF thread axial female to pigtail, 3-pole, PVC jacket, yellow, 16.4ft/5m cable length, IP67 IP68 IP69K, sensor & signal. | Stock | 29
E18447 | AutomationDirect connection cable, 1/2in-20 UNF thread right-angle female to pigtail, 3-pole, PVC jacket, yellow, 16.4ft/5m cable length, IP67 IP68 IP69K, sensor & signal. | Stock | 36.5
E18448 | AutomationDirect connection cable, 1/2in-20 UNF thread axial female to pigtail, 3-pole, PVC jacket, yellow, 32.8ft/10m cable length, IP67 IP68 IP69K, sensor & signal. | Stock | 29
E18449 | AutomationDirect connection cable, 1/2in-20 UNF thread right-angle female to pigtail, 3-pole, PVC jacket, yellow, 32.8ft/10m cable length, IP67 IP68 IP69K, sensor & signal. | Stock | 36.5
CSDS4A4CY2202 | Cordset cable, M12 axial female to pigtail, 4-pole, PVC jacket, yellow, 6.5ft/2m cable length, IP67, sensor & signal. | Stock | 34.5
CSAS5A5CY2205 | Cordset cable, 1/2in-20 UNF thread axial female to pigtail, 5-pole, PVC jacket, yellow, 16.4ft/5m cable length, IP67, sensor & signal. | Stock | 53
CSMS4A4CY1602 | Cordset cable, 7/8in-16 UN thread axial female to pigtail, 4-pole, PVC jacket, yellow, 6.5ft/2m cable length, IP68, sensor & signal. | Stock | 53
CSMS4A4CY1606 | Cordset cable, 7/8in-16 UN thread axial female to pigtail, 4-pole, PVC jacket, yellow, 19.6ft/6m cable length, IP68, sensor & signal. | Stock | 85
CSDS4A4CY2205 | Cordset cable, M12 axial female to pigtail, 4-pole, PVC jacket, yellow, 16.4ft/5m cable length, IP67, sensor & signal. | Stock | 35.5
CSAS4F4CY2202 | Cordset cable, 1/2in-20 UNF thread axial female to pigtail, 4-pole, PVC jacket, yellow, 6.5ft/2m cable length, IP67, sensor & signal. | Stock | 39
CSAS4F4CY2205 | Cordset cable, 1/2in-20 UNF thread axial female to pigtail, 4-pole, PVC jacket, yellow, 16.4ft/5m cable length, IP67, sensor & signal. | Stock | 40
CSAS5A5CY2202 | Cordset cable, 1/2in-20 UNF thread axial female to pigtail, 5-pole, PVC jacket, yellow, 6.5ft/2m cable length, IP67, sensor & signal. | Stock | 50
CSMS5A5CY1602 | Cordset cable, 7/8in-16 UN thread axial female to pigtail, 5-pole, PVC jacket, yellow, 6.5ft/2m cable length, IP68, sensor & signal. | Stock | 62
CSMS5A5CY1606 | Cordset cable, 7/8in-16 UN thread axial female to pigtail, 5-pole, PVC jacket, yellow, 19.6ft/6m cable length, IP68, sensor & signal. | Stock | 98
M12D-04BMMM-PL8B01AD | Amphenol connection cable, M12 axial male push-pull D-coded to pigtail, 4-pole, 250V, 4A, 22 AWG, PUR jacket, black, unshielded, 3.2ft/1m cable length, IP68, data. | Stock | 11
M12D-04BMMM-PL8B02AD | Amphenol connection cable, M12 axial male push-pull D-coded to pigtail, 4-pole, 250V, 4A, 22 AWG, PUR jacket, black, unshielded, 6.5ft/2m cable length, IP68, data. | Stock | 13
M12D-04BMMM-PL8B03AD | Amphenol connection cable, M12 axial male push-pull D-coded to pigtail, 4-pole, 250V, 4A, 22 AWG, PUR jacket, black, unshielded, 9.8ft/3m cable length, IP68, data. | Stock | 14.5
M12D-04BMMM-PL8B05AD | Amphenol connection cable, M12 axial male push-pull D-coded to pigtail, 4-pole, 250V, 4A, 22 AWG, PUR jacket, black, unshielded, 16.4ft/5m cable length, IP68, data. | Stock | 19
M12D-04BMMM-PL8B10AD | Amphenol connection cable, M12 axial male push-pull D-coded to pigtail, 4-pole, 250V, 4A, 22 AWG, PUR jacket, black, unshielded, 32.8ft/10m cable length, IP68, data. | Stock | 28
M12D-04BMMM-PL8D01AD | Amphenol connection cable, M12 axial male push-pull D-coded to pigtail, 4-pole, 250V, 4A, 22 AWG, PVC jacket, black, unshielded, 3.2ft/1m cable length, IP68, data. | Stock | 10.5
M12D-04BMMM-PL8D02AD | Amphenol connection cable, M12 axial male push-pull D-coded to pigtail, 4-pole, 250V, 4A, 22 AWG, PVC jacket, black, unshielded, 6.5ft/2m cable length, IP68, data. | Stock | 12
M12D-04BMMM-PL8D03AD | Amphenol connection cable, M12 axial male push-pull D-coded to pigtail, 4-pole, 250V, 4A, 22 AWG, PVC jacket, black, unshielded, 9.8ft/3m cable length, IP68, data. | Stock | 13.5
M12D-04BMMM-PL8D05AD | Amphenol connection cable, M12 axial male push-pull D-coded to pigtail, 4-pole, 250V, 4A, 22 AWG, PVC jacket, black, unshielded, 16.4ft/5m cable length, IP68, data. | Stock | 16.5
M12D-04BMMM-PL8D10AD | Amphenol connection cable, M12 axial male push-pull D-coded to pigtail, 4-pole, 250V, 4A, 22 AWG, PVC jacket, black, unshielded, 32.8ft/10m cable length, IP68, data. | Stock | 23
7700-14541-S4U0060 | Murrelektronik Cat5e Ethernet connection cable, STP (overall foil shield), M12 axial male D-coded 4-pin to pigtail, 1.9ft/0.6m cable length, teal. For use with 10/100 Mbps networks. | Stock | 20
7700-14541-S4U0100 | Murrelektronik Cat5e Ethernet connection cable, STP (overall foil shield), M12 axial male D-coded 4-pin to pigtail, 3.2ft/1m cable length, teal. For use with 10/100 Mbps networks. | Stock | 21.5
7700-14541-S4U0300 | Murrelektronik Cat5e Ethernet connection cable, STP (overall foil shield), M12 axial male D-coded 4-pin to pigtail, 9.8ft/3m cable length, teal. For use with 10/100 Mbps networks. | Stock | 28.5
7700-14541-S4U0500 | Murrelektronik Cat5e Ethernet connection cable, STP (overall foil shield), M12 axial male D-coded 4-pin to pigtail, 16.4ft/5m cable length, teal. For use with 10/100 Mbps networks. | Stock | 34.5
7700-14541-S4U0750 | Murrelektronik Cat5e Ethernet connection cable, STP (overall foil shield), M12 axial male D-coded 4-pin to pigtail, 24.6ft/7.5m cable length, teal. For use with 10/100 Mbps networks. | Stock | 44.5
7700-14541-S4U1000 | Murrelektronik Cat5e Ethernet connection cable, STP (overall foil shield), M12 axial male D-coded 4-pin to pigtail, 32.8ft/10m cable length, teal. For use with 10/100 Mbps networks. | Stock | 53
7700-14541-S4U1500 | Murrelektronik Cat5e Ethernet connection cable, STP (overall foil shield), M12 axial male D-coded 4-pin to pigtail, 49.2ft/15m cable length, teal. For use with 10/100 Mbps networks. | Stock | 74
7700-44511-S4U0060 | Murrelektronik Cat5e Ethernet straight-through patch cable, STP (overall foil shield), M12 male D-coded to M12 male D-coded, 1.9ft/0.6m cable length, teal. For use with 10/100 Mbps networks. | Stock | 30.5
7700-44511-S4U0100 | Murrelektronik Cat5e Ethernet straight-through patch cable, STP (overall foil shield), M12 male D-coded to M12 male D-coded, 3.2ft/1m cable length, teal. For use with 10/100 Mbps networks. | Stock | 31.5
7700-44511-S4U0300 | Murrelektronik Cat5e Ethernet straight-through patch cable, STP (overall foil shield), M12 male D-coded to M12 male D-coded, 9.8ft/3m cable length, teal. For use with 10/100 Mbps networks. | Stock | 39.5
7700-44511-S4U0500 | Murrelektronik Cat5e Ethernet straight-through patch cable, STP (overall foil shield), M12 axial male D-coded 4-pin to M12 axial male D-coded 4-pin, 16.4ft/5m cable length, teal. For use with 10/100 Mbps networks. | Stock | 41
7700-44511-S4U0750 | Murrelektronik Cat5e Ethernet straight-through patch cable, STP (overall foil shield), M12 axial male D-coded 4-pin to M12 axial male D-coded 4-pin, 24.6ft/7.5m cable length, teal. For use with 10/100 Mbps networks. | Stock | 50
7700-44511-S4U1000 | Murrelektronik Cat5e Ethernet straight-through patch cable, STP (overall foil shield), M12 axial male D-coded 4-pin to M12 axial male D-coded 4-pin, 32.8ft/10m cable length, teal. For use with 10/100 Mbps networks. | Stock | 60
7700-44511-S4U1500 | Murrelektronik Cat5e Ethernet straight-through patch cable, STP (overall foil shield), M12 axial male D-coded 4-pin to M12 axial male D-coded 4-pin, 49.2ft/15m cable length, teal. For use with 10/100 Mbps networks. | Stock | 80
7700-44541-S4U0060 | Murrelektronik Cat5e Ethernet straight-through patch cable, STP (overall foil shield), M12 male D-coded to M12 right-angle male D-coded, 1.9ft/0.6m cable length, teal. For use with 10/100 Mbps networks. | Stock | 30.5
7700-44541-S4U0100 | Murrelektronik Cat5e Ethernet straight-through patch cable, STP (overall foil shield), M12 male D-coded to M12 right-angle male D-coded, 3.2ft/1m cable length, teal. For use with 10/100 Mbps networks. | Stock | 31.5
7700-44541-S4U0300 | Murrelektronik Cat5e Ethernet straight-through patch cable, STP (overall foil shield), M12 male D-coded to M12 right-angle male D-coded, 9.8ft/3m cable length, teal. For use with 10/100 Mbps networks. | Stock | 42
7700-44541-S4U0500 | Murrelektronik Cat5e Ethernet straight-through patch cable, STP (overall foil shield), M12 axial male D-coded 4-pin to M12 right-angle male D-coded 4-pin, 16.4ft/5m cable length, teal. For use with 10/100 Mbps networks. | Stock | 44
7700-44541-S4U0750 | Murrelektronik Cat5e Ethernet straight-through patch cable, STP (overall foil shield), M12 axial male D-coded 4-pin to M12 right-angle male D-coded 4-pin, 24.6ft/7.5m cable length, teal. For use with 10/100 Mbps networks. | Stock | 53
7700-44541-S4U1000 | Murrelektronik Cat5e Ethernet straight-through patch cable, STP (overall foil shield), M12 axial male D-coded 4-pin to M12 right-angle male D-coded 4-pin, 32.8ft/10m cable length, teal. For use with 10/100 Mbps networks. | Stock | 63
7700-44541-S4U1500 | Murrelektronik Cat5e Ethernet straight-through patch cable, STP (overall foil shield), M12 axial male D-coded 4-pin to M12 right-angle male D-coded 4-pin, 49.2ft/15m cable length, teal. For use with 10/100 Mbps networks. | Stock | 86
7700-44711-S7V0060 | Murrelektronik Cat5e Ethernet connection cable, M12 axial male D-coded to RJ45 axial male, 4-pole, 60 VDC, 1.5A, 22 AWG, TPE jacket, green, overall aluminum foil and tinned copper braid, 1.9ft/0.6m cable length, IP67 (M12) IP20 (RJ45), data. | Stock | 39.5
7700-44711-S4U0060 | Murrelektronik Cat5e Ethernet straight-through patch cable, STP (overall foil shield), RJ45 male to M12 axial male D-coded, 1.9ft/0.6m cable length, teal. For use with 10/100 Mbps networks. | Stock | 29.5
7700-44711-S7V0100 | Murrelektronik Cat5e Ethernet connection cable, M12 axial male D-coded to RJ45 axial male, 4-pole, 60 VDC, 1.5A, 22 AWG, TPE jacket, green, overall aluminum foil and tinned copper braid, 3.2ft/1m cable length, IP67 (M12) IP20 (RJ45), data. | Stock | 34.5
7700-44711-S4U0100 | Murrelektronik Cat5e Ethernet straight-through patch cable, STP (overall foil shield), RJ45 male to M12 axial male D-coded, 3.2ft/1m cable length, teal. For use with 10/100 Mbps networks. | Stock | 30
7700-44711-S7V0200 | Murrelektronik Cat5e Ethernet connection cable, M12 axial male D-coded to RJ45 axial male, 4-pole, 60 VDC, 1.5A, 22 AWG, TPE jacket, green, overall aluminum foil and tinned copper braid, 6.5ft/2m cable length, IP67 (M12) IP20 (RJ45), data. | Stock | 46
7700-44711-S4U0200 | Murrelektronik Cat5e Ethernet connection cable, M12 axial male D-coded to RJ45 axial male, 4-pole, 60 VDC, 1.5A, 24 AWG, TPE jacket, teal, overall aluminum foil and tinned copper braid, 6.5ft/2m cable length, IP67 (M12) IP20 (RJ45), data. | Stock | 25
7700-44711-S7V0300 | Murrelektronik Cat5e Ethernet connection cable, M12 axial male D-coded to RJ45 axial male, 4-pole, 60 VDC, 1.5A, 22 AWG, TPE jacket, green, overall aluminum foil and tinned copper braid, 9.8ft/3m cable length, IP67 (M12) IP20 (RJ45), data. | Stock | 58
7700-44711-S4U0300 | Murrelektronik Cat5e Ethernet straight-through patch cable, STP (overall foil shield), RJ45 male to M12 axial male D-coded, 9.8ft/3m cable length, teal. For use with 10/100 Mbps networks. | Stock | 36.5
7700-44711-S7V0500 | Murrelektronik Cat5e Ethernet connection cable, M12 axial male D-coded to RJ45 axial male, 4-pole, 60 VDC, 1.5A, 22 AWG, TPE jacket, green, overall aluminum foil and tinned copper braid, 16.4ft/5m cable length, IP67 (M12) IP20 (RJ45), data. | Stock | 53
7700-44711-S4U0500 | Murrelektronik Cat5e Ethernet straight-through patch cable, STP (overall foil shield), M12 axial male D-coded 4-pin to RJ45 axial male 4-pin, 16.4ft/5m cable length, teal. For use with 10/100 Mbps networks. | Stock | 40.5
7700-44711-S7V0750 | Murrelektronik Cat5e Ethernet connection cable, M12 axial male D-coded to RJ45 axial male, 4-pole, 60 VDC, 1.5A, 22 AWG, TPE jacket, green, overall aluminum foil and tinned copper braid, 24.6ft/7.5m cable length, IP67 (M12) IP20 (RJ45), data. | Stock | 65.5
7700-44711-S4U0750 | Murrelektronik Cat5e Ethernet straight-through patch cable, STP (overall foil shield), M12 axial male D-coded 4-pin to RJ45 axial male 4-pin, 24.6ft/7.5m cable length, teal. For use with 10/100 Mbps networks. | Stock | 52
7700-44711-S7V1000 | Murrelektronik Cat5e Ethernet connection cable, M12 axial male D-coded to RJ45 axial male, 4-pole, 60 VDC, 1.5A, 22 AWG, TPE jacket, green, overall aluminum foil and tinned copper braid, 32.8ft/10m cable length, IP67 (M12) IP20 (RJ45), data. | Stock | 77
7700-44711-S4U1000 | Murrelektronik Cat5e Ethernet straight-through patch cable, STP (overall foil shield), M12 axial male D-coded 4-pin to RJ45 axial male 4-pin, 32.8ft/10m cable length, teal. For use with 10/100 Mbps networks. | Stock | 61
7700-44711-S7V1500 | Murrelektronik Cat5e Ethernet connection cable, M12 axial male D-coded to RJ45 axial male, 4-pole, 60 VDC, 1.5A, 22 AWG, TPE jacket, green, overall aluminum foil and tinned copper braid, 49.2ft/15m cable length, IP67 (M12) IP20 (RJ45), data. | Stock | 101
7700-44711-S4U1500 | Murrelektronik Cat5e Ethernet straight-through patch cable, STP (overall foil shield), M12 axial male D-coded 4-pin to RJ45 axial male 4-pin, 49.2ft/15m cable length, teal. For use with 10/100 Mbps networks. | Stock | 86
7700-44761-S4U0060 | Murrelektronik Cat5e Ethernet straight-through patch cable, STP (overall foil shield), RJ45 male to M12 right-angle male D-coded, 1.9ft/0.6m cable length, teal. For use with 10/100 Mbps networks. | Stock | 29.5
7700-44761-S4U0100 | Murrelektronik Cat5e Ethernet straight-through patch cable, STP (overall foil shield), RJ45 male to M12 right-angle male D-coded, 3.2ft/1m cable length, teal. For use with 10/100 Mbps networks. | Stock | 31
7700-44761-S4U0300 | Murrelektronik Cat5e Ethernet straight-through patch cable, STP (overall foil shield), RJ45 male to M12 right-angle male D-coded, 9.8ft/3m cable length, teal. For use with 10/100 Mbps networks. | Stock | 37.5
7700-44761-S4U0500 | Murrelektronik Cat5e Ethernet straight-through patch cable, STP (overall foil shield), M12 right-angle male D-coded 4-pin to RJ45 axial male 4-pin, 16.4ft/5m cable length, teal. For use with 10/100 Mbps networks. | Stock | 43
7700-44761-S4U0750 | Murrelektronik Cat5e Ethernet straight-through patch cable, STP (overall foil shield), M12 right-angle male D-coded 4-pin to RJ45 axial male 4-pin, 24.6ft/7.5m cable length, teal. For use with 10/100 Mbps networks. | Stock | 53
7700-44761-S4U1000 | Murrelektronik Cat5e Ethernet straight-through patch cable, STP (overall foil shield), M12 right-angle male D-coded 4-pin to RJ45 axial male 4-pin, 32.8ft/10m cable length, teal. For use with 10/100 Mbps networks. | Stock | 60
7700-44761-S4U1500 | Murrelektronik Cat5e Ethernet straight-through patch cable, STP (overall foil shield), M12 right-angle male D-coded 4-pin to RJ45 axial male 4-pin, 49.2ft/15m cable length, teal. For use with 10/100 Mbps networks. | Stock | 80
7700-51101-S4X0100 | Murrelektronik Cat6a Ethernet straight-through patch cable, overall shielded with foil/unshielded twisted pair, M12 axial male X-coded to RJ45 male, 3.2ft/1m cable length, teal. For use with 10 Gbps networks. | Stock | 74
7700-51101-S4X0200 | Murrelektronik Cat6a Ethernet connection cable, M12 axial male X-coded to RJ45 axial male, 8-pole, 60 VDC, 1.5A, 26 AWG, TPE jacket, teal, overall aluminum foil and tinned copper braid, 6.5ft/2m cable length, IP67 (M12) IP20 (RJ45), data. | Stock | 80
7700-51101-S4X0300 | Murrelektronik Cat6a Ethernet straight-through patch cable, overall shielded with foil/unshielded twisted pair, M12 axial male X-coded to RJ45 male, 9.8ft/3m cable length, teal. For use with 10 Gbps networks. | Stock | 94
7700-51101-S4X0500 | Murrelektronik Cat6a Ethernet straight-through patch cable, overall shielded with foil/unshielded twisted pair, M12 axial male X-coded to RJ45 male, 16.4ft/5m cable length, teal. For use with 10 Gbps networks. | Stock | 115
7700-51101-S4X1000 | Murrelektronik Cat6a Ethernet connection cable, M12 axial male X-coded to RJ45 axial male, 8-pole, 60 VDC, 1.5A, 26 AWG, TPE jacket, teal, overall aluminum foil and tinned copper braid, 32.8ft/10m cable length, IP67 (M12) IP20 (RJ45), data. | Stock | 162
7700-51201-S4X0100 | Murrelektronik Cat6a Ethernet straight-through patch cable, overall shielded with foil/unshielded twisted pair, M12 right-angle male X-coded to RJ45 male, 3.2ft/1m cable length, teal. For use with 10 Gbps networks. | Stock | 80
7700-51201-S4X0200 | Murrelektronik Cat6a Ethernet connection cable, M12 90-degree male X-coded to RJ45 axial male, 8-pole, 60 VDC, 1.5A, 26 AWG, TPE jacket, teal, overall aluminum foil and tinned copper braid, 6.5ft/2m cable length, IP67 (M12) IP20 (RJ45), data. | Stock | 87
7700-51201-S4X0300 | Murrelektronik Cat6a Ethernet straight-through patch cable, overall shielded with foil/unshielded twisted pair, M12 right-angle male X-coded to RJ45 male, 9.8ft/3m cable length, teal. For use with 10 Gbps networks. | Stock | 102
7700-51201-S4X0500 | Murrelektronik Cat6a Ethernet straight-through patch cable, overall shielded with foil/unshielded twisted pair, M12 right-angle male X-coded to RJ45 male, 16.4ft/5m cable length, teal. For use with 10 Gbps networks. | Stock | 121
7700-51201-S4X1000 | Murrelektronik Cat6a Ethernet connection cable, M12 90-degree male X-coded to RJ45 axial male, 8-pole, 60 VDC, 1.5A, 26 AWG, TPE jacket, teal, overall aluminum foil and tinned copper braid, 32.8ft/10m cable length, IP67 (M12) IP20 (RJ45), data. | Stock | 169
7700-51001-S4X0100 | Murrelektronik Cat6a Ethernet connection cable, M12 axial male X-coded to M12 axial male X-coded, 8-pole, 60 VDC, 1.5A, 26 AWG, TPE jacket, teal, overall aluminum foil and tinned copper braid, 3.2ft/1m cable length, IP67, data. | Stock | 76
7700-51001-S4X0200 | Murrelektronik Cat6a Ethernet connection cable, M12 axial male X-coded to M12 axial male X-coded, 8-pole, 60 VDC, 1.5A, 26 AWG, TPE jacket, teal, overall aluminum foil and tinned copper braid, 6.5ft/2m cable length, IP67, data. | Stock | 86
7700-51001-S4X0300 | Murrelektronik Cat6a Ethernet connection cable, M12 axial male X-coded to M12 axial male X-coded, 8-pole, 60 VDC, 1.5A, 26 AWG, TPE jacket, teal, overall aluminum foil and tinned copper braid, 9.8ft/3m cable length, IP67, data. | Stock | 97
7700-51001-S4X0500 | Murrelektronik Cat6a Ethernet connection cable, M12 axial male X-coded to M12 axial male X-coded, 8-pole, 60 VDC, 1.5A, 26 AWG, TPE jacket, teal, overall aluminum foil and tinned copper braid, 16.4ft/5m cable length, IP67, data. | Stock | 117
7700-51001-S4X1000 | Murrelektronik Cat6a Ethernet connection cable, M12 axial male X-coded to M12 axial male X-coded, 8-pole, 60 VDC, 1.5A, 26 AWG, TPE jacket, teal, overall aluminum foil and tinned copper braid, 32.8ft/10m cable length, IP67, data. | Stock | 168
7700-51021-S4X0100 | Murrelektronik Cat6a Ethernet connection cable, M12 90-degree male X-coded to M12 90-degree male X-coded, 8-pole, 50 VAC/60 VDC, 0.5A, 26 AWG, TPE jacket, teal, overall aluminum foil and tinned copper braid, 3.2ft/1m cable length, IP67, data. | Stock | 81
7700-51021-S4X0200 | Murrelektronik Cat6a Ethernet connection cable, M12 90-degree male X-coded to M12 90-degree male X-coded, 8-pole, 50 VAC/60 VDC, 0.5A, 26 AWG, TPE jacket, teal, overall aluminum foil and tinned copper braid, 6.5ft/2m cable length, IP67, data. | Stock | 92
7700-51021-S4X0300 | Murrelektronik Cat6a Ethernet connection cable, M12 90-degree male X-coded to M12 90-degree male X-coded, 8-pole, 50 VAC/60 VDC, 0.5A, 26 AWG, TPE jacket, teal, overall aluminum foil and tinned copper braid, 9.8ft/3m cable length, IP67, data. | Stock | 102
7700-51021-S4X0500 | Murrelektronik Cat6a Ethernet connection cable, M12 90-degree male X-coded to M12 90-degree male X-coded, 8-pole, 50 VAC/60 VDC, 0.5A, 26 AWG, TPE jacket, teal, overall aluminum foil and tinned copper braid, 16.4ft/5m cable length, IP67, data. | Stock | 123
7700-51021-S4X1000 | Murrelektronik Cat6a Ethernet connection cable, M12 90-degree male X-coded to M12 90-degree male X-coded, 8-pole, 50 VAC/60 VDC, 0.5A, 26 AWG, TPE jacket, teal, overall aluminum foil and tinned copper braid, 32.8ft/10m cable length, IP67, data. | Stock | 174
CAB-ETH-M01 | Datalogic cable, Ethernet, 4-pin D-coded M12 to RJ45, PVC, 3.2ft/1m cable length. | Stock | 69
CAB-ETH-M03 | Datalogic cable, Ethernet, 4-pin D-coded M12 to RJ45, PVC, 9.8ft/3m cable length. | Stock | 84
CAB-ETH-M05 | Datalogic cable, Ethernet, 4-pin D-coded M12 to RJ45, PVC, 16.4ft/5m cable length. | Stock | 102
CAB-ETH-X-M01 | Datalogic cable, Ethernet, 8-pin M12 X-coded to RJ45, PVC jacket, 3.2ft/1m cable length. | Stock | 123
CAB-ETH-X-M03 | Datalogic cable, Ethernet, 8-pin M12 X-coded to RJ45, PVC, 9.8ft/3m cable length. | Stock | 135
CAB-ETH-X-M05 | Datalogic cable, Ethernet, 8-pin M12 X-coded to RJ45, PVC, 16.4ft/5m cable length. | Stock | 164
7700-P4241-U0P0200 | Murrelektronik power cable, M12 axial male L-coded to M12 axial female L-coded, 5-pole, 63 VDC, 16A, 14 AWG, TPE jacket, yellow, 6.5ft/2m cable length, IP65 IP67. | Stock | 75
7700-P4241-U0P0300 | Murrelektronik power cable, M12 axial male L-coded to M12 axial female L-coded, 5-pole, 63 VDC, 16A, 14 AWG, TPE jacket, yellow, 9.8ft/3m cable length, IP65 IP67. | Stock | 89
7700-P4241-U0P0500 | Murrelektronik power cable, M12 axial male L-coded to M12 axial female L-coded, 5-pole, 63 VDC, 16A, 14 AWG, TPE jacket, yellow, 16.4ft/5m cable length, IP65 IP67. | Stock | 115
7700-P4241-U0P0750 | Murrelektronik power cable, M12 axial male L-coded to M12 axial female L-coded, 5-pole, 63 VDC, 16A, 14 AWG, TPE jacket, yellow, 24.6ft/7.5m cable length, IP65 IP67. | Stock | 148
7700-P4241-U0P1000 | Murrelektronik power cable, M12 axial male L-coded to M12 axial female L-coded, 5-pole, 63 VDC, 16A, 14 AWG, TPE jacket, yellow, 32.8ft/10m cable length, IP65 IP67. | Stock | 181
7700-P4241-U0P1500 | Murrelektronik power cable, M12 axial male L-coded to M12 axial female L-coded, 5-pole, 63 VDC, 16A, 14 AWG, TPE jacket, yellow, 49.2ft/15m cable length, IP65 IP67. | Stock | 247
7700-P4241-U0D0200 | Murrelektronik power cable, M12 axial male L-coded to M12 axial female L-coded, 5-pole, 63 VDC, 12A, 16 AWG, TPE jacket, yellow, 6.5ft/2m cable length, IP65 IP67. | Stock | 68
7700-P4241-U0D0300 | Murrelektronik power cable, M12 axial male L-coded to M12 axial female L-coded, 5-pole, 63 VDC, 12A, 16 AWG, TPE jacket, yellow, 9.8ft/3m cable length, IP65 IP67. | Stock | 78
7700-P4241-U0D0500 | Murrelektronik power cable, M12 axial male L-coded to M12 axial female L-coded, 5-pole, 63 VDC, 12A, 16 AWG, TPE jacket, yellow, 16.4ft/5m cable length, IP65 IP67. | Stock | 98
7700-P4241-U0D0750 | Murrelektronik power cable, M12 axial male L-coded to M12 axial female L-coded, 5-pole, 63 VDC, 12A, 16 AWG, TPE jacket, yellow, 24.6ft/7.5m cable length, IP65 IP67. | Stock | 121
7700-P4241-U0D1000 | Murrelektronik power cable, M12 axial male L-coded to M12 axial female L-coded, 5-pole, 63 VDC, 12A, 16 AWG, TPE jacket, yellow, 32.8ft/10m cable length, IP65 IP67. | Stock | 145
7700-P4241-U0D1500 | Murrelektronik power cable, M12 axial male L-coded to M12 axial female L-coded, 5-pole, 63 VDC, 12A, 16 AWG, TPE jacket, yellow, 49.2ft/15m cable length, IP65 IP67. | Stock | 190
7700-P4201-U0P0200 | Murrelektronik power cable, M12 axial male L-coded to pigtail, 5-pole, 63 VDC, 16A, 14 AWG, TPE jacket, yellow, 6.5ft/2m cable length, IP65 IP67. | Stock | 47
7700-P4201-U0P0300 | Murrelektronik power cable, M12 axial male L-coded to pigtail, 5-pole, 63 VDC, 16A, 14 AWG, TPE jacket, yellow, 9.8ft/3m cable length, IP65 IP67. | Stock | 60
7700-P4201-U0P0500 | Murrelektronik power cable, M12 axial male L-coded to pigtail, 5-pole, 63 VDC, 16A, 14 AWG, TPE jacket, yellow, 16.4ft/5m cable length, IP65 IP67. | Stock | 83
7700-P4201-U0P0750 | Murrelektronik power cable, M12 axial male L-coded to pigtail, 5-pole, 63 VDC, 16A, 14 AWG, TPE jacket, yellow, 24.6ft/7.5m cable length, IP65 IP67. | Stock | 114
7700-P4201-U0P1000 | Murrelektronik power cable, M12 axial male L-coded to pigtail, 5-pole, 63 VDC, 16A, 14 AWG, TPE jacket, yellow, 32.8ft/10m cable length, IP65 IP67. | Stock | 144
7700-P4201-U0P1500 | Murrelektronik power cable, M12 axial male L-coded to pigtail, 5-pole, 63 VDC, 16A, 14 AWG, TPE jacket, yellow, 49.2ft/15m cable length, IP65 IP67. | Stock | 205
7700-P4201-U0D0200 | Murrelektronik power cable, M12 axial male L-coded to pigtail, 5-pole, 63 VDC, 12A, 16 AWG, TPE jacket, yellow, 6.5ft/2m cable length, IP65 IP67. | Stock | 41
7700-P4201-U0D0300 | Murrelektronik power cable, M12 axial male L-coded to pigtail, 5-pole, 63 VDC, 12A, 16 AWG, TPE jacket, yellow, 9.8ft/3m cable length, IP65 IP67. | Stock | 49
7700-P4201-U0D0500 | Murrelektronik power cable, M12 axial male L-coded to pigtail, 5-pole, 63 VDC, 12A, 16 AWG, TPE jacket, yellow, 16.4ft/5m cable length, IP65 IP67. | Stock | 66
7700-P4201-U0D0750 | Murrelektronik power cable, M12 axial male L-coded to pigtail, 5-pole, 63 VDC, 12A, 16 AWG, TPE jacket, yellow, 24.6ft/7.5m cable length, IP65 IP67. | Stock | 89
7700-P4201-U0D1000 | Murrelektronik power cable, M12 axial male L-coded to pigtail, 5-pole, 63 VDC, 12A, 16 AWG, TPE jacket, yellow, 32.8ft/10m cable length, IP65 IP67. | Stock | 110
7700-P4201-U0D1500 | Murrelektronik power cable, M12 axial male L-coded to pigtail, 5-pole, 63 VDC, 12A, 16 AWG, TPE jacket, yellow, 49.2ft/15m cable length, IP65 IP67. | Stock | 151
7700-P4221-U0P0200 | Murrelektronik power cable, M12 axial female L-coded to pigtail, 5-pole, 63 VDC, 16A, 14 AWG, TPE jacket, yellow, 6.5ft/2m cable length, IP65 IP67. | Stock | 48
7700-P4221-U0P0300 | Murrelektronik power cable, M12 axial female L-coded to pigtail, 5-pole, 63 VDC, 16A, 14 AWG, TPE jacket, yellow, 9.8ft/3m cable length, IP65 IP67. | Stock | 59
7700-P4221-U0P0500 | Murrelektronik power cable, M12 axial female L-coded to pigtail, 5-pole, 63 VDC, 16A, 14 AWG, TPE jacket, yellow, 16.4ft/5m cable length, IP65 IP67. | Stock | 81
7700-P4221-U0P0750 | Murrelektronik power cable, M12 axial female L-coded to pigtail, 5-pole, 63 VDC, 16A, 14 AWG, TPE jacket, yellow, 24.6ft/7.5m cable length, IP65 IP67. | Stock | 112
7700-P4221-U0P1000 | Murrelektronik power cable, M12 axial female L-coded to pigtail, 5-pole, 63 VDC, 16A, 14 AWG, TPE jacket, yellow, 32.8ft/10m cable length, IP65 IP67. | Stock | 139
7700-P4221-U0P1500 | Murrelektronik power cable, M12 axial female L-coded to pigtail, 5-pole, 63 VDC, 16A, 14 AWG, TPE jacket, yellow, 49.2ft/15m cable length, IP65 IP67. | Stock | 199
7700-P4221-U0D0200 | Murrelektronik power cable, M12 axial female L-coded to pigtail, 5-pole, 63 VDC, 12A, 16 AWG, TPE jacket, yellow, 6.5ft/2m cable length, IP65 IP67. | Stock | 43
7700-P4221-U0D0300 | Murrelektronik power cable, M12 axial female L-coded to pigtail, 5-pole, 63 VDC, 12A, 16 AWG, TPE jacket, yellow, 9.8ft/3m cable length, IP65 IP67. | Stock | 52
7700-P4221-U0D0500 | Murrelektronik power cable, M12 axial female L-coded to pigtail, 5-pole, 63 VDC, 12A, 16 AWG, TPE jacket, yellow, 16.4ft/5m cable length, IP65 IP67. | Stock | 67
7700-P4221-U0D0750 | Murrelektronik power cable, M12 axial female L-coded to pigtail, 5-pole, 63 VDC, 12A, 16 AWG, TPE jacket, yellow, 24.6ft/7.5m cable length, IP65 IP67. | Stock | 89
7700-P4221-U0D1000 | Murrelektronik power cable, M12 axial female L-coded to pigtail, 5-pole, 63 VDC, 12A, 16 AWG, TPE jacket, yellow, 32.8ft/10m cable length, IP65 IP67. | Stock | 111
7700-P4221-U0D1500 | Murrelektronik power cable, M12 axial female L-coded to pigtail, 5-pole, 63 VDC, 12A, 16 AWG, TPE jacket, yellow, 49.2ft/15m cable length, IP65 IP67. | Stock | 151
7000-P4541-P040200 | Murrelektronik adapter cable, M12 axial female L-coded to 7/8in axial male, 5-pole, 63 VDC, 12A, 16 AWG, PUR jacket, black, 6.5ft/2m cable length, IP67. | Stock | 87
7700-A4001-U0C0100 | Murrelektronik connection cable, 7/8in - 16 UN2 axial male with male threads to Pigtail with European Color Code, 4-pole, 600 VAC/VDC, 9A, 16 AWG, TPE jacket, yellow, unshielded, 3.2ft/1m cable length, IP68, power. | Stock | 23
7700-A4001-U0C0200 | Murrelektronik connection cable, 7/8in - 16 UN2 axial male with male threads to Pigtail with European Color Code, 4-pole, 600 VAC/VDC, 9A, 16 AWG, TPE jacket, yellow, unshielded, 6.5ft/2m cable length, IP68, power. | Stock | 30
7700-A4001-U0C0300 | Murrelektronik connection cable, 7/8in - 16 UN2 axial male with male threads to Pigtail with European Color Code, 4-pole, 600 VAC/VDC, 9A, 16 AWG, TPE jacket, yellow, unshielded, 9.8ft/3m cable length, IP68, power. | Stock | 36.5
7700-A4001-U0C0500 | Murrelektronik connection cable, 7/8in - 16 UN2 axial male with male threads to Pigtail with European Color Code, 4-pole, 600 VAC/VDC, 9A, 16 AWG, TPE jacket, yellow, unshielded, 16.4ft/5m cable length, IP68, power. | Stock | 49
7700-A4001-U0C1000 | Murrelektronik connection cable, 7/8in - 16 UN2 axial male with male threads to Pigtail with European Color Code, 4-pole, 600 VAC/VDC, 9A, 16 AWG, TPE jacket, yellow, unshielded, 32.8ft/10m cable length, IP68, power. | Stock | 81
7700-A4011-U0C0100 | Murrelektronik connection cable, 7/8in - 16 UN2 90-degree male with male threads to Pigtail with European Color Code, 4-pole, 600 VAC/VDC, 9A, 16 AWG, TPE jacket, yellow, unshielded, 3.2ft/1m cable length, IP68, power. | Stock | 27
7700-A4011-U0C0200 | Murrelektronik connection cable, 7/8in - 16 UN2 90-degree male with male threads to Pigtail with European Color Code, 4-pole, 600 VAC/VDC, 9A, 16 AWG, TPE jacket, yellow, unshielded, 6.5ft/2m cable length, IP68, power. | Stock | 33.5
7700-A4011-U0C0300 | Murrelektronik connection cable, 7/8in - 16 UN2 90-degree male with male threads to Pigtail with European Color Code, 4-pole, 600 VAC/VDC, 9A, 16 AWG, TPE jacket, yellow, unshielded, 9.8ft/3m cable length, IP68, power. | Stock | 39.5
7700-A4011-U0C0500 | Murrelektronik connection cable, 7/8in - 16 UN2 90-degree male with male threads to Pigtail with European Color Code, 4-pole, 600 VAC/VDC, 9A, 16 AWG, TPE jacket, yellow, unshielded, 16.4ft/5m cable length, IP68, power. | Stock | 52
7700-A4011-U0C1000 | Murrelektronik connection cable, 7/8in - 16 UN2 90-degree male with male threads to Pigtail with European Color Code, 4-pole, 600 VAC/VDC, 9A, 16 AWG, TPE jacket, yellow, unshielded, 32.8ft/10m cable length, IP68, power. | Stock | 84
7700-A4021-U0C0100 | Murrelektronik connection cable, 7/8in - 16 UN2 axial female with female threads to Pigtail with European Color Code, 4-pole, 600 VAC/VDC, 9A, 16 AWG, TPE jacket, yellow, unshielded, 3.2ft/1m cable length, IP68, power. | Stock | 23
7700-A4021-U0C0200 | Murrelektronik connection cable, 7/8in - 16 UN2 axial female with female threads to Pigtail with European Color Code, 4-pole, 600 VAC/VDC, 9A, 16 AWG, TPE jacket, yellow, unshielded, 6.5ft/2m cable length, IP68, power. | Stock | 30
7700-A4021-U0C0300 | Murrelektronik connection cable, 7/8in - 16 UN2 axial female with female threads to Pigtail with European Color Code, 4-pole, 600 VAC/VDC, 9A, 16 AWG, TPE jacket, yellow, unshielded, 9.8ft/3m cable length, IP68, power. | Stock | 36.5
7700-A4021-U0C0500 | Murrelektronik connection cable, 7/8in - 16 UN2 axial female with female threads to Pigtail with European Color Code, 4-pole, 600 VAC/VDC, 9A, 16 AWG, TPE jacket, yellow, unshielded, 16.4ft/5m cable length, IP68, power. | Stock | 49
7700-A4021-U0C1000 | Murrelektronik connection cable, 7/8in - 16 UN2 axial female with female threads to Pigtail with European Color Code, 4-pole, 600 VAC/VDC, 9A, 16 AWG, TPE jacket, yellow, unshielded, 32.8ft/10m cable length, IP68, power. | Stock | 81
7700-A4031-U0C0100 | Murrelektronik connection cable, 7/8in - 16 UN2 90-degree female with female threads to Pigtail with European Color Code, 4-pole, 600 VAC/VDC, 9A, 16 AWG, TPE jacket, yellow, unshielded, 3.2ft/1m cable length, IP68, power. | Stock | 27
7700-A4031-U0C0200 | Murrelektronik connection cable, 7/8in - 16 UN2 90-degree female with female threads to Pigtail with European Color Code, 4-pole, 600 VAC/VDC, 9A, 16 AWG, TPE jacket, yellow, unshielded, 6.5ft/2m cable length, IP68, power. | Stock | 33.5
7700-A4031-U0C0300 | Murrelektronik connection cable, 7/8in - 16 UN2 90-degree female with female threads to Pigtail with European Color Code, 4-pole, 600 VAC/VDC, 9A, 16 AWG, TPE jacket, yellow, unshielded, 9.8ft/3m cable length, IP68, power. | Stock | 39.5
7700-A4031-U0C0500 | Murrelektronik connection cable, 7/8in - 16 UN2 90-degree female with female threads to Pigtail with European Color Code, 4-pole, 600 VAC/VDC, 9A, 16 AWG, TPE jacket, yellow, unshielded, 16.4ft/5m cable length, IP68, power. | Stock | 52
7700-A4031-U0C1000 | Murrelektronik connection cable, 7/8in - 16 UN2 90-degree female with female threads to Pigtail with European Color Code, 4-pole, 600 VAC/VDC, 9A, 16 AWG, TPE jacket, yellow, unshielded, 32.8ft/10m cable length, IP68, power. | Stock | 84
7700-A4A01-U0C0030 | Murrelektronik connection cable, 7/8in - 16 UN2 axial male with male threads to 7/8in - 16 UN2 axial female with female threads, 4-pole, 600 VAC/VDC, 9A, 16 AWG, TPE jacket, yellow, unshielded, 0.9ft/0.3m cable length, IP68, power. | Stock | 35.5
7700-A4A01-U0C0100 | Murrelektronik connection cable, 7/8in - 16 UN2 axial male with male threads to 7/8in - 16 UN2 axial female with female threads, 4-pole, 600 VAC/VDC, 9A, 16 AWG, TPE jacket, yellow, unshielded, 3.2ft/1m cable length, IP68, power. | Stock | 39.5
7700-A4A01-U0C0200 | Murrelektronik connection cable, 7/8in - 16 UN2 axial male with male threads to 7/8in - 16 UN2 axial female with female threads, 4-pole, 600 VAC/VDC, 9A, 16 AWG, TPE jacket, yellow, unshielded, 6.5ft/2m cable length, IP68, power. | Stock | 46
7700-A4A01-U0C0300 | Murrelektronik connection cable, 7/8in - 16 UN2 axial male with male threads to 7/8in - 16 UN2 axial female with female threads, 4-pole, 600 VAC/VDC, 9A, 16 AWG, TPE jacket, yellow, unshielded, 9.8ft/3m cable length, IP68, power. | Stock | 52
7700-A4A01-U0C0500 | Murrelektronik connection cable, 7/8in - 16 UN2 axial male with male threads to 7/8in - 16 UN2 axial female with female threads, 4-pole, 600 VAC/VDC, 9A, 16 AWG, TPE jacket, yellow, unshielded, 16.4ft/5m cable length, IP68, power. | Stock | 65.5
7700-A4A01-U0C1000 | Murrelektronik connection cable, 7/8in - 16 UN2 axial male with male threads to 7/8in - 16 UN2 axial female with female threads, 4-pole, 600 VAC/VDC, 9A, 16 AWG, TPE jacket, yellow, unshielded, 32.8ft/10m cable length, IP68, power. | Stock | 98
7700-A4A31-U0C0030 | Murrelektronik connection cable, 7/8in - 16 UN2 90-degree male with male threads to 7/8in - 16 UN2 90-degree female with female threads, 4-pole, 600 VAC/VDC, 9A, 16 AWG, TPE jacket, yellow, unshielded, 0.9ft/0.3m cable length, IP68, power. | Stock | 41.5
7700-A4A31-U0C0100 | Murrelektronik connection cable, 7/8in - 16 UN2 90-degree male with male threads to 7/8in - 16 UN2 90-degree female with female threads, 4-pole, 600 VAC/VDC, 9A, 16 AWG, TPE jacket, yellow, unshielded, 3.2ft/1m cable length, IP68, power. | Stock | 46
7700-A4A31-U0C0200 | Murrelektronik connection cable, 7/8in - 16 UN2 90-degree male with male threads to 7/8in - 16 UN2 90-degree female with female threads, 4-pole, 600 VAC/VDC, 9A, 16 AWG, TPE jacket, yellow, unshielded, 6.5ft/2m cable length, IP68, power. | Stock | 52
7700-A4A31-U0C0300 | Murrelektronik connection cable, 7/8in - 16 UN2 90-degree male with male threads to 7/8in - 16 UN2 90-degree female with female threads, 4-pole, 600 VAC/VDC, 9A, 16 AWG, TPE jacket, yellow, unshielded, 9.8ft/3m cable length, IP68, power. | Stock | 59.5
7700-A4A31-U0C0500 | Murrelektronik connection cable, 7/8in - 16 UN2 90-degree male with male threads to 7/8in - 16 UN2 90-degree female with female threads, 4-pole, 600 VAC/VDC, 9A, 16 AWG, TPE jacket, yellow, unshielded, 16.4ft/5m cable length, IP68, power. | Stock | 72
7700-A4A31-U0C1000 | Murrelektronik connection cable, 7/8in - 16 UN2 90-degree male with male threads to 7/8in - 16 UN2 90-degree female with female threads, 4-pole, 600 VAC/VDC, 9A, 16 AWG, TPE jacket, yellow, unshielded, 32.8ft/10m cable length, IP68, power. | Stock | 103
ZP-S1-2FP-2M | ZIPport connection cable, 7/8in - 16 UN2 thread nut 2-pin female axial to pigtail with North American color code, PVC jacket, yellow, nickel-plated brass connector, 6.5ft/2m cable length, IP67. | Stock | 28.5
ZP-S1-2FP-4M | ZIPport connection cable, 7/8in - 16 UN2 thread nut 2-pin female axial to pigtail with North American color code, PVC jacket, yellow, nickel-plated brass connector, 13.1ft/4m cable length, IP67. | Stock | 38
ZP-S1-2FP-6M | ZIPport connection cable, 7/8in - 16 UN2 thread nut 2-pin female axial to pigtail with North American color code, PVC jacket, yellow, nickel-plated brass connector, 19.6ft/6m cable length, IP67. | Stock | 55
ZP-S1-2FP-10M | ZIPport connection cable, 7/8in - 16 UN2 thread nut 2-pin female axial to pigtail with North American color code, PVC jacket, yellow, nickel-plated brass connector, 32.8ft/10m cable length, IP67. | Stock | 66
ZP-S1-2MP-2M | ZIPport connection cable, 7/8in - 16 UN2 thread nut 2-pin male axial to pigtail with North American color code, PVC jacket, yellow, nickel-plated brass connector, 6.5ft/2m cable length, IP67. | Stock | 30.5
ZP-S1-2MP-4M | ZIPport connection cable, 7/8in - 16 UN2 thread nut 2-pin male axial to pigtail with North American color code, PVC jacket, yellow, nickel-plated brass connector, 13.1ft/4m cable length, IP67. | Stock | 36.5
ZP-S1-2MP-6M | ZIPport connection cable, 7/8in - 16 UN2 thread nut 2-pin male axial to pigtail with North American color code, PVC jacket, yellow, nickel-plated brass connector, 19.6ft/6m cable length, IP67. | Stock | 51
ZP-S1-2MP-10M | ZIPport connection cable, 7/8in - 16 UN2 thread nut 2-pin male axial to pigtail with North American color code, PVC jacket, yellow, nickel-plated brass connector, 32.8ft/10m cable length, IP67. | Stock | 64
ZP-S1-3FP-2M | ZIPport connection cable, 7/8in - 16 UN2 thread nut 3-pin female axial to pigtail with North American color code, PVC jacket, yellow, nickel-plated brass connector, 6.5ft/2m cable length, IP67. | Stock | 29.5
ZP-S1-3FP-4M | ZIPport connection cable, 7/8in - 16 UN2 thread nut 3-pin female axial to pigtail with North American color code, PVC jacket, yellow, nickel-plated brass connector, 13.1ft/4m cable length, IP67. | Stock | 40
ZP-S1-3FP-6M | ZIPport connection cable, 7/8in - 16 UN2 thread nut 3-pin female axial to pigtail with North American color code, PVC jacket, yellow, nickel-plated brass connector, 19.6ft/6m cable length, IP67. | Stock | 52
ZP-S1-3FP-10M | ZIPport connection cable, 7/8in - 16 UN2 thread nut 3-pin female axial to pigtail with North American color code, PVC jacket, yellow, nickel-plated brass connector, 32.8ft/10m cable length, IP67. | Stock | 79
ZP-S1-3MP-2M | ZIPport connection cable, 7/8in - 16 UN2 thread nut 3-pin male axial to pigtail with North American color code, PVC jacket, yellow, nickel-plated brass connector, 6.5ft/2m cable length, IP67. | Stock | 33
ZP-S1-3MP-4M | ZIPport connection cable, 7/8in - 16 UN2 thread nut 3-pin male axial to pigtail with North American color code, PVC jacket, yellow, nickel-plated brass connector, 13.1ft/4m cable length, IP67. | Stock | 42.5
ZP-S1-3MP-6M | ZIPport connection cable, 7/8in - 16 UN2 thread nut 3-pin male axial to pigtail with North American color code, PVC jacket, yellow, nickel-plated brass connector, 19.6ft/6m cable length, IP67. | Stock | 59
ZP-S1-3MP-10M | ZIPport connection cable, 7/8in - 16 UN2 thread nut 3-pin male axial to pigtail with North American color code, PVC jacket, yellow, nickel-plated brass connector, 32.8ft/10m cable length, IP67. | Stock | 81
ZP-S1-3MFP-2M | ZIPport connection cable, 7/8in - 16 UN2 thread nut 3-pin male axial to 7/8in - 16 UN2 thread nut 3-pin female axial, PVC jacket, yellow, nickel-plated brass connector, 6.5ft/2m cable length, IP67. | Stock | 49
ZP-S1-3MFP-4M | ZIPport connection cable, 7/8in - 16 UN2 thread nut 3-pin male axial to 7/8in - 16 UN2 thread nut 3-pin female axial, PVC jacket, yellow, nickel-plated brass connector, 13.1ft/4m cable length, IP67. | Stock | 57
ZP-S1-3MFP-6M | ZIPport connection cable, 7/8in - 16 UN2 thread nut 3-pin male axial to 7/8in - 16 UN2 thread nut 3-pin female axial, PVC jacket, yellow, nickel-plated brass connector, 19.6ft/6m cable length, IP67. | Stock | 74
ZP-S1-3MFP-10M | ZIPport connection cable, 7/8in - 16 UN2 thread nut 3-pin male axial to 7/8in - 16 UN2 thread nut 3-pin female axial, PVC jacket, yellow, nickel-plated brass connector, 32.8ft/10m cable length, IP67. | Stock | 88
ZP-S1-4FP-2M | ZIPport connection cable, 7/8in - 16 UN2 thread nut 4-pin female axial to pigtail with North American color code, PVC jacket, yellow, nickel-plated brass connector, 6.5ft/2m cable length, IP67. | Stock | 36
ZP-S1-4FP-4M | ZIPport connection cable, 7/8in - 16 UN2 thread nut 4-pin female axial to pigtail with North American color code, PVC jacket, yellow, nickel-plated brass connector, 13.1ft/4m cable length, IP67. | Stock | 46.5
ZP-S1-4FP-6M | ZIPport connection cable, 7/8in - 16 UN2 thread nut 4-pin female axial to pigtail with North American color code, PVC jacket, yellow, nickel-plated brass connector, 19.6ft/6m cable length, IP67. | Stock | 61
ZP-S1-4FP-10M | ZIPport connection cable, 7/8in - 16 UN2 thread nut 4-pin female axial to pigtail with North American color code, PVC jacket, yellow, nickel-plated brass connector, 32.8ft/10m cable length, IP67. | Stock | 81
ZP-S1-4MP-2M | ZIPport connection cable, 7/8in - 16 UN2 thread nut 4-pin male axial to pigtail with North American color code, PVC jacket, yellow, nickel-plated brass connector, 6.5ft/2m cable length, IP67. | Stock | 35.5
ZP-S1-4MP-4M | ZIPport connection cable, 7/8in - 16 UN2 thread nut 4-pin male axial to pigtail with North American color code, PVC jacket, yellow, nickel-plated brass connector, 13.1ft/4m cable length, IP67. | Stock | 47.5
ZP-S1-4MP-6M | ZIPport connection cable, 7/8in - 16 UN2 thread nut 4-pin male axial to pigtail with North American color code, PVC jacket, yellow, nickel-plated brass connector, 19.6ft/6m cable length, IP67. | Stock | 65
ZP-S1-4MP-10M | ZIPport connection cable, 7/8in - 16 UN2 thread nut 4-pin male axial to pigtail with North American color code, PVC jacket, yellow, nickel-plated brass connector, 32.8ft/10m cable length, IP67. | Stock | 85
ZP-S1-4MFP-2M | ZIPport connection cable, 7/8in - 16 UN2 thread nut 4-pin male axial to 7/8in - 16 UN2 thread nut 4-pin female axial, PVC jacket, yellow, nickel-plated brass connector, 6.5ft/2m cable length, IP67. | Stock | 49.5
ZP-S1-4MFP-4M | ZIPport connection cable, 7/8in - 16 UN2 thread nut 4-pin male axial to 7/8in - 16 UN2 thread nut 4-pin female axial, PVC jacket, yellow, nickel-plated brass connector, 13.1ft/4m cable length, IP67. | Stock | 66
ZP-S1-4MFP-6M | ZIPport connection cable, 7/8in - 16 UN2 thread nut 4-pin male axial to 7/8in - 16 UN2 thread nut 4-pin female axial, PVC jacket, yellow, nickel-plated brass connector, 19.6ft/6m cable length, IP67. | Stock | 75
ZP-S1-4MFP-10M | ZIPport connection cable, 7/8in - 16 UN2 thread nut 4-pin male axial to 7/8in - 16 UN2 thread nut 4-pin female axial, PVC jacket, yellow, nickel-plated brass connector, 32.8ft/10m cable length, IP67. | Stock | 97
ZP-S1C-4FPX-2M | ZIPport connection cable, 7/8in - 16 UN2 thread nut 4-pin female axial to pigtail with European (Cenelec) color code, PVC jacket, yellow, nickel-plated brass connector, 6.5ft/2m cable length, IP67. | Stock | 29.5
ZP-S1C-4FPX-4M | ZIPport connection cable, 7/8in - 16 UN2 thread nut 4-pin female axial to pigtail with European (Cenelec) color code, PVC jacket, yellow, nickel-plated brass connector, 13.1ft/4m cable length, IP67. | Stock | 37.5
ZP-S1C-4FPX-6M | ZIPport connection cable, 7/8in - 16 UN2 thread nut 4-pin female axial to pigtail with European (Cenelec) color code, PVC jacket, yellow, nickel-plated brass connector, 19.6ft/6m cable length, IP67. | Stock | 42.5
ZP-S1C-4FPX-10M | ZIPport connection cable, 7/8in - 16 UN2 thread nut 4-pin female axial to pigtail with European (Cenelec) color code, PVC jacket, yellow, nickel-plated brass connector, 32.8ft/10m cable length, IP67. | Stock | 62
ZP-S1C-4MPX-2M | ZIPport connection cable, 7/8in - 16 UN2 thread barrel 4-pin male axial to pigtail with European (Cenelec) color code, PVC jacket, yellow, nickel-plated brass connector, 6.5ft/2m cable length, IP67. | Stock | 32.5
ZP-S1C-4MPX-4M | ZIPport connection cable, 7/8in - 16 UN2 thread barrel 4-pin male axial to pigtail with European (Cenelec) color code, PVC jacket, yellow, nickel-plated brass connector, 13.1ft/4m cable length, IP67. | Stock | 43.5
ZP-S1C-4MPX-6M | ZIPport connection cable, 7/8in - 16 UN2 thread nut 4-pin male axial to pigtail with European (Cenelec) color code, PVC jacket, yellow, nickel-plated brass connector, 19.6ft/6m cable length, IP67. | Stock | 51
ZP-S1C-4MPX-10M | ZIPport connection cable, 7/8in - 16 UN2 thread barrel 4-pin male axial to pigtail with European (Cenelec) color code, PVC jacket, yellow, nickel-plated brass connector, 32.8ft/10m cable length, IP67. | Stock | 68
ZP-S1C-4MFPX-2M | ZIPport connection cable, 7/8in - 16 UN2 thread barrel 4-pin male axial to 7/8in - 16 UN2 thread nut 4-pin female axial, PVC jacket, yellow, nickel-plated brass connector, 6.5ft/2m cable length, IP67. | Stock | 47.5
ZP-S1C-4MFPX-4M | ZIPport connection cable, 7/8in - 16 UN2 thread barrel 4-pin male axial to 7/8in - 16 UN2 thread nut 4-pin female axial, PVC jacket, yellow, nickel-plated brass connector, 13.1ft/4m cable length, IP67. | Stock | 57
ZP-S1C-4MFPX-6M | ZIPport connection cable, 7/8in - 16 UN2 thread barrel 4-pin male axial to 7/8in - 16 UN2 thread nut 4-pin female axial, PVC jacket, yellow, nickel-plated brass connector, 19.6ft/6m cable length, IP67. | Stock | 63
ZP-S1C-4MFPX-10M | ZIPport connection cable, 7/8in - 16 UN2 thread barrel 4-pin male axial to 7/8in - 16 UN2 thread nut 4-pin female axial, PVC jacket, yellow, nickel-plated brass connector, 32.8ft/10m cable length, IP67. | Stock | 76
ZP-S1-5FP-2M | ZIPport connection cable, 7/8in - 16 UN2 thread nut 5-pin female axial to pigtail with North American color code, PVC jacket, yellow, nickel-plated brass connector, 6.5ft/2m cable length, IP67. | Stock | 52
ZP-S1-5FP-4M | ZIPport connection cable, 7/8in - 16 UN2 thread nut 5-pin female axial to pigtail with North American color code, PVC jacket, yellow, nickel-plated brass connector, 13.1ft/4m cable length, IP67. | Stock | 67
ZP-S1-5FP-6M | ZIPport connection cable, 7/8in - 16 UN2 thread nut 5-pin female axial to pigtail with North American color code, PVC jacket, yellow, nickel-plated brass connector, 19.6ft/6m cable length, IP67. | Stock | 84
ZP-S1-5FP-10M | ZIPport connection cable, 7/8in - 16 UN2 thread nut 5-pin female axial to pigtail with North American color code, PVC jacket, yellow, nickel-plated brass connector, 32.8ft/10m cable length, IP67. | Stock | 118
ZP-S1-5MP-2M | ZIPport connection cable, 7/8in - 16 UN2 thread nut 5-pin male axial to pigtail with North American color code, PVC jacket, yellow, nickel-plated brass connector, 6.5ft/2m cable length, IP67. | Stock | 44
ZP-S1-5MP-4M | ZIPport connection cable, 7/8in - 16 UN2 thread nut 5-pin male axial to pigtail with North American color code, PVC jacket, yellow, nickel-plated brass connector, 13.1ft/4m cable length, IP67. | Stock | 65
ZP-S1-5MP-6M | ZIPport connection cable, 7/8in - 16 UN2 thread nut 5-pin male axial to pigtail with North American color code, PVC jacket, yellow, nickel-plated brass connector, 19.6ft/6m cable length, IP67. | Stock | 85
ZP-S1-5MP-10M | ZIPport connection cable, 7/8in - 16 UN2 thread nut 5-pin male axial to pigtail with North American color code, PVC jacket, yellow, nickel-plated brass connector, 32.8ft/10m cable length, IP67. | Stock | 119
ZP-S1-5MFP-2M | ZIPport connection cable, 7/8in - 16 UN2 thread nut 5-pin male axial to 7/8in - 16 UN2 thread nut 5-pin female axial, PVC jacket, yellow, nickel-plated brass connector, 6.5ft/2m cable length, IP67. | Stock | 73
ZP-S1-5MFP-4M | ZIPport connection cable, 7/8in - 16 UN2 thread nut 5-pin male axial to 7/8in - 16 UN2 thread nut 5-pin female axial, PVC jacket, yellow, nickel-plated brass connector, 13.1ft/4m cable length, IP67. | Stock | 90
ZP-S1-5MFP-6M | ZIPport connection cable, 7/8in - 16 UN2 thread nut 5-pin male axial to 7/8in - 16 UN2 thread nut 5-pin female axial, PVC jacket, yellow, nickel-plated brass connector, 19.6ft/6m cable length, IP67. | Stock | 119
ZP-S1-5MFP-10M | ZIPport connection cable, 7/8in - 16 UN2 thread nut 5-pin male axial to 7/8in - 16 UN2 thread nut 5-pin female axial, PVC jacket, yellow, nickel-plated brass connector, 32.8ft/10m cable length, IP67. | Stock | 154
ZP-S1-6FP-2M | ZIPport connection cable, 7/8in - 16 UN2 thread nut 6-pin female axial to pigtail with North American color code, PVC jacket, yellow, nickel-plated brass connector, 6.5ft/2m cable length, IP67. | Stock | 51
ZP-S1-6FP-4M | ZIPport connection cable, 7/8in - 16 UN2 thread nut 6-pin female axial to pigtail with North American color code, PVC jacket, yellow, nickel-plated brass connector, 13.1ft/4m cable length, IP67. | Stock | 70
ZP-S1-6FP-6M | ZIPport connection cable, 7/8in - 16 UN2 thread nut 6-pin female axial to pigtail with North American color code, PVC jacket, yellow, nickel-plated brass connector, 19.6ft/6m cable length, IP67. | Stock | 93
ZP-S1-6FP-10M | ZIPport connection cable, 7/8in - 16 UN2 thread nut 6-pin female axial to pigtail with North American color code, PVC jacket, yellow, nickel-plated brass connector, 32.8ft/10m cable length, IP67. | Stock | 123
ZP-S1-6MP-2M | ZIPport connection cable, 7/8in - 16 UN2 thread nut 6-pin male axial to pigtail with North American color code, PVC jacket, yellow, nickel-plated brass connector, 6.5ft/2m cable length, IP67. | Stock | 49.5
ZP-S1-6MP-4M | ZIPport connection cable, 7/8in - 16 UN2 thread nut 6-pin male axial to pigtail with North American color code, PVC jacket, yellow, nickel-plated brass connector, 13.1ft/4m cable length, IP67. | Stock | 73
ZP-S1-6MP-6M | ZIPport connection cable, 7/8in - 16 UN2 thread nut 6-pin male axial to pigtail with North American color code, PVC jacket, yellow, nickel-plated brass connector, 19.6ft/6m cable length, IP67. | Stock | 88
ZP-S1-6MP-10M | ZIPport connection cable, 7/8in - 16 UN2 thread nut 6-pin male axial to pigtail with North American color code, PVC jacket, yellow, nickel-plated brass connector, 32.8ft/10m cable length, IP67. | Stock | 121
ZP-S1-6MFP-2M | ZIPport connection cable, 7/8in - 16 UN2 thread nut 6-pin male axial to 7/8in - 16 UN2 thread nut 6-pin female axial, PVC jacket, yellow, nickel-plated brass connector, 6.5ft/2m cable length, IP67. | Stock | 72
ZP-S1-6MFP-4M | ZIPport connection cable, 7/8in - 16 UN2 thread nut 6-pin male axial to 7/8in - 16 UN2 thread nut 6-pin female axial, PVC jacket, yellow, nickel-plated brass connector, 13.1ft/4m cable length, IP67. | Stock | 91
ZP-S1-6MFP-6M | ZIPport connection cable, 7/8in - 16 UN2 thread nut 6-pin male axial to 7/8in - 16 UN2 thread nut 6-pin female axial, PVC jacket, yellow, nickel-plated brass connector, 19.6ft/6m cable length, IP67. | Stock | 104
ZP-S1-6MFP-10M | ZIPport connection cable, 7/8in - 16 UN2 thread nut 6-pin male axial to 7/8in - 16 UN2 thread nut 6-pin female axial, PVC jacket, yellow, nickel-plated brass connector, 32.8ft/10m cable length, IP67. | Stock | 142
Ethernet Patch Cables
FOM-OM1-LCLC-001 | AchieVe OM1 multi-mode fiber optic Ethernet patch cable, LC duplex to LC duplex, 3.2ft/1m cable length, orange. For use with 10/100/1000 Mbps networks. | Stock | 8.75
FOM-OM1-LCLC-003 | AchieVe OM1 multi-mode fiber optic Ethernet patch cable, LC duplex to LC duplex, 9.8ft/3m cable length, orange. For use with 10/100/1000 Mbps networks. | Stock | 9.5
FOM-OM1-LCLC-005 | AchieVe OM1 multi-mode fiber optic Ethernet patch cable, LC duplex to LC duplex, 16.4ft/5m cable length, orange. For use with 10/100/1000 Mbps networks. | Stock | 11
FOM-OM1-LCLC-010 | AchieVe OM1 multi-mode fiber optic Ethernet patch cable, LC duplex to LC duplex, 32.8ft/10m cable length, orange. For use with 10/100/1000 Mbps networks. | Stock | 18
FOM-OM4-LCLC-001 | AchieVe OM4 multi-mode fiber optic Ethernet patch cable, LC duplex to LC duplex, 3.2ft/1m cable length, violet. For use with 1/10 Gbps networks. | Stock | 11
FOM-OM4-LCLC-003 | AchieVe OM4 multi-mode fiber optic Ethernet patch cable, LC duplex to LC duplex, 9.8ft/3m cable length, violet. For use with 1/10 Gbps networks. | Stock | 18
FOM-OM4-LCLC-005 | AchieVe OM4 multi-mode fiber optic Ethernet patch cable, LC duplex to LC duplex, 16.4ft/5m cable length, violet. For use with 1/10 Gbps networks. | Stock | 21.5
FOM-OM4-LCLC-010 | AchieVe OM4 multi-mode fiber optic Ethernet patch cable, LC duplex to LC duplex, 32.8ft/10m cable length, violet. For use with 1/10 Gbps networks. | Stock | 24.5
FOM-OM1-LCST-001 | AchieVe OM1 multi-mode fiber optic Ethernet patch cable, LC duplex to ST duplex, 3.2ft/1m cable length, orange. For use with 10/100/1000 Mbps networks. | Stock | 9
FOM-OM1-LCST-003 | AchieVe OM1 multi-mode fiber optic Ethernet patch cable, LC duplex to ST duplex, 9.8ft/3m cable length, orange. For use with 10/100/1000 Mbps networks. | Stock | 9.75
FOM-OM1-LCST-005 | AchieVe OM1 multi-mode fiber optic Ethernet patch cable, LC duplex to ST duplex, 16.4ft/5m cable length, orange. For use with 10/100/1000 Mbps networks. | Stock | 10.5
FOM-OM1-LCST-010 | AchieVe OM1 multi-mode fiber optic Ethernet patch cable, LC duplex to ST duplex, 32.8ft/10m cable length, orange. For use with 10/100/1000 Mbps networks. | Stock | 18
FOM-OM2-SCLC-001 | AchieVe OM2 multi-mode fiber optic Ethernet patch cable, SC duplex to LC duplex, 3.2ft/1m cable length, orange. For use with 1/10 Gbps networks. | Stock | 8.75
FOM-OM2-SCLC-003 | AchieVe OM2 multi-mode fiber optic Ethernet patch cable, SC duplex to LC duplex, 9.8ft/3m cable length, orange. For use with 1/10 Gbps networks. | Stock | 9.5
FOM-OM2-SCLC-005 | AchieVe OM2 multi-mode fiber optic Ethernet patch cable, SC duplex to LC duplex, 16.4ft/5m cable length, orange. For use with 1/10 Gbps networks. | Stock | 10.5
FOM-OM2-SCLC-010 | AchieVe OM2 multi-mode fiber optic Ethernet patch cable, SC duplex to LC duplex, 32.8ft/10m cable length, orange. For use with 1/10 Gbps networks. | Stock | 15
FOM-OM1-SCLC-001 | AchieVe OM1 multi-mode fiber optic Ethernet patch cable, SC duplex to LC duplex, 3.2ft/1m cable length, orange. For use with 10/100/1000 Mbps networks. | Stock | 8.75
FOM-OM1-SCLC-003 | AchieVe OM1 multi-mode fiber optic Ethernet patch cable, SC duplex to LC duplex, 9.8ft/3m cable length, orange. For use with 10/100/1000 Mbps networks. | Stock | 9.5
FOM-OM1-SCLC-005 | AchieVe OM1 multi-mode fiber optic Ethernet patch cable, SC duplex to LC duplex, 16.4ft/5m cable length, orange. For use with 10/100/1000 Mbps networks. | Stock | 11
FOM-OM1-SCLC-010 | AchieVe OM1 multi-mode fiber optic Ethernet patch cable, SC duplex to LC duplex, 32.8ft/10m cable length, orange. For use with 10/100/1000 Mbps networks. | Stock | 18
FOM-OM3-LCLC-001 | AchieVe OM3 multi-mode fiber optic Ethernet patch cable, LC duplex to LC duplex, 3.2ft/1m cable length, aqua. For use with 1/10 Gbps networks. | Stock | 9.5
FOM-OM3-LCLC-003 | AchieVe OM3 multi-mode fiber optic Ethernet patch cable, LC duplex to LC duplex, 9.8ft/3m cable length, aqua. For use with 1/10 Gbps networks. | Stock | 10.5
FOM-OM3-LCLC-005 | AchieVe OM3 multi-mode fiber optic Ethernet patch cable, LC duplex to LC duplex, 16.4ft/5m cable length, aqua. For use with 1/10 Gbps networks. | Stock | 11.5
FOM-OM3-LCLC-010 | AchieVe OM3 multi-mode fiber optic Ethernet patch cable, LC duplex to LC duplex, 32.8ft/10m cable length, aqua. For use with 1/10 Gbps networks. | Stock | 18
FOM-OM1-SCSC-001 | AchieVe OM1 multi-mode fiber optic Ethernet patch cable, SC duplex to SC duplex, 3.2ft/1m cable length, orange. For use with 10/100/1000 Mbps networks. | Stock | 8.75
FOM-OM1-SCSC-003 | AchieVe OM1 multi-mode fiber optic Ethernet patch cable, SC duplex to SC duplex, 9.8ft/3m cable length, orange. For use with 10/100/1000 Mbps networks. | Stock | 9.5
FOM-OM1-STST-001 | AchieVe OM1 multi-mode fiber optic Ethernet patch cable, ST duplex to ST duplex, 3.2ft/1m cable length, orange. For use with 10/100/1000 Mbps networks. | Stock | 10.5
FOM-OM1-STST-003 | AchieVe OM1 multi-mode fiber optic Ethernet patch cable, ST duplex to ST duplex, 9.8ft/3m cable length, orange. For use with 10/100/1000 Mbps networks. | Stock | 15
C6A-STPBL-S3 | AutomationDirect Cat6a Ethernet straight-through patch cable, STP (overall foil shield), RJ45 male to RJ45 male, 3ft cable length, blue. For use with 10/100/1000/10000 Mbps networks. | Stock | 12.5
C6A-STPBL-S7 | AutomationDirect Cat6a Ethernet straight-through patch cable, STP (overall foil shield), RJ45 male to RJ45 male, 7ft cable length, blue. For use with 10/100/1000/10000 Mbps networks. | Stock | 19.5
C6A-STPBL-S10 | AutomationDirect Cat6a Ethernet straight-through patch cable, STP (overall foil shield), RJ45 male to RJ45 male, 10ft cable length, blue. For use with 10/100/1000/10000 Mbps networks. | Stock | 24
C6A-STPBL-S14 | AutomationDirect Cat6a Ethernet straight-through patch cable, STP (overall foil shield), RJ45 male to RJ45 male, 14ft cable length, blue. For use with 10/100/1000/10000 Mbps networks. | Stock | 30
C5E-STPGY-S3 | AutomationDirect Cat5e Ethernet straight-through patch cable, STP (overall foil shield), RJ45 male to RJ45 male, 3ft cable length, gray. For use with 10/100/1000 Mbps networks. | Stock | 8
C5E-STPBK-S3 | AutomationDirect Cat5e Ethernet straight-through patch cable, STP (overall foil shield), RJ45 male to RJ45 male, 3ft cable length, black. For use with 10/100/1000 Mbps networks. | Stock | 8
C5E-STPBL-S3 | AutomationDirect Cat5e Ethernet straight-through patch cable, STP (overall foil shield), RJ45 male to RJ45 male, 3ft cable length, blue. For use with 10/100/1000 Mbps networks. | Stock | 8
C5E-STPGN-S3 | AutomationDirect Cat5e Ethernet straight-through patch cable, STP (overall foil shield), RJ45 male to RJ45 male, 3ft cable length, green. For use with 10/100/1000 Mbps networks. | Stock | 8
C5E-STPPL-S3 | AutomationDirect Cat5e Ethernet straight-through patch cable, STP (overall foil shield), RJ45 male to RJ45 male, 3ft cable length, purple. For use with 10/100/1000 Mbps networks. | Stock | 8.25
C5E-STPRD-S3 | AutomationDirect Cat5e Ethernet straight-through patch cable, STP (overall foil shield), RJ45 male to RJ45 male, 3ft cable length, red. For use with 10/100/1000 Mbps networks. | Stock | 8.5
C5E-STPYL-S3 | AutomationDirect Cat5e Ethernet straight-through patch cable, STP (overall foil shield), RJ45 male to RJ45 male, 3ft cable length, yellow. For use with 10/100/1000 Mbps networks. | Stock | 8.25
C5E-STPOR-S3 | AutomationDirect Cat5e Ethernet straight-through patch cable, STP (overall foil shield), RJ45 male to RJ45 male, 3ft cable length, orange. For use with 10/100/1000 Mbps networks. | Stock | 8
C5E-STPGY-S7 | AutomationDirect Cat5e Ethernet straight-through patch cable, STP (overall foil shield), RJ45 male to RJ45 male, 7ft cable length, gray. For use with 10/100/1000 Mbps networks. | Stock | 11.5
C5E-STPBK-S7 | AutomationDirect Cat5e Ethernet straight-through patch cable, STP (overall foil shield), RJ45 male to RJ45 male, 7ft cable length, black. For use with 10/100/1000 Mbps networks. | Stock | 12
C5E-STPBL-S7 | AutomationDirect Cat5e Ethernet straight-through patch cable, STP (overall foil shield), RJ45 male to RJ45 male, 7ft cable length, blue. For use with 10/100/1000 Mbps networks. | Stock | 11.5
C5E-STPGN-S7 | AutomationDirect Cat5e Ethernet straight-through patch cable, STP (overall foil shield), RJ45 male to RJ45 male, 7ft cable length, green. For use with 10/100/1000 Mbps networks. | Stock | 12
C5E-STPPL-S7 | AutomationDirect Cat5e Ethernet straight-through patch cable, STP (overall foil shield), RJ45 male to RJ45 male, 7ft cable length, purple. For use with 10/100/1000 Mbps networks. | Stock | 13
C5E-STPRD-S7 | AutomationDirect Cat5e Ethernet straight-through patch cable, STP (overall foil shield), RJ45 male to RJ45 male, 7ft cable length, red. For use with 10/100/1000 Mbps networks. | Stock | 13
C5E-STPYL-S7 | AutomationDirect Cat5e Ethernet straight-through patch cable, STP (overall foil shield), RJ45 male to RJ45 male, 7ft cable length, yellow. For use with 10/100/1000 Mbps networks. | Stock | 12
C5E-STPOR-S7 | AutomationDirect Cat5e Ethernet straight-through patch cable, STP (overall foil shield), RJ45 male to RJ45 male, 7ft cable length, orange. For use with 10/100/1000 Mbps networks. | Stock | 13
C5E-STPGY-S10 | AutomationDirect Cat5e Ethernet straight-through patch cable, STP (overall foil shield), RJ45 male to RJ45 male, 10ft cable length, gray. For use with 10/100/1000 Mbps networks. | Stock | 15.5
C5E-STPBK-S10 | AutomationDirect Cat5e Ethernet straight-through patch cable, STP (overall foil shield), RJ45 male to RJ45 male, 10ft cable length, black. For use with 10/100/1000 Mbps networks. | Stock | 15.5
C5E-STPBL-S10 | AutomationDirect Cat5e Ethernet straight-through patch cable, STP (overall foil shield), RJ45 male to RJ45 male, 10ft cable length, blue. For use with 10/100/1000 Mbps networks. | Stock | 15.5
C5E-STPGN-S10 | AutomationDirect Cat5e Ethernet straight-through patch cable, STP (overall foil shield), RJ45 male to RJ45 male, 10ft cable length, green. For use with 10/100/1000 Mbps networks. | Stock | 15.5
C5E-STPPL-S10 | AutomationDirect Cat5e Ethernet straight-through patch cable, STP (overall foil shield), RJ45 male to RJ45 male, 10ft cable length, purple. For use with 10/100/1000 Mbps networks. | Stock | 18
C5E-STPRD-S10 | AutomationDirect Cat5e Ethernet straight-through patch cable, STP (overall foil shield), RJ45 male to RJ45 male, 10ft cable length, red. For use with 10/100/1000 Mbps networks. | Stock | 18
C5E-STPYL-S10 | AutomationDirect Cat5e Ethernet straight-through patch cable, STP (overall foil shield), RJ45 male to RJ45 male, 10ft cable length, yellow. For use with 10/100/1000 Mbps networks. | Stock | 18
C5E-STPOR-S10 | AutomationDirect Cat5e Ethernet straight-through patch cable, STP (overall foil shield), RJ45 male to RJ45 male, 10ft cable length, orange. For use with 10/100/1000 Mbps networks. | Stock | 15.5
C5E-STPGY-S14 | AutomationDirect Cat5e Ethernet straight-through patch cable, STP (overall foil shield), RJ45 male to RJ45 male, 14ft cable length, gray. For use with 10/100/1000 Mbps networks. | Stock | 19.5
C5E-STPBK-S14 | AutomationDirect Cat5e Ethernet straight-through patch cable, STP (overall foil shield), RJ45 male to RJ45 male, 14ft cable length, black. For use with 10/100/1000 Mbps networks. | Stock | 19
C5E-STPBL-S14 | AutomationDirect Cat5e Ethernet straight-through patch cable, STP (overall foil shield), RJ45 male to RJ45 male, 14ft cable length, blue. For use with 10/100/1000 Mbps networks. | Stock | 20.5
C5E-STPGY-S25 | AutomationDirect Cat5e Ethernet straight-through patch cable, STP (overall foil shield), RJ45 male to RJ45 male, 25ft cable length, gray. For use with 10/100/1000 Mbps networks. | Stock | 29
C5E-STPBK-S25 | AutomationDirect Cat5e Ethernet straight-through patch cable, STP (overall foil shield), RJ45 male to RJ45 male, 25ft cable length, black. For use with 10/100/1000 Mbps networks. | Stock | 31.5
C5E-STPBL-S25 | AutomationDirect Cat5e Ethernet straight-through patch cable, STP (overall foil shield), RJ45 male to RJ45 male, 25ft cable length, blue. For use with 10/100/1000 Mbps networks. | Stock | 31.5
C5E-STPGY-S50 | AutomationDirect Cat5e Ethernet straight-through patch cable, STP (overall foil shield), RJ45 male to RJ45 male, 50ft cable length, gray. For use with 10/100/1000 Mbps networks. | Stock | 50
C5E-STPBK-S50 | AutomationDirect Cat5e Ethernet straight-through patch cable, STP (overall foil shield), RJ45 male to RJ45 male, 50ft cable length, black. For use with 10/100/1000 Mbps networks. | Stock | 53
C5E-STPBL-S50 | AutomationDirect Cat5e Ethernet straight-through patch cable, STP (overall foil shield), RJ45 male to RJ45 male, 50ft cable length, blue. For use with 10/100/1000 Mbps networks. | Stock | 55
C5E-STPYL-C3 | AutomationDirect Cat5e Ethernet crossover patch cable, STP (overall foil shield), RJ45 male to RJ45 male, 3ft cable length, yellow. For use with 10/100 Mbps networks. | Stock | 8.25
C5E-STPOR-C3 | AutomationDirect Cat5e Ethernet crossover patch cable, STP (overall foil shield), RJ45 male to RJ45 male, 3ft cable length, orange. For use with 10/100 Mbps networks. | Stock | 8.75
C5E-STPYL-C7 | AutomationDirect Cat5e Ethernet crossover patch cable, STP (overall foil shield), RJ45 male to RJ45 male, 7ft cable length, yellow. For use with 10/100 Mbps networks. | Stock | 11
C5E-STPOR-C7 | AutomationDirect Cat5e Ethernet crossover patch cable, STP (overall foil shield), RJ45 male to RJ45 male, 7ft cable length, orange. For use with 10/100 Mbps networks. | Stock | 11.5
C5E-STPOR-C10 | AutomationDirect Cat5e Ethernet crossover patch cable, STP (overall foil shield), RJ45 male to RJ45 male, 10ft cable length, orange. For use with 10/100 Mbps networks. | Stock | 16
C5E-STPOR-C14 | AutomationDirect Cat5e Ethernet crossover patch cable, STP (overall foil shield), RJ45 male to RJ45 male, 14ft cable length, orange. For use with 10/100 Mbps networks. | Stock | 19.5
C5E-STPYL-C25 | AutomationDirect Cat5e Ethernet crossover patch cable, STP (overall foil shield), RJ45 male to RJ45 male, 25ft cable length, yellow. For use with 10/100 Mbps networks. | Stock | 22.5
C5E-STPOR-C25 | AutomationDirect Cat5e Ethernet crossover patch cable, STP (overall foil shield), RJ45 male to RJ45 male, 25ft cable length, orange. For use with 10/100 Mbps networks. | Stock | 29
C5E-STPYL-C50 | AutomationDirect Cat5e Ethernet crossover patch cable, STP (overall foil shield), RJ45 male to RJ45 male, 50ft cable length, yellow. For use with 10/100 Mbps networks. | Stock | 36
C5E-STPOR-C50 | AutomationDirect Cat5e Ethernet crossover patch cable, STP (overall foil shield), RJ45 male to RJ45 male, 50ft cable length, orange. For use with 10/100 Mbps networks. | Stock | 51
7700-74301-S4U0060 | Murrelektronik Cat5e Ethernet straight-through patch cable, STP (overall foil shield), RJ45 axial male 4-pin to RJ45 axial male 4-pin, 1.9ft/0.6m cable length, teal. For use with 10/100 Mbps networks. | Stock | 21.5
7700-74301-S4U0100 | Murrelektronik Cat5e Ethernet straight-through patch cable, STP (overall foil shield), RJ45 axial male 4-pin to RJ45 axial male 4-pin, 3.2ft/1m cable length, teal. For use with 10/100 Mbps networks. | Stock | 22.5
7700-74301-S4U0300 | Murrelektronik Cat5e Ethernet straight-through patch cable, STP (overall foil shield), RJ45 axial male 4-pin to RJ45 axial male 4-pin, 9.8ft/3m cable length, teal. For use with 10/100 Mbps networks. | Stock | 28
7700-74301-S4U0500 | Murrelektronik Cat5e Ethernet straight-through patch cable, STP (overall foil shield), RJ45 axial male 4-pin to RJ45 axial male 4-pin, 16.4ft/5m cable length, teal. For use with 10/100 Mbps networks. | Stock | 36
7700-74301-S4U0750 | Murrelektronik Cat5e Ethernet straight-through patch cable, STP (overall foil shield), RJ45 axial male 4-pin to RJ45 axial male 4-pin, 24.6ft/7.5m cable length, teal. For use with 10/100 Mbps networks. | Stock | 46
7700-74301-S4U1000 | Murrelektronik Cat5e Ethernet straight-through patch cable, STP (overall foil shield), RJ45 axial male 4-pin to RJ45 axial male 4-pin, 32.8ft/10m cable length, teal. For use with 10/100 Mbps networks. | Stock | 56
7700-74301-S4U1500 | Murrelektronik Cat5e Ethernet straight-through patch cable, STP (overall foil shield), RJ45 axial male 4-pin to RJ45 axial male 4-pin, 49.2ft/15m cable length, teal. For use with 10/100 Mbps networks. | Stock | 79
DIN Connection Cables
SC8-LS24-3 | Murrelektronik solenoid valve cable, 8mm DIN 43650 Form C molded connector to 3-wire pigtail, 24 VAC/VDC, 18 AWG, PVC jacket, 9.8ft/3m cable length, surge protection, LED indication. | Stock | 17
SC8-LS24-5 | Murrelektronik solenoid valve cable, 8mm DIN 43650 Form C molded connector to 3-wire pigtail, 24 VAC/VDC, 18 AWG, PVC jacket, 16.4ft/5m cable length, surge protection, LED indication. | Stock | 20.5
SC8-LS110-3 | Murrelektronik solenoid valve cable, 8mm DIN 43650 Form C molded connector to 3-wire pigtail, 110 VAC/VDC, 18 AWG, PVC jacket, 9.8ft/3m cable length, surge protection, LED indication. | Stock | 20.5
SC8-LS110-5 | Murrelektronik solenoid valve cable, 8mm DIN 43650 Form C molded connector to 3-wire pigtail, 110 VAC/VDC, 18 AWG, PVC jacket, 16.4ft/5m cable length, surge protection, LED indication. | Stock | 24
SC8-1 | NITRA solenoid valve cable, 8mm DIN 43650 Form C molded connector to 3-wire pigtail, 230 VAC/VDC, 18 AWG, PVC jacket, 3.2ft/1m cable length. | Stock | 18
SC8-3 | Murrelektronik solenoid valve cable, 8mm DIN 43650 Form C molded connector to 3-wire pigtail, 230 VAC/VDC, 18 AWG, PVC jacket, 9.8ft/3m cable length. | Stock | 13.5
SC8-5 | Murrelektronik solenoid valve cable, 8mm DIN 43650 Form C molded connector to 3-wire pigtail, 230 VAC/VDC, 18 AWG, PVC jacket, 16.4ft/5m cable length. | Stock | 19.5
SC8-5T | Murrelektronik transmitter cable, 8mm DIN 43650 Form C molded connector to 4-wire pigtail, 230 VAC/VDC, 18 AWG, PVC jacket, 16.4ft/5m cable length. | Stock | 26
SC9-LS24-3 | Murrelektronik solenoid valve cable, 9.4mm DIN style molded connector to 3-wire pigtail, 24 VAC/VDC, 18 AWG, PVC jacket, 9.8ft/3m cable length, surge protection, LED indication. | Stock | 17
SC9-LS24-5 | Murrelektronik solenoid valve cable, 9.4mm DIN style molded connector to 3-wire pigtail, 24 VAC/VDC, 18 AWG, PVC jacket, 16.4ft/5m cable length, surge protection, LED indication. | Stock | 20.5
SC9-LS110-3 | Murrelektronik solenoid valve cable, 9.4mm DIN style molded connector to 3-wire pigtail, 110 VAC/VDC, 18 AWG, PVC jacket, 9.8ft/3m cable length, surge protection, LED indication. | Stock | 20.5
SC9-LS110-5 | Murrelektronik solenoid valve cable, 9.4mm DIN style molded connector to 3-wire pigtail, 110 VAC/VDC, 18 AWG, PVC jacket, 16.4ft/5m cable length, surge protection, LED indication. | Stock | 24
SC9-3 | Murrelektronik solenoid valve cable, 9.4mm DIN style molded connector to 3-wire pigtail, 230 VAC/VDC, 18 AWG, PVC jacket, 9.8ft/3m cable length. | Stock | 13.5
SC9-5 | Murrelektronik solenoid valve cable, 9.4mm DIN style molded connector to 3-wire pigtail, 230 VAC/VDC, 18 AWG, PVC jacket, 16.4ft/5m cable length. | Stock | 19.5
7000-94141-6270300 | Murrelektronik valve actuator cable, 9.4mm DIN style Form CI molded connector to 4-wire pigtail, 230 VAC/VDC, 18 AWG, polyurethane jacket, IP67, 9.8ft/3m cable length. | Stock | 22
7000-94141-6270500 | Murrelektronik valve actuator cable, 9.4mm DIN style Form CI molded connector to 4-wire pigtail, 230 VAC/VDC, 18 AWG, polyurethane jacket, IP67, 16.4ft/5m cable length. | Stock | 29
SC10-LS24-3 | Murrelektronik solenoid valve cable, 10mm DIN 43650 Form B molded connector to 3-wire pigtail, 24 VAC/VDC, 18 AWG, PVC jacket, 9.8ft/3m cable length, surge protection, LED indication. | Stock | 17
SC10-LS24-5 | Murrelektronik solenoid valve cable, 10mm DIN 43650 Form B molded connector to 3-wire pigtail, 24 VAC/VDC, 18 AWG, PVC jacket, 16.4ft/5m cable length, surge protection, LED indication. | Stock | 20.5
SC10-LS110-3 | Murrelektronik solenoid valve cable, 10mm DIN 43650 Form B molded connector to 3-wire pigtail, 110 VAC/VDC, 18 AWG, PVC jacket, 9.8ft/3m cable length, surge protection, LED indication. | Stock | 20.5
SC10-LS110-5 | Murrelektronik solenoid valve cable, 10mm DIN 43650 Form B molded connector to 3-wire pigtail, 110 VAC/VDC, 18 AWG, PVC jacket, 16.4ft/5m cable length, surge protection, LED indication. | Stock | 24
SC10-3 | Murrelektronik solenoid valve cable, 10mm DIN 43650 Form B molded connector to 3-wire pigtail, 230 VAC/VDC, 18 AWG, PVC jacket, 9.8ft/3m cable length. | Stock | 13.5
SC10-5 | Murrelektronik solenoid valve cable, 10mm DIN 43650 Form B molded connector to 3-wire pigtail, 230 VAC/VDC, 18 AWG, PVC jacket, 16.4ft/5m cable length. | Stock | 19.5
SC11-LS24-3 | Murrelektronik solenoid valve cable, 11mm DIN style molded connector to 3-wire pigtail, 24 VAC/VDC, 18 AWG, PVC jacket, 9.8ft/3m cable length, surge protection, LED indication. | Stock | 17
SC11-LS24-5 | Murrelektronik solenoid valve cable, 11mm DIN style molded connector to 3-wire pigtail, 24 VAC/VDC, 18 AWG, PVC jacket, 16.4ft/5m cable length, surge protection, LED indication. | Stock | 20.5
SC11-LS110-3 | Murrelektronik solenoid valve cable, 11mm DIN style molded connector to 3-wire pigtail, 110 VAC/VDC, 18 AWG, PVC jacket, 9.8ft/3m cable length, surge protection, LED indication. | Stock | 20.5
SC11-LS110-5 | Murrelektronik solenoid valve cable, 11mm DIN style molded connector to 3-wire pigtail, 110 VAC/VDC, 18 AWG, PVC jacket, 16.4ft/5m cable length, surge protection, LED indication. | Stock | 24
SC11-LS24-3R | Murrelektronik solenoid valve cable, 11mm reverse DIN style molded connector to 3-wire pigtail, 24 VAC/VDC, 18 AWG, PVC jacket, 9.8ft/3m cable length, surge protection, LED indication. | Stock | 17
SC11-LS24-5R | Murrelektronik solenoid valve cable, 11mm reverse DIN style molded connector to 3-wire pigtail, 24 VAC/VDC, 18 AWG, PVC jacket, 16.4ft/5m cable length, surge protection, LED indication. | Stock | 20.5
SC11-LS110-3R | Murrelektronik solenoid valve cable, 11mm reverse DIN style molded connector to 3-wire pigtail, 110 VAC/VDC, 18 AWG, PVC jacket, 9.8ft/3m cable length, surge protection, LED indication. | Stock | 20.5
SC11-LS110-5R | Murrelektronik solenoid valve cable, 11mm reverse DIN style molded connector to 3-wire pigtail, 110 VAC/VDC, 18 AWG, PVC jacket, 16.4ft/5m cable length, surge protection, LED indication. | Stock | 24
SC11-3 | Murrelektronik solenoid valve cable, 11mm DIN style molded connector to 3-wire pigtail, 230 VAC/VDC, 18 AWG, PVC jacket, 9.8ft/3m cable length. | Stock | 13.5
SC11-5 | Murrelektronik solenoid valve cable, 11mm DIN style molded connector to 3-wire pigtail, 230 VAC/VDC, 18 AWG, PVC jacket, 16.4ft/5m cable length. | Stock | 19.5
SC18-LS24-3 | Murrelektronik solenoid valve cable, 18mm DIN 43650 Form A molded connector to 3-wire pigtail, 24 VAC/VDC, 18 AWG, PVC jacket, 9.8ft/3m cable length, surge protection, LED indication. | Stock | 17
SC18-LS24-5 | Murrelektronik solenoid valve cable, 18mm DIN 43650 Form A molded connector to 3-wire pigtail, 24 VAC/VDC, 18 AWG, PVC jacket, 16.4ft/5m cable length, surge protection, LED indication. | Stock | 22.5
SC18-LS110-3 | Murrelektronik solenoid valve cable, 18mm DIN 43650 Form A molded connector to 3-wire pigtail, 110 VAC/VDC, 18 AWG, PVC jacket, 9.8ft/3m cable length, surge protection, LED indication. | Stock | 20.5
SC18-LS110-5 | Murrelektronik solenoid valve cable, 18mm DIN 43650 Form A molded connector to 3-wire pigtail, 110 VAC/VDC, 18 AWG, PVC jacket, 16.4ft/5m cable length, surge protection, LED indication. | Stock | 24
SC18-3 | Murrelektronik solenoid valve cable, 18mm DIN 43650 Form A molded connector to 3-wire pigtail, 230 VAC/VDC, 18 AWG, PVC jacket, 9.8ft/3m cable length. | Stock | 13.5
SC18-5 | Murrelektronik solenoid valve cable, 18mm DIN 43650 Form A molded connector to 3-wire pigtail, 230 VAC/VDC, 18 AWG, PVC jacket, 16.4ft/5m cable length. | Stock | 19.5
7000-18111-6270300 | Murrelektronik valve actuator cable, 18mm DIN style Form A molded connector to 4-wire pigtail, 230 VAC/VDC, 18 AWG, polyurethane jacket, IP67, 9.8ft/3m cable length. | Stock | 22
7000-18111-6270500 | Murrelektronik valve actuator cable, 18mm DIN style Form A molded connector to 4-wire pigtail, 230 VAC/VDC, 18 AWG, polyurethane jacket, IP67, 16.4ft/5m cable length. | Stock | 29
PLC Communication and I/O Cables
USB-CBL-AC6 | AutomationDirect programming cable, USB A to USB C, 6ft cable length. For use with P2-622 CPU and MOSAIC-M1S-USBC. | Stock | 8
P3-EX-CBL6 | Productivity3000 communication cable, replacement, USB A to USB B, 6ft cable length. For use with P3-EX local I/O expansion module. | Stock | 15.5
USB-CBL-AMICB6 | AutomationDirect programming cable, USB A to microB-USB, 6ft cable length. For use with Productivity1000 and Productivity2000 CPUs and most USB devices. | Stock | 5.75
USB-CBL-AMICB15 | AutomationDirect programming cable, USB A to microB-USB, 15ft cable length. For use with Productivity1000 and Productivity2000 CPUs and most USB devices. | Stock | 11.5
BX-PGM-CBL | BRX programming cable assembly, 6.5ft/2m cable length. For use with all BRX PLCs. Includes (1) BX-P-USB-B USB POM module and (1) USB-CBL-AB6 standard USB A to USB B connector cable. | Stock | 51
D0-CBL | Networking cable, RS-232 (RJ12 6P6C) to RS-232 (RJ12 6P6C), shielded, 12ft cable length. For use with CLICK, DL05, D2-240, D4-450 and Productivity3000 PLCs. | Stock | 48.5
D2-DSCBL | DirectLOGIC DL205 programming cable, 12ft cable length, shielded, 9-pin female D-sub to RJ12 6P6C. For use with all DL05, DL06, DL105, DL205, D3-350, D4-450, D4-454, Do-more H2 and T1H series CPUs, and CLICK PLCs. | Stock | 42
D2-DSCBL-1 | DirectLOGIC DL205 programming cable, 12ft cable length, shielded, 9-pin female D-sub to 15-pin male HD15. For use with DL06, D2-250-1, D2-260 and D2-262 CPUs and D0-DCM communication module. | Stock | 81
D2-DSCBL-2 | DirectLOGIC DL205 programming cable, 12ft cable length, shielded, 15-pin male HD15 to pigtail. For use with DL06, D2-250-1, D2-260 and D2-262 CPUs and D0-DCM communication module. | Stock | 83
D3-DSCBL-1 | DirectLOGIC DL305 programming cable, 12ft cable length, shielded, 9-pin female D-sub to RJ11 male. For use with D3-340 CPU. | Stock | 84
D3-DSCBL-2 | DirectLOGIC DL305 programming cable, 12ft cable length, shielded, 9-pin female D-sub to 25-pin male D-sub. For use with DL305 and DL405 CPUs and D2-DCM, D3-DCM and D4-DCM modules. D3-232-DCU module required for use with D3-330 and D3-340 CPUs. | Stock | 78
D4-DSCBL | DirectLOGIC DL405 programming cable, 12ft cable length, shielded. For use with all DL405 CPUs. | Stock | 87
D4-EXCBL-1 | DirectLOGIC DL405 base expansion cable, 3.2ft/1m cable length. For use with all DL405-1 bases. | Stock | 115
D4-EXCBL-2 | DirectLOGIC DL405 base expansion cable, 1.6ft/0.5m cable length. For use with all DL405-1 bases. | Stock | 110
D4-IOCBL-1 | DirectLOGIC DL405 PLC I/O cable, 9.8ft/3m cable length, shielded, ribbon cable to pigtail. For use with DL405 32-point or 64-point I/O modules. | Stock | 127
DA-DSCBL | DirectSOFT programming cable kit, for use with all DirectLOGIC PLCs, includes (1) D2-DSCBL, (1) D3-DSCBL-1, (1) D3-DSCBL-2 and (1) D4-DSCBL programming cables. | Stock | 112
USB-RS232-1 | AutomationDirect adapter cable, USB A to RS-232 (9-pin D-sub male), 5.9ft/1.8m cable length. | Stock | 50
SE-USBC-RS232-1 | STRIDE adapter cable, USB C to RS-232 (9-pin D-sub male), 5.9ft/1.8m cable length. For use with DirectLOGIC PLCs, CLICK Basic PLCs, IronHorse ACN series drives and ZIPLink ZL-CMA9 port adapter communication module. | Stock | 55
USB-RS4X-1 | AutomationDirect adapter cable, USB A to RS-422/485 (9-pin D-sub male), 5.9ft/1.8m cable length. For use with ZIPLink ZL-CMA9 port adapter communication module. | Stock | 69
SE-USBC-RS4X-1 | STRIDE adapter cable, USB C to RS-422/485 (9-pin D-sub male), 5.9ft/1.8m cable length. For use with ZIPLink ZL-CMA9 port adapter communication module. | Stock | 75
FA-CABKIT | DirectLOGIC universal cable kit, for use with all DirectLOGIC PLCs with RS-232 ports. | Stock | 72
T1K-10CBL | Terminator base expansion cable, 3.2ft/1m cable length. For use with all Terminator bases. | Stock | 162
T1K-10CBL-1 | Terminator base expansion cable, 3.2ft/1m cable length. For use with all Terminator bases. Passes 24 VDC through isolated wire. | Stock | 211
HMI Cables
EA-MG-PGM-CBL | AutomationDirect programming cable assembly, USB A to 6-pin RJ12, 6ft cable length. For use with C-more Micro panels, CLICK CPUs, Do-more H2 series CPUs, and DirectLOGIC CPUs. | Stock | 56
EA-2CBL | AutomationDirect communication cable, 15-pin male D-sub to 6-pin RJ12, shielded, 9.8ft/3m cable length. For use with C-more or C-more Micro panel and AutomationDirect PLCs with RJ12 ports. | Stock | 37
EA-2CBL-1 | AutomationDirect communication cable, 15-pin male D-sub to 15-pin D-sub HD15 male, shielded, 3m/9.8ft cable length. For use with C-more or C-more Micro panel and a DL06, D2-250(-1), D2-260 or D2-262 (bottom port) CPU. | Stock | 38
EA-4CBL-1 | AutomationDirect communication cable, 15-pin male D-sub to 15-pin male D-sub, shielded, 3m/9.8ft cable length. For use with C-more or C-more Micro panel and a DL405 (top port) CPU. | Stock | 37
EA-4CBL-2 | AutomationDirect communication cable, 15-pin male D-sub to 25-pin male D-sub, shielded, 3m/9.8ft cable length. For use with C-more or C-more Micro panel and a D2-DCM, D3-232-DCU, D3-350 (bottom port) or DL405 (bottom port) CPU. | Stock | 38.5
EA-90-30-CBL | AutomationDirect communication cable, 15-pin male D-sub to 15-pin male D-sub, shielded, 3m/9.8ft cable length. For use with C-more or C-more Micro and GE Fanuc Series 90/30 or 90/70 serial port. | Stock | 37
EA-SLC-232-CBL | AutomationDirect communication cable, 15-pin male D-sub to 9-pin female D-sub, shielded, 3m/9.8ft cable length. For use with C-more or C-more Micro panel and an Allen-Bradley SLC 5/03, 5/04 or 5/05 CPU with DF-1 port. | Stock | 37
EA-MITSU-CBL-1 | AutomationDirect communication cable, 15-pin male D-sub to 8-pin male mini DIN, shielded, 3m/9.8ft cable length. For use with C-more or C-more Micro panel and a Mitsubishi FX Series CPU. | Stock | 37
EA-DH485-CBL | AutomationDirect communication cable, 15-pin male D-sub to 6-pin RJ45, shielded. For use with C-more EA9 series or C-more Micro panel and an Allen-Bradley SLC 5/01, 5/02 or 5/03 CPU with a DH485 port cable. | Stock | 36.5
EA-MLOGIX-CBL | AutomationDirect communication cable, 15-pin male D-sub to 8-pin male mini DIN, shielded, 3m/9.8ft cable length. For use with C-more or C-more Micro panel and an Allen-Bradley Micrologix CPU. | Stock | 57
OP-2CBL | AutomationDirect communication cable, 15-pin D-shell male to 6-pin RJ12, shielded, 2m/6.6ft cable length. For use with any OP600 or OP1000 series OptiMate unit and a DL05, DL06, DL105, DL205, D3-350 or D4-450 CPU. | Stock | 51
OP-2CBL-1 | AutomationDirect communication cable, 15-pin D-shell male to 15-pin D-sub HD15 male, shielded, 2m/6.6ft cable length. For use with any OP600 or OP1000 series OptiMate unit and a DL06, or the bottom port of a D2-250(-1), D2-260 or D2-262 (bottom port) CPU. | Stock | 45
DV-1000CBL | AutomationDirect communication cable, 6-pin RJ12 to 6-pin RJ12, 2m/6.6ft cable length. For use with DV-1000 or C-more Micro panels and AutomationDirect PLCs with an RJ12 port. | Stock | 22
D4-1000CBL | AutomationDirect communication cable, 6-pin RJ12 to 15-pin male D-sub, shielded, 2m/6.6ft cable length. For use with DV-1000 or C-more Micro panels and any DL405 CPU. | Stock | 32.5
ATM-CBL-VGA10 | AutomationDirect video cable, 15-pin D-sub HD15 male to 15-pin D-sub HD15 male, 10ft cable length. For use with VGA enabled desktops and laptops to a VGA display. | Stock | 75
ATM-CBL-VGA25 | AutomationDirect video cable, 15-pin D-sub HD15 male to 15-pin D-sub HD15 male, 25ft cable length. For use with VGA enabled desktops and laptops to a VGA display. | Stock | 160
ATM-CBL-VGA50 | AutomationDirect video cable, 15-pin D-sub HD15 male to 15-pin D-sub HD15 male, 50ft cable length. For use with VGA enabled desktops and laptops to a VGA display. | Stock | 206
ATM-CBL-DV3M | AutomationDirect video cable, male DVI-D to male DVI-D, 3m/9.8ft cable length. For use with a PC monitor and a standard PC with a DVI-D card. | Stock | 84
ATM-CBL-10 | AutomationDirect communication cable, 9-pin male D-sub to 9-pin female D-sub, 10ft cable length. For use with Atlas touch screen and a PC. | Stock | 52
ATM-CBL-25 | AutomationDirect communication cable, 9-pin male D-sub to 9-pin female D-sub, 25ft cable length. For use with Atlas touch screen and a PC. | Stock | 82
ATM-CBL-50 | AutomationDirect communication cable, 9-pin male D-sub to 9-pin female D-sub, 50ft cable length. For use with Atlas touch screen and a PC. | Stock | 110
Motor and Encoder Cables
EC-M12FC-LKCB-05 | Lika Electronic encoder cable, M12 axial female to pigtail, shielded, twisted pair, 16.4ft/5m cable length. For use with Lika Electronic Modbus RTU encoders. | Stock | 45
EC-M12FC-LKCB-10 | Lika Electronic encoder cable, M12 axial female to pigtail, shielded, twisted pair, 32.8ft/10m cable length. For use with Lika Electronic Modbus RTU encoders. | Stock | 63
EC-M12F12-LKT12-05 | Lika Electronic encoder cable, M12 axial female to pigtail, shielded, 16.4ft/5m cable length. For use with Lika Electronic AQ58 and AQ59 series encoders. | Stock | 74
EC-M12F12-LKT12-10 | Lika Electronic encoder cable, M12 axial female to pigtail, shielded, 32.8ft/10m cable length. For use with Lika Electronic AQ58 and AQ59 series encoders. | Stock | 102
EC-C12F-LKI8-05 | Lika Electronic encoder cable, M23 axial female to pigtail, shielded, 16.4ft/5m cable length. For use with Lika Electronic A80 series encoders. | Stock | 54
EC-C12F-LKI8-10 | Lika Electronic encoder cable, M23 axial female to pigtail, shielded, 32.8ft/10m cable length. For use with Lika Electronic A80 series encoders. | Stock | 75
EC-M12F8-LKM8-05 | Lika Electronic encoder cable, M12 axial female to pigtail, shielded, 16.4ft/5m cable length. For use with Lika Electronic AR01 series measuring wheel encoder assemblies. | Stock | 54
EC-M12F8-LKM8-10 | Lika Electronic encoder cable, M12 axial female to pigtail, shielded, 32.8ft/10m cable length. For use with Lika Electronic AR01 series measuring wheel encoder assemblies. | Stock | 75
KIT-IP/IQ58 | Lika Electronic programming cable, USB A to 4-position terminal block, 4.9ft/1.5m cable length. For use with Lika Electronic AQ58 and AQ59 series encoders. Requires Lika Electronic EC-IP/IQ58-M12 programming or EC-M12F12-LKT12-xx encoder cable. | Stock | 187
EC-IP/IQ58-M12 | Lika Electronic programming cable, M12 axial female to pigtail, 2ft cable length. For use with Lika Electronic AQ58 and AQ59 series encoders. Requires Lika Electronic KIT-IP/IQ58 programming cable. | Stock | 39
KIT-IP/IQ58-USB-M12 | Lika Electronic programming cable, USB A to M12 axial female, 1.6ft/0.5m cable length. For use with Lika Electronic AQ58 and AQ59 series encoders. | Stock | 133
EVER-PGM-1 | Ever Motion Solutions programming cable, USB A connector to 4-pin connector, 6ft cable length. For use with Ever Motion Solutions LW4D3070N2I1-00, SW3D2042H241-01, SW4D2042H241-00 and SW4A3070H241-00 microstepping drives. | Stock | 109
EVER-PGM-2 | Ever Motion Solutions programming cable, USB A connector to RJ11, 6ft cable length. For use with Ever Motion Solutions LW3A9030N2A1-00, SW3A9030H241-21 and SW5A5080H221-30 microstepping drives. | Stock | 109
CBL/0340-050 | Ever Motion Solutions power cable, 2-pin connector to pigtail, 1.6ft/0.5m cable length. For use with Ever Motion Solutions LW4, SW4, and SW3D series microstepping drives. | Stock | 22.5
CBL/0191-050 | Ever Motion Solutions motor extension cable, 4-pin connector to pigtail, 1.6ft/0.5m cable length. For use with Ever Motion Solutions LW4, SW4, and SW3D series microstepping drives. | Stock | 24.5
CBL/0341-050 | Ever Motion Solutions encoder feedback cable, 10-pin connector to pigtail, 1.6ft/0.5m cable length. For use with Ever Motion Solutions microstepping drives with encoder feedback. | Stock | 30.5
CBL/0190-100 | Ever Motion Solutions power cable, 2-pin connector to pigtail, 3.2ft/1m cable length. For use with Ever Motion Solutions LW4, SW4, and SW3D series microstepping drives. | Stock | 27.5
CBL/0191-100 | Ever Motion Solutions motor extension cable, 4-pin connector to pigtail, 3.2ft/1m cable length. For use with Ever Motion Solutions LW4, SW4, and SW3D series microstepping drives. | Stock | 32.5
CBL/0192-100 | Ever Motion Solutions encoder feedback cable, 10-pin connector to pigtail, 3.2ft/1m cable length. For use with Ever Motion Solutions microstepping drives with encoder feedback. | Stock | 36.5
LW4D3KIT-050 | Ever Motion Solutions cable kit, for use with Ever Motion Solutions LW4D3070N2I1-00 microstepping drive, includes (1) 1.6ft/0.5m power cable, (1) 1.6ft/0.5m motor extension cable, (1) 1.6ft/0.5m encoder cable and (1) control signal connector. | Stock | 73
APCV-PN03LS-AD | LS Electric power cable, mating connectors, 9.8ft/3m cable length. For use with all LS Electric PHOX series drives. | Stock | 65
APCV-PN05LS-AD | LS Electric power cable, mating connectors, 16.4ft/5m cable length. For use with all LS Electric PHOX series drives. | Stock | 71
APCV-PN10LS-AD | LS Electric power cable, mating connectors, 32.8ft/10m cable length. For use with all LS Electric PHOX series drives. | Stock | 91
APCV-PN20LS-AD | LS Electric power cable, mating connectors, 65.6ft/20m cable length. For use with all LS Electric PHOX series drives. | Stock | 126
APCV-PF03LS-AD | LS Electric power flex cable, mating connectors, 9.8ft/3m cable length. For use with all LS Electric PHOX series drives. | Stock | 75
APCV-PF05LS-AD | LS Electric power flex cable, mating connectors, 16.4ft/5m cable length. For use with all LS Electric PHOX series drives. | Stock | 91
APCV-PF10LS-AD | LS Electric power flex cable, mating connectors, 32.8ft/10m cable length. For use with all LS Electric PHOX series drives. | Stock | 128
APCV-PF20LS-AD | LS Electric power flex cable, mating connectors, 65.6ft/20m cable length. For use with all LS Electric PHOX series drives. | Stock | 197
APCV-EN03ES1-AD | LS Electric encoder feedback cable, mating connectors, 9.8ft/3m cable length. For use with all LS Electric PHOX series drives. (1) AA ER6V lithium battery included. | Stock | 145
APCV-EN05ES1-AD | LS Electric encoder feedback cable, mating connectors, 16.4ft/5m cable length. For use with all LS Electric PHOX series drives. (1) AA ER6V lithium battery included. | Stock | 153
APCV-EN10ES1-AD | LS Electric encoder feedback cable, mating connectors, 32.8ft/10m cable length. For use with all LS Electric PHOX series drives. (1) AA ER6V lithium battery included. | Stock | 171
APCV-EN20ES1-AD | LS Electric encoder feedback cable, mating connectors, 65.6ft/20m cable length. For use with all LS Electric PHOX series drives. (1) AA ER6V lithium battery included. | Stock | 214
APCV-EF03ES1-AD | LS Electric encoder feedback flex cable, mating connectors, 9.8ft/3m cable length. For use with all LS Electric PHOX series drives. (1) AA ER6V lithium battery included. | Stock | 158
APCV-EF05ES1-AD | LS Electric encoder feedback flex cable, mating connectors, 16.4ft/5m cable length. For use with all LS Electric PHOX series drives. (1) AA ER6V lithium battery included. | Stock | 171
APCV-EF10ES1-AD | LS Electric encoder feedback flex cable, mating connectors, 32.8ft/10m cable length. For use with all LS Electric PHOX series drives. (1) AA ER6V lithium battery included. | Stock | 214
APCV-EF20ES1-AD | LS Electric encoder feedback flex cable, mating connectors, 65.6ft/20m cable length. For use with all LS Electric PHOX series drives. (1) AA ER6V lithium battery included. | Stock | 297
APCV-BN03QS-AD | LS Electric brake cable, mating connectors, 9.8ft/3m cable length. For use with all LS Electric PHOX series drives. | Stock | 65
APCV-BN05QS-AD | LS Electric brake cable, mating connectors, 16.4ft/5m cable length. For use with all LS Electric PHOX series drives. | Stock | 69
APCV-BN10QS-AD | LS Electric brake cable, mating connectors, 32.8ft/10m cable length. For use with all LS Electric PHOX series drives. | Stock | 77
APCV-BN20QS-AD | LS Electric brake cable, mating connectors, 65.6ft/20m cable length. For use with all LS Electric PHOX series drives. | Stock | 97
APCV-BF03QS-AD | LS Electric brake flex cable, mating connectors, 9.8ft/3m cable length. For use with all LS Electric PHOX series drives. | Stock | 71
APCV-BF05QS-AD | LS Electric brake flex cable, mating connectors, 16.4ft/5m cable length. For use with all LS Electric PHOX series drives. | Stock | 78
APCV-BF10QS-AD | LS Electric brake flex cable, mating connectors, 32.8ft/10m cable length. For use with all LS Electric PHOX series drives. | Stock | 98
APCV-BF20QS-AD | LS Electric brake flex cable, mating connectors, 65.6ft/20m cable length. For use with all LS Electric PHOX series drives. | Stock | 136
APCS-PHOX-IOT-AD | LS Electric CN1 feedthrough terminal block, 26-pole, DIN rail mount. For use with all LS Electric PHOX series drives. 1.6ft/0.5m control cable included. | Stock | 170
APCS-PHOX-IOT01-AD | LS Electric CN1 feedthrough terminal block, 26-pole, DIN rail mount. For use with all LS Electric PHOX series drives. 3.2ft/1m control cable included. | Stock | 176
APCS-PHOX-IOT015-AD | LS Electric CN1 feedthrough terminal block, 26-pole, DIN rail mount. For use with all LS Electric PHOX series drives. 4.9ft/1.5m control cable included. | Stock | 183
APCS-PHOX-IOT02-AD | LS Electric CN1 feedthrough terminal block, 26-pole, DIN rail mount. For use with all LS Electric PHOX series drives. 6.5ft/2m control cable included. | Stock | 187
APCS-PHOX-IO01A-AD | LS Electric control cable, 26-pin connector to pigtail, 3.2ft/1m cable length. For use with all LS Electric PHOX series drives. | Stock | 111
APCS-PHOX-IO02A-AD | LS Electric control cable, 26-pin connector to pigtail, 6.5ft/2m cable length. For use with all LS Electric PHOX series drives. | Stock | 117
APCS-PHOX-IO03A-AD | LS Electric control cable, 26-pin connector to pigtail, 9.8ft/3m cable length. For use with all LS Electric PHOX series drives. | Stock | 122
APCS-PHOX-STO03A-AD | LS Electric STO cable, 6-pin connector to pigtail, 1ft/0.3m cable length. For use with all LS Electric PHOX series drives. | Stock | 31
APCS-PHOX-STO10A-AD | LS Electric STO cable, 6-pin connector to pigtail, 3.2ft/1m cable length. For use with all LS Electric PHOX series drives. | Stock | 33.5
APCS-PHOX-STO30A-AD | LS Electric STO cable, 6-pin connector to pigtail, 9.8ft/3m cable length. For use with all LS Electric PHOX series drives. | Stock | 37.5
APC-VSCN1T-AD | LS Electric CN1 feedthrough terminal block, 50-pole, DIN rail mount. For use with all LS Electric L7C and L7P series drives. 1.6ft/0.5m control cable included. | Stock | 91
APC-VSCN1T01-AD | LS Electric CN1 feedthrough terminal block, 50-pole, DIN rail mount. For use with all LS Electric L7C and L7P series drives. 3.2ft/1m control cable included. | Stock | 103
APC-VSCN1T02-AD | LS Electric CN1 feedthrough terminal block, 50-pole, DIN rail mount. For use with all LS Electric L7C and L7P series drives. 6.5ft/2m control cable included. | Stock | 112
APC-CN101A-AD | LS Electric control cable, 50-pin connector to pigtail, 3.2ft/1m cable length. For use with all LS Electric L7C and L7P series drives. | Stock | 63
APC-CN102A-AD | LS Electric control cable, 50-pin connector to pigtail, 6.5ft/2m cable length. For use with all LS Electric L7C and L7P series drives. | Stock | 69
APC-CN103A-AD | LS Electric control cable, 50-pin connector to pigtail, 9.8ft/3m cable length. For use with all LS Electric L7C and L7P series drives. | Stock | 77
APCS-PN03LSC-AD | LS Electric power cable, mating connectors, 9.8ft/3m cable length. For use with 100W-1 kW LS Electric FBL/FCL series servo motors used with L7C series drives. | Stock | 55
APCS-PN05LSC-AD | LS Electric power cable, mating connectors, 16.4ft/5m cable length. For use with 100W-1 kW LS Electric FBL/FCL series servo motors used with L7C series drives. | Stock | 66
APCS-PN10LSC-AD | LS Electric power cable, mating connectors, 32.8ft/10m cable length. For use with 100W-1 kW LS Electric FBL/FCL series servo motors used with L7C series drives. | Stock | 86
APCS-PN20LSC-AD | LS Electric power cable, mating connectors, 65.6ft/20m cable length. For use with 100W-1 kW LS Electric FBL/FCL series servo motors used with L7C series drives. | Stock | 118
APCS-PF03LSC-AD | LS Electric power flex cable, mating connectors, 9.8ft/3m cable length. For use with 100W-1 kW LS Electric FBL/FCL series servo motors used with L7C series drives. | Stock | 72
APCS-PF05LSC-AD | LS Electric power flex cable, mating connectors, 16.4ft/5m cable length. For use with 100W-1 kW LS Electric FBL/FCL series servo motors used with L7C series drives. | Stock | 94
APCS-PF10LSC-AD | LS Electric power flex cable, mating connectors, 32.8ft/10m cable length. For use with 100W-1 kW LS Electric FBL/FCL series servo motors used with L7C series drives. | Stock | 133
APCS-PF20LSC-AD | LS Electric power flex cable, mating connectors, 65.6ft/20m cable length. For use with 100W-1 kW LS Electric FBL/FCL series servo motors used with L7C series drives. | Stock | 210
APCS-EN03ES-AD | LS Electric encoder feedback cable, mating connectors, 9.8ft/3m cable length. For use with 100W-1 kW LS Electric FBL/FCL series servo motors. | Stock | 66
APCS-EN05ES-AD | LS Electric encoder feedback cable, mating connectors, 16.4ft/5m cable length. For use with 100W-1 kW LS Electric FBL/FCL series servo motors. | Stock | 80
APCS-EN10ES-AD | LS Electric encoder feedback cable, mating connectors, 32.8ft/10m cable length. For use with 100W-1 kW LS Electric FBL/FCL series servo motors. | Stock | 93
APCS-EN20ES-AD | LS Electric encoder feedback cable, mating connectors, 65.6ft/20m cable length. For use with 100W-1 kW LS Electric FBL/FCL series servo motors. | Stock | 109
APCS-EF03ES-AD | LS Electric encoder feedback flex cable, mating connectors, 9.8ft/3m cable length. For use with 100W-1 kW LS Electric FBL/FCL series servo motors. | Stock | 97
APCS-EF05ES-AD | LS Electric encoder feedback flex cable, mating connectors, 16.4ft/5m cable length. For use with 100W-1 kW LS Electric FBL/FCL series servo motors. | Stock | 115
APCS-EF10ES-AD | LS Electric encoder feedback flex cable, mating connectors, 32.8ft/10m cable length. For use with 100W-1 kW LS Electric FBL/FCL series servo motors. | Stock | 160
APCS-EF20ES-AD | LS Electric encoder feedback flex cable, mating connectors, 65.6ft/20m cable length. For use with 100W-1 kW LS Electric FBL/FCL series servo motors. | Stock | 261
APCS-EN03ES1-AD | LS Electric encoder feedback cable, mating connectors, 9.8ft/3m cable length. For use with 100W-1 kW LS Electric FBL/FCL series servo motors with 19-bit encoders. (1) AA ER6V lithium battery included. | Stock | 109
APCS-EN05ES1-AD | LS Electric encoder feedback cable, mating connectors, 16.4ft/5m cable length. For use with 100W-1 kW LS Electric FBL/FCL series servo motors with 19-bit encoders. (1) AA ER6V lithium battery included. | Stock | 115
APCS-EN10ES1-AD | LS Electric encoder feedback cable, mating connectors, 32.8ft/10m cable length. For use with 100W-1 kW LS Electric FBL/FCL series servo motors with 19-bit encoders. (1) AA ER6V lithium battery included. | Stock | 133
APCS-EN20ES1-AD | LS Electric encoder feedback cable, mating connectors, 65.6ft/20m cable length. For use with 100W-1 kW LS Electric FBL/FCL series servo motors with 19-bit encoders. (1) AA ER6V lithium battery included. | Stock | 166
APCS-EF03ES1-AD | LS Electric encoder feedback flex cable, mating connectors, 9.8ft/3m cable length. For use with 100W-1 kW LS Electric FBL/FCL series servo motors with 19-bit encoders. (1) AA ER6V lithium battery included. | Stock | 136
APCS-EF05ES1-AD | LS Electric encoder feedback flex cable, mating connectors, 16.4ft/5m cable length. For use with 100W-1 kW LS Electric FBL/FCL series servo motors with 19-bit encoders. (1) AA ER6V lithium battery included. | Stock | 163
APCS-EF10ES1-AD | LS Electric encoder feedback flex cable, mating connectors, 32.8ft/10m cable length. For use with 100W-1 kW LS Electric FBL/FCL series servo motors with 19-bit encoders. (1) AA ER6V lithium battery included. | Stock | 220
APCS-EF20ES1-AD | LS Electric encoder feedback flex cable, mating connectors, 65.6ft/20m cable length. For use with 100W-1 kW LS Electric FBL/FCL series servo motors with 19-bit encoders. (1) AA ER6V lithium battery included. | Stock | 337
APCS-EN03DS1-AD | LS Electric encoder feedback cable, mating connectors, 9.8ft/3m cable length. For use with all LS Electric APM-FE and APM-FF series servo motors. (1) AA ER6V lithium battery included. | Stock | 115
APCS-EN05DS1-AD | LS Electric encoder feedback cable, mating connectors, 16.4ft/5m cable length. For use with all LS Electric APM-FE and APM-FF series servo motors. (1) AA ER6V lithium battery included. | Stock | 122
APCS-EN10DS1-AD | LS Electric encoder feedback cable, mating connectors, 32.8ft/10m cable length. For use with all LS Electric APM-FE and APM-FF series servo motors. (1) AA ER6V lithium battery included. | Stock | 136
APCS-EN20DS1-AD | LS Electric encoder feedback cable, mating connectors, 65.6ft/20m cable length. For use with all LS Electric APM-FE and APM-FF series servo motors. (1) AA ER6V lithium battery included. | Stock | 171
APCS-EF03DS1-AD | LS Electric encoder feedback flex cable, mating connectors, 9.8ft/3m cable length. For use with all LS Electric APM-FE and APM-FF series servo motors. (1) AA ER6V lithium battery included. | Stock | 145
APCS-EF05DS1-AD | LS Electric encoder feedback flex cable, mating connectors, 16.4ft/5m cable length. For use with all LS Electric APM-FE and APM-FF series servo motors. (1) AA ER6V lithium battery included. | Stock | 166
APCS-EF10DS1-AD | LS Electric encoder feedback flex cable, mating connectors, 32.8ft/10m cable length. For use with all LS Electric APM-FE and APM-FF series servo motors. (1) AA ER6V lithium battery included. | Stock | 220
APCS-EF20DS1-AD | LS Electric encoder feedback flex cable, mating connectors, 65.6ft/20m cable length. For use with all LS Electric APM-FE and APM-FF series servo motors. (1) AA ER6V lithium battery included. | Stock | 340
APCS-PN03LS-AD | LS Electric power cable, mating connectors, 9.8ft/3m cable length. For use with 100W-1 kW LS Electric FBL/FCL series servo motors used with L7P series drives. | Stock | 59
APCS-PN05LS-AD | LS Electric power cable, mating connectors, 16.4ft/5m cable length. For use with 100W-1 kW LS Electric FBL/FCL series servo motors used with L7P series drives. | Stock | 63
APCS-PN10LS-AD | LS Electric power cable, mating connectors, 32.8ft/10m cable length. For use with 100W-1 kW LS Electric FBL/FCL series servo motors used with L7P series drives. | Stock | 79
APCS-PN20LS-AD | LS Electric power cable, mating connectors, 65.6ft/20m cable length. For use with 100W-1 kW LS Electric FBL/FCL series servo motors used with L7P series drives. | Stock | 110
APCS-PF03LS-AD | LS Electric power flex cable, mating connectors, 9.8ft/3m cable length. For use with 100W-1 kW LS Electric FBL/FCL series servo motors used with L7P series drives. | Stock | 74
APCS-PF05LS-AD | LS Electric power flex cable, mating connectors, 16.4ft/5m cable length. For use with 100W-1 kW LS Electric FBL/FCL series servo motors used with L7P series drives. | Stock | 86
APCS-PF10LS-AD | LS Electric power flex cable, mating connectors, 32.8ft/10m cable length. For use with 100W-1 kW LS Electric FBL/FCL series servo motors used with L7P series drives. | Stock | 124
APCS-PF20LS-AD | LS Electric power flex cable, mating connectors, 65.6ft/20m cable length. For use with 100W-1 kW LS Electric FBL/FCL series servo motors used with L7P series drives. | Stock | 201
APCS-PN03HS-AD | LS Electric power cable, mating connectors, 9.8ft/3m cable length. For use with all LS Electric APM-FE series servo motors without brake. | Stock | 51
APCS-PN05HS-AD | LS Electric power cable, mating connectors, 16.4ft/5m cable length. For use with all LS Electric APM-FE series servo motors without brake. | Stock | 61
APCS-PN10HS-AD | LS Electric power cable, mating connectors, 32.8ft/10m cable length. For use with all LS Electric APM-FE series servo motors without brake. | Stock | 86
APCS-PN20HS-AD | LS Electric power cable, mating connectors, 65.6ft/20m cable length. For use with all LS Electric APM-FE series servo motors without brake. | Stock | 135
APCS-PF03HS-AD | LS Electric power flex cable, mating connectors, 9.8ft/3m cable length. For use with all LS Electric APM-FE series servo motors without brake. | Stock | 72
APCS-PF05HS-AD | LS Electric power flex cable, mating connectors, 16.4ft/5m cable length. For use with all LS Electric APM-FE series servo motors without brake. | Stock | 92
APCS-PF10HS-AD | LS Electric power flex cable, mating connectors, 32.8ft/10m cable length. For use with all LS Electric APM-FE series servo motors without brake. | Stock | 147
APCS-PF20HS-AD | LS Electric power flex cable, mating connectors, 65.6ft/20m cable length. For use with all LS Electric APM-FE series servo motors without brake. | Stock | 256
APCS-PN03IS-AD | LS Electric power cable, mating connectors, 9.8ft/3m cable length. For use with LS Electric 230 VAC APM-FF35D and 460 VAC APM-FFP35D servo motors without brake. | Stock | 69
APCS-PN05IS-AD | LS Electric power cable, mating connectors, 16.4ft/5m cable length. For use with LS Electric 230 VAC APM-FF35D and 460 VAC APM-FFP35D servo motors without brake. | Stock | 90
APCS-PN10IS-AD | LS Electric power cable, mating connectors, 32.8ft/10m cable length. For use with LS Electric 230 VAC APM-FF35D and 460 VAC APM-FFP35D servo motors without brake. | Stock | 135
APCS-PN20IS-AD | LS Electric power cable, mating connectors, 65.6ft/20m cable length. For use with LS Electric 230 VAC APM-FF35D and 460 VAC APM-FFP35D servo motors without brake. | Stock | 231
APCS-PF03IS-AD | LS Electric power flex cable, mating connectors, 9.8ft/3m cable length. For use with LS Electric 230 VAC APM-FF35D and 460 VAC APM-FFP35D servo motors without brake. | Stock | 90
APCS-PF05IS-AD | LS Electric power flex cable, mating connectors, 16.4ft/5m cable length. For use with LS Electric 230 VAC APM-FF35D and 460 VAC APM-FFP35D servo motors without brake. | Stock | 118
APCS-PF10IS-AD | LS Electric power flex cable, mating connectors, 32.8ft/10m cable length. For use with LS Electric 230 VAC APM-FF35D and 460 VAC APM-FFP35D servo motors without brake. | Stock | 193
APCS-PF20IS-AD | LS Electric power flex cable, mating connectors, 65.6ft/20m cable length. For use with LS Electric 230 VAC APM-FF35D and 460 VAC APM-FFP35D servo motors without brake. | Stock | 349
APCS-PN03JS-AD | LS Electric power cable, mating connectors, 9.8ft/3m cable length. For use with LS Electric 230 VAC APM-FF55D series servo motors without brake. | Stock | 80
APCS-PN05JS-AD | LS Electric power cable, mating connectors, 16.4ft/5m cable length. For use with LS Electric 230 VAC APM-FF55D series servo motors without brake. | Stock | 106
APCS-PN10JS-AD | LS Electric power cable, mating connectors, 32.8ft/10m cable length. For use with LS Electric 230 VAC APM-FF55D series servo motors without brake. | Stock | 166
APCS-PN20JS-AD | LS Electric power cable, mating connectors, 65.6ft/20m cable length. For use with LS Electric 230 VAC APM-FF55D series servo motors without brake. | Stock | 305
APCS-PF03JS-AD | LS Electric power flex cable, mating connectors, 9.8ft/3m cable length. For use with LS Electric 230 VAC APM-FF55D series servo motors without brake. | Stock | 115
APCS-PF05JS-AD | LS Electric power flex cable, mating connectors, 16.4ft/5m cable length. For use with LS Electric 230 VAC APM-FF55D series servo motors without brake. | Stock | 160
APCS-PF10JS-AD | LS Electric power flex cable, mating connectors, 32.8ft/10m cable length. For use with LS Electric 230 VAC APM-FF55D series servo motors without brake. | Stock | 281
APCS-PF20JS-AD | LS Electric power flex cable, mating connectors, 65.6ft/20m cable length. For use with LS Electric 230 VAC APM-FF55D series servo motors without brake. | Stock | 520
APCS-PN03NB-AD | LS Electric power cable, mating connectors, 9.8ft/3m cable length. For use with LS Electric 230 VAC and 460 VAC APM-FE series servo motors with brake. | Stock | 67
APCS-PN05NB-AD | LS Electric power cable, mating connectors, 16.4ft/5m cable length. For use with LS Electric 230 VAC and 460 VAC APM-FE series servo motors with brake. | Stock | 80
APCS-PN10NB-AD | LS Electric power cable, mating connectors, 32.8ft/10m cable length. For use with LS Electric 230 VAC and 460 VAC APM-FE series servo motors with brake. | Stock | 117
APCS-PN20NB-AD | LS Electric power cable, mating connectors, 65.6ft/20m cable length. For use with LS Electric 230 VAC and 460 VAC APM-FE series servo motors with brake. | Stock | 189
APCS-PF03NB-AD | LS Electric power flex cable, mating connectors, 9.8ft/3m cable length. For use with LS Electric 230 VAC and 460 VAC APM-FE series servo motors with brake. | Stock | 98
APCS-PF05NB-AD | LS Electric power flex cable, mating connectors, 16.4ft/5m cable length. For use with LS Electric 230 VAC and 460 VAC APM-FE series servo motors with brake. | Stock | 132
APCS-PF10NB-AD | LS Electric power flex cable, mating connectors, 32.8ft/10m cable length. For use with LS Electric 230 VAC and 460 VAC APM-FE series servo motors with brake. | Stock | 213
APCS-PF20NB-AD | LS Electric power flex cable, mating connectors, 65.6ft/20m cable length. For use with LS Electric 230 VAC and 460 VAC APM-FE series servo motors with brake. | Stock | 379
APCS-PN03PB-AD | LS Electric power cable, mating connectors, 9.8ft/3m cable length. For use with LS Electric 230 VAC APM-FF35D and 460 VAC APM-FFP35D series servo motors with brake. | Stock | 96
APCS-PN05PB-AD | LS Electric power cable, mating connectors, 16.4ft/5m cable length. For use with LS Electric 230 VAC APM-FF35D and 460 VAC APM-FFP35D series servo motors with brake. | Stock | 121
APCS-PN10PB-AD | LS Electric power cable, mating connectors, 32.8ft/10m cable length. For use with LS Electric 230 VAC APM-FF35D and 460 VAC APM-FFP35D series servo motors with brake. | Stock | 184
APCS-PN20PB-AD | LS Electric power cable, mating connectors, 65.6ft/20m cable length. For use with LS Electric 230 VAC APM-FF35D and 460 VAC APM-FFP35D series servo motors with brake. | Stock | 318
APCS-PF03PB-AD | LS Electric power flex cable, mating connectors, 9.8ft/3m cable length. For use with LS Electric 230 VAC APM-FF35D and 460 VAC APM-FFP35D series servo motors with brake. | Stock | 122
APCS-PF05PB-AD | LS Electric power flex cable, mating connectors, 16.4ft/5m cable length. For use with LS Electric 230 VAC APM-FF35D and 460 VAC APM-FFP35D series servo motors with brake. | Stock | 166
APCS-PF10PB-AD | LS Electric power flex cable, mating connectors, 32.8ft/10m cable length. For use with LS Electric 230 VAC APM-FF35D and 460 VAC APM-FFP35D series servo motors with brake. | Stock | 274
APCS-PF20PB-AD | LS Electric power flex cable, mating connectors, 65.6ft/20m cable length. For use with LS Electric 230 VAC APM-FF35D and 460 VAC APM-FFP35D series servo motors with brake. | Stock | 497
APCS-PN03LB-AD | LS Electric power cable, mating connectors, 9.8ft/3m cable length. For use with LS Electric 230 VAC APM-FF55D series servo motors with brake. | Stock | 92
APCS-PN05LB-AD | LS Electric power cable, mating connectors, 16.4ft/5m cable length. For use with LS Electric 230 VAC APM-FF55D series servo motors with brake. | Stock | 117
APCS-PN10LB-AD | LS Electric power cable, mating connectors, 32.8ft/10m cable length. For use with LS Electric 230 VAC APM-FF55D series servo motors with brake. | Stock | 182
APCS-PN20LB-AD | LS Electric power cable, mating connectors, 65.6ft/20m cable length. For use with LS Electric 230 VAC APM-FF55D series servo motors with brake. | Stock | 313
APCS-PF03LB-AD | LS Electric power flex cable, mating connectors, 9.8ft/3m cable length. For use with LS Electric 230 VAC APM-FF55D series servo motors with brake. | Stock | 133
APCS-PF05LB-AD | LS Electric power flex cable, mating connectors, 16.4ft/5m cable length. For use with LS Electric 230 VAC APM-FF55D series servo motors with brake. | Stock | 188
APCS-PF10LB-AD | LS Electric power flex cable, mating connectors, 32.8ft/10m cable length. For use with LS Electric 230 VAC APM-FF55D series servo motors with brake. | Stock | 325
APCS-PF20LB-AD | LS Electric power flex cable, mating connectors, 65.6ft/20m cable length. For use with LS Electric 230 VAC APM-FF55D series servo motors with brake. | Stock | 603
APCS-PF03JS1-AD | LS Electric power flex cable, mating connectors, 9.8ft/3m cable length. For use with LS Electric 460 VAC APM-FFP55D and APM-FFP75D series servo motors without brake. | Stock | 96
APCS-PF05JS1-AD | LS Electric power flex cable, mating connectors, 16.4ft/5m cable length. For use with LS Electric 460 VAC APM-FFP55D and APM-FFP75D series servo motors without brake. | Stock | 132
APCS-PF10JS1-AD | LS Electric power flex cable, mating connectors, 32.8ft/10m cable length. For use with LS Electric 460 VAC APM-FFP55D and APM-FFP75D series servo motors without brake. | Stock | 220
APCS-PF20JS1-AD | LS Electric power flex cable, mating connectors, 65.6ft/20m cable length. For use with LS Electric 460 VAC APM-FFP55D and APM-FFP75D series servo motors without brake. | Stock | 401
APCS-PF03LB1-AD | LS Electric power flex cable, mating connectors, 9.8ft/3m cable length. For use with LS Electric 460 VAC APM-FFP55D and APM-FFP75D series servo motors with brake. | Stock | 111
APCS-PF05LB1-AD | LS Electric power flex cable, mating connectors, 16.4ft/5m cable length. For use with LS Electric 460 VAC APM-FFP55D and APM-FFP75D series servo motors with brake. | Stock | 152
APCS-PF10LB1-AD | LS Electric power flex cable, mating connectors, 32.8ft/10m cable length. For use with LS Electric 460 VAC APM-FFP55D and APM-FFP75D series servo motors with brake. | Stock | 259
APCS-PF20LB1-AD | LS Electric power flex cable, mating connectors, 65.6ft/20m cable length. For use with LS Electric 460 VAC APM-FFP55D and APM-FFP75D series servo motors with brake. | Stock | 471
APCS-PN03JS2-AD | LS Electric power cable, mating connectors, 9.8ft/3m cable length. For use with LS Electric 230 VAC APM-FF75D series servo motors without brake. | Stock | 136
APCS-PN05JS2-AD | LS Electric power cable, mating connectors, 16.4ft/5m cable length. For use with LS Electric 230 VAC APM-FF75D series servo motors without brake. | Stock | 191
APCS-PN10JS2-AD | LS Electric power cable, mating connectors, 32.8ft/10m cable length. For use with LS Electric 230 VAC APM-FF75D series servo motors without brake. | Stock | 325
APCS-PN20JS2-AD | LS Electric power cable, mating connectors, 65.6ft/20m cable length. For use with LS Electric 230 VAC APM-FF75D series servo motors without brake. | Stock | 591
APCS-PF03JS2-AD | LS Electric power flex cable, mating connectors, 9.8ft/3m cable length. For use with LS Electric 230 VAC APM-FF75D series servo motors without brake. | Stock | 200
APCS-PF05JS2-AD | LS Electric power flex cable, mating connectors, 16.4ft/5m cable length. For use with LS Electric 230 VAC APM-FF75D series servo motors without brake. | Stock | 291
APCS-PF10JS2-AD | LS Electric power flex cable, mating connectors, 32.8ft/10m cable length. For use with LS Electric 230 VAC APM-FF75D series servo motors without brake. | Stock | 518
APCS-PF20JS2-AD | LS Electric power flex cable, mating connectors, 65.6ft/20m cable length. For use with LS Electric 230 VAC APM-FF75D series servo motors without brake. | Stock | 972
APCS-PN03LB2-AD | LS Electric power cable, mating connectors, 9.8ft/3m cable length. For use with LS Electric 230 VAC APM-FF75D series servo motors with brake. | Stock | 152
APCS-PN05LB2-AD | LS Electric power cable, mating connectors, 16.4ft/5m cable length. For use with LS Electric 230 VAC APM-FF75D series servo motors with brake. | Stock | 210
APCS-PN10LB2-AD | LS Electric power cable, mating connectors, 32.8ft/10m cable length. For use with LS Electric 230 VAC APM-FF75D series servo motors with brake. | Stock | 353
APCS-PN20LB2-AD | LS Electric power cable, mating connectors, 65.6ft/20m cable length. For use with LS Electric 230 VAC APM-FF75D series servo motors with brake. | Stock | 636
APCS-PF03LB2-AD | LS Electric power flex cable, mating connectors, 9.8ft/3m cable length. For use with LS Electric 230 VAC APM-FF75D series servo motors with brake. | Stock | 220
APCS-PF05LB2-AD | LS Electric power flex cable, mating connectors, 16.4ft/5m cable length. For use with LS Electric 230 VAC APM-FF75D series servo motors with brake. | Stock | 322
APCS-PF10LB2-AD | LS Electric power flex cable, mating connectors, 32.8ft/10m cable length. For use with LS Electric 230 VAC APM-FF75D series servo motors with brake. | Stock | 567
APCS-PF20LB2-AD | LS Electric power flex cable, mating connectors, 65.6ft/20m cable length. For use with LS Electric 230 VAC APM-FF75D series servo motors with brake. | Stock | 1069
APCS-PN03LSX-AD | LS Electric power cable, mating connectors, 9.8ft/3m cable length. For use with 100W-1 kW LS Electric FBL/FCL series servo motors used with iX7 series drives. | Stock | 66
APCS-PN05LSX-AD | LS Electric power cable, mating connectors, 16.4ft/5m cable length. For use with 100W-1 kW LS Electric FBL/FCL series servo motors used with iX7 series drives. | Stock | 74
APCS-PN10LSX-AD | LS Electric power cable, mating connectors, 32.8ft/10m cable length. For use with 100W-1 kW LS Electric FBL/FCL series servo motors used with iX7 series drives. | Stock | 91
APCS-PN20LSX-AD | LS Electric power cable, mating connectors, 65.6ft/20m cable length. For use with 100W-1 kW LS Electric FBL/FCL series servo motors used with iX7 series drives. | Stock | 130
APCS-PF03LSX-AD | LS Electric power flex cable, mating connectors, 9.8ft/3m cable length. For use with 100W-1 kW LS Electric FBL/FCL series servo motors used with iX7 series drives. | Stock | 77
APCS-PF05LSX-AD | LS Electric power flex cable, mating connectors, 16.4ft/5m cable length. For use with 100W-1 kW LS Electric FBL/FCL series servo motors used with iX7 series drives. | Stock | 91
APCS-PF10LSX-AD | LS Electric power flex cable, mating connectors, 32.8ft/10m cable length. For use with 100W-1 kW LS Electric FBL/FCL series servo motors used with iX7 series drives. | Stock | 129
APCS-PF20LSX-AD | LS Electric power flex cable, mating connectors, 65.6ft/20m cable length. For use with 100W-1 kW LS Electric FBL/FCL series servo motors used with iX7 series drives. | Stock | 202
APCS-PN03HSX1-AD | LS Electric power cable, mating connectors, 9.8ft/3m cable length. For use with LS Electric 230 VAC APM-FE15A servo motors without brake. | Stock | 66
APCS-PN05HSX1-AD | LS Electric power cable, mating connectors, 16.4ft/5m cable length. For use with LS Electric 230 VAC APM-FE15A servo motors without brake. | Stock | 77
APCS-PN10HSX1-AD | LS Electric power cable, mating connectors, 32.8ft/10m cable length. For use with LS Electric 230 VAC APM-FE15A servo motors without brake. | Stock | 99
APCS-PN20HSX1-AD | LS Electric power cable, mating connectors, 65.6ft/20m cable length. For use with LS Electric 230 VAC APM-FE15A servo motors without brake. | Stock | 149
APCS-PF03HSX1-AD | LS Electric power flex cable, mating connectors, 9.8ft/3m cable length. For use with LS Electric 230 VAC APM-FE15A servo motors without brake. | Stock | 78
APCS-PF05HSX1-AD | LS Electric power flex cable, mating connectors, 16.4ft/5m cable length. For use with LS Electric 230 VAC APM-FE15A servo motors without brake. | Stock | 94
APCS-PF10HSX1-AD | LS Electric power flex cable, mating connectors, 32.8ft/10m cable length. For use with LS Electric 230 VAC APM-FE15A servo motors without brake. | Stock | 138
APCS-PF20HSX1-AD | LS Electric power flex cable, mating connectors, 65.6ft/20m cable length. For use with LS Electric 230 VAC APM-FE15A servo motors without brake. | Stock | 219
APCS-PN03HSX-AD | LS Electric power cable, mating connectors, 9.8ft/3m cable length. For use with LS Electric 230 VAC APM-FE16D and APM-FE22D servo motors without brake. | Stock | 61
APCS-PN05HSX-AD | LS Electric power cable, mating connectors, 16.4ft/5m cable length. For use with LS Electric 230 VAC APM-FE16D and APM-FE22D servo motors without brake. | Stock | 74
APCS-PN10HSX-AD | LS Electric power cable, mating connectors, 32.8ft/10m cable length. For use with LS Electric 230 VAC APM-FE16D and APM-FE22D servo motors without brake. | Stock | 103
APCS-PN20HSX-AD | LS Electric power cable, mating connectors, 65.6ft/20m cable length. For use with LS Electric 230 VAC APM-FE16D and APM-FE22D servo motors without brake. | Stock | 160
APCS-PF03HSX-AD | LS Electric power flex cable, mating connectors, 9.8ft/3m cable length. For use with LS Electric 230 VAC APM-FE16D and APM-FE22D servo motors without brake. | Stock | 79
APCS-PF05HSX-AD | LS Electric power flex cable, mating connectors, 16.4ft/5m cable length. For use with LS Electric 230 VAC APM-FE16D and APM-FE22D servo motors without brake. | Stock | 103
APCS-PF10HSX-AD | LS Electric power flex cable, mating connectors, 32.8ft/10m cable length. For use with LS Electric 230 VAC APM-FE16D and APM-FE22D servo motors without brake. | Stock | 160
APCS-PF20HSX-AD | LS Electric power flex cable, mating connectors, 65.6ft/20m cable length. For use with LS Electric 230 VAC APM-FE16D and APM-FE22D servo motors without brake. | Stock | 277
APCS-PN03NBX1-AD | LS Electric power cable, mating connectors, 9.8ft/3m cable length. For use with LS Electric 230 VAC APM-FE15A servo motors with brake. | Stock | 80
APCS-PN05NBX1-AD | LS Electric power cable, mating connectors, 16.4ft/5m cable length. For use with LS Electric 230 VAC APM-FE15A servo motors with brake. | Stock | 94
APCS-PN10NBX1-AD | LS Electric power cable, mating connectors, 32.8ft/10m cable length. For use with LS Electric 230 VAC APM-FE15A servo motors with brake. | Stock | 130
APCS-PN20NBX1-AD | LS Electric power cable, mating connectors, 65.6ft/20m cable length. For use with LS Electric 230 VAC APM-FE15A servo motors with brake. | Stock | 200
APCS-PF03NBX1-AD | LS Electric power flex cable, mating connectors, 9.8ft/3m cable length. For use with LS Electric 230 VAC APM-FE15A servo motors with brake. | Stock | 99
APCS-PF05NBX1-AD | LS Electric power flex cable, mating connectors, 16.4ft/5m cable length. For use with LS Electric 230 VAC APM-FE15A servo motors with brake. | Stock | 126
APCS-PF10NBX1-AD | LS Electric power flex cable, mating connectors, 32.8ft/10m cable length. For use with LS Electric 230 VAC APM-FE15A servo motors with brake. | Stock | 191
APCS-PF20NBX1-AD | LS Electric power flex cable, mating connectors, 65.6ft/20m cable length. For use with LS Electric 230 VAC APM-FE15A servo motors with brake. | Stock | 328
APCS-PN03NBX-AD | LS Electric power cable, mating connectors, 9.8ft/3m cable length. For use with LS Electric 230 VAC APM-FE16D and APM-FE22D servo motors with brake. | Stock | 71
APCS-PN05NBX-AD | LS Electric power cable, mating connectors, 16.4ft/5m cable length. For use with LS Electric 230 VAC APM-FE16D and APM-FE22D servo motors with brake. | Stock | 84
APCS-PN10NBX-AD | LS Electric power cable, mating connectors, 32.8ft/10m cable length. For use with LS Electric 230 VAC APM-FE16D and APM-FE22D servo motors with brake. | Stock | 120
APCS-PN20NBX-AD | LS Electric power cable, mating connectors, 65.6ft/20m cable length. For use with LS Electric 230 VAC APM-FE16D and APM-FE22D servo motors with brake. | Stock | 189
APCS-PF03NBX-AD | LS Electric power flex cable, mating connectors, 9.8ft/3m cable length. For use with LS Electric 230 VAC APM-FE16D and APM-FE22D servo motors with brake. | Stock | 93
APCS-PF05NBX-AD | LS Electric power flex cable, mating connectors, 16.4ft/5m cable length. For use with LS Electric 230 VAC APM-FE16D and APM-FE22D servo motors with brake. | Stock | 123
APCS-PF10NBX-AD | LS Electric power flex cable, mating connectors, 32.8ft/10m cable length. For use with LS Electric 230 VAC APM-FE16D and APM-FE22D servo motors with brake. | Stock | 189
APCS-PF20NBX-AD | LS Electric power flex cable, mating connectors, 65.6ft/20m cable length. For use with LS Electric 230 VAC APM-FE16D and APM-FE22D servo motors with brake. | Stock | 336
APCS-PN03ISX-AD | LS Electric power cable, mating connectors, 9.8ft/3m cable length. For use with LS Electric 230 VAC APM-FF35D servo motors without brake. | Stock | 67
APCS-PN05ISX-AD | LS Electric power cable, mating connectors, 16.4ft/5m cable length. For use with LS Electric 230 VAC APM-FF35D servo motors without brake. | Stock | 79
APCS-PN10ISX-AD | LS Electric power cable, mating connectors, 32.8ft/10m cable length. For use with LS Electric 230 VAC APM-FF35D servo motors without brake. | Stock | 109
APCS-PN20ISX-AD | LS Electric power cable, mating connectors, 65.6ft/20m cable length. For use with LS Electric 230 VAC APM-FF35D servo motors without brake. | Stock | 166
APCS-PF03ISX-AD | LS Electric power flex cable, mating connectors, 9.8ft/3m cable length. For use with LS Electric 230 VAC APM-FF35D servo motors without brake. | Stock | 88
APCS-PF05ISX-AD | LS Electric power flex cable, mating connectors, 16.4ft/5m cable length. For use with LS Electric 230 VAC APM-FF35D servo motors without brake. | Stock | 110
APCS-PF10ISX-AD | LS Electric power flex cable, mating connectors, 32.8ft/10m cable length. For use with LS Electric 230 VAC APM-FF35D servo motors without brake. | Stock | 172
APCS-PF20ISX-AD | LS Electric power flex cable, mating connectors, 65.6ft/20m cable length. For use with LS Electric 230 VAC APM-FF35D servo motors without brake. | Stock | 294
APCS-PN03PBX-AD | LS Electric power cable, mating connectors, 9.8ft/3m cable length. For use with LS Electric 230 VAC APM-FF35D servo motors with brake. | Stock | 97
APCS-PN05PBX-AD | LS Electric power cable, mating connectors, 16.4ft/5m cable length. For use with LS Electric 230 VAC APM-FF35D servo motors with brake. | Stock | 112
APCS-PN10PBX-AD | LS Electric power cable, mating connectors, 32.8ft/10m cable length. For use with LS Electric 230 VAC APM-FF35D servo motors with brake. | Stock | 163
APCS-PN20PBX-AD | LS Electric power cable, mating connectors, 65.6ft/20m cable length. For use with LS Electric 230 VAC APM-FF35D servo motors with brake. | Stock | 256
APCS-PF03PBX-AD | LS Electric power flex cable, mating connectors, 9.8ft/3m cable length. For use with LS Electric 230 VAC APM-FF35D servo motors with brake. | Stock | 123
APCS-PF05PBX-AD | LS Electric power flex cable, mating connectors, 16.4ft/5m cable length. For use with LS Electric 230 VAC APM-FF35D servo motors with brake. | Stock | 163
APCS-PF10PBX-AD | LS Electric power flex cable, mating connectors, 32.8ft/10m cable length. For use with LS Electric 230 VAC APM-FF35D servo motors with brake. | Stock | 251
APCS-PF20PBX-AD | LS Electric power flex cable, mating connectors, 65.6ft/20m cable length. For use with LS Electric 230 VAC APM-FF35D servo motors with brake. | Stock | 435
APCS-CN101A-AD | LS Electric control cable, 20-pin connector to pigtail, 3.2ft/1m cable length. For use with all LS Electric iX7 series drives. | Stock | 54
APCS-CN102A-AD | LS Electric control cable, 20-pin connector to pigtail, 6.5ft/2m cable length. For use with all LS Electric iX7 series drives. | Stock | 60
APCS-CN103A-AD | LS Electric control cable, 20-pin connector to pigtail, 9.8ft/3m cable length. For use with all LS Electric iX7 series drives. | Stock | 62
APCS-STO03A-AD | LS Electric STO cable, 6-pin connector to pigtail, 1ft/0.3m cable length. For use with all LS Electric iX7 series drives. | Stock | 55
APCS-STO10A-AD | LS Electric STO cable, 6-pin connector to pigtail, 3.2ft/1m cable length. For use with all LS Electric iX7 series drives. | Stock | 59
APCS-STO30A-AD | LS Electric STO cable, 6-pin connector to pigtail, 9.8ft/3m cable length. For use with all LS Electric iX7 series drives. | Stock | 62
APCS-BN03QS-AD | LS Electric brake cable, mating connectors, 9.8ft/3m cable length. For use with 100W-1 kW LS Electric FBL/FCL series servo motors with brake. | Stock | 72
APCS-BN05QS-AD | LS Electric brake cable, mating connectors, 16.4ft/5m cable length. For use with 100W-1 kW LS Electric FBL/FCL series servo motors with brake. | Stock | 77
APCS-BN10QS-AD | LS Electric brake cable, mating connectors, 32.8ft/10m cable length. For use with 100W-1 kW LS Electric FBL/FCL series servo motors with brake. | Stock | 84
APCS-BN20QS-AD | LS Electric brake cable, mating connectors, 65.6ft/20m cable length. For use with 100W-1 kW LS Electric FBL/FCL series servo motors with brake. | Stock | 103
APCS-BF03QS-AD | LS Electric brake flex cable, mating connectors, 9.8ft/3m cable length. For use with 100W-1 kW LS Electric FBL/FCL series servo motors with brake. | Stock | 80
APCS-BF05QS-AD | LS Electric brake flex cable, mating connectors, 16.4ft/5m cable length. For use with 100W-1 kW LS Electric FBL/FCL series servo motors with brake. | Stock | 88
APCS-BF10QS-AD | LS Electric brake flex cable, mating connectors, 32.8ft/10m cable length. For use with 100W-1 kW LS Electric FBL/FCL series servo motors with brake. | Stock | 109
APCS-BF20QS-AD | LS Electric brake flex cable, mating connectors, 65.6ft/20m cable length. For use with 100W-1 kW LS Electric FBL/FCL series servo motors with brake. | Stock | 149
SV2-PGM-USB15 | SureServo2 programming cable, USB A to miniB-USB, 4.9ft/1.5m cable length. For use with all SureServo2 drives. | Stock | 47.5
SV2-PGM-USB30 | SureServo2 programming cable, USB A to miniB-USB, 9.8ft/3m cable length. For use with all SureServo2 drives. | Stock | 61
SV2-CN1-CBL50 | SureServo2 control cable, mating connectors, 1.6ft/0.5m cable length. For use with all SureServo2 drives. | Stock | 113
SV2-CN1-CBL50-1 | SureServo2 control cable, mating connectors, 3.2ft/1m cable length. For use with all SureServo2 drives. | Stock | 120
SV2-CN1-CBL50-2 | SureServo2 control cable, mating connectors, 6.5ft/2m cable length. For use with all SureServo2 drives. | Stock | 139
SV2-BBOX-CBL | SureServo2 battery box cable, mating connectors, 7.8in/200mm cable length. For use with SureServo2 encoder battery box. | Stock | 4.5
ZL-HD15M-CBL-2P | ZIPLink communication cable, 15-pin D-sub HD15 male to pigtail, shielded, twisted pair, 6.5ft/2m cable length. | Stock | 25.5
ZL-HD15M-CBL-DB15F | ZIPLink communication cable, 15-pin female D-sub to 15-pin D-sub HD15 male, shielded, twisted pair, 6.5ft/2m cable length. | Stock | 28
SV2C-PA18-03FN | SureServo2 power flex cable, mating connectors, 9.8ft/3m cable length. For use with 100W-750W SureServo2 motors without brake. | Stock | 100
SV2C-PA18-05FN | SureServo2 power flex cable, mating connectors, 16.4ft/5m cable length. For use with 100W-750W SureServo2 motors without brake. | Stock | 134
SV2C-PA18-10FN | SureServo2 power flex cable, mating connectors, 32.8ft/10m cable length. For use with 100W-750W SureServo2 motors without brake. | Stock | 219
SV2C-PA18-20FN | SureServo2 power flex cable, mating connectors, 65.6ft/20m cable length. For use with 100W-750W SureServo2 motors without brake. | Stock | 373
SV2C-PA18-03NN | SureServo2 power cable, mating connectors, 9.8ft/3m cable length. For use with 100W-750W SureServo2 motors without brake. | Stock | 72
SV2C-PA18-05NN | SureServo2 power cable, mating connectors, 16.4ft/5m cable length. For use with 100W-750W SureServo2 motors without brake. | Stock | 96
SV2C-PA18-10NN | SureServo2 power cable, mating connectors, 32.8ft/10m cable length. For use with 100W-750W SureServo2 motors without brake. | Stock | 140
SV2C-PA18-20NN | SureServo2 power cable, mating connectors, 65.6ft/20m cable length. For use with 100W-750W SureServo2 motors without brake. | Stock | 226
SV2C-PB18-03FB | SureServo2 power flex cable, mating connectors, 9.8ft/3m cable length. For use with 100W-750W SureServo2 motors with brake. | Stock | 126
SV2C-PB18-05FB | SureServo2 power flex cable, mating connectors, 16.4ft/5m cable length. For use with 100W-750W SureServo2 motors with brake. | Stock | 184
SV2C-PB18-10FB | SureServo2 power flex cable, mating connectors, 32.8ft/10m cable length. For use with 100W-750W SureServo2 motors with brake. | Stock | 281
SV2C-PB18-20FB | SureServo2 power flex cable, mating connectors, 65.6ft/20m cable length. For use with 100W-750W SureServo2 motors with brake. | Stock | 551
SV2C-PB18-03NB | SureServo2 power cable, mating connectors, 9.8ft/3m cable length. For use with 100W-750W SureServo2 motors with brake. | Stock | 76
SV2C-PB18-05NB | SureServo2 power cable, mating connectors, 16.4ft/5m cable length. For use with 100W-750W SureServo2 motors with brake. | Stock | 100
SV2C-PB18-10NB | SureServo2 power cable, mating connectors, 32.8ft/10m cable length. For use with 100W-750W SureServo2 motors with brake. | Stock | 176
SV2C-PB18-20NB | SureServo2 power cable, mating connectors, 65.6ft/20m cable length. For use with 100W-750W SureServo2 motors with brake. | Stock | 287
SV2C-PC16-03FN | SureServo2 power flex cable, mating connectors, 9.8ft/3m cable length. For use with 230 VAC 1 kW low inertia and 460 VAC 1 kW-2 kW SureServo2 motors without brake. | Stock | 271
SV2C-PC16-05FN | SureServo2 power flex cable, mating connectors, 16.4ft/5m cable length. For use with 230 VAC 1 kW low inertia and 460 VAC 1 kW-2 kW SureServo2 motors without brake. | Stock | 328
SV2C-PC16-10FN | SureServo2 power flex cable, mating connectors, 32.8ft/10m cable length. For use with 230 VAC 1 kW low inertia and 460 VAC 1 kW-2 kW SureServo2 motors without brake. | Stock | 459
SV2C-PC16-20FN | SureServo2 power flex cable, mating connectors, 65.6ft/20m cable length. For use with 230 VAC 1 kW low inertia and 460 VAC 1 kW-2 kW SureServo2 motors without brake. | Stock | 704
SV2C-PC16-03NN | SureServo2 power cable, mating connectors, 9.8ft/3m cable length. For use with 230 VAC 1 kW low inertia and 460 VAC 1 kW-2 kW SureServo2 motors without brake. | Stock | 246
SV2C-PC16-05NN | SureServo2 power cable, mating connectors, 16.4ft/5m cable length. For use with 230 VAC 1 kW low inertia and 460 VAC 1 kW-2 kW SureServo2 motors without brake. | Stock | 292
SV2C-PC16-10NN | SureServo2 power cable, mating connectors, 32.8ft/10m cable length. For use with 230 VAC 1 kW low inertia and 460 VAC 1 kW-2 kW SureServo2 motors without brake. | Stock | 386
SV2C-PC16-20NN | SureServo2 power cable, mating connectors, 65.6ft/20m cable length. For use with 230 VAC 1 kW low inertia and 460 VAC 1 kW-2 kW SureServo2 motors without brake. | Stock | 560
SV2C-PC16-03FB | SureServo2 power flex cable, mating connectors, 9.8ft/3m cable length. For use with 230 VAC 1 kW low inertia and 460 VAC 1 kW-2 kW SureServo2 motors with brake. | Stock | 324
SV2C-PC16-05FB | SureServo2 power flex cable, mating connectors, 16.4ft/5m cable length. For use with 230 VAC 1 kW low inertia and 460 VAC 1 kW-2 kW SureServo2 motors with brake. | Stock | 404
SV2C-PC16-10FB | SureServo2 power flex cable, mating connectors, 32.8ft/10m cable length. For use with 230 VAC 1 kW low inertia and 460 VAC 1 kW-2 kW SureServo2 motors with brake. | Stock | 588
SV2C-PC16-20FB | SureServo2 power flex cable, mating connectors, 65.6ft/20m cable length. For use with 230 VAC 1 kW low inertia and 460 VAC 1 kW-2 kW SureServo2 motors with brake. | Stock | 945
SV2C-PC16-03NB | SureServo2 power cable, mating connectors, 9.8ft/3m cable length. For use with 230 VAC 1 kW low inertia and 460 VAC 1 kW-2 kW SureServo2 motors with brake. | Stock | 288
SV2C-PC16-05NB | SureServo2 power cable, mating connectors, 16.4ft/5m cable length. For use with 230 VAC 1 kW low inertia and 460 VAC 1 kW-2 kW SureServo2 motors with brake. | Stock | 349
SV2C-PC16-10NB | SureServo2 power cable, mating connectors, 32.8ft/10m cable length. For use with 230 VAC 1 kW low inertia and 460 VAC 1 kW-2 kW SureServo2 motors with brake. | Stock | 483
SV2C-PC16-20NB | SureServo2 power cable, mating connectors, 65.6ft/20m cable length. For use with 230 VAC 1 kW low inertia and 460 VAC 1 kW-2 kW SureServo2 motors with brake. | Stock | 731
SV2C-PC12-03FN | SureServo2 power flex cable, mating connectors, 9.8ft/3m cable length. For use with 230 VAC 1 kW medium inertia and 1.5 kW SureServo2 motors without brake. | Stock | 328
SV2C-PC12-05FN | SureServo2 power flex cable, mating connectors, 16.4ft/5m cable length. For use with 230 VAC 1 kW medium inertia and 1.5 kW SureServo2 motors without brake. | Stock | 491
SV2C-PC12-10FN | SureServo2 power flex cable, mating connectors, 32.8ft/10m cable length. For use with 230 VAC 1 kW medium inertia and 1.5 kW SureServo2 motors without brake. | Stock | 762
SV2C-PC12-20FN | SureServo2 power flex cable, mating connectors, 65.6ft/20m cable length. For use with 230 VAC 1 kW medium inertia and 1.5 kW SureServo2 motors without brake. | Stock | 1305
SV2C-PC12-03NN | SureServo2 power cable, mating connectors, 9.8ft/3m cable length. For use with 230 VAC 1 kW medium inertia and 1.5 kW SureServo2 motors without brake. | Stock | 299
SV2C-PC12-05NN | SureServo2 power cable, mating connectors, 16.4ft/5m cable length. For use with 230 VAC 1 kW medium inertia and 1.5 kW SureServo2 motors without brake. | Stock | 441
SV2C-PC12-10NN | SureServo2 power cable, mating connectors, 32.8ft/10m cable length. For use with 230 VAC 1 kW medium inertia and 1.5 kW SureServo2 motors without brake. | Stock | 660
SV2C-PC12-20NN | SureServo2 power cable, mating connectors, 65.6ft/20m cable length. For use with 230 VAC 1 kW medium inertia and 1.5 kW SureServo2 motors without brake. | Stock | 1129
SV2C-PC12-03FB | SureServo2 power flex cable, mating connectors, 9.8ft/3m cable length. For use with 230 VAC 1 kW medium inertia and 1.5 kW SureServo2 motors with brake. | Stock | 413
SV2C-PC12-05FB | SureServo2 power flex cable, mating connectors, 16.4ft/5m cable length. For use with 230 VAC 1 kW medium inertia and 1.5 kW SureServo2 motors with brake. | Stock | 556
SV2C-PC12-10FB | SureServo2 power flex cable, mating connectors, 32.8ft/10m cable length. For use with 230 VAC 1 kW medium inertia and 1.5 kW SureServo2 motors with brake. | Stock | 865
SV2C-PC12-20FB | SureServo2 power flex cable, mating connectors, 65.6ft/20m cable length. For use with 230 VAC 1 kW medium inertia and 1.5 kW SureServo2 motors with brake. | Stock | 1452
SV2C-PC12-03NB | SureServo2 power cable, mating connectors, 9.8ft/3m cable length. For use with 230 VAC 1 kW medium inertia and 1.5 kW SureServo2 motors with brake. | Stock | 375
SV2C-PC12-05NB | SureServo2 power cable, mating connectors, 16.4ft/5m cable length. For use with 230 VAC 1 kW medium inertia and 1.5 kW SureServo2 motors with brake. | Stock | 493
SV2C-PC12-10NB | SureServo2 power cable, mating connectors, 32.8ft/10m cable length. For use with 230 VAC 1 kW medium inertia and 1.5 kW SureServo2 motors with brake. | Stock | 762
SV2C-PC12-20NB | SureServo2 power cable, mating connectors, 65.6ft/20m cable length. For use with 230 VAC 1 kW medium inertia and 1.5 kW SureServo2 motors with brake. | Stock | 1290
SV2C-PD12-03FN | SureServo2 power flex cable, mating connectors, 9.8ft/3m cable length. For use with 230 VAC 2 kW and 3 kW and 460 VAC 3 kW SureServo2 motors without brake. | Stock | 276
SV2C-PD12-05FN | SureServo2 power flex cable, mating connectors, 16.4ft/5m cable length. For use with 230 VAC 2 kW and 3 kW and 460 VAC 3 kW SureServo2 motors without brake. | Stock | 360
SV2C-PD12-10FN | SureServo2 power flex cable, mating connectors, 32.8ft/10m cable length. For use with 230 VAC 2 kW and 3 kW and 460 VAC 3 kW SureServo2 motors without brake. | Stock | 566
SV2C-PD12-20FN | SureServo2 power flex cable, mating connectors, 65.6ft/20m cable length. For use with 230 VAC 2 kW and 3 kW and 460 VAC 3 kW SureServo2 motors without brake. | Stock | 960
SV2C-PD12-03NN | SureServo2 power cable, mating connectors, 9.8ft/3m cable length. For use with 230 VAC 2 kW and 3 kW and 460 VAC 3 kW SureServo2 motors without brake. | Stock | 257
SV2C-PD12-05NN | SureServo2 power cable, mating connectors, 16.4ft/5m cable length. For use with 230 VAC 2 kW and 3 kW and 460 VAC 3 kW SureServo2 motors without brake. | Stock | 291
SV2C-PD12-10NN | SureServo2 power cable, mating connectors, 32.8ft/10m cable length. For use with 230 VAC 2 kW and 3 kW and 460 VAC 3 kW SureServo2 motors without brake. | Stock | 501
SV2C-PD12-20NN | SureServo2 power cable, mating connectors, 65.6ft/20m cable length. For use with 230 VAC 2 kW and 3 kW and 460 VAC 3 kW SureServo2 motors without brake. | Stock | 836
SV2C-PD12-03FB | SureServo2 power flex cable, mating connectors, 9.8ft/3m cable length. For use with 230 VAC 2 kW and 3 kW and 460 VAC 3 kW SureServo2 motors with brake. | Stock | 310
SV2C-PD12-05FB | SureServo2 power flex cable, mating connectors, 16.4ft/5m cable length. For use with 230 VAC 2 kW and 3 kW and 460 VAC 3 kW SureServo2 motors with brake. | Stock | 411
SV2C-PD12-10FB | SureServo2 power flex cable, mating connectors, 32.8ft/10m cable length. For use with 230 VAC 2 kW and 3 kW and 460 VAC 3 kW SureServo2 motors with brake. | Stock | 655
SV2C-PD12-20FB | SureServo2 power flex cable, mating connectors, 65.6ft/20m cable length. For use with 230 VAC 2 kW and 3 kW and 460 VAC 3 kW SureServo2 motors with brake. | Stock | 1126
SV2C-PD12-03NB | SureServo2 power cable, mating connectors, 9.8ft/3m cable length. For use with 230 VAC 2 kW and 3 kW and 460 VAC 3 kW SureServo2 motors with brake. | Stock | 285
SV2C-PD12-05NB | SureServo2 power cable, mating connectors, 16.4ft/5m cable length. For use with 230 VAC 2 kW and 3 kW and 460 VAC 3 kW SureServo2 motors with brake. | Stock | 367
SV2C-PD12-10NB | SureServo2 power cable, mating connectors, 32.8ft/10m cable length. For use with 230 VAC 2 kW and 3 kW and 460 VAC 3 kW SureServo2 motors with brake. | Stock | 566
SV2C-PD12-20NB | SureServo2 power cable, mating connectors, 65.6ft/20m cable length. For use with 230 VAC 2 kW and 3 kW and 460 VAC 3 kW SureServo2 motors with brake. | Stock | 952
SV2C-PD08-03FN | SureServo2 power flex cable, mating connectors, 9.8ft/3m cable length. For use with 230 VAC 4.5 kW and 460 VAC 4.5 kW-7.5 kW SureServo2 motors without brake. | Stock | 379
SV2C-PD08-05FN | SureServo2 power flex cable, mating connectors, 16.4ft/5m cable length. For use with 230 VAC 4.5 kW and 460 VAC 4.5 kW-7.5 kW SureServo2 motors without brake. | Stock | 527
SV2C-PD08-10FN | SureServo2 power flex cable, mating connectors, 32.8ft/10m cable length. For use with 230 VAC 4.5 kW and 460 VAC 4.5 kW-7.5 kW SureServo2 motors without brake. | Stock | 897
SV2C-PD08-20FN | SureServo2 power flex cable, mating connectors, 65.6ft/20m cable length. For use with 230 VAC 4.5 kW and 460 VAC 4.5 kW-7.5 kW SureServo2 motors without brake. | Stock | 1625
SV2C-PD08-03NN | SureServo2 power cable, mating connectors, 9.8ft/3m cable length. For use with 230 VAC 4.5 kW and 460 VAC 4.5 kW-7.5 kW SureServo2 motors without brake. | Stock | 349
SV2C-PD08-05NN | SureServo2 power cable, mating connectors, 16.4ft/5m cable length. For use with 230 VAC 4.5 kW and 460 VAC 4.5 kW-7.5 kW SureServo2 motors without brake. | Stock | 476
SV2C-PD08-10NN | SureServo2 power cable, mating connectors, 32.8ft/10m cable length. For use with 230 VAC 4.5 kW and 460 VAC 4.5 kW-7.5 kW SureServo2 motors without brake. | Stock | 798
SV2C-PD08-20NN | SureServo2 power cable, mating connectors, 65.6ft/20m cable length. For use with 230 VAC 4.5 kW and 460 VAC 4.5 kW-7.5 kW SureServo2 motors without brake. | Stock | 1422
SV2C-PD08-03FB | SureServo2 power flex cable, mating connectors, 9.8ft/3m cable length. For use with 230 VAC 4.5 kW and 460 VAC 4.5 kW-7.5 kW SureServo2 motors with brake. | Stock | 398
SV2C-PD08-05FB | SureServo2 power flex cable, mating connectors, 16.4ft/5m cable length. For use with 230 VAC 4.5 kW and 460 VAC 4.5 kW-7.5 kW SureServo2 motors with brake. | Stock | 562
SV2C-PD08-10FB | SureServo2 power flex cable, mating connectors, 32.8ft/10m cable length. For use with 230 VAC 4.5 kW and 460 VAC 4.5 kW-7.5 kW SureServo2 motors with brake. | Stock | 966
SV2C-PD08-20FB | SureServo2 power flex cable, mating connectors, 65.6ft/20m cable length. For use with 230 VAC 4.5 kW and 460 VAC 4.5 kW-7.5 kW SureServo2 motors with brake. | Stock | 1747
SV2C-PD08-03NB | SureServo2 power cable, mating connectors, 9.8ft/3m cable length. For use with 230 VAC 4.5 kW and 460 VAC 4.5 kW-7.5 kW SureServo2 motors with brake. | Stock | 338
SV2C-PD08-05NB | SureServo2 power cable, mating connectors, 16.4ft/5m cable length. For use with 230 VAC 4.5 kW and 460 VAC 4.5 kW-7.5 kW SureServo2 motors with brake. | Stock | 477
SV2C-PD08-10NB | SureServo2 power cable, mating connectors, 32.8ft/10m cable length. For use with 230 VAC 4.5 kW and 460 VAC 4.5 kW-7.5 kW SureServo2 motors with brake. | Stock | 819
SV2C-PD08-20NB | SureServo2 power cable, mating connectors, 65.6ft/20m cable length. For use with 230 VAC 4.5 kW and 460 VAC 4.5 kW-7.5 kW SureServo2 motors with brake. | Stock | 1479
SV2C-PF08-03NN | SureServo2 power cable, mating connectors, 9.8ft/3m cable length. For use with 460 VAC 11 kW and 15 kW SureServo2 motors. | Stock | 353
SV2C-PF08-05NN | SureServo2 power cable, mating connectors, 16.4ft/5m cable length. For use with 460 VAC 11 kW and 15 kW SureServo2 motors. | Stock | 435
SV2C-PF08-10NN | SureServo2 power cable, mating connectors, 32.8ft/10m cable length. For use with 460 VAC 11 kW and 15 kW SureServo2 motors. | Stock | 635
SV2C-PF08-20NN | SureServo2 power cable, mating connectors, 65.6ft/20m cable length. For use with 460 VAC 11 kW and 15 kW SureServo2 motors. | Stock | 1099
SV2C-PF08-03FN | SureServo2 power flex cable, mating connectors, 9.8ft/3m cable length. For use with 460 VAC 11 kW and 15 kW SureServo2 motors. | Stock | 447
SV2C-PF08-05FN | SureServo2 power flex cable, mating connectors, 16.4ft/5m cable length. For use with 460 VAC 11 kW and 15 kW SureServo2 motors. | Stock | 587
SV2C-PF08-10FN | SureServo2 power flex cable, mating connectors, 32.8ft/10m cable length. For use with 460 VAC 11 kW and 15 kW SureServo2 motors. | Stock | 928
SV2C-PF08-20FN | SureServo2 power flex cable, mating connectors, 65.6ft/20m cable length. For use with 460 VAC 11 kW and 15 kW SureServo2 motors. | Stock | 1684
SV2C-PF06-03FN | SureServo2 power flex cable, mating connectors, 9.8ft/3m cable length. For use with 230 VAC 5.5 kW-11 kW SureServo2 motors. | Stock | 551
SV2C-PF06-05FN | SureServo2 power flex cable, mating connectors, 16.4ft/5m cable length. For use with 230 VAC 5.5 kW-11 kW SureServo2 motors. | Stock | 775
SV2C-PF06-10FN | SureServo2 power flex cable, mating connectors, 32.8ft/10m cable length. For use with 230 VAC 5.5 kW-11 kW SureServo2 motors. | Stock | 1339
SV2C-PF06-20FN | SureServo2 power flex cable, mating connectors, 65.6ft/20m cable length. For use with 230 VAC 5.5 kW-11 kW SureServo2 motors. | Stock | 2433
SV2C-PF06-03NN | SureServo2 power cable, mating connectors, 9.8ft/3m cable length. For use with 230 VAC 5.5 kW-11 kW SureServo2 motors. | Stock | 474
SV2C-PF06-05NN | SureServo2 power cable, mating connectors, 16.4ft/5m cable length. For use with 230 VAC 5.5 kW-11 kW SureServo2 motors. | Stock | 701
SV2C-PF06-10NN | SureServo2 power cable, mating connectors, 32.8ft/10m cable length. For use with 230 VAC 5.5 kW-11 kW SureServo2 motors. | Stock | 1222
SV2C-PF06-20NN | SureServo2 power cable, mating connectors, 65.6ft/20m cable length. For use with 230 VAC 5.5 kW-11 kW SureServo2 motors. | Stock | 2209
SV2C-PF04-03FN | SureServo2 power flex cable, mating connectors, 9.8ft/3m cable length. For use with 230 VAC 15 kW SureServo2 motors. | Stock | 636
SV2C-PF04-05FN | SureServo2 power flex cable, mating connectors, 16.4ft/5m cable length. For use with 230 VAC 15 kW SureServo2 motors. | Stock | 897
SV2C-PF04-10FN | SureServo2 power flex cable, mating connectors, 32.8ft/10m cable length. For use with 230 VAC 15 kW SureServo2 motors. | Stock | 1560
SV2C-PF04-20FN | SureServo2 power flex cable, mating connectors, 65.6ft/20m cable length. For use with 230 VAC 15 kW SureServo2 motors. | Stock | 2850
SV2C-PF04-03NN | SureServo2 power cable, mating connectors, 9.8ft/3m cable length. For use with 230 VAC 15 kW SureServo2 motors. | Stock | 560
SV2C-PF04-05NN | SureServo2 power cable, mating connectors, 16.4ft/5m cable length. For use with 230 VAC 15 kW SureServo2 motors. | Stock | 790
SV2C-PF04-10NN | SureServo2 power cable, mating connectors, 32.8ft/10m cable length. For use with 230 VAC 15 kW SureServo2 motors. | Stock | 1333
SV2C-PF04-20NN | SureServo2 power cable, mating connectors, 65.6ft/20m cable length. For use with 230 VAC 15 kW SureServo2 motors. | Stock | 2421
SV2C-B120-03FB | SureServo2 brake flex cable, mating connectors, 9.8ft/3m cable length. For use with 230 VAC 5.5 kW-15 kW and 460 VAC 11 kW and 15 kW SureServo2 motors with brake. | Stock | 167
SV2C-B120-05FB | SureServo2 brake flex cable, mating connectors, 16.4ft/5m cable length. For use with 230 VAC 5.5 kW-15 kW and 460 VAC 11 kW and 15 kW SureServo2 motors with brake. | Stock | 196
SV2C-B120-10FB | SureServo2 brake flex cable, mating connectors, 32.8ft/10m cable length. For use with 230 VAC 5.5 kW-15 kW and 460 VAC 11 kW and 15 kW SureServo2 motors with brake. | Stock | 263
SV2C-B120-20FB | SureServo2 brake flex cable, mating connectors, 65.6ft/20m cable length. For use with 230 VAC 5.5 kW-15 kW and 460 VAC 11 kW and 15 kW SureServo2 motors with brake. | Stock | 377
SV2C-B120-03NB | SureServo2 brake cable, mating connectors, 9.8ft/3m cable length. For use with 230 VAC 5.5 kW-15 kW and 460 VAC 11 kW and 15 kW SureServo2 motors with brake. | Stock | 155
SV2C-B120-05NB | SureServo2 brake cable, mating connectors, 16.4ft/5m cable length. For use with 230 VAC 5.5 kW-15 kW and 460 VAC 11 kW and 15 kW SureServo2 motors with brake. | Stock | 178
SV2C-B120-10NB | SureServo2 brake cable, mating connectors, 32.8ft/10m cable length. For use with 230 VAC 5.5 kW-15 kW and 460 VAC 11 kW and 15 kW SureServo2 motors with brake. | Stock | 226
SV2C-B120-20NB | SureServo2 brake cable, mating connectors, 65.6ft/20m cable length. For use with 230 VAC 5.5 kW-15 kW and 460 VAC 11 kW and 15 kW SureServo2 motors with brake. | Stock | 301
SV2C-E122-03FN | SureServo2 encoder feedback flex cable, mating connectors, 9.8ft/3m cable length. For use with 100W-750W SureServo2 motors. | Stock | 121
SV2C-E122-05FN | SureServo2 encoder feedback flex cable, mating connectors, 16.4ft/5m cable length. For use with 100W-750W SureServo2 motors. | Stock | 173
SV2C-E122-10FN | SureServo2 encoder feedback flex cable, mating connectors, 32.8ft/10m cable length. For use with 100W-750W SureServo2 motors. | Stock | 320
SV2C-E122-20FN | SureServo2 encoder feedback flex cable, mating connectors, 65.6ft/20m cable length. For use with 100W-750W SureServo2 motors. | Stock | 556
SV2C-E122-03NN | SureServo2 encoder feedback cable, mating connectors, 9.8ft/3m cable length. For use with 100W-750W SureServo2 motors. | Stock | 95
SV2C-E122-05NN | SureServo2 encoder feedback cable, mating connectors, 16.4ft/5m cable length. For use with 100W-750W SureServo2 motors. | Stock | 130
SV2C-E122-10NN | SureServo2 encoder feedback cable, mating connectors, 32.8ft/10m cable length. For use with 100W-750W SureServo2 motors. | Stock | 228
SV2C-E122-20NN | SureServo2 encoder feedback cable, mating connectors, 65.6ft/20m cable length. For use with 100W-750W SureServo2 motors. | Stock | 375
SV2C-E222-03FN | SureServo2 encoder feedback flex cable, mating connectors, 9.8ft/3m cable length. For use with 1 kW-15 kW SureServo2 motors. | Stock | 295
SV2C-E222-05FN | SureServo2 encoder feedback flex cable, mating connectors, 16.4ft/5m cable length. For use with 1 kW-15 kW SureServo2 motors. | Stock | 325
SV2C-E222-10FN | SureServo2 encoder feedback flex cable, mating connectors, 32.8ft/10m cable length. For use with 1 kW-15 kW SureServo2 motors. | Stock | 498
SV2C-E222-20FN | SureServo2 encoder feedback flex cable, mating connectors, 65.6ft/20m cable length. For use with 1 kW-15 kW SureServo2 motors. | Stock | 798
SV2C-E222-03NN | SureServo2 encoder feedback cable, mating connectors, 9.8ft/3m cable length. For use with 1 kW-15 kW SureServo2 motors. | Stock | 228
SV2C-E222-05NN | SureServo2 encoder feedback cable, mating connectors, 16.4ft/5m cable length. For use with 1 kW-15 kW SureServo2 motors. | Stock | 333
SV2C-E222-10NN | SureServo2 encoder feedback cable, mating connectors, 32.8ft/10m cable length. For use with 1 kW-15 kW SureServo2 motors. | Stock | 413
SV2C-E222-20NN | SureServo2 encoder feedback cable, mating connectors, 65.6ft/20m cable length. For use with 1 kW-15 kW SureServo2 motors. | Stock | 616
ZL-SVC-CBL50 | ZIPLink servo cable, 50-pin connector to 50-pin connector, shielded, twisted pair, 1.6ft/0.5m cable length. For use with SureServo amplifiers. | Stock | 58
ZL-SVC-CBL50-1 | ZIPLink servo cable, 50-pin connector to 50-pin connector, shielded, twisted pair, 3.2ft/1m cable length. For use with SureServo amplifiers. | Stock | 56
ZL-SVC-CBL50-2 | ZIPLink servo cable, 50-pin connector to 50-pin connector, shielded, twisted pair, 6.5ft/2m cable length. For use with SureServo amplifiers. | Stock | 64
SVC-MDCOM-CBL | SureServo communication cable, IEEE1394 to pigtail, 3ft cable length. For use with all SureServo systems and any RS-485/RS-422/RS-232 network. | Stock | 48.5
STP-LA-EXT17-006 | SureStep extension cable, 6-pin (4-wire) connector to pigtail, 6ft cable length. For use with SureStep NEMA 17 STP-LE series linear actuators. | Stock | 26.5
STP-LA-EXT17-010 | SureStep extension cable, 6-pin (4-wire) connector to pigtail, 10ft cable length. For use with SureStep NEMA 17 STP-LE series linear actuators. | Stock | 34
STP-LA-EXT17-020 | SureStep extension cable, 6-pin (4-wire) connector to pigtail, 20ft cable length. For use with SureStep NEMA 17 STP-LE series linear actuators. | Stock | 56
STP-LA-EXT23-006 | SureStep extension cable, 6-pin (4-wire) connector to pigtail, 6ft cable length. For use with SureStep NEMA 23 STP-LE series linear actuators. | Stock | 30
STP-LA-EXT23-010 | SureStep extension cable, 6-pin (4-wire) connector to pigtail, 10ft cable length. For use with SureStep NEMA 23 STP-LE series linear actuators. | Stock | 39.5
STP-LA-EXT23-020 | SureStep extension cable, 6-pin (4-wire) connector to pigtail, 20ft cable length. For use with SureStep NEMA 23 STP-LE series linear actuators. | Stock | 61
STP-EXTL-006 | SureStep extension cable, 4-pin connector to pigtail, 6ft cable length. For use with SureStep MTRL series stepper motors. | Stock | 13
STP-EXTL-010 | SureStep extension cable, 4-pin connector to pigtail, 10ft cable length. For use with SureStep MTRL series stepper motors. | Stock | 16.5
STP-EXTL-020 | SureStep extension cable, 4-pin connector to pigtail, 20ft cable length. For use with SureStep MTRL series stepper motors. | Stock | 21
STP-EXT-006 | SureStep extension cable, 4-pin connector to pigtail, 6ft cable length. For use with SureStep MTR series stepper motors. | Stock | 16
STP-EXT-010 | SureStep extension cable, 4-pin connector to pigtail, 10ft cable length. For use with SureStep MTR series stepper motors. | Stock | 18.5
STP-EXT-020 | SureStep extension cable, mating connectors, 20ft cable length. For use with SureStep MTR series stepper motors. | Stock | 25.5
STP-EXTH-006 | SureStep extension cable, 4-pin connector to pigtail, 6ft cable length. For use with SureStep MTRH series stepper motors. | Stock | 31
STP-EXTH-010 | SureStep extension cable, 4-pin connector to pigtail, 10ft cable length. For use with SureStep MTRH series stepper motors. | Stock | 36.5
STP-EXTH-020 | SureStep extension cable, mating connectors, 20ft cable length. For use with SureStep MTRH series stepper motors. | Stock | 46.5
STP-EXT42-006 | SureStep extension cable, 10-pin connector to pigtail, shielded, 6ft cable length. For use with SureStep NEMA 42 MTRAC series stepper motors. | Stock | 29
STP-EXT42-010 | SureStep extension cable, 10-pin connector to pigtail, shielded, 10ft cable length. For use with SureStep NEMA 42 MTRAC series stepper motors. | Stock | 34.5
STP-EXT42-020 | SureStep extension cable, 10-pin connector to pigtail, shielded, 20ft cable length. For use with SureStep NEMA 42 MTRAC series stepper motors. | Stock | 51
STP-EXT42H-006 | SureStep extension cable, 10-pin connector to pigtail, shielded, 6ft cable length. For use with SureStep NEMA 42 MTRACH series stepper motors. | Stock | 29
STP-EXT42H-010 | SureStep extension cable, 10-pin connector to pigtail, shielded, 10ft cable length. For use with SureStep NEMA 42 MTRACH series stepper motors. | Stock | 34.5
STP-EXT42H-020 | SureStep extension cable, 10-pin connector to pigtail, shielded, 20ft cable length. For use with SureStep NEMA 42 MTRACH series stepper motors. | Stock | 51
STP-EXTW-006 | SureStep extension cable, 6-pin connector to pigtail, 6ft cable length. For use with SureStep MTR series IP65 stepper motors. | Stock | 62
STP-EXTW-010 | SureStep extension cable, 6-pin connector to pigtail, 10ft cable length. For use with SureStep MTR series IP65 stepper motors. | Stock | 77
STP-EXTW-020 | SureStep extension cable, 6-pin connector to pigtail, 20ft cable length. For use with SureStep MTR series IP65 stepper motors. | Stock | 109
STP-EXTHW-006 | SureStep extension cable, 6-pin connector to pigtail, 6ft cable length. For use with SureStep MTRH series IP65 stepper motors. | Stock | 63
STP-EXTHW-010 | SureStep extension cable, 6-pin connector to pigtail, 10ft cable length. For use with SureStep MTRH series IP65 stepper motors. | Stock | 79
STP-EXTHW-020 | SureStep extension cable, 6-pin connector to pigtail, 20ft cable length. For use with SureStep MTRH series IP65 stepper motors. | Stock | 115
STP-CBL-CA6 | SureStep control cable, 11-pin connector to pigtail, 6ft cable length. For use with SureStep STP-MTRD-17038 and STP-MTRD-17038E integrated stepper motor/drives. | Stock | 43
STP-CBL-CA10 | SureStep control cable, 11-pin connector to pigtail, 10ft cable length. For use with SureStep STP-MTRD-17038 and STP-MTRD-17038E integrated stepper motor/drives. | Stock | 61
STP-CBL-CA20 | SureStep control cable, 11-pin connector to pigtail, 20ft cable length. For use with SureStep STP-MTRD-17038 and STP-MTRD-17038E integrated stepper motor/drives. | Stock | 95
STP-CBL-EA6 | SureStep encoder cable, 10-pin connector to pigtail, 6ft cable length. For use with SureStep integrated stepper motor/drives with external encoder. | Stock | 35
STP-CBL-EA10 | SureStep encoder cable, 10-pin connector to pigtail, 10ft cable length. For use with SureStep integrated stepper motor/drives with external encoder. | Stock | 45
STP-CBL-EA20 | SureStep encoder cable, 10-pin connector to pigtail, 20ft cable length. For use with SureStep integrated stepper motor/drives with external encoder. | Stock | 65
STP-CBL-EB3 | SureStep encoder cable, 17-pin connector to pigtail, 3ft cable length. For use with SureStep stepper encoder with 17-pin male connectors. | Stock | 67
STP-CBL-EB6 | SureStep encoder cable, 17-pin connector to pigtail, 6ft cable length. For use with SureStep stepper encoder with 17-pin male connectors. | Stock | 94
STP-CBL-EB10 | SureStep encoder cable, 17-pin connector to pigtail, 10ft cable length. For use with SureStep stepper encoder with 17-pin male connectors. | Stock | 131
STP-CBL-EB20 | SureStep encoder cable, 17-pin connector to pigtail, 20ft cable length. For use with SureStep stepper encoder with 17-pin male connectors. | Stock | 221
STP-CBL-ED6 | SureStep encoder cable, 5-pin connector to pigtail, 6ft cable length. For use with SureStep stepper encoders with 5-pin male connectors. | Stock | 42
STP-CBL-ED10 | SureStep encoder cable, 5-pin connector to pigtail, 10ft cable length. For use with SureStep stepper encoders with 5-pin male connectors. | Stock | 57
STP-CBL-ED20 | SureStep encoder cable, 5-pin connector to pigtail, 20ft cable length. For use with SureStep stepper encoders with 5-pin male connectors. | Stock | 68
STP-485DB9-CBL-2 | SureStep communication cable, 9-pin female D-sub to 5-pin connector, 6.5ft/2m cable length. For use with SureStep STP-MTRD-xxxxxR integrated stepper motor/drives. | Stock | 59
1.4.4-0609505-B3 | Leadshine programming cable, 9-pin female D-sub to RJ11 male, 5ft cable length. For use with Leadshine DM805-AI stepper drive. | Stock | 8
1.4.4-0409505-B3 | Leadshine programming cable, 9-pin female D-sub to 4-pin connector, 5ft cable length. For use with Leadshine EM542S and EM556S stepper drives. | Stock | 8
STP-232RJ11-CBL | SureStep programming/communication spare cable, 9-pin D-sub female to 6P4C RJ11, 10ft cable length. For use with SureStep STP-DRV-4850 and STP-DRV-80100 advanced microstepping drives. | Stock | 19.5
STP-232RJ12-CBL-2 | ZIPLink stepper cable, 6P4C RJ11 to 6-pin RJ12, RS-232, 6.5ft/2m cable length. For use with SureStep drives. | Stock | 12
STP-232HD15-CBL-2 | ZIPLink stepper cable, 6P4C RJ11 to 15-pin D-sub HD15 male, shielded, twisted pair, RS-232, 6.5ft/2m cable length. For use with SureStep drives. | Stock | 19.5
GS-CBL2-1L | DURApulse keypad mounting cable, 3.2ft/1m cable length. For use with GS2, GS3 and GS20 series drive keypads. Mounting hardware included. | Stock | 25.5
GS-CBL2-3L | DURApulse keypad mounting cable, 9.8ft/3m cable length. For use with GS2, GS3 and GS20 series drive keypads. Mounting hardware included. | Stock | 33
GS-CBL2-5L | DURApulse keypad mounting cable, 16.4ft/5m cable length. For use with GS2, GS3 and GS20 series drive keypads. Mounting hardware included. | Stock | 39
GS-485HD15-CBL-2 | ZIPLink GS drive cable, 6-pin RJ12 to 15-pin D-sub HD15 male, shielded, RS-485, 6.5ft/2m cable length. For use with GS series drives. | Stock | 13
GS-RJ12-CBL-2 | ZIPLink GS drive cable, 6-pin RJ12 to 6-pin RJ12, 6.5ft/2m cable length. For use with GS2 series drives. | Stock | 12
TRDA-25CBL-RZWD-10 | AutomationDirect encoder cable, 7-pin Military Style (MS) to pigtail, 10ft cable length. For use with JTEKT TRDA-25N series encoders with push-pull (totem) output. | Stock | 98
TRDA-25CBL-RZWD-20 | AutomationDirect encoder cable, 7-pin Military Style (MS) to pigtail, 20ft cable length. For use with JTEKT TRDA-25N series encoders with push-pull (totem) output. | Stock | 120
TRDA-25CBL-RZWD-30 | AutomationDirect encoder cable, 7-pin Military Style (MS) to pigtail, 30ft cable length. For use with JTEKT TRDA-25N series encoders with push-pull (totem) output. | Stock | 136
TRDA-25CBL-VWD-10 | AutomationDirect encoder cable, 10-pin Military Style (MS) to pigtail, 10ft cable length. For use with JTEKT TRDA-25N series encoders with line driver (differential) output. | Stock | 116
TRDA-25CBL-VWD-20 | AutomationDirect encoder cable, 10-pin Military Style (MS) to pigtail, 20ft cable length. For use with JTEKT TRDA-25N series encoders with line driver (differential) output. | Stock | 116
TRDA-25CBL-VWD-30 | AutomationDirect encoder cable, 10-pin Military Style (MS) to pigtail, 30ft cable length. For use with JTEKT TRDA-25N series encoders with line driver (differential) output. | Stock | 121
Cable Connectors
490174 | LUTZE Cat6a Ethernet connector, field-wireable, RJ45 male axial 8-wire/8-pin, accepts cable diameter size 5.5-10mm, 24-22 AWG, TIA-568B color code, insulation displacement (IDC) connection, IP20. | Stock | 39.5
490175 | LUTZE Cat6a Ethernet connector, field-wireable, RJ45 male axial 8-wire/8-pin, accepts cable diameter size 5.5-10mm, 24-22 AWG, TIA-568A color code, insulation displacement (IDC) connection, IP20. | Stock | 39.5
490176 | LUTZE Cat6a Ethernet connector, field-wireable, RJ45 male axial 8-wire/8-pin, accepts cable diameter size 5.5-10mm, 26-22 AWG, TIA-568B color code, insulation displacement (IDC) connection, IP20. | Stock | 39.5
490151 | LUTZE Cat6a Ethernet connector, field-wireable, RJ45 male 90-degree 8-wire/8-pin, accepts cable diameter size 5.5-10mm, 24-22 AWG, TIA-568B color code, insulation displacement (IDC) connection, IP20. | Stock | 42
490152 | LUTZE Cat6a Ethernet connector, field-wireable, RJ45 male 90-degree 8-wire/8-pin, accepts cable diameter size 5.5-10mm, 24-22 AWG, TIA-568A color code, insulation displacement (IDC) connection, IP20. | Stock | 47
490153 | LUTZE Cat6a Ethernet connector, field-wireable, RJ45 male 90-degree 8-wire/8-pin, accepts cable diameter size 5.5-10mm, 26-22 AWG, TIA-568B color code, insulation displacement (IDC) connection, IP20. | Stock | 42
492075 | LUTZE Cat5e Ethernet bulkhead connector, RJ45 female 8-wire/8-pin to RJ45 female 8-wire/8-pin, shielded, IP65 (cover closed), IP20 (cable inserted), UL Type 2, 3R, 4, 4X, 12 and 13. | Stock | 43.5
492076 | LUTZE Cat6a Ethernet bulkhead connector, RJ45 female 8-wire/8-pin to RJ45 female 8-wire/8-pin, shielded, IP65 (cover closed), IP20 (cable inserted), UL Type 2, 3R, 4, 4X, 12 and 13. | Stock | 47
490209 | LUTZE Cat6a Ethernet connector, field-wireable, RJ45 female axial 8-wire/8-pin, accepts cable diameter size up to 9mm, 26-22 AWG, TIA-568B color code, insulation displacement (IDC) connection, IP20. | Stock | 32
490238 | LUTZE Cat6a Ethernet connector, field-wireable, RJ45 female axial 8-wire/8-pin, accepts cable diameter size up to 9mm, 26-22 AWG, TIA-568A color code, insulation displacement (IDC) connection, IP20. | Stock | 32
7000-08325-0000000 | Murrelektronik connector, field-wireable, 3-pin M8 axial male A-coded, accepts cable diameter size 2.5-5mm, 24-20 AWG, insulation displacement (IDC) connection, IP65 IP67. | Stock | 13
7000-12801-0000000 | Murrelektronik connector, field-wireable, 5-pin M12 axial male A-coded, accepts cable diameter size (2) 1-3mm or (2) 4-5mm, 18 AWG, screw terminal connection, IP67. | Stock | 18.5
7000-44671-0000000 | Murrelektronik bulkhead connector, field-wireable, M12 D-coded female 4-pin to RJ45 female 8-pin, M12-IP68, RJ45-IP20. | Stock | 34.5
7000-44681-0000000 | Murrelektronik bulkhead connector, field-wireable, M12 D-coded female 4-pin to RJ45 female 8-pin 90-degree, M12-IP68, RJ45-IP20. | Stock | 35
7000-78061-0000000 | Murrelektronik connector, field-wireable, 7/8in - 16 UN2 axial male with male threads, accepts cable diameter size 6-8mm, 16 AWG, screw terminal connection, IP67. | Stock | 24
7000-78181-0000000 | Murrelektronik connector, field-wireable, 7/8in - 16 UN2 axial female with female threads, accepts cable diameter size 6-8mm, 16 AWG, screw terminal connection, IP67. | Stock | 20
ZP-S1-3FP-FW | ZIPport connector, field-wireable, 7/8in - 16 UN2 thread nut 3-pin female axial, accepts cable diameter size 5-13mm, 22-14 AWG, North American color code, screw terminal connection, IP67. | Stock | 18.5
ZP-S1-3FP-FWX | ZIPport connector, field-wireable, 7/8in - 16 UN2 thread nut 3-pin female axial, accepts cable diameter size 8-17mm, 22-14 AWG, North American color code, screw terminal connection, IP67. | Stock | 18.5
ZP-S1-3MP-FW | ZIPport connector, field-wireable, 7/8in - 16 UN2 thread nut 3-pin male axial, accepts cable diameter size 5-13mm, 22-14 AWG, North American color code, screw terminal connection, IP67. | Stock | 17
ZP-S1-3MP-FWX | ZIPport connector, field-wireable, 7/8in - 16 UN2 thread nut 3-pin male axial, accepts cable diameter size 8-17mm, 22-14 AWG, North American color code, screw terminal connection, IP67. | Stock | 16.5
ZP-S1-3MPM-FW | ZIPport connector, field-wireable, 7/8in - 16 UN2 thread barrel 3-pin male axial, accepts cable diameter size 5-13mm, 22-14 AWG, North American color code, screw terminal connection, IP67. | Stock | 17
ZP-S1-3MPM-FWX | ZIPport connector, field-wireable, 7/8in - 16 UN2 thread barrel 3-pin male axial, accepts cable diameter size 8-17mm, 22-14 AWG, North American color code, screw terminal connection, IP67. | Stock | 18
ZP-S1-4FP-FW | ZIPport connector, field-wireable, 7/8in - 16 UN2 thread nut 4-pin female axial, accepts cable diameter size 5-13mm, 22-14 AWG, North American color code, screw terminal connection, IP67. | Stock | 21
ZP-S1-4FP-FWX | ZIPport connector, field-wireable, 7/8in - 16 UN2 thread nut 4-pin female axial, accepts cable diameter size 8-17mm, 22-14 AWG, North American color code, screw terminal connection, IP67. | Stock | 21
ZP-S1-4MP-FW | ZIPport connector, field-wireable, 7/8in - 16 UN2 thread nut 4-pin male axial, accepts cable diameter size 5-13mm, 22-14 AWG, North American color code, screw terminal connection, IP67. | Stock | 17.5
ZP-S1-4MP-FWX | ZIPport connector, field-wireable, 7/8in - 16 UN2 thread nut 4-pin male axial, accepts cable diameter size 8-17mm, 22-14 AWG, North American color code, screw terminal connection, IP67. | Stock | 18
ZP-S1-4MPM-FW | ZIPport connector, field-wireable, 7/8in - 16 UN2 thread barrel 4-pin male axial, accepts cable diameter size 5-13mm, 22-14 AWG, North American color code, screw terminal connection, IP67. | Stock | 18.5
ZP-S1-4MPM-FWX | ZIPport connector, field-wireable, 7/8in - 16 UN2 thread barrel 4-pin male axial, accepts cable diameter size 8-17mm, 22-14 AWG, North American color code, screw terminal connection, IP67. | Stock | 18.5
ZP-S1C-4FP-FW | ZIPport connector, field-wireable, 7/8in - 16 UN2 thread nut 4-pin female axial, accepts cable diameter size 5-13mm, 22-14 AWG, European (Cenelec) color code, screw terminal connection, IP67. | Stock | 21.5
ZP-S1C-4FP-FWX | ZIPport connector, field-wireable, 7/8in - 16 UN2 thread nut 4-pin female axial, accepts cable diameter size 8-17mm, 22-14 AWG, European (Cenelec) color code, screw terminal connection, IP67. | Stock | 21.5
ZP-S1C-4MP-FW | ZIPport connector, field-wireable, 7/8in - 16 UN2 thread barrel 4-pin male axial, accepts cable diameter size 5-13mm, 22-14 AWG, European (Cenelec) color code, screw terminal connection, IP67. | Stock | 19.5
ZP-S1C-4MP-FWX | ZIPport connector, field-wireable, 7/8in - 16 UN2 thread barrel 4-pin male axial, accepts cable diameter size 8-17mm, 22-14 AWG, European (Cenelec) color code, screw terminal connection, IP67. | Stock | 20
ZP-S1-5FP-FW | ZIPport connector, field-wireable, 7/8in - 16 UN2 thread nut 5-pin female axial, accepts cable diameter size 5-13mm, 22-14 AWG, North American color code, screw terminal connection, IP67. | Stock | 23
ZP-S1-5FP-FWX | ZIPport connector, field-wireable, 7/8in - 16 UN2 thread nut 5-pin female axial, accepts cable diameter size 8-17mm, 22-14 AWG, North American color code, screw terminal connection, IP67. | Stock | 23.5
ZP-S1-5MP-FW | ZIPport connector, field-wireable, 7/8in - 16 UN2 thread nut 5-pin male axial, accepts cable diameter size 5-13mm, 22-14 AWG, North American color code, screw terminal connection, IP67. | Stock | 18
ZP-S1-5MP-FWX | ZIPport connector, field-wireable, 7/8in - 16 UN2 thread nut 5-pin male axial, accepts cable diameter size 8-17mm, 22-14 AWG, North American color code, screw terminal connection, IP67. | Stock | 20
ZP-S1-5MPM-FW | ZIPport connector, field-wireable, 7/8in - 16 UN2 thread barrel 5-pin male axial, accepts cable diameter size 5-13mm, 22-14 AWG, North American color code, screw terminal connection, IP67. | Stock | 20
ZP-S1-5MPM-FWX | ZIPport connector, field-wireable, 7/8in - 16 UN2 thread barrel 5-pin male axial, accepts cable diameter size 8-17mm, 22-14 AWG, North American color code, screw terminal connection, IP67. | Stock | 20
ZP-S1-6FP-FW | ZIPport connector, field-wireable, 7/8in - 16 UN2 thread nut 6-pin female axial, accepts cable diameter size 5-13mm, 22-16 AWG, North American color code, screw terminal connection, IP67. | Stock | 26
ZP-S1-6FP-FWX | ZIPport connector, field-wireable, 7/8in - 16 UN2 thread nut 6-pin female axial, accepts cable diameter size 8-17mm, 22-16 AWG, North American color code, screw terminal connection, IP67. | Stock | 26
ZP-S1-6MP-FW | ZIPport connector, field-wireable, 7/8in - 16 UN2 thread nut 6-pin male axial, accepts cable diameter size 5-13mm, 22-16 AWG, North American color code, screw terminal connection, IP67. | Stock | 21.5
ZP-S1-6MP-FWX | ZIPport connector, field-wireable, 7/8in - 16 UN2 thread nut 6-pin male axial, accepts cable diameter size 8-17mm, 22-16 AWG, North American color code, screw terminal connection, IP67. | Stock | 22
ZP-S1-6MPM-FW | ZIPport connector, field-wireable, 7/8in - 16 UN2 thread barrel 6-pin male axial, accepts cable diameter size 5-13mm, 22-16 AWG, North American color code, screw terminal connection, IP67. | Stock | 24.5
ZP-S1-6MPM-FWX | ZIPport connector, field-wireable, 7/8in - 16 UN2 thread barrel 6-pin male axial, accepts cable diameter size 8-17mm, 22-16 AWG, North American color code, screw terminal connection, IP67. | Stock | 24.5
7000-40701-0130030 | Murrelektronik Y-coupler, 4-pin M12 axial male to (2) 5-pin M12 axial female, N.O. distribution. | Stock | 24
7000-40701-0130100 | Murrelektronik Y-coupler, 4-pin M12 axial male to (2) 5-pin M12 axial female, N.O. distribution. | Stock | 25.5
7000-41211-0000000 | Murrelektronik T-coupler, 4-pin M12 male to (2) 3-pin M8 female, N.O. distribution. | Stock | 15.5
7000-41121-0000000 | Murrelektronik T-coupler, 5-pole male M12 barrel to (2) 4-pole female M12 nuts, N.O. distribution. | Stock | 22
7000-41141-0000000 | Murrelektronik T-coupler, 5-pole male M12 barrel to (2) 5-pole female M12 nuts, parallel distribution. | Stock | 22
7000-41181-0000000 | Murrelektronik T-coupler, 5-pole male M12 barrel to (2) 5-pole female M12 nuts, N.O./N.C. distribution. | Stock | 22
7000-41201-0000000 | Murrelektronik T-coupler, 4-pole male M12 barrel to (2) 3-pole female M8 nuts, N.O. distribution. | Stock | 22
7000-P4901-0000000 | Murrelektronik T-coupler, 5-pin M12 axial male L-coded to (2) 5-pin M12 axial female L-coded, parallel distribution. | Stock | 130
ZP-S1-3MFF-T | ZIPport T-coupler, (2) 3-pole female 7/8in - 16 UN2 nuts to 3-pole male 7/8in - 16 UN2 barrel, parallel distribution. | Stock | 53
ZP-S1-4MFF-T | ZIPport T-coupler, (2) 4-pole female 7/8in - 16 UN2 nuts to 4-pole male 7/8in - 16 UN2 barrel, parallel distribution. | Stock | 61
ZP-S1-5MFF-T | ZIPport T-coupler, (2) 5-pole female 7/8in - 16 UN2 nuts to 5-pole male 7/8in - 16 UN2 barrel, parallel distribution. | Stock | 78
7000-08553-9700050 | Murrelektronik bulkhead connector, M8 3-wire male to pigtail, 24 AWG, 1.6ft/0.5m cable length, nylon 12 conductor insulation material, IP67. | Stock | 12.5
7000-08553-9700100 | Murrelektronik bulkhead connector, M8 3-wire male to pigtail, 24 AWG, 3.2ft/1m cable length, nylon 12 conductor insulation material, IP67. | Stock | 13.5
7000-08563-9690050 | Murrelektronik bulkhead connector, M8 4-wire male to pigtail, 24 AWG, 1.6ft/0.5m cable length, nylon 12 conductor insulation material, IP67. | Stock | 13.5
7000-08563-9690100 | Murrelektronik bulkhead connector, M8 4-wire male to pigtail, 24 AWG, 3.2ft/1m cable length, nylon 12 conductor insulation material, IP67. | Stock | 15
7231-13501-9710050 | Murrelektronik bulkhead connector, M12 4-wire male to pigtail, 22 AWG, 1.6ft/0.5m cable length, nylon 12 conductor insulation material, IP67. | Stock | 12
7231-13501-9710100 | Murrelektronik bulkhead connector, M12 4-wire male to pigtail, 22 AWG, 3.2ft/1m cable length, nylon 12 conductor insulation material, IP67. | Stock | 13
7231-13541-9710050 | Murrelektronik bulkhead connector, M12 4-wire female to pigtail, 22 AWG, 1.6ft/0.5m cable length, nylon 12 conductor insulation material, IP67. | Stock | 12
7231-13541-9710100 | Murrelektronik bulkhead connector, M12 4-wire female to pigtail, 22 AWG, 3.2ft/1m cable length, nylon 12 conductor insulation material, IP67. | Stock | 13
7231-13521-9720050 | Murrelektronik bulkhead connector, M12 5-wire male to pigtail, 22 AWG, 1.6ft/0.5m cable length, nylon 12 conductor insulation material, IP67. | Stock | 13
7231-13521-9720100 | Murrelektronik bulkhead connector, M12 5-wire male to pigtail, 22 AWG, 3.2ft/1m cable length, nylon 12 conductor insulation material, IP67. | Stock | 15.5
7231-13561-9720050 | Murrelektronik bulkhead connector, M12 5-wire female to pigtail, 22 AWG, 1.6ft/0.5m cable length, nylon 12 conductor insulation material, IP67. | Stock | 13
7231-13561-9720100 | Murrelektronik bulkhead connector, M12 5-wire female to pigtail, 22 AWG, 3.2ft/1m cable length, nylon 12 conductor insulation material, IP67. | Stock | 15.5
7231-17161-9730050 | Murrelektronik bulkhead connector, M12 8-wire male to pigtail, 24 AWG, 1.6ft/0.5m cable length, nylon 12 conductor insulation material, IP67. | Stock | 22
7231-17161-9730100 | Murrelektronik bulkhead connector, M12 8-wire male to pigtail, 24 AWG, 3.2ft/1m cable length, nylon 12 conductor insulation material, IP67. | Stock | 23
7231-17181-9730050 | Murrelektronik bulkhead connector, M12 8-wire female to pigtail, 24 AWG, 1.6ft/0.5m cable length, nylon 12 conductor insulation material, IP67. | Stock | 22
7231-17181-9730100 | Murrelektronik bulkhead connector, M12 8-wire female to pigtail, 24 AWG, 3.2ft/1m cable length, nylon 12 conductor insulation material, IP67. | Stock | 23
7000-17162-9730050 | Murrelektronik bulkhead connector, M12 8-wire male to pigtail, 24 AWG, 1.6ft/0.5m cable length, nylon 12 conductor insulation material, IP67. | Stock | 21
7000-17162-9730100 | Murrelektronik bulkhead connector, M12 8-wire male to pigtail, 24 AWG, 3.2ft/1m cable length, nylon 12 conductor insulation material, IP67. | Stock | 22
7000-17162-9820050 | Murrelektronik bulkhead connector, M12 8-wire male to pigtail, 24 AWG, 1.6ft/0.5m cable length, nylon 12 conductor insulation material, IP67. | Stock | 20.5
7000-17162-9820100 | Murrelektronik bulkhead connector, M12 8-wire male to pigtail, 24 AWG, 3.2ft/1m cable length, nylon 12 conductor insulation material, IP67. | Stock | 22
7000-19162-9790050 | Murrelektronik bulkhead connector, M12 male 12-wire to pigtail, 26 AWG, 1.6ft/0.5m cable length, nylon 12 conductor insulation material, IP67. | Stock | 30
7000-19162-9790100 | Murrelektronik bulkhead connector, M12 male 12-wire to pigtail, 26 AWG, 3.2ft/1m cable length, nylon 12 conductor insulation material, IP67. | Stock | 31
7000-42111-0000000 | Murrelektronik bulkhead connector, M12 5-wire male to M12 5-wire female, shielded, IP65 IP67. | Stock | 24
7000-48111-0000000 | Murrelektronik bulkhead connector, M12 8-wire male to M12 8-wire female, shielded, IP65 IP67. | Stock | 31.5
7700-44851-S4U0050 | Murrelektronik Cat5e Ethernet bulkhead connector, M12 axial female D-coded 4-pin to RJ45 axial male 4-pin, shielded, 24 AWG, 1.6ft/0.5m cable length, HDPE conductor insulation material, IP67 (M12) IP20 (RJ45). | Stock | 31
7700-44851-S4U0060 | Murrelektronik Cat5e Ethernet bulkhead connector, M12 axial female D-coded 4-pin to RJ45 axial male 4-pin, shielded, 24 AWG, 1.9ft/0.6m cable length, HDPE conductor insulation material, IP67 (M12) IP20 (RJ45). | Stock | 33
7700-44851-S4U0100 | Murrelektronik Cat5e Ethernet straight-through patch cable, STP (overall foil shield), M12 axial female D-coded 4-pin to RJ45 axial male 4-pin, 3.2ft/1m cable length, teal. For use with 10/100 Mbps networks. | Stock | 33
7700-51551-S4X0050 | Murrelektronik Cat6a Ethernet bulkhead connector, M12 axial female X-coded 8-pin to RJ45 axial male 8-pin, shielded, 26 AWG, 1.6ft/0.5m cable length, HDPE conductor insulation material, IP67 (M12) IP20 (RJ45). | Stock | 91
7700-51551-S4X0100 | Murrelektronik Cat6a Ethernet bulkhead connector, M12 axial female X-coded 8-pin to RJ45 axial male 8-pin, shielded, 26 AWG, 3.2ft/1m cable length, HDPE conductor insulation material, IP67 (M12) IP20 (RJ45). | Stock | 97
ZP-S1-2MR-0P3M | ZIPport bulkhead connector, 7/8in 2-pin male to pigtail, 16 AWG, 0.9ft/0.3m cable length, ether-based polyurethane conductor insulation material, IP67. | Stock | 12.5
ZP-S1-2FR-0P3M | ZIPport bulkhead connector, 7/8in 2-pin female to pigtail, 16 AWG, 0.9ft/0.3m cable length, ether-based polyurethane conductor insulation material, IP67. | Stock | 13
ZP-S1-3MR-0P3M | ZIPport bulkhead connector, 7/8in 3-pin male to pigtail, 16 AWG, 0.9ft/0.3m cable length, ether-based polyurethane conductor insulation material, IP67. | Stock | 13.5
ZP-S1-3FR-0P3M | ZIPport bulkhead connector, 7/8in 3-pin female to pigtail, 16 AWG, 0.9ft/0.3m cable length, ether-based polyurethane conductor insulation material, IP67. | Stock | 14
ZP-S1-4MR-0P3M | ZIPport bulkhead connector, 7/8in 4-pin male to pigtail, 16 AWG, 0.9ft/0.3m cable length, ether-based polyurethane conductor insulation material, IP67. | Stock | 14.5
ZP-S1-4FR-0P3M | ZIPport bulkhead connector, 7/8in 4-pin female to pigtail, 16 AWG, 0.9ft/0.3m cable length, ether-based polyurethane conductor insulation material, IP67. | Stock | 18
ZP-S1C-4MR-0P3M-18 | ZIPport bulkhead connector, 7/8in 4-pin male to pigtail, 18 AWG, 0.9ft/0.3m cable length, ether-based polyurethane conductor insulation material, IP67. | Stock | 15
ZP-S1C-4FR-0P3M-18 | ZIPport bulkhead connector, 7/8in 4-pin female to pigtail, 18 AWG, 0.9ft/0.3m cable length, ether-based polyurethane conductor insulation material, IP67. | Stock | 18
ZP-S1-5MR-0P3M | ZIPport bulkhead connector, 7/8in 5-pin male to pigtail, 16 AWG, 0.9ft/0.3m cable length, ether-based polyurethane conductor insulation material, IP67. | Stock | 17.5
ZP-S1-5FR-0P3M | ZIPport bulkhead connector, 7/8in 5-pin female to pigtail, 16 AWG, 0.9ft/0.3m cable length, ether-based polyurethane conductor insulation material, IP67. | Stock | 19
ZP-S1-6MR-0P3M | ZIPport bulkhead connector, 7/8in 6-pin male to pigtail, 16 AWG, 0.9ft/0.3m cable length, ether-based polyurethane conductor insulation material, IP67. | Stock | 18
ZP-S1-6FR-0P3M | ZIPport bulkhead connector, 7/8in 6-pin female to pigtail, 16 AWG, 0.9ft/0.3m cable length, ether-based polyurethane conductor insulation material, IP67. | Stock | 18.5
8000-84010-3370500 | Exact 8 passive distribution block, 4 ports, 3-pin M8 sockets, 3-wire, 24 VDC, 2A, power and PNP LED indicator(s), 5m integrated cable, IP67. Marking tags included. | Stock | 102
8000-84011-3370500 | Exact 8 passive distribution block, 4 ports, 3-pin M8 sockets, 3-wire, 24 VDC, 2A, power and NPN LED indicator(s), 5m integrated cable, IP67. Marking tags included. | Stock | 102
8000-84060-0000000 | Exact 8 passive distribution block, 4 ports, 3-pin M8 sockets, 3-wire, 24 VDC, 1A, power and PNP LED indicator(s), 12-pin M12 quick-disconnect, IP67. Marking tags included. | Stock | 107
8000-84110-3580500 | Exact 8 passive distribution block, 4 ports, 4-pin M8 sockets, 4-wire, 24 VDC, 2A, power and PNP LED indicator(s), 5m integrated cable, IP67. Marking tags included. | Stock | 131
8000-84111-3580500 | Exact 8 passive distribution block, 4 ports, 4-pin M8 sockets, 4-wire, 24 VDC, 2A, power and NPN LED indicator(s), 5m integrated cable, IP67. Marking tags included. | Stock | 131
8000-84160-0000000 | Exact 8 passive distribution block, 4 ports, 4-pin M8 sockets, 4-wire, 24 VDC, 1A, power and PNP LED indicator(s), 12-pin M12 quick-disconnect, IP67. Marking tags included. | Stock | 113
8000-88010-3570500 | Exact 8 passive distribution block, 8 ports, 3-pin M8 sockets, 3-wire, 24 VDC, 2A, power and PNP LED indicator(s), 5m integrated cable, IP67. Marking tags included. | Stock | 131
8000-88011-3570500 | Exact 8 passive distribution block, 8 ports, 3-pin M8 sockets, 3-wire, 24 VDC, 2A, power and NPN LED indicator(s), 5m integrated cable, IP67. Marking tags included. | Stock | 131
8000-88060-0000000 | Exact 8 passive distribution block, 8 ports, 3-pin M8 sockets, 3-wire, 24 VDC, 1A, power and PNP LED indicator(s), 12-pin M12 quick-disconnect, IP67. Marking tags included. | Stock | 121
8000-88110-3950500 | Exact 8 passive distribution block, 8 ports, 4-pin M8 sockets, 4-wire, 24 VDC, 2A, power and PNP LED indicator(s), 5m integrated cable, IP67. Marking tags included. | Stock | 174
8000-88111-3950500 | Exact 8 passive distribution block, 8 ports, 4-pin M8 sockets, 4-wire, 24 VDC, 2A, power and NPN LED indicator(s), 5m integrated cable, IP67. Marking tags included. | Stock | 175
8000-84560-0000000 | Exact 12 passive distribution block, 4 ports, 5-pin M12 sockets, 5-wire, 24 VDC, 1A, power and PNP LED indicator(s), 12-pin M12 quick-disconnect, IP67. Marking tags included. | Stock | 118
ZP-JBH44-00-FW | ZIPport junction block, 4 ports, 5-pin M12 sockets, 4-wire, 150 VAC/VDC, 3A, field-wired connection, IP67. (2) port caps for unused ports included. | Stock | 75
ZP-JBH44-2P-FW | ZIPport junction block, 4 ports, 5-pin M12 sockets, 4-wire, 48 VDC, 3A, power and PNP LED indicator(s), field-wired connection, IP67. (2) port caps for unused ports included. | Stock | 97
ZP-JBH44-2N-FW | ZIPport junction block, 4 ports, 5-pin M12 sockets, 4-wire, 48 VDC, 3A, power and NPN LED indicator(s), field-wired connection, IP67. (2) port caps for unused ports included. | Stock | 98
ZP-JBH45-00-FW | ZIPport junction block, 4 ports, 5-pin M12 sockets, 5-wire, 150 VAC/VDC, 3A, field-wired connection, IP67. (2) port caps for unused ports included. | Stock | 90
ZP-JBH45-2P-FW | ZIPport junction block, 4 ports, 5-pin M12 sockets, 5-wire, 48 VDC, 3A, power and PNP LED indicator(s), field-wired connection, IP67. (2) port caps for unused ports included. | Stock | 107
ZP-JBH44-00-5 | ZIPport junction block, 4 ports, 5-pin M12 sockets, 4-wire, 150 VAC/VDC, 3A, 5m integrated cable, IP67. (2) port caps for unused ports included. | Stock | 115
ZP-JBH44-2P-5 | ZIPport junction block, 4 ports, 5-pin M12 sockets, 4-wire, 48 VDC, 3A, power and PNP LED indicator(s), 5m integrated cable, IP67. (2) port caps for unused ports included. | Stock | 126
ZP-JBH44-2N-5 | ZIPport junction block, 4 ports, 5-pin M12 sockets, 4-wire, 48 VDC, 3A, power and NPN LED indicator(s), 5m integrated cable, IP67. (2) port caps for unused ports included. | Stock | 129
ZP-JBH45-00-5 | ZIPport junction block, 4 ports, 5-pin M12 sockets, 5-wire, 150 VAC/VDC, 3A, 5m integrated cable, IP67. (2) port caps for unused ports included. | Stock | 136
ZP-JBH45-2P-5 | ZIPport junction block, 4 ports, 5-pin M12 sockets, 5-wire, 48 VDC, 3A, power and PNP LED indicator(s), 5m integrated cable, IP67. (2) port caps for unused ports included. | Stock | 150
ZP-JBH64-00-FW | ZIPport junction block, 6 ports, 5-pin M12 sockets, 4-wire, 150 VAC/VDC, 3A, field-wired connection, IP67. (2) port caps for unused ports included. | Stock | 99
ZP-JBH64-2P-FW | ZIPport junction block, 6 ports, 5-pin M12 sockets, 4-wire, 48 VDC, 3A, power and PNP LED indicator(s), field-wired connection, IP67. (2) port caps for unused ports included. | Stock | 126
ZP-JBH64-2N-FW | ZIPport junction block, 6 ports, 5-pin M12 sockets, 4-wire, 48 VDC, 3A, power and NPN LED indicator(s), field-wired connection, IP67. (2) port caps for unused ports included. | Stock | 126
ZP-JBH65-00-FW | ZIPport junction block, 6 ports, 5-pin M12 sockets, 5-wire, 150 VAC/VDC, 3A, field-wired connection, IP67. (2) port caps for unused ports included. | Stock | 112
ZP-JBH65-2P-FW | ZIPport junction block, 6 ports, 5-pin M12 sockets, 5-wire, 48 VDC, 3A, power and PNP LED indicator(s), field-wired connection, IP67. (2) port caps for unused ports included. | Stock | 134
ZP-JBH64-00-5 | ZIPport junction block, 6 ports, 5-pin M12 sockets, 4-wire, 150 VAC/VDC, 3A, 5m integrated cable, IP67. (2) port caps for unused ports included. | Stock | 146
ZP-JBH64-2P-5 | ZIPport junction block, 6 ports, 5-pin M12 sockets, 4-wire, 48 VDC, 3A, power and PNP LED indicator(s), 5m integrated cable, IP67. (2) port caps for unused ports included. | Stock | 149
ZP-JBH64-2N-5 | ZIPport junction block, 6 ports, 5-pin M12 sockets, 4-wire, 48 VDC, 3A, power and NPN LED indicator(s), 5m integrated cable, IP67. (2) port caps for unused ports included. | Stock | 149
ZP-JBH65-00-5 | ZIPport junction block, 6 ports, 5-pin M12 sockets, 5-wire, 150 VAC/VDC, 3A, 5m integrated cable, IP67. (2) port caps for unused ports included. | Stock | 170
ZP-JBH65-2P-5 | ZIPport junction block, 6 ports, 5-pin M12 sockets, 5-wire, 48 VDC, 3A, power and PNP LED indicator(s), 5m integrated cable, IP67. (2) port caps for unused ports included. | Stock | 190
8000-88460-0000000 | Exact 12 passive distribution block, 8 ports, 5-pin M12 sockets, (2) 5-wire and (6) 4-wire, 24 VDC, 1A, power and PNP LED indicator(s), 12-pin M12 quick-disconnect, IP67. Marking tags included. | Stock | 140
8000-88590-0000000 | Exact 12 passive distribution block, 8 ports, 5-pin M12 sockets, 5-wire, 24 VDC, 4A, power and PNP LED indicator(s), panel mount plug in, IP67. Terminal blocks and marking tags included. | Stock | 140
ZP-JBH84-00-FW | ZIPport junction block, 8 ports, 5-pin M12 sockets, 4-wire, 150 VAC/VDC, 3A, field-wired connection, IP67. (2) port caps for unused ports included. | Stock | 113
ZP-JBH84-2P-FW | ZIPport junction block, 8 ports, 5-pin M12 sockets, 4-wire, 48 VDC, 3A, power and PNP LED indicator(s), field-wired connection, IP67. (2) port caps for unused ports included. | Stock | 119
ZP-JBH84-2N-FW | ZIPport junction block, 8 ports, 5-pin M12 sockets, 4-wire, 48 VDC, 3A, power and NPN LED indicator(s), field-wired connection, IP67. (2) port caps for unused ports included. | Stock | 118
ZP-JBH85-00-FW | ZIPport junction block, 8 ports, 5-pin M12 sockets, 5-wire, 150 VAC/VDC, 3A, field-wired connection, IP67. (2) port caps for unused ports included. | Stock | 133
ZP-JBH85-2P-FW | ZIPport junction block, 8 ports, 5-pin M12 sockets, 5-wire, 48 VDC, 3A, power and PNP LED indicator(s), field-wired connection, IP67. (2) port caps for unused ports included. | Stock | 158
ZP-JBH85-2N-FW | ZIPport junction block, 8 ports, 5-pin M12 sockets, 5-wire, 48 VDC, 3A, power and NPN LED indicator(s), field-wired connection, IP67. (2) port caps for unused ports included. | Stock | 158
ZP-JBH84-00-5 | ZIPport junction block, 8 ports, 5-pin M12 sockets, 4-wire, 150 VAC/VDC, 3A, 5m integrated cable, IP67. (2) port caps for unused ports included. | Stock | 183
ZP-JBH84-2P-5 | ZIPport junction block, 8 ports, 5-pin M12 sockets, 4-wire, 48 VDC, 3A, power and PNP LED indicator(s), 5m integrated cable, IP67. (2) port caps for unused ports included. | Stock | 185
ZP-JBH84-2N-5 | ZIPport junction block, 8 ports, 5-pin M12 sockets, 4-wire, 48 VDC, 3A, power and NPN LED indicator(s), 5m integrated cable, IP67. (2) port caps for unused ports included. | Stock | 193
ZP-JBH85-00-5 | ZIPport junction block, 8 ports, 5-pin M12 sockets, 5-wire, 150 VAC/VDC, 3A, 5m integrated cable, IP67. (2) port caps for unused ports included. | Stock | 210
ZP-JBH85-2P-5 | ZIPport junction block, 8 ports, 5-pin M12 sockets, 5-wire, 48 VDC, 3A, power and PNP LED indicator(s), 5m integrated cable, IP67. (2) port caps for unused ports included. | Stock | 229
ZP-JBH85-2N-5 | ZIPport junction block, 8 ports, 5-pin M12 sockets, 5-wire, 48 VDC, 3A, power and NPN LED indicator(s), 5m integrated cable, IP67. (2) port caps for unused ports included. | Stock | 235
SC8-0 | NITRA field wireable solenoid valve connector, 8mm DIN 43650 Form C molded connector, 230 VAC/VDC, 16-12 AWG, accepts cable diameter size 0.20-0.24in. | Stock | 9.25
SC10-LS24-0 | Murrelektronik field wireable solenoid valve connector, 10mm DIN 43650 Form B molded connector, 24 VAC/VDC, 16-12 AWG, accepts cable diameter size 0.24-0.32in, surge protection, LED indication. | Stock | 12.5
SC10-LS110-0 | Murrelektronik field wireable solenoid valve connector, 10mm DIN 43650 Form B molded connector, 110 VAC/VDC, 16-12 AWG, accepts cable diameter size 0.24-0.32in, surge protection, LED indication. | Stock | 14.5
SC11-LS24-0 | Murrelektronik field wireable solenoid valve connector, 11mm DIN style molded connector, 24 VAC/VDC, 16-12 AWG, accepts cable diameter size 0.24-0.32in, surge protection, LED indication. | Stock | 12.5
SC11-LS110-0 | Murrelektronik field wireable solenoid valve connector, 11mm DIN style molded connector, 110 VAC/VDC, 16-12 AWG, accepts cable diameter size 0.24-0.32in, surge protection, LED indication. | Stock | 14.5
SC11-0 | Murrelektronik field wireable solenoid valve connector, 11mm DIN style molded connector, 230 VAC/VDC, 16-12 AWG, accepts cable diameter size 0.24-0.32in. | Stock | 10.5
SC18-LS24-0 | Murrelektronik field wireable solenoid valve connector, 18mm DIN 43650 Form A molded connector, 24 VAC/VDC, 16-12 AWG, accepts cable diameter size 0.24-0.32in, surge protection, LED indication. | Stock | 12.5
SC18-LS110-0 | Murrelektronik field wireable solenoid valve connector, 18mm DIN 43650 Form A molded connector, 110 VAC/VDC, 16-12 AWG, accepts cable diameter size 0.24-0.32in, surge protection, LED indication. | Stock | 14.5
SC18-0 | Murrelektronik field wireable solenoid valve connector, 18mm DIN 43650 Form A molded connector, 230 VAC/VDC, 16-12 AWG, accepts cable diameter size 0.24-0.32in. | Stock | 10.5
SV2C-PA-CON | SureServo2 motor power connector, 4-pin. For use with 750W or smaller SureServo2 motors without brake. | Stock | 15
SV2C-PB-CON | SureServo2 motor power connector, 6-pin. For use with 750W or smaller SureServo2 motors with brake. | Stock | 17.5
SV2C-PC-CON | SureServo2 motor power connector, 9-pin. For use with 230 VAC 1 kW-1.5 kW and 460 VAC 1 kW-2 kW SureServo2 motors. | Stock | 55
SV2C-PD-CON | SureServo2 motor power connector, 9-pin. For use with 230 VAC 2 kW-4.5 kW and 460 VAC 3 kW-7.5 kW SureServo2 motors. | Stock | 65
SV2C-PF-CON | SureServo2 motor power connector, 4-pin. For use with 230 VAC 5.5 kW-15 kW and 460 VAC 11 kW-15 kW SureServo2 motors. | Stock | 97
SV2C-B1-CON | SureServo2 motor brake connector, 2-pin. For use with 230 VAC 5.5 kW-15 kW and 460 VAC 11 kW-15 kW SureServo2 motors with brake. | Stock | 43
SV2C-E1-CON | SureServo2 motor encoder connector, 9-pin. For use with 750W or smaller SureServo2 motors. | Stock | 15
SV2C-E2-CON | SureServo2 motor encoder connector, 17-pin. For use with 1 kW and larger SureServo2 motors. | Stock | 48
SV2C-E3-CON | SureServo2 drive encoder connector, 6-pin. For use with all SureServo2 drives. | Stock | 11
STP-CON-1 | SureStep connector kit, replacement. For use with SureStep STP-DRV-4845 and STP-DRV-6575 microstepping drives. Includes (1) drive/motor power connector and (1) control signal connector. | Stock | 37.5
STP-CON-2 | SureStep connector kit, replacement. For use with SureStep STP-DRV-4850 and STP-DRV-80100 advanced microstepping drives. Includes (1) drive/motor power connector, (1) analog signal connector and (1) input signal connector. | Stock | 37.5
STP-CON-3 | SureStep connector kit, replacement. For use with SureStep STP-MTRD integrated stepper motor/drives except STP-MTRD-17038 and STP-MTRD-17038E. Includes (2) power connectors, (1) RS-485 signal connector and (2) control signal connectors. | Stock | 46
STP-CON-4 | SureStep connector kit, replacement. For use with SureStep STP-DRVA-RC-050A regen clamp. Includes (1) input power connector and (1) drive output power connector. | Stock | 35.5
STP-CON-5 | SureStep connector kit, replacement. For use with SureStep STP-DRV-4830 microstepping drive. Includes (1) drive power connector, (1) motor power connector and (1) control signal connector. | Stock | 35.5
STP-CON-6 | SureStep connector kit, replacement. For use with SureStep STP-DRV-4845 and STP-DRVAC-24025 microstepping drives. Includes (1) input power connector, (1) motor power connector and (1) control signal connector. | Stock | 38.5
Accessories for Terminated Cables
ZP-JBH-CAP | ZIPport junction block M12 protective cap, package of 5. | Stock | 4.75
ZP-S1-CAP | ZIPport cap, anodized aluminum, clear. For use with ZP-S1 series. | Stock | 6.5
ZP-S1-PLUG | ZIPport plug, anodized aluminum, clear. For use with ZP-S1 series. | Stock | 10.5
ZP-S1-XMP-AD | ZIPport adapter, anodized aluminum, clear. For use with ZP-S1 series. | Stock | 4.75
Potable Water Pressure Regulators
FR-817 | HydroMode miniature potable water pressure regulator, 1/8in female NPT inlet(s), 1/8in female NPT outlet(s), 0-100 psi adjustable range, suitable for potable water applications. | Stock | 39.5
5108001FU | Metal Work BIT potable water regulator, 1/8in female NPT inlet(s), 1/8in female NPT outlet(s), 0-30 psig range. For use with Metal Work BIT series water components. | Stock | 21.5
5108002FU | Metal Work BIT potable water regulator, 1/8in female NPT inlet(s), 1/8in female NPT outlet(s), 0-60 psig range. For use with Metal Work BIT series water components. | Stock | 21.5
5108003FU | Metal Work BIT potable water regulator, 1/8in female NPT inlet(s), 1/8in female NPT outlet(s), 0-120 psig range. For use with Metal Work BIT series water components. | Stock | 21.5
5108004FU | Metal Work BIT potable water regulator, 1/8in female NPT inlet(s), 1/8in female NPT outlet(s), 0-180 psig range. For use with Metal Work BIT series water components. | Stock | 21.5
5105102FU | Metal Work BIT potable water filter-regulator, 1/8in female NPT inlet(s), 1/8in female NPT outlet(s), 0-30 psig range, manual/semi-automatic drain, clear technopolymer bowl. For use with Metal Work BIT series water components. | Stock | 38.5
5105105FU | Metal Work BIT potable water filter-regulator, 1/8in female NPT inlet(s), 1/8in female NPT outlet(s), 0-60 psig range, manual/semi-automatic drain, clear technopolymer bowl. For use with Metal Work BIT series water components. | Stock | 38.5
5105108FU | Metal Work BIT potable water filter-regulator, 1/8in female NPT inlet(s), 1/8in female NPT outlet(s), 0-120 psig range, manual/semi-automatic drain, clear technopolymer bowl. For use with Metal Work BIT series water components. | Stock | 38.5
5105111FU | Metal Work BIT potable water filter-regulator, 1/8in female NPT inlet(s), 1/8in female NPT outlet(s), 0-180 psig range, manual/semi-automatic drain, clear technopolymer bowl. For use with Metal Work BIT series water components. | Stock | 38.5
FR-827 | HydroMode miniature potable water pressure regulator, 1/4in female NPT inlet(s), 1/4in female NPT outlet(s), 0-100 psi adjustable range, suitable for potable water applications. | Stock | 39.5
5208001FU | Metal Work BIT potable water regulator, 1/4in female NPT inlet(s), 1/4in female NPT outlet(s), 0-30 psig range. For use with Metal Work BIT series water components. | Stock | 21.5
5208002FU | Metal Work BIT potable water regulator, 1/4in female NPT inlet(s), 1/4in female NPT outlet(s), 0-60 psig range. For use with Metal Work BIT series water components. | Stock | 21.5
5208003FU | Metal Work BIT potable water regulator, 1/4in female NPT inlet(s), 1/4in female NPT outlet(s), 0-120 psig range. For use with Metal Work BIT series water components. | Stock | 21.5
5208004FU | Metal Work BIT potable water regulator, 1/4in female NPT inlet(s), 1/4in female NPT outlet(s), 0-180 psig range. For use with Metal Work BIT series water components. | Stock | 21.5
5205102FU | Metal Work BIT potable water filter-regulator, 1/4in female NPT inlet(s), 1/4in female NPT outlet(s), 0-30 psig range, manual/semi-automatic drain, clear technopolymer bowl. For use with Metal Work BIT series water components. | Stock | 38.5
5205105FU | Metal Work BIT potable water filter-regulator, 1/4in female NPT inlet(s), 1/4in female NPT outlet(s), 0-60 psig range, manual/semi-automatic drain, clear technopolymer bowl. For use with Metal Work BIT series water components. | Stock | 38.5
5205108FU | Metal Work BIT potable water filter-regulator, 1/4in female NPT inlet(s), 1/4in female NPT outlet(s), 0-120 psig range, manual/semi-automatic drain, clear technopolymer bowl. For use with Metal Work BIT series water components. | Stock | 38.5
5205111FU | Metal Work BIT potable water filter-regulator, 1/4in female NPT inlet(s), 1/4in female NPT outlet(s), 0-180 psig range, manual/semi-automatic drain, clear technopolymer bowl. For use with Metal Work BIT series water components. | Stock | 38.5
Accessories for Potable Water Pressure Regulators
FBKT-8A | HydroMode mounting bracket, for use with FR-8 series water regulators. | Stock | 8.75
FN-8 | HydroMode panel nut, 1-3/16-18 UNEF threads. For use with FR-8 series water regulators. | Stock | 2.75
9251809 | Metal Work particulate filter cartridge, replacement, 20 micron particles, white HDPE. For use with Metal Work BIT series filters. | Stock | 3
9251709 | Metal Work particulate filter element, replacement, 20 micron particles, white HDPE. For use with Metal Work BIT series filters. | Stock | 6
HydroMode Straight Polyethylene (PE) Tubing
PE532BLK100 | HydroMode potable water tubing, polyethylene, black, 5/32in (4mm) outside diameter, 0.106in inside diameter, NSF/ANSI 61, 100ft package. | Stock | 11
PE532BLK500 | HydroMode potable water tubing, polyethylene, black, 5/32in (4mm) outside diameter, 0.106in inside diameter, NSF/ANSI 61, 500ft reel. | Stock | 45
PE532BLK1000 | HydroMode potable water tubing, polyethylene, black, 5/32in (4mm) outside diameter, 0.106in inside diameter, NSF/ANSI 61, 1000ft reel. | Stock | 81
PE532BLU100 | HydroMode potable water tubing, polyethylene, blue, 5/32in (4mm) outside diameter, 0.106in inside diameter, NSF/ANSI 61, 100ft package. | Stock | 10.5
PE532BLU500 | HydroMode potable water tubing, polyethylene, blue, 5/32in (4mm) outside diameter, 0.106in inside diameter, NSF/ANSI 61, 500ft reel. | Stock | 45
PE532BLU1000 | HydroMode potable water tubing, polyethylene, blue, 5/32in (4mm) outside diameter, 0.106in inside diameter, NSF/ANSI 61, 1000ft reel. | Stock | 81
PE532GRN100 | HydroMode potable water tubing, polyethylene, green, 5/32in (4mm) outside diameter, 0.106in inside diameter, NSF/ANSI 61, 100ft package. | Stock | 11
PE14BLK100 | HydroMode potable water tubing, polyethylene, black, 1/4in outside diameter, 0.170in inside diameter, NSF/ANSI 61, 100ft package. | Stock | 12.5
PE14BLK500 | HydroMode potable water tubing, polyethylene, black, 1/4in outside diameter, 0.170in inside diameter, NSF/ANSI 61, 500ft reel. | Stock | 52
PE14BLK1000 | HydroMode potable water tubing, polyethylene, black, 1/4in outside diameter, 0.170in inside diameter, NSF/ANSI 61, 1000ft reel. | Stock | 101
PE14BLU100 | HydroMode potable water tubing, polyethylene, blue, 1/4in outside diameter, 0.170in inside diameter, NSF/ANSI 61, 100ft package. | Stock | 12.5
PE14BLU500 | HydroMode potable water tubing, polyethylene, blue, 1/4in outside diameter, 0.170in inside diameter, NSF/ANSI 61, 500ft reel. | Stock | 52
PE14BLU1000 | HydroMode potable water tubing, polyethylene, blue, 1/4in outside diameter, 0.170in inside diameter, NSF/ANSI 61, 1000ft reel. | Stock | 101
PE14NAT100 | HydroMode potable water tubing, polyethylene, natural, 1/4in outside diameter, 0.170in inside diameter, NSF/ANSI 61, 100ft package. | Stock | 12.5
PE14NAT500 | HydroMode potable water tubing, polyethylene, natural, 1/4in outside diameter, 0.170in inside diameter, NSF/ANSI 61, 500ft reel. | Stock | 52
PE14NAT1000 | HydroMode potable water tubing, polyethylene, natural, 1/4in outside diameter, 0.170in inside diameter, NSF/ANSI 61, 1000ft reel. | Stock | 101
PE14RED100 | HydroMode potable water tubing, polyethylene, red, 1/4in outside diameter, 0.170in inside diameter, NSF/ANSI 61, 100ft package. | Stock | 12.5
PE14RED500 | HydroMode potable water tubing, polyethylene, red, 1/4in outside diameter, 0.170in inside diameter, NSF/ANSI 61, 500ft reel. | Stock | 43
PE14YEL100 | HydroMode potable water tubing, polyethylene, yellow, 1/4in outside diameter, 0.170in inside diameter, NSF/ANSI 61, 100ft package. | Stock | 12.5
PE14YEL500 | HydroMode potable water tubing, polyethylene, yellow, 1/4in outside diameter, 0.170in inside diameter, NSF/ANSI 61, 500ft reel. | Stock | 52
PE14YEL1000 | HydroMode potable water tubing, polyethylene, yellow, 1/4in outside diameter, 0.170in inside diameter, NSF/ANSI 61, 1000ft reel. | Stock | 86
PE14GRN100 | HydroMode potable water tubing, polyethylene, green, 1/4in outside diameter, 0.170in inside diameter, NSF/ANSI 61, 100ft package. | Stock | 11.5
PE14GRN500 | HydroMode potable water tubing, polyethylene, green, 1/4in outside diameter, 0.170in inside diameter, NSF/ANSI 61, 500ft reel. | Stock | 52
PE14GRN1000 | HydroMode potable water tubing, polyethylene, green, 1/4in outside diameter, 0.170in inside diameter, NSF/ANSI 61, 1000ft reel. | Stock | 86
PE14WHT100 | HydroMode potable water tubing, polyethylene, white, 1/4in outside diameter, 0.170in inside diameter, NSF/ANSI 61, 100ft package. | Stock | 12.5
PE14WHT500 | HydroMode potable water tubing, polyethylene, white, 1/4in outside diameter, 0.170in inside diameter, NSF/ANSI 61, 500ft reel. | Stock | 43
PE14WHT1000 | HydroMode potable water tubing, polyethylene, white, 1/4in outside diameter, 0.170in inside diameter, NSF/ANSI 61, 1000ft reel. | Stock | 101
PE38BLK100 | HydroMode potable water tubing, polyethylene, black, 3/8in outside diameter, 1/4in inside diameter, NSF/ANSI 61, 100ft package. | Stock | 24
PE38BLK500 | HydroMode potable water tubing, polyethylene, black, 3/8in outside diameter, 1/4in inside diameter, NSF/ANSI 61, 500ft reel. | Stock | 101
PE38BLU100 | HydroMode potable water tubing, polyethylene, blue, 3/8in outside diameter, 1/4in inside diameter, NSF/ANSI 61, 100ft package. | Stock | 24
PE38BLU1000 | HydroMode potable water tubing, polyethylene, blue, 3/8in outside diameter, 1/4in inside diameter, NSF/ANSI 61, 1000ft reel. | Stock | 175
PE38NAT100 | HydroMode potable water tubing, polyethylene, natural, 3/8in outside diameter, 1/4in inside diameter, NSF/ANSI 61, 100ft package. | Stock | 24
PE38RED100 | HydroMode potable water tubing, polyethylene, red, 3/8in outside diameter, 1/4in inside diameter, NSF/ANSI 61, 100ft package. | Stock | 24
PE38RED500 | HydroMode potable water tubing, polyethylene, red, 3/8in outside diameter, 1/4in inside diameter, NSF/ANSI 61, 500ft reel. | Stock | 101
PE38YEL100 | HydroMode potable water tubing, polyethylene, yellow, 3/8in outside diameter, 1/4in inside diameter, NSF/ANSI 61, 100ft package. | Stock | 22
PE38YEL500 | HydroMode potable water tubing, polyethylene, yellow, 3/8in outside diameter, 1/4in inside diameter, NSF/ANSI 61, 500ft reel. | Stock | 101
PE38YEL1000 | HydroMode potable water tubing, polyethylene, yellow, 3/8in outside diameter, 1/4in inside diameter, NSF/ANSI 61, 1000ft reel. | Stock | 175
PE38GRN100 | HydroMode potable water tubing, polyethylene, green, 3/8in outside diameter, 1/4in inside diameter, NSF/ANSI 61, 100ft package. | Stock | 24
PE38GRN500 | HydroMode potable water tubing, polyethylene, green, 3/8in outside diameter, 1/4in inside diameter, NSF/ANSI 61, 500ft reel. | Stock | 101
PE38WHT100 | HydroMode potable water tubing, polyethylene, white, 3/8in outside diameter, 1/4in inside diameter, NSF/ANSI 61, 100ft package. | Stock | 24
PE12BLK100 | HydroMode potable water tubing, polyethylene, black, 1/2in outside diameter, 3/8in inside diameter, NSF/ANSI 61, 100ft package. | Stock | 33.5
PE12BLK500 | HydroMode potable water tubing, polyethylene, black, 1/2in outside diameter, 3/8in inside diameter, NSF/ANSI 61, 500ft reel. | Stock | 151
PE12BLU100 | HydroMode potable water tubing, polyethylene, blue, 1/2in outside diameter, 3/8in inside diameter, NSF/ANSI 61, 100ft package. | Stock | 33.5
PE12NAT100 | HydroMode potable water tubing, polyethylene, natural, 1/2in outside diameter, 3/8in inside diameter, NSF/ANSI 61, 100ft package. | Stock | 33.5
PE12RED100 | HydroMode potable water tubing, polyethylene, red, 1/2in outside diameter, 3/8in inside diameter, NSF/ANSI 61, 100ft package. | Stock | 33.5
PE12RED500 | HydroMode potable water tubing, polyethylene, red, 1/2in outside diameter, 3/8in inside diameter, NSF/ANSI 61, 500ft reel. | Stock | 151
PE12YEL100 | HydroMode potable water tubing, polyethylene, yellow, 1/2in outside diameter, 3/8in inside diameter, NSF/ANSI 61, 100ft package. | Stock | 30.5
PE12YEL500 | HydroMode potable water tubing, polyethylene, yellow, 1/2in outside diameter, 3/8in inside diameter, NSF/ANSI 61, 500ft reel. | Stock | 145
PE12GRN100 | HydroMode potable water tubing, polyethylene, green, 1/2in outside diameter, 3/8in inside diameter, NSF/ANSI 61, 100ft package. | Stock | 30.5
PE12GRN500 | HydroMode potable water tubing, polyethylene, green, 1/2in outside diameter, 3/8in inside diameter, NSF/ANSI 61, 500ft reel. | Stock | 151
PE12WHT100 | HydroMode potable water tubing, polyethylene, white, 1/2in outside diameter, 3/8in inside diameter, NSF/ANSI 61, 100ft package. | Stock | 33.5
HydroMode Polyester-Reinforced PVC Hose
HBV316-100CBL | HydroMode potable water hose, polyester-reinforced PVC, clear blue, 3/16in inside diameter, 3/8in outside diameter, NSF/ANSI 61, 100ft package. | Stock | 43.5
HBV316-300CBL | HydroMode potable water hose, polyester-reinforced PVC, clear blue, 3/16in inside diameter, 3/8in outside diameter, NSF/ANSI 61, 300ft reel. | Stock | 126
HBV14-100CBL | HydroMode potable water hose, polyester-reinforced PVC, clear blue, 1/4in inside diameter, 0.438in outside diameter, NSF/ANSI 61, 100ft package. | Stock | 50
HBV14-300CBL | HydroMode potable water hose, polyester-reinforced PVC, clear blue, 1/4in inside diameter, 0.438in outside diameter, NSF/ANSI 61, 300ft reel. | Stock | 160
HBV516-100CBL | HydroMode potable water hose, polyester-reinforced PVC, clear blue, 5/16in (8mm) inside diameter, 0.531in outside diameter, NSF/ANSI 61, 100ft package. | Stock | 65
HBV516-300CBL | HydroMode potable water hose, polyester-reinforced PVC, clear blue, 5/16in (8mm) inside diameter, 0.531in outside diameter, NSF/ANSI 61, 300ft reel. | Stock | 194
HBV38-100CBL | HydroMode potable water hose, polyester-reinforced PVC, clear blue, 3/8in inside diameter, 0.594in outside diameter, NSF/ANSI 61, 100ft package. | Stock | 80
HBV38-300CBL | HydroMode potable water hose, polyester-reinforced PVC, clear blue, 3/8in inside diameter, 0.594in outside diameter, NSF/ANSI 61, 300ft reel. | Stock | 239
HBV12-100CBL | HydroMode potable water hose, polyester-reinforced PVC, clear blue, 1/2in inside diameter, 3/4in outside diameter, NSF/ANSI 61, 100ft package. | Stock | 93
HBV12-300CBL | HydroMode potable water hose, polyester-reinforced PVC, clear blue, 1/2in inside diameter, 3/4in outside diameter, NSF/ANSI 61, 300ft reel. | Stock | 350
HBV58-100CBL | HydroMode potable water hose, polyester-reinforced PVC, clear blue, 5/8in inside diameter, 0.891in outside diameter, NSF/ANSI 61, 100ft package. | Stock | 112
HBV58-300CBL | HydroMode potable water hose, polyester-reinforced PVC, clear blue, 5/8in inside diameter, 0.891in outside diameter, NSF/ANSI 61, 300ft reel. | Stock | 416
HBV34-100CBL | HydroMode potable water hose, polyester-reinforced PVC, clear blue, 3/4in inside diameter, 1.03in outside diameter, NSF/ANSI 61, 100ft package. | Stock | 182
HBV34-300CBL | HydroMode potable water hose, polyester-reinforced PVC, clear blue, 3/4in inside diameter, 1.03in outside diameter, NSF/ANSI 61, 300ft reel. | Stock | 459
HBV1-100CBL | HydroMode potable water hose, polyester-reinforced PVC, clear blue, 1in inside diameter, 1.3in outside diameter, NSF/ANSI 61, 100ft package. | Stock | 263
HBV1-200CBL | HydroMode potable water hose, polyester-reinforced PVC, clear blue, 1in inside diameter, 1.3in outside diameter, NSF/ANSI 61, 200ft reel. | Stock | 423
HydroMode Male Straight Push-to-Connect Water Fittings
MS532-18N-P | HydroMode potable water push-to-connect fitting, straight, acetal body, acetal threads, (1) 1/8in male NPT to (1) 5/32in (4mm) push-to-connect. Package of 5. | Stock | 5
MS532-14N-P | HydroMode potable water push-to-connect fitting, straight, acetal body, acetal threads, (1) 1/4in male NPT to (1) 5/32in (4mm) push-to-connect. Package of 5. | Stock | 6
MS14-18N-P | HydroMode potable water push-to-connect fitting, straight, acetal body, acetal threads, (1) 1/4in push-to-connect to (1) 1/8in male NPT. Package of 5. | Stock | 6
MS14-14N-P | HydroMode potable water push-to-connect fitting, straight, acetal body, acetal threads, (1) 1/4in male NPT to (1) 1/4in push-to-connect. Package of 5. | Stock | 6.25
MS14-38N-P | HydroMode potable water push-to-connect fitting, straight, acetal body, acetal threads, (1) 1/4in push-to-connect to (1) 3/8in male NPT. Package of 5. | Stock | 8.75
MS516-18N-P | HydroMode potable water push-to-connect fitting, straight, acetal body, acetal threads, (1) 1/8in male NPT to (1) 5/16in (8mm) push-to-connect. Package of 5. | Stock | 6.25
MS516-14N-P | HydroMode potable water push-to-connect fitting, straight, acetal body, acetal threads, (1) 1/4in male NPT to (1) 5/16in (8mm) push-to-connect. Package of 5. | Stock | 6.5
MS516-38N-P | HydroMode potable water push-to-connect fitting, straight, acetal body, acetal threads, (1) 3/8in male NPT to (1) 5/16in (8mm) push-to-connect. Package of 5. | Stock | 10
MS516-12N-P | HydroMode potable water push-to-connect fitting, straight, acetal body, acetal threads, (1) 1/2in male NPT to (1) 5/16in (8mm) push-to-connect. Package of 5. | Stock | 6
MS38-18N-P | HydroMode potable water push-to-connect fitting, straight, acetal body, acetal threads, (1) 1/8in male NPT to (1) 3/8in push-to-connect. Package of 5. | Stock | 12.5
MS38-14N-P | HydroMode potable water push-to-connect fitting, straight, acetal body, acetal threads, (1) 1/4in male NPT to (1) 3/8in push-to-connect. Package of 5. | Stock | 10
MS38-38N-P | HydroMode potable water push-to-connect fitting, straight, acetal body, acetal threads, (1) 3/8in male NPT to (1) 3/8in push-to-connect. Package of 5. | Stock | 11.5
MS38-12N-P | HydroMode potable water push-to-connect fitting, straight, acetal body, acetal threads, (1) 1/2in male NPT to (1) 3/8in push-to-connect. Package of 5. | Stock | 17
MS12-38N-P | HydroMode potable water push-to-connect fitting, straight, acetal body, acetal threads, (1) 1/2in push-to-connect to (1) 3/8in male NPT. Package of 5. | Stock | 15.5
MS12-12N-P | HydroMode potable water push-to-connect fitting, straight, acetal body, acetal threads, (1) 1/2in male NPT to (1) 1/2in push-to-connect. Package of 5. | Stock | 16
HydroMode Female Straight Push-to-Connect Water Fittings
FS14-18N-P | HydroMode potable water push-to-connect fitting, straight, acetal body, acetal threads, (1) 1/4in push-to-connect to (1) 1/8in female NPT. Package of 5. | Stock | 9.25
FS14-14N-P | HydroMode potable water push-to-connect fitting, straight, acetal body, acetal threads, (1) 1/4in female NPT to (1) 1/4in push-to-connect. Package of 5. | Stock | 9.5
FS38-14N-P | HydroMode potable water push-to-connect fitting, straight, acetal body, acetal threads, (1) 1/4in female NPT to (1) 3/8in push-to-connect. Package of 5. | Stock | 10
HydroMode Male Elbow Push-to-Connect Water Fittings
ME532-18N-P | HydroMode potable water push-to-connect fitting, elbow, acetal body, acetal threads, (1) 1/8in male NPT to (1) 5/32in (4mm) push-to-connect. Package of 5. | Stock | 5.25
ME14-18N-P | HydroMode potable water push-to-connect fitting, elbow, acetal body, acetal threads, (1) 1/4in push-to-connect to (1) 1/8in male NPT. Package of 5. | Stock | 8.75
ME14-14N-P | HydroMode potable water push-to-connect fitting, elbow, acetal body, acetal threads, (1) 1/4in male NPT to (1) 1/4in push-to-connect. Package of 5. | Stock | 10
ME14-38N-P | HydroMode potable water push-to-connect fitting, elbow, acetal body, acetal threads, (1) 1/4in push-to-connect to (1) 3/8in male NPT. Package of 5. | Stock | 12
ME516-14N-P | HydroMode potable water push-to-connect fitting, elbow, acetal body, acetal threads, (1) 1/4in male NPT to (1) 5/16in (8mm) push-to-connect. Package of 5. | Stock | 12
ME38-14N-P | HydroMode potable water push-to-connect fitting, elbow, acetal body, acetal threads, (1) 1/4in male NPT to (1) 3/8in push-to-connect. Package of 5. | Stock | 15.5
ME38-38N-P | HydroMode potable water push-to-connect fitting, elbow, acetal body, acetal threads, (1) 3/8in male NPT to (1) 3/8in push-to-connect. Package of 5. | Stock | 17
ME12-38N-P | HydroMode potable water push-to-connect fitting, elbow, acetal body, acetal threads, (1) 1/2in push-to-connect to (1) 3/8in male NPT. Package of 5. | Stock | 22
ME12-12N-P | HydroMode potable water push-to-connect fitting, elbow, acetal body, acetal threads, (1) 1/2in male NPT to (1) 1/2in push-to-connect. Package of 5. | Stock | 23.5
HydroMode Union Straight & Reducer Push-to-Connect Water Fittings
US532-P | HydroMode potable water push-to-connect fitting, union straight, acetal body, (2) 5/32in (4mm) push-to-connect connection(s). Package of 5. | Stock | 6.5
US14-P | HydroMode potable water push-to-connect fitting, union straight, acetal body, (2) 1/4in push-to-connect connection(s). Package of 5. | Stock | 8.75
UR516-14-P | HydroMode potable water push-to-connect fitting, union straight reducer, acetal body, (1) 1/4in push-to-connect to (1) 5/16in (8mm) push-to-connect. Package of 5. | Stock | 8.75
US516-P | HydroMode potable water push-to-connect fitting, union straight, acetal body, (2) 5/16in (8mm) push-to-connect connection(s). Package of 5. | Stock | 9.5
UR38-14-P | HydroMode potable water push-to-connect fitting, union straight reducer, acetal body, (1) 1/4in push-to-connect to (1) 3/8in push-to-connect. Package of 5. | Stock | 11
UR38-516-P | HydroMode potable water push-to-connect fitting, union straight reducer, acetal body, (1) 3/8in push-to-connect to (1) 5/16in (8mm) push-to-connect. Package of 5. | Stock | 10
US38-P | HydroMode potable water push-to-connect fitting, union straight, acetal body, (2) 3/8in push-to-connect connection(s). Package of 5. | Stock | 11.5
UR12-516-P | HydroMode potable water push-to-connect fitting, union straight reducer, acetal body, (1) 1/2in push-to-connect to (1) 5/16in (8mm) push-to-connect. Package of 5. | Stock | 11.5
UR12-38-P | HydroMode potable water push-to-connect fitting, union straight reducer, acetal body, (1) 1/2in push-to-connect to (1) 3/8in push-to-connect. Package of 5. | Stock | 12
US12-P | HydroMode potable water push-to-connect fitting, union straight, acetal body, (2) 1/2in push-to-connect connection(s). Package of 5. | Stock | 13.5
HydroMode Union Cap Push-to-Connect Water Fittings
UC14-P | HydroMode potable water push-to-connect fitting, union cap, acetal body, 1/4in push-to-connect. Package of 5. | Stock | 8.5
UC516-P | HydroMode potable water push-to-connect fitting, union cap, acetal body, 5/16in (8mm) push-to-connect. Package of 5. | Stock | 8.5
UC38-P | HydroMode potable water push-to-connect fitting, union cap, acetal body, 3/8in push-to-connect. Package of 5. | Stock | 8.75
HydroMode Plug Push-to-Connect Water Fittings
PLUG14-P | HydroMode potable water push-to-connect fitting, plug, acetal body, 1/4in plug-in. Package of 5. | Stock | 3.5
PLUG38-P | HydroMode potable water push-to-connect fitting, plug, acetal body, 3/8in plug-in. Package of 5. | Stock | 4.25
HydroMode Union Elbow & Reducing Elbow Push-to-Connect Water Fittings
UL532-P | HydroMode potable water push-to-connect fitting, union elbow, acetal body, (2) 5/32in (4mm) push-to-connect connection(s). Package of 5. | Stock | 8.25
UL14-P | HydroMode potable water push-to-connect fitting, union elbow, acetal body, (2) 1/4in push-to-connect connection(s). Package of 5. | Stock | 10
URL516-14-P | HydroMode potable water push-to-connect fitting, union elbow reducer, acetal body, (1) 1/4in push-to-connect to (1) 5/16in (8mm) push-to-connect. Package of 5. | Stock | 10.5
UL516-P | HydroMode potable water push-to-connect fitting, union elbow, acetal body, (2) 5/16in (8mm) push-to-connect connection(s). Package of 5. | Stock | 11.5
UL38-P | HydroMode potable water push-to-connect fitting, union elbow, acetal body, (2) 3/8in push-to-connect connection(s). Package of 5. | Stock | 14.5
URL12-38-P | HydroMode potable water push-to-connect fitting, union elbow reducer, acetal body, (1) 1/2in push-to-connect to (1) 3/8in push-to-connect. Package of 5. | Stock | 15.5
UL12-P | HydroMode potable water push-to-connect fitting, union elbow, acetal body, (2) 1/2in push-to-connect connection(s). Package of 5. | Stock | 19
HydroMode Union Tee Push-to-Connect Water Fittings
UT532-P | HydroMode potable water push-to-connect fitting, union tee, acetal body, (3) 5/32in (4mm) push-to-connect connection(s). Package of 5. | Stock | 11.5
UT14-P | HydroMode potable water push-to-connect fitting, union tee, acetal body, (3) 1/4in push-to-connect connection(s). Package of 5. | Stock | 12
UT516-P | HydroMode potable water push-to-connect fitting, union tee, acetal body, (3) 5/16in (8mm) push-to-connect connection(s). Package of 5. | Stock | 12.5
UT38-P | HydroMode potable water push-to-connect fitting, union tee, acetal body, (3) 3/8in push-to-connect connection(s). Package of 5. | Stock | 15.5
UT12-P | HydroMode potable water push-to-connect fitting, union tee, acetal body, (3) 1/2in push-to-connect connection(s). Package of 5. | Stock | 20.5
HydroMode Union Y Push-to-Connect Water Fittings
UY532-P | HydroMode potable water push-to-connect fitting, union Y, acetal body, (3) 5/32in (4mm) push-to-connect connection(s). Package of 5. | Stock | 15.5
UY14-P | HydroMode potable water push-to-connect fitting, union Y, acetal body, (3) 1/4in push-to-connect connection(s). Package of 5. | Stock | 16
UY516-P | HydroMode potable water push-to-connect fitting, union Y, acetal body, (3) 5/16in (8mm) push-to-connect connection(s). Package of 5. | Stock | 17
UY38-P | HydroMode potable water push-to-connect fitting, union Y, acetal body, (3) 3/8in push-to-connect connection(s). Package of 5. | Stock | 16
UY12-P | HydroMode potable water push-to-connect fitting, union Y, acetal body, (3) 1/2in push-to-connect connection(s). Package of 5. | Stock | 21
HydroMode Stem Adapter Push-to-Connect Water Fittings
SA532-18N-P | HydroMode potable water push-to-connect fitting, stem adapter, acetal body, acetal threads, (1) 1/8in male NPT to (1) 5/32in (4mm) plug-in. Package of 5. | Stock | 5.25
SA532-14N-P | HydroMode potable water push-to-connect fitting, stem adapter, acetal body, acetal threads, (1) 1/4in male NPT to (1) 5/32in (4mm) plug-in. Package of 5. | Stock | 5.25
SA14-18N-P | HydroMode potable water push-to-connect fitting, stem adapter, acetal body, acetal threads, (1) 1/4in plug-in to (1) 1/8in male NPT. Package of 5. | Stock | 5.25
SA14-14N-P | HydroMode potable water push-to-connect fitting, stem adapter, acetal body, acetal threads, (1) 1/4in male NPT to (1) 1/4in plug-in. Package of 5. | Stock | 6
SA516-14N-P | HydroMode potable water push-to-connect fitting, stem adapter, acetal body, acetal threads, (1) 1/4in male NPT to (1) 5/16in (8mm) plug-in. Package of 5. | Stock | 6
SA38-14N-P | HydroMode potable water push-to-connect fitting, stem adapter, acetal body, acetal threads, (1) 1/4in male NPT to (1) 3/8in plug-in. Package of 5. | Stock | 6
SA38-38N-P | HydroMode potable water push-to-connect fitting, stem adapter, acetal body, acetal threads, (1) 3/8in male NPT to (1) 3/8in plug-in. Package of 5. | Stock | 6.25
SA12-38N-P | HydroMode potable water push-to-connect fitting, stem adapter, acetal body, acetal threads, (1) 1/2in plug-in to (1) 3/8in male NPT. Package of 5. | Stock | 6.25
SA12-12N-P | HydroMode potable water push-to-connect fitting, stem adapter, acetal body, acetal threads, (1) 1/2in male NPT to (1) 1/2in plug-in. Package of 5. | Stock | 6.75
HydroMode Plug-in Elbow Push-to-Connect Water Fittings
PE532-P | HydroMode potable water push-to-connect fitting, plug-in elbow, acetal body, (1) 5/32in (4mm) push-to-connect to (1) 5/32in (4mm) plug-in. Package of 5. | Stock | 9.5
PE14-P | HydroMode potable water push-to-connect fitting, plug-in elbow, acetal body, (1) 1/4in plug-in to (1) 1/4in push-to-connect. Package of 5. | Stock | 9.5
PE516-P | HydroMode potable water push-to-connect fitting, plug-in elbow, acetal body, (1) 5/16in (8mm) push-to-connect to (1) 5/16in (8mm) plug-in. Package of 5. | Stock | 11.5
PE38-14-P | HydroMode potable water push-to-connect fitting, plug-in elbow, acetal body, (1) 1/4in push-to-connect to (1) 3/8in plug-in. Package of 5. | Stock | 12
PE38-P | HydroMode potable water push-to-connect fitting, plug-in elbow, acetal body, (1) 3/8in plug-in to (1) 3/8in push-to-connect. Package of 5. | Stock | 15.5
PE12-P | HydroMode potable water push-to-connect fitting, plug-in elbow, acetal body, (1) 1/2in plug-in to (1) 1/2in push-to-connect. Package of 5. | Stock | 19
HydroMode Plug-in Reducer Push-to-Connect Water Fittings
PR14-532-P | HydroMode potable water push-to-connect fitting, plug-in reducer, acetal body, (1) 1/4in plug-in to (1) 5/32in (4mm) push-to-connect. Package of 5. | Stock | 6.5
PR38-14-P | HydroMode potable water push-to-connect fitting, plug-in reducer, acetal body, (1) 1/4in push-to-connect to (1) 3/8in plug-in. Package of 5. | Stock | 8
PR38-516-P | HydroMode potable water push-to-connect fitting, plug-in reducer, acetal body, (1) 3/8in plug-in to (1) 5/16in (8mm) push-to-connect. Package of 5. | Stock | 8
PR12-38-P | HydroMode potable water push-to-connect fitting, plug-in reducer, acetal body, (1) 1/2in plug-in to (1) 3/8in push-to-connect. Package of 5. | Stock | 8.5
HydroMode Bulkhead Union Push-to-Connect Water Fittings
UB532-P | HydroMode potable water push-to-connect fitting, bulkhead union, acetal body, acetal threads, (2) 5/32in (4mm) push-to-connect connection(s). Package of 5. | Stock | 13.5
UB14-P | HydroMode potable water push-to-connect fitting, bulkhead union, acetal body, acetal threads, (2) 1/4in push-to-connect connection(s). Package of 5. | Stock | 14.5
UB516-P | HydroMode potable water push-to-connect fitting, bulkhead union, acetal body, acetal threads, (2) 5/16in (8mm) push-to-connect connection(s). Package of 5. | Stock | 14.5
UB38-14-P | HydroMode potable water push-to-connect fitting, bulkhead union, acetal body, acetal threads, (1) 1/4in push-to-connect to (1) 3/8in push-to-connect. Package of 5. | Stock | 14.5
UB38-P | HydroMode potable water push-to-connect fitting, bulkhead union, acetal body, acetal threads, (2) 3/8in push-to-connect connection(s). Package of 5. | Stock | 16.5
UB12-P | HydroMode potable water push-to-connect fitting, bulkhead union, acetal body, acetal threads, (2) 1/2in push-to-connect connection(s). Package of 5. | Stock | 17.5
HydroMode Locking Clip Push-to-Connect Water Fittings
LC532-P | HydroMode locking clip, acetal, 5/32in, NSF/ANSI 61. Package of 25. For use with push-to-connect fittings. | Stock | 4
LC14-P | HydroMode locking clip, acetal, 1/4in, NSF/ANSI 61. Package of 25. For use with push-to-connect fittings. | Stock | 4
LC516-P | HydroMode locking clip, acetal, 5/16in, NSF/ANSI 61. Package of 25. For use with push-to-connect fittings. | Stock | 4.25
LC38-P | HydroMode locking clip, acetal, 3/8in, NSF/ANSI 61. Package of 25. For use with push-to-connect fittings. | Stock | 4.25
LC12-P | HydroMode locking clip, acetal, 1/2in, NSF/ANSI 61. Package of 25. For use with push-to-connect fittings. | Stock | 4.25
HydroMode Check Valve Push-to-Connect Water Fittings
CVU14-P | HydroMode potable water push-to-connect fitting, check valve, acetal body, (2) 1/4in push-to-connect connection(s). Package of 2. | Stock | 20.5
CVU516-P | HydroMode potable water push-to-connect fitting, check valve, acetal body, (2) 5/16in (8mm) push-to-connect connection(s). Package of 2. | Stock | 20.5
CVU38-P | HydroMode potable water push-to-connect fitting, check valve, acetal body, (2) 3/8in push-to-connect connection(s). Package of 2. | Stock | 20.5
CVU12-P | HydroMode potable water push-to-connect fitting, check valve, acetal body, (2) 1/2in push-to-connect connection(s). Package of 2. | Stock | 20.5
HydroMode Hand Valve Push-to-Connect Water Fittings
HVU14-P | HydroMode potable water push-to-connect fitting, manual shutoff valve, acetal body, (2) 1/4in push-to-connect connection(s). Package of 2. | Stock | 16
HVU516-P | HydroMode potable water push-to-connect fitting, manual shutoff valve, acetal body, (2) 5/16in (8mm) push-to-connect connection(s). Package of 2. | Stock | 16
HVU38-P | HydroMode potable water push-to-connect fitting, manual shutoff valve, acetal body, (2) 3/8in push-to-connect connection(s). Package of 2. | Stock | 16.5
HVU12-P | HydroMode potable water push-to-connect fitting, manual shutoff valve, acetal body, (2) 1/2in push-to-connect connection(s). Package of 2. | Stock | 17.5
Lead-free Brass Fittings
NLBHB-316-18N | HydroMode potable water threaded fitting, hose barb, lead-free brass body, lead-free brass threads, (1) 1/8in male NPT to (1) 3/16in hose. Package of 3. | Stock | 14.5
NLBHB-14-18N | HydroMode potable water threaded fitting, hose barb, lead-free brass body, lead-free brass threads, (1) 1/4in hose to (1) 1/8in male NPT. Package of 3. | Stock | 14.5
NLBHB-14-14N | HydroMode potable water threaded fitting, hose barb, lead-free brass body, lead-free brass threads, (1) 1/4in hose to (1) 1/4in male NPT. Package of 3. | Stock | 8.75
NLBHB-516-18N | HydroMode potable water threaded fitting, hose barb, lead-free brass body, lead-free brass threads, (1) 1/8in male NPT to (1) 5/16in (8mm) hose. Package of 3. | Stock | 17.5
NLBHB-516-14N | HydroMode potable water threaded fitting, hose barb, lead-free brass body, lead-free brass threads, (1) 1/4in male NPT to (1) 5/16in (8mm) hose. Package of 3. | Stock | 19.5
NLBHB-38-14N | HydroMode potable water threaded fitting, hose barb, lead-free brass body, lead-free brass threads, (1) 1/4in male NPT to (1) 3/8in hose. Package of 3. | Stock | 17
NLBHB-38-38N | HydroMode potable water threaded fitting, hose barb, lead-free brass body, lead-free brass threads, (1) 3/8in hose to (1) 3/8in male NPT. Package of 3. | Stock | 25.5
NLBHB-38-12N | HydroMode potable water threaded fitting, hose barb, lead-free brass body, lead-free brass threads, (1) 1/2in male NPT to (1) 3/8in hose. Package of 3. | Stock | 47
NLBHB-12-14N | HydroMode potable water threaded fitting, hose barb, lead-free brass body, lead-free brass threads, (1) 1/2in hose to (1) 1/4in male NPT. Package of 3. | Stock | 29
NLBHB-12-38N | HydroMode potable water threaded fitting, hose barb, lead-free brass body, lead-free brass threads, (1) 1/2in hose to (1) 3/8in male NPT. Package of 3. | Stock | 28
NLBHB-12-12N | HydroMode potable water threaded fitting, hose barb, lead-free brass body, lead-free brass threads, (1) 1/2in hose to (1) 1/2in male NPT. Package of 3. | Stock | 37.5
NLBHB-34-12N | HydroMode potable water threaded fitting, hose barb, lead-free brass body, lead-free brass threads, (1) 1/2in male NPT to (1) 3/4in hose. Package of 3. | Stock | 56
NLBHB-34-34N | HydroMode potable water threaded fitting, hose barb, lead-free brass body, lead-free brass threads, (1) 3/4in hose to (1) 3/4in male NPT. Package of 3. | Stock | 79
Needle Valves
76250398 | WIKA manual isolation and throttling needle valve, straight body hard seat, single handle, 316L stainless steel body, 1/4in male NPT inlet(s), 1/4in female NPT outlet(s). | Stock | 125
76250396 | WIKA manual isolation and throttling needle valve, straight body hard seat, single handle, 316L stainless steel body, 1/4in female NPT inlet(s), 1/4in female NPT outlet(s). | Stock | 116
76250394 | WIKA manual isolation and throttling needle valve, straight body hard seat, single handle, 316L stainless steel body, 1/2in male NPT inlet(s), 1/2in female NPT outlet(s). | Stock | 125
76250399 | WIKA manual isolation and throttling needle valve, straight body hard seat, single handle, 316L stainless steel body, 1/2in female NPT inlet(s), 1/2in female NPT outlet(s). | Stock | 116
Enclosures / Subpanels / Thermal Management / Lighting
TA20-020-26-4X | Stratus air conditioner, 2705 BTU/H, R-134a, 230 VAC operating voltage, 304 stainless steel housing, side mount. For use with NEMA/UL Type 4X enclosures. | Stock | 3062
Retired Products - Power Products (Electrical)
PSP24-060C | RHINO SELECT PSP series switching power supply, 24 VDC @ 2.5A/60W, 120 VAC and 240 VAC nominal input, 1-phase, enclosed, plastic housing, 35mm DIN rail or chassis mount, spring clamp terminals. | Stock | 131
151161 | FATH conduit cover, gray, 2000mm, polypropylene, slot size 8. Package of 2. For use with all 1.5in, 3in, 40mm and 80mm profile T-slotted rails. Manufacturer part number: 093715N0872. | Stock | 89
Wire Duct with Wide Finger Walls
T1-0506G-1 | Iboco T1 series open slot wide finger wire duct, 0.5in width, 0.625in height, 6.5ft/2m length, gray. Cover included. | Stock | 14
T1-0510G-1 | Iboco T1 series open slot wide finger wire duct, 0.5in width, 1in height, 6.5ft/2m length, gray. Cover included. | Stock | 16
T1-1010G-1 | Iboco T1 series open slot wide finger wire duct, 1in width, 1in height, 6.5ft/2m length, gray. Cover included. | Stock | 19.5
T1-1015G-1 | Iboco T1 series open slot wide finger wire duct, 1in width, 1.5in height, 6.5ft/2m length, gray. Cover included. | Stock | 23.5
T1-1022G-1 | Iboco T1 series open slot wide finger wire duct, 1in width, 2.25in height, 6.5ft/2m length, gray. Cover included. | Stock | 24.5
T1-1022G1-1 | Iboco T1 series open slot wide finger wire duct, 1in width, 2.25in height, 3.2ft/1m length, gray. Cover included. | Stock | 14
T1-1030G-1 | Iboco T1 series open slot wide finger wire duct, 1in width, 3in height, 6.5ft/2m length, gray. Cover included. | Stock | 30
T1-1030G1-1 | Iboco T1 series open slot wide finger wire duct, 1in width, 3in height, 3.2ft/1m length, gray. Cover included. | Stock | 17.5
T1-1040G-1 | Iboco T1 series open slot wide finger wire duct, 1in width, 4in height, 6.5ft/2m length, gray. Cover included. | Stock | 36
T1-1515G-1 | Iboco T1 series open slot wide finger wire duct, 1.5in width, 1.5in height, 6.5ft/2m length, gray. Cover included. | Stock | 25.5
T1-1522G-1 | Iboco T1 series open slot wide finger wire duct, 1.5in width, 2.25in height, 6.5ft/2m length, gray. Cover included. | Stock | 27
T1-1522G1-1 | Iboco T1 series open slot wide finger wire duct, 1.5in width, 2.25in height, 3.2ft/1m length, gray. Cover included. | Stock | 15
T1-1530G-1 | Iboco T1 series open slot wide finger wire duct, 1.5in width, 3in height, 6.5ft/2m length, gray. Cover included. | Stock | 32.5
T1-1530G1-1 | Iboco T1 series open slot wide finger wire duct, 1.5in width, 3in height, 3.2ft/1m length, gray. Cover included. | Stock | 18.5
T1-1540G-1 | Iboco T1 series open slot wide finger wire duct, 1.5in width, 4in height, 6.5ft/2m length, gray. Cover included. | Stock | 38.5
T1-2215G-1 | Iboco T1 series open slot wide finger wire duct, 2.25in width, 1.5in height, 6.5ft/2m length, gray. Cover included. | Stock | 27
T1-2222G-1 | Iboco T1 series open slot wide finger wire duct, 2.25in width, 2.25in height, 6.5ft/2m length, gray. Cover included. | Stock | 28.5
T1-2222G1-1 | Iboco T1 series open slot wide finger wire duct, 2.25in width, 2.25in height, 3.2ft/1m length, gray. Cover included. | Stock | 16.5
T1-2230G-1 | Iboco T1 series open slot wide finger wire duct, 2.25in width, 3in height, 6.5ft/2m length, gray. Cover included. | Stock | 36
T1-2230G1-1 | Iboco T1 series open slot wide finger wire duct, 2.25in width, 3in height, 3.2ft/1m length, gray. Cover included. | Stock | 20.5
T1-2240G-1 | Iboco T1 series open slot wide finger wire duct, 2.25in width, 4in height, 6.5ft/2m length, gray. Cover included. | Stock | 40
T1-2240G1-1 | Iboco T1 series open slot wide finger wire duct, 2.25in width, 4in height, 3.2ft/1m length, gray. Cover included. | Stock | 22.5
T1-3015G-1 | Iboco T1 series open slot wide finger wire duct, 3in width, 1.5in height, 6.5ft/2m length, gray. Cover included. | Stock | 36
T1-3022G-1 | Iboco T1 series open slot wide finger wire duct, 3in width, 2.25in height, 6.5ft/2m length, gray. Cover included. | Stock | 37.5
T1-3030G-1 | Iboco T1 series open slot wide finger wire duct, 3in width, 3in height, 6.5ft/2m length, gray. Cover included. | Stock | 43.5
T1-3030G1-1 | Iboco T1 series open slot wide finger wire duct, 3in width, 3in height, 3.2ft/1m length, gray. Cover included. | Stock | 23.5
T1-3040G-1 | Iboco T1 series open slot wide finger wire duct, 3in width, 4in height, 6.5ft/2m length, gray. Cover included. | Stock | 49.5
T1-3050G-1 | Iboco T1 series open slot wide finger wire duct, 3in width, 5in height, 6.5ft/2m length, gray. Cover included. | Stock | 65
T1-4015G-1 | Iboco T1 series open slot wide finger wire duct, 4in width, 1.5in height, 6.5ft/2m length, gray. Cover included. | Stock | 37.5
T1-4022G-1 | Iboco T1 series open slot wide finger wire duct, 4in width, 2.25in height, 6.5ft/2m length, gray. Cover included. | Stock | 41.5
T1-4030G-1 | Iboco T1 series open slot wide finger wire duct, 4in width, 3in height, 6.5ft/2m length, gray. Cover included. | Stock | 47.5
T1-4040G-1 | Iboco T1 series open slot wide finger wire duct, 4in width, 4in height, 6.5ft/2m length, gray. Cover included. | Stock | 57
T1-4040G1-1 | Iboco T1 series open slot wide finger wire duct, 4in width, 4in height, 3.2ft/1m length, gray. Cover included. | Stock | 31
T1-4050G-1 | Iboco T1 series open slot wide finger wire duct, 4in width, 5in height, 6.5ft/2m length, gray. Cover included. | Stock | 76
T1-6040G-1 | Iboco T1 series open slot wide finger wire duct, 6in width, 4in height, 6.5ft/2m length, gray. Cover included. | Stock | 90
T1-1010W-1 | Iboco T1 series open slot wide finger wire duct, 1in width, 1in height, 6.5ft/2m length, white. Cover included. | Stock | 19.5
T1-1015W-1 | Iboco T1 series open slot wide finger wire duct, 1in width, 1.5in height, 6.5ft/2m length, white. Cover included. | Stock | 23.5
T1-1022W-1 | Iboco T1 series open slot wide finger wire duct, 1in width, 2.25in height, 6.5ft/2m length, white. Cover included. | Stock | 24.5
T1-1030W-1 | Iboco T1 series open slot wide finger wire duct, 1in width, 3in height, 6.5ft/2m length, white. Cover included. | Stock | 30
T1-1040W-1 | Iboco T1 series open slot wide finger wire duct, 1in width, 4in height, 6.5ft/2m length, white. Cover included. | Stock | 36
T1-1515W-1 | Iboco T1 series open slot wide finger wire duct, 1.5in width, 1.5in height, 6.5ft/2m length, white. Cover included. | Stock | 25.5
T1-1522W-1 | Iboco T1 series open slot wide finger wire duct, 1.5in width, 2.25in height, 6.5ft/2m length, white. Cover included. | Stock | 27
T1-1530W-1 | Iboco T1 series open slot wide finger wire duct, 1.5in width, 3in height, 6.5ft/2m length, white. Cover included. | Stock | 32.5
T1-1540W-1 | Iboco T1 series open slot wide finger wire duct, 1.5in width, 4in height, 6.5ft/2m length, white. Cover included. | Stock | 38.5
T1-2222W-1 | Iboco T1 series open slot wide finger wire duct, 2.25in width, 2.25in height, 6.5ft/2m length, white. Cover included. | Stock | 28.5
T1-2230W-1 | Iboco T1 series open slot wide finger wire duct, 2.25in width, 3in height, 6.5ft/2m length, white. Cover included. | Stock | 36
T1-2240W-1 | Iboco T1 series open slot wide finger wire duct, 2.25in width, 4in height, 6.5ft/2m length, white. Cover included. | Stock | 40
T1-3022W-1 | Iboco T1 series open slot wide finger wire duct, 3in width, 2.25in height, 6.5ft/2m length, white. Cover included. | Stock | 37.5
T1-3030W-1 | Iboco T1 series open slot wide finger wire duct, 3in width, 3in height, 6.5ft/2m length, white. Cover included. | Stock | 43.5
T1-3040W-1 | Iboco T1 series open slot wide finger wire duct, 3in width, 4in height, 6.5ft/2m length, white. Cover included. | Stock | 49.5
T1-3050W-1 | Iboco T1 series open slot wide finger wire duct, 3in width, 5in height, 6.5ft/2m length, white. Cover included. | Stock | 65
T1-4022W-1 | Iboco T1 series open slot wide finger wire duct, 4in width, 2.25in height, 6.5ft/2m length, white. Cover included. | Stock | 41.5
T1-4030W-1 | Iboco T1 series open slot wide finger wire duct, 4in width, 3in height, 6.5ft/2m length, white. Cover included. | Stock | 47.5
T1-4040W-1 | Iboco T1 series open slot wide finger wire duct, 4in width, 4in height, 6.5ft/2m length, white. Cover included. | Stock | 57
T1-4050W-1 | Iboco T1 series open slot wide finger wire duct, 4in width, 5in height, 6.5ft/2m length, white. Cover included. | Stock | 76
T1-6040W-1 | Iboco T1 series open slot wide finger wire duct, 6in width, 4in height, 6.5ft/2m length, white. Cover included. | Stock | 90
T1-1010B-1 | Iboco T1 series open slot wide finger wire duct, 1in width, 1in height, 6.5ft/2m length, blue. Cover included. | Stock | 21.5
T1-1022B-1 | Iboco T1 series open slot wide finger wire duct, 1in width, 2.25in height, 6.5ft/2m length, blue. Cover included. | Stock | 28.5
T1-1030B-1 | Iboco T1 series open slot wide finger wire duct, 1in width, 3in height, 6.5ft/2m length, blue. Cover included. | Stock | 36
T1-1515B-1 | Iboco T1 series open slot wide finger wire duct, 1.5in width, 1.5in height, 6.5ft/2m length, blue. Cover included. | Stock | 28.5
T1-1522B-1 | Iboco T1 series open slot wide finger wire duct, 1.5in width, 2.25in height, 6.5ft/2m length, blue. Cover included. | Stock | 31.5
T1-1530B-1 | Iboco T1 series open slot wide finger wire duct, 1.5in width, 3in height, 6.5ft/2m length, blue. Cover included. | Stock | 38.5
T1-2215B-1 | Iboco T1 series open slot wide finger wire duct, 2.25in width, 1.5in height, 6.5ft/2m length, blue. Cover included. | Stock | 32.5
T1-2222B-1 | Iboco T1 series open slot wide finger wire duct, 2.25in width, 2.25in height, 6.5ft/2m length, blue. Cover included. | Stock | 32.5
T1-2230B-1 | Iboco T1 series open slot wide finger wire duct, 2.25in width, 3in height, 6.5ft/2m length, blue. Cover included. | Stock | 41.5
T1-3030B-1 | Iboco T1 series open slot wide finger wire duct, 3in width, 3in height, 6.5ft/2m length, blue. Cover included. | Stock | 51
T1-4030B-1 | Iboco T1 series open slot wide finger wire duct, 4in width, 3in height, 6.5ft/2m length, blue. Cover included. | Stock | 55
T1-4040B-1 | Iboco T1 series open slot wide finger wire duct, 4in width, 4in height, 6.5ft/2m length, blue. Cover included. | Stock | 65
T1-1040K-1 | Iboco T1 series open slot wide finger wire duct, 1in width, 4in height, 6.5ft/2m length, black. Cover included. | Stock | 40
T1-1530K-1 | Iboco T1 series open slot wide finger wire duct, 1.5in width, 3in height, 6.5ft/2m length, black. Cover included. | Stock | 37.5
T1-2222K-1 | Iboco T1 series open slot wide finger wire duct, 2.25in width, 2.25in height, 6.5ft/2m length, black. Cover included. | Stock | 32.5
T1-2240K-1 | Iboco T1 series open slot wide finger wire duct, 2.25in width, 4in height, 6.5ft/2m length, black. Cover included. | Stock | 46
T1-3030K-1 | Iboco T1 series open slot wide finger wire duct, 3in width, 3in height, 6.5ft/2m length, black. Cover included. | Stock | 49.5
T1-3040K-1 | Iboco T1 series open slot wide finger wire duct, 3in width, 4in height, 6.5ft/2m length, black. Cover included. | Stock | 56
T1-3050K-1 | Iboco T1 series open slot wide finger wire duct, 3in width, 5in height, 6.5ft/2m length, black. Cover included. | Stock | 75
T1-4040K-1 | Iboco T1 series open slot wide finger wire duct, 4in width, 4in height, 6.5ft/2m length, black. Cover included. | Stock | 64
T1-4050K-1 | Iboco T1 series open slot wide finger wire duct, 4in width, 5in height, 6.5ft/2m length, black. Cover included. | Stock | 87
WDW-1522G-1 | AchieVe WDW series open slot wide finger wire duct, 1.5in width, 2.25in height, 6.5ft/2m length, gray. Cover included. | Stock | 18
WDW-1530G-1 | AchieVe WDW series open slot wide finger wire duct, 1.5in width, 3in height, 6.5ft/2m length, gray. Cover included. | Stock | 21.5
WDW-1540G-1 | AchieVe WDW series open slot wide finger wire duct, 1.5in width, 4in height, 6.5ft/2m length, gray. Cover included. | Stock | 24.5
WDW-2222G-1 | AchieVe WDW series open slot wide finger wire duct, 2.25in width, 2.25in height, 6.5ft/2m length, gray. Cover included. | Stock | 18
WDW-2230G-1 | AchieVe WDW series open slot wide finger wire duct, 2.25in width, 3in height, 6.5ft/2m length, gray. Cover included. | Stock | 22.5
WDW-2240G-1 | AchieVe WDW series open slot wide finger wire duct, 2.25in width, 4in height, 6.5ft/2m length, gray. Cover included. | Stock | 24.5
WDW-3022G-1 | AchieVe WDW series open slot wide finger wire duct, 3in width, 2.25in height, 6.5ft/2m length, gray. Cover included. | Stock | 23.5
WDW-3030G-1 | AchieVe WDW series open slot wide finger wire duct, 3in width, 3in height, 6.5ft/2m length, gray. Cover included. | Stock | 27.5
WDW-3040G-1 | AchieVe WDW series open slot wide finger wire duct, 3in width, 4in height, 6.5ft/2m length, gray. Cover included. | Stock | 30.5
WDW-4030G-1 | AchieVe WDW series open slot wide finger wire duct, 4in width, 3in height, 6.5ft/2m length, gray. Cover included. | Stock | 30.5
WDW-4040G-1 | AchieVe WDW series open slot wide finger wire duct, 4in width, 4in height, 6.5ft/2m length, gray. Cover included. | Stock | 36
WDW-6040G-1 | AchieVe WDW series open slot wide finger wire duct, 6in width, 4in height, 6.5ft/2m length, gray. Cover included. | Stock | 49.5
WDW-1522W-1 | AchieVe WDW series open slot wide finger wire duct, 1.5in width, 2.25in height, 6.5ft/2m length, white. Cover included. | Stock | 17
WDW-1530W-1 | AchieVe WDW series open slot wide finger wire duct, 1.5in width, 3in height, 6.5ft/2m length, white. Cover included. | Stock | 20
WDW-1540W-1 | AchieVe WDW series open slot wide finger wire duct, 1.5in width, 4in height, 6.5ft/2m length, white. Cover included. | Stock | 23.5
WDW-2222W-1 | AchieVe WDW series open slot wide finger wire duct, 2.25in width, 2.25in height, 6.5ft/2m length, white. Cover included. | Stock | 17
WDW-2230W-1 | AchieVe WDW series open slot wide finger wire duct, 2.25in width, 3in height, 6.5ft/2m length, white. Cover included. | Stock | 21.5
WDW-2240W-1 | AchieVe WDW series open slot wide finger wire duct, 2.25in width, 4in height, 6.5ft/2m length, white. Cover included. | Stock | 23.5
WDW-3022W-1 | AchieVe WDW series open slot wide finger wire duct, 3in width, 2.25in height, 6.5ft/2m length, white. Cover included. | Stock | 22.5
WDW-3030W-1 | AchieVe WDW series open slot wide finger wire duct, 3in width, 3in height, 6.5ft/2m length, white. Cover included. | Stock | 25.5
WDW-3040W-1 | AchieVe WDW series open slot wide finger wire duct, 3in width, 4in height, 6.5ft/2m length, white. Cover included. | Stock | 28.5
WDW-4030W-1 | AchieVe WDW series open slot wide finger wire duct, 4in width, 3in height, 6.5ft/2m length, white. Cover included. | Stock | 28.5
WDW-4040W-1 | AchieVe WDW series open slot wide finger wire duct, 4in width, 4in height, 6.5ft/2m length, white. Cover included. | Stock | 34
WDW-6040W-1 | AchieVe WDW series open slot wide finger wire duct, 6in width, 4in height, 6.5ft/2m length, white. Cover included. | Stock | 48.5
Wire Duct with Narrow Finger Walls
T1E-1015G-1 | Iboco T1E series open slot narrow finger wire duct, 1in width, 1.5in height, 6.5ft/2m length, gray. Cover included. | Stock | 23.5
T1E-1022G-1 | Iboco T1E series open slot narrow finger wire duct, 1in width, 2.25in height, 6.5ft/2m length, gray. Cover included. | Stock | 24.5
T1E-1022G1-1 | Iboco T1E series open slot narrow finger wire duct, 1in width, 2.25in height, 3.2ft/1m length, gray. Cover included. | Stock | 14
T1E-1022GA-1 | Iboco T1E series open slot narrow finger wire duct, self-adhesive, 1in width, 2.25in height, 6.5ft/2m length, gray. Cover included. | Stock | 28
T1E-1030G-1 | Iboco T1E series open slot narrow finger wire duct, 1in width, 3in height, 6.5ft/2m length, gray. Cover included. | Stock | 30
T1E-1030G1-1 | Iboco T1E series open slot narrow finger wire duct, 1in width, 3in height, 3.2ft/1m length, gray. Cover included. | Stock | 17.5
T1E-1030GA-1 | Iboco T1E series open slot narrow finger wire duct, self-adhesive, 1in width, 3in height, 6.5ft/2m length, gray. Cover included. | Stock | 35
T1E-1522G-1 | Iboco T1E series open slot narrow finger wire duct, 1.5in width, 2.25in height, 6.5ft/2m length, gray. Cover included. | Stock | 27
T1E-1515G-1 | Iboco T1E series open slot narrow finger wire duct, 1.5in width, 1.5in height, 6.5ft/2m length, gray. Cover included. | Stock | 25.5
T1E-1522G1-1 | Iboco T1E series open slot narrow finger wire duct, 1.5in width, 2.25in height, 3.2ft/1m length, gray. Cover included. | Stock | 15
T1E-1522GA-1 | Iboco T1E series open slot narrow finger wire duct, self-adhesive, 1.5in width, 2.25in height, 6.5ft/2m length, gray. Cover included. | Stock | 31
T1E-1530G-1 | Iboco T1E series open slot narrow finger wire duct, 1.5in width, 3in height, 6.5ft/2m length, gray. Cover included. | Stock | 32.5
T1E-1530G1-1 | Iboco T1E series open slot narrow finger wire duct, 1.5in width, 3in height, 3.2ft/1m length, gray. Cover included. | Stock | 18.5
T1E-1530GA-1 | Iboco T1E series open slot narrow finger wire duct, self-adhesive, 1.5in width, 3in height, 6.5ft/2m length, gray. Cover included. | Stock | 38
T1E-1540G-1 | Iboco T1E series open slot narrow finger wire duct, 1.5in width, 4in height, 6.5ft/2m length, gray. Cover included. | Stock | 38.5
T1E-2215G-1 | Iboco T1E series open slot narrow finger wire duct, 2.25in width, 1.5in height, 6.5ft/2m length, gray. Cover included. | Stock | 27
T1E-2222G-1 | Iboco T1E series open slot narrow finger wire duct, 2.25in width, 2.25in height, 6.5ft/2m length, gray. Cover included. | Stock | 28.5
T1E-2222G1-1 | Iboco T1E series open slot narrow finger wire duct, 2.25in width, 2.25in height, 3.2ft/1m length, gray. Cover included. | Stock | 16.5
T1E-2222GA-1 | Iboco T1E series open slot narrow finger wire duct, self-adhesive, 2.25in width, 2.25in height, 6.5ft/2m length, gray. Cover included. | Stock | 33
T1E-2230G-1 | Iboco T1E series open slot narrow finger wire duct, 2.25in width, 3in height, 6.5ft/2m length, gray. Cover included. | Stock | 36
T1E-2230G1-1 | Iboco T1E series open slot narrow finger wire duct, 2.25in width, 3in height, 3.2ft/1m length, gray. Cover included. | Stock | 20.5
T1E-2230GA-1 | Iboco T1E series open slot narrow finger wire duct, self-adhesive, 2.25in width, 3in height, 6.5ft/2m length, gray. Cover included. | Stock | 41
T1E-2240G-1 | Iboco T1E series open slot narrow finger wire duct, 2.25in width, 4in height, 6.5ft/2m length, gray. Cover included. | Stock | 40
T1E-2240G1-1 | Iboco T1E series open slot narrow finger wire duct, 2.25in width, 4in height, 3.2ft/1m length, gray. Cover included. | Stock | 22.5
T1E-2240GA-1 | Iboco T1E series open slot narrow finger wire duct, self-adhesive, 2.25in width, 4in height, 6.5ft/2m length, gray. Cover included. | Stock | 46
T1E-3015G-1 | Iboco T1E series open slot narrow finger wire duct, 3in width, 1.5in height, 6.5ft/2m length, gray. Cover included. | Stock | 36
T1E-3022G-1 | Iboco T1E series open slot narrow finger wire duct, 3in width, 2.25in height, 6.5ft/2m length, gray. Cover included. | Stock | 37.5
T1E-3030G-1 | Iboco T1E series open slot narrow finger wire duct, 3in width, 3in height, 6.5ft/2m length, gray. Cover included. | Stock | 43.5
T1E-3030G1-1 | Iboco T1E series open slot narrow finger wire duct, 3in width, 3in height, 3.2ft/1m length, gray. Cover included. | Stock | 23.5
T1E-3030GA-1 | Iboco T1E series open slot narrow finger wire duct, self-adhesive, 3in width, 3in height, 6.5ft/2m length, gray. Cover included. | Stock | 49.5
T1E-3040G-1 | Iboco T1E series open slot narrow finger wire duct, 3in width, 4in height, 6.5ft/2m length, gray. Cover included. | Stock | 49.5
T1E-4015G-1 | Iboco T1E series open slot narrow finger wire duct, 4in width, 1.5in height, 6.5ft/2m length, gray. Cover included. | Stock | 35
T1E-4022G-1 | Iboco T1E series open slot narrow finger wire duct, 4in width, 2.25in height, 6.5ft/2m length, gray. Cover included. | Stock | 41.5
T1E-4030G-1 | Iboco T1E series open slot narrow finger wire duct, 4in width, 3in height, 6.5ft/2m length, gray. Cover included. | Stock | 47.5
T1E-4040G-1 | Iboco T1E series open slot narrow finger wire duct, 4in width, 4in height, 6.5ft/2m length, gray. Cover included. | Stock | 57
T1E-4040G1-1 | Iboco T1E series open slot narrow finger wire duct, 4in width, 4in height, 3.2ft/1m length, gray. Cover included. | Stock | 31
T1E-4040GA-1 | Iboco T1E series open slot narrow finger wire duct, self-adhesive, 4in width, 4in height, 6.5ft/2m length, gray. Cover included. | Stock | 65
T1E-1015W-1 | Iboco T1E series open slot narrow finger wire duct, 1in width, 1.5in height, 6.5ft/2m length, white. Cover included. | Stock | 23.5
T1E-1022W-1 | Iboco T1E series open slot narrow finger wire duct, 1in width, 2.25in height, 6.5ft/2m length, white. Cover included. | Stock | 24.5
T1E-1030W-1 | Iboco T1E series open slot narrow finger wire duct, 1in width, 3in height, 6.5ft/2m length, white. Cover included. | Stock | 30
T1E-1515W-1 | Iboco T1E series open slot narrow finger wire duct, 1.5in width, 1.5in height, 6.5ft/2m length, white. Cover included. | Stock | 25.5
T1E-1522W-1 | Iboco T1E series open slot narrow finger wire duct, 1.5in width, 2.25in height, 6.5ft/2m length, white. Cover included. | Stock | 27
T1E-1530W-1 | Iboco T1E series open slot narrow finger wire duct, 1.5in width, 3in height, 6.5ft/2m length, white. Cover included. | Stock | 32.5
T1E-1540W-1 | Iboco T1E series open slot narrow finger wire duct, 1.5in width, 4in height, 6.5ft/2m length, white. Cover included. | Stock | 38.5
T1E-2222W-1 | Iboco T1E series open slot narrow finger wire duct, 2.25in width, 2.25in height, 6.5ft/2m length, white. Cover included. | Stock | 28.5
T1E-2230W-1 | Iboco T1E series open slot narrow finger wire duct, 2.25in width, 3in height, 6.5ft/2m length, white. Cover included. | Stock | 36
T1E-2240W-1 | Iboco T1E series open slot narrow finger wire duct, 2.25in width, 4in height, 6.5ft/2m length, white. Cover included. | Stock | 40
T1E-3022W-1 | Iboco T1E series open slot narrow finger wire duct, 3in width, 2.25in height, 6.5ft/2m length, white. Cover included. | Stock | 37.5
T1E-3030W-1 | Iboco T1E series open slot narrow finger wire duct, 3in width, 3in height, 6.5ft/2m length, white. Cover included. | Stock | 43.5
T1E-3040W-1 | Iboco T1E series open slot narrow finger wire duct, 3in width, 4in height, 6.5ft/2m length, white. Cover included. | Stock | 49.5
T1E-4030W-1 | Iboco T1E series open slot narrow finger wire duct, 4in width, 3in height, 6.5ft/2m length, white. Cover included. | Stock | 47.5
T1E-4040W-1 | Iboco T1E series open slot narrow finger wire duct, 4in width, 4in height, 6.5ft/2m length, white. Cover included. | Stock | 57
WDN-1015G-1 | AchieVe WDN series open slot narrow finger wire duct, 1in width, 1.5in height, 6.5ft/2m length, gray. Cover included. | Stock | 13.5
WDN-1022G-1 | AchieVe WDN series open slot narrow finger wire duct, 1in width, 2.25in height, 6.5ft/2m length, gray. Cover included. | Stock | 13.5
WDN-1030G-1 | AchieVe WDN series open slot narrow finger wire duct, 1in width, 3in height, 6.5ft/2m length, gray. Cover included. | Stock | 18
WDN-1515G-1 | AchieVe WDN series open slot narrow finger wire duct, 1.5in width, 1.5in height, 6.5ft/2m length, gray. Cover included. | Stock | 15.5
WDN-1522G-1 | AchieVe WDN series open slot narrow finger wire duct, 1.5in width, 2.25in height, 6.5ft/2m length, gray. Cover included. | Stock | 17
WDN-1530G-1 | AchieVe WDN series open slot narrow finger wire duct, 1.5in width, 3in height, 6.5ft/2m length, gray. Cover included. | Stock | 20
WDN-1540G-1 | AchieVe WDN series open slot narrow finger wire duct, 1.5in width, 4in height, 6.5ft/2m length, gray. Cover included. | Stock | 23.5
WDN-2215G-1 | AchieVe WDN series open slot narrow finger wire duct, 2.25in width, 1.5in height, 6.5ft/2m length, gray. Cover included. | Stock | 17
WDN-2222G-1 | AchieVe WDN series open slot narrow finger wire duct, 2.25in width, 2.25in height, 6.5ft/2m length, gray. Cover included. | Stock | 17
WDN-2230G-1 | AchieVe WDN series open slot narrow finger wire duct, 2.25in width, 3in height, 6.5ft/2m length, gray. Cover included. | Stock | 21.5
WDN-2240G-1 | AchieVe WDN series open slot narrow finger wire duct, 2.25in width, 4in height, 6.5ft/2m length, gray. Cover included. | Stock | 23.5
WDN-3015G-1 | AchieVe WDN series open slot narrow finger wire duct, 3in width, 1.5in height, 6.5ft/2m length, gray. Cover included. | Stock | 21.5
WDN-3022G-1 | AchieVe WDN series open slot narrow finger wire duct, 3in width, 2.25in height, 6.5ft/2m length, gray. Cover included. | Stock | 22.5
WDN-3030G-1 | AchieVe WDN series open slot narrow finger wire duct, 3in width, 3in height, 6.5ft/2m length, gray. Cover included. | Stock | 25.5
WDN-3040G-1 | AchieVe WDN series open slot narrow finger wire duct, 3in width, 4in height, 6.5ft/2m length, gray. Cover included. | Stock | 28.5
WDN-4022G-1 | AchieVe WDN series open slot narrow finger wire duct, 4in width, 2.25in height, 6.5ft/2m length, gray. Cover included. | Stock | 24.5
WDN-4030G-1 | AchieVe WDN series open slot narrow finger wire duct, 4in width, 3in height, 6.5ft/2m length, gray. Cover included. | Stock | 28.5
WDN-4040G-1 | AchieVe WDN series open slot narrow finger wire duct, 4in width, 4in height, 6.5ft/2m length, gray. Cover included. | Stock | 34
WDN-1015W-1 | AchieVe WDN series open slot narrow finger wire duct, 1in width, 1.5in height, 6.5ft/2m length, white. Cover included. | Stock | 13.5
WDN-1022W-1 | AchieVe WDN series open slot narrow finger wire duct, 1in width, 2.25in height, 6.5ft/2m length, white. Cover included. | Stock | 13.5
WDN-1030W-1 | AchieVe WDN series open slot narrow finger wire duct, 1in width, 3in height, 6.5ft/2m length, white. Cover included. | Stock | 18
WDN-1515W-1 | AchieVe WDN series open slot narrow finger wire duct, 1.5in width, 1.5in height, 6.5ft/2m length, white. Cover included. | Stock | 15.5
WDN-1522W-1 | AchieVe WDN series open slot narrow finger wire duct, 1.5in width, 2.25in height, 6.5ft/2m length, white. Cover included. | Stock | 17
WDN-1530W-1 | AchieVe WDN series open slot narrow finger wire duct, 1.5in width, 3in height, 6.5ft/2m length, white. Cover included. | Stock | 20
WDN-1540W-1 | AchieVe WDN series open slot narrow finger wire duct, 1.5in width, 4in height, 6.5ft/2m length, white. Cover included. | Stock | 23.5
WDN-2215W-1 | AchieVe WDN series open slot narrow finger wire duct, 2.25in width, 1.5in height, 6.5ft/2m length, white. Cover included. | Stock | 17
WDN-2222W-1 | AchieVe WDN series open slot narrow finger wire duct, 2.25in width, 2.25in height, 6.5ft/2m length, white. Cover included. | Stock | 17
WDN-2230W-1 | AchieVe WDN series open slot narrow finger wire duct, 2.25in width, 3in height, 6.5ft/2m length, white. Cover included. | Stock | 21.5
WDN-2240W-1 | AchieVe WDN series open slot narrow finger wire duct, 2.25in width, 4in height, 6.5ft/2m length, white. Cover included. | Stock | 23.5
WDN-3015W-1 | AchieVe WDN series open slot narrow finger wire duct, 3in width, 1.5in height, 6.5ft/2m length, white. Cover included. | Stock | 21.5
WDN-3022W-1 | AchieVe WDN series open slot narrow finger wire duct, 3in width, 2.25in height, 6.5ft/2m length, white. Cover included. | Stock | 22.5
WDN-3030W-1 | AchieVe WDN series open slot narrow finger wire duct, 3in width, 3in height, 6.5ft/2m length, white. Cover included. | Stock | 25.5
WDN-3040W-1 | AchieVe WDN series open slot narrow finger wire duct, 3in width, 4in height, 6.5ft/2m length, white. Cover included. | Stock | 28.5
WDN-4022W-1 | AchieVe WDN series open slot narrow finger wire duct, 4in width, 2.25in height, 6.5ft/2m length, white. Cover included. | Stock | 24.5
WDN-4030W-1 | AchieVe WDN series open slot narrow finger wire duct, 4in width, 3in height, 6.5ft/2m length, white. Cover included. | Stock | 28.5
WDN-4040W-1 | AchieVe WDN series open slot narrow finger wire duct, 4in width, 4in height, 6.5ft/2m length, white. Cover included. | Stock | 34
Wire Duct with Solid Walls
TSH-0506G-1 | Iboco TSH series solid wire duct, 0.5in width, 0.625in height, 6.5ft/2m length, gray. Cover included. | Stock | 18
TSH-1010G-1 | Iboco TSH series solid wire duct, 1in width, 1in height, 6.5ft/2m length, gray. Cover included. | Stock | 22
TSH-1015G-1 | Iboco TSH series solid wire duct, 1in width, 1.5in height, 6.5ft/2m length, gray. Cover included. | Stock | 27.5
TSH-1515G-1 | Iboco TSH series solid wire duct, 1.5in width, 1.5in height, 6.5ft/2m length, gray. Cover included. | Stock | 30
TSH-2222G-1 | Iboco TSH series solid wire duct, 2.25in width, 2.25in height, 6.5ft/2m length, gray. Cover included. | Stock | 33.5
TSH-2230G-1 | Iboco TSH series solid wire duct, 2.25in width, 3in height, 6.5ft/2m length, gray. Cover included. | Stock | 41.5
TSH-3030G-1 | Iboco TSH series solid wire duct, 3in width, 3in height, 6.5ft/2m length, gray. Cover included. | Stock | 53
TSH-4040G-1 | Iboco TSH series solid wire duct, 4in width, 4in height, 6.5ft/2m length, gray. Cover included. | Stock | 66
Flexible Wire Duct
DN25AG | Iboco DINOSAUR series flexible wire duct, self-adhesive, 0.5in width, 0.75in height, 1.6ft/0.5m length, gray. Package of 24. | Stock | 163
DN25AG-1 | Iboco DINOSAUR series flexible wire duct, self-adhesive, 0.5in width, 0.75in height, 1.6ft/0.5m length, gray. | Stock | 8.75
DN35AG | Iboco DINOSAUR series flexible wire duct, self-adhesive, 1in width, 1.38in height, 1.6ft/0.5m length, gray. Package of 24. | Stock | 229
DN35AG-1 | Iboco DINOSAUR series flexible wire duct, self-adhesive, 1in width, 1.38in height, 1.6ft/0.5m length, gray. | Stock | 11.5
DN45AG | Iboco DINOSAUR series flexible wire duct, self-adhesive, 1.38in width, 1.75in height, 1.6ft/0.5m length, gray. Package of 14. | Stock | 180
DN45AG-1 | Iboco DINOSAUR series flexible wire duct, self-adhesive, 1.38in width, 1.75in height, 1.6ft/0.5m length, gray. | Stock | 15
Replacement Covers for Wire Duct
COV-05G-1 | Iboco cover, replacement, gray, 6.5ft/2m length. For use with 0.5in wide duct. | Stock | 5.5
COV-10G-1 | Iboco cover, replacement, gray, 6.5ft/2m length. For use with 1in wide duct. | Stock | 5.5
COV-15G-1 | Iboco cover, replacement, gray, 6.5ft/2m length. For use with 1.5in wide duct. | Stock | 7
COV-22G-1 | Iboco cover, replacement, gray, 6.5ft/2m length. For use with 2.25in wide duct. | Stock | 9
COV-30G-1 | Iboco cover, replacement, gray, 6.5ft/2m length. For use with 3in wide duct. | Stock | 13
COV-40G-1 | Iboco cover, replacement, gray, 6.5ft/2m length. For use with 4in wide duct. | Stock | 16
COV-60G-1 | Iboco cover, replacement, gray, 6.5ft/2m length. For use with 6in wide duct. | Stock | 30
COV-10W-1 | Iboco cover, replacement, white, 6.5ft/2m length. For use with 1in wide duct. | Stock | 5.5
COV-15W-1 | Iboco cover, replacement, white, 6.5ft/2m length. For use with 1.5in wide duct. | Stock | 7
COV-22W-1 | Iboco cover, replacement, white, 6.5ft/2m length. For use with 2.25in wide duct. | Stock | 9
COV-30W-1 | Iboco cover, replacement, white, 6.5ft/2m length. For use with 3in wide duct. | Stock | 13
COV-40W-1 | Iboco cover, replacement, white, 6.5ft/2m length. For use with 4in wide duct. | Stock | 16
COV-60W-1 | Iboco cover, replacement, white, 6.5ft/2m length. For use with 6in wide duct. | Stock | 30
Accessories for Wire Duct
SEP-15E-1 | Iboco separator, 2m length. For use with 1.5in high duct. Separates wires within a single piece of duct. | Stock | 9
SEP-22E-1 | Iboco separator, 2m length. For use with 2.25in high duct. Separates wires within a single piece of duct. | Stock | 12
SEP-30E-1 | Iboco separator, 2m length. For use with 3in high duct. Separates wires within a single piece of duct. | Stock | 13
WD-CHOLDER | AchieVe separator, package of 10. For use with Achieve wire duct 1.5in width or larger. Separates wires within the duct. | Stock | 4.75
CL-1515 | Iboco wire retainers, package of 40. For use with 1.5x1.5in duct. Fastens to duct with integral twist fasteners. | Stock | 75
CL-1522 | Iboco wire retainers, package of 40. For use with 1.5x2.25in duct. Fastens to duct with integral twist fasteners. | Stock | 79
CL-1530 | Iboco wire retainers, package of 20. For use with 1.5x3in duct. Fastens to duct with integral twist fasteners. | Stock | 45
CL-2215 | Iboco wire retainers, package of 40. For use with 2.25x1.5in duct. Fastens to duct with integral twist fasteners. | Stock | 86
CL-2222 | Iboco wire retainers, package of 20. For use with 2.25x2.25in duct. Fastens to duct with integral twist fasteners. | Stock | 48.5
CL-2230 | Iboco wire retainers, package of 20. For use with 2.25x3in duct. Fastens to duct with integral twist fasteners. | Stock | 49.5
CL-2240 | Iboco wire retainers, package of 20. For use with 2.25x4in duct. Fastens to duct with integral twist fasteners. | Stock | 55
CL-3022 | Iboco wire retainers, package of 10. For use with 3x2.25in duct. Fastens to duct with integral twist fasteners. | Stock | 30
CL-3030 | Iboco wire retainers, package of 10. For use with 3x3in duct. Fastens to duct with integral twist fasteners. | Stock | 33.5
CL-3040 | Iboco wire retainers, package of 10. For use with 3x4in duct. Fastens to duct with integral twist fasteners. | Stock | 33.5
CL-4022 | Iboco wire retainers, package of 10. For use with 4x2.25in duct. Fastens to duct with integral twist fasteners. | Stock | 37.5
CL-4030 | Iboco wire retainers, package of 10. For use with 4x3in duct. Fastens to duct with integral twist fasteners. | Stock | 33.5
CL-4040 | Iboco wire retainers, package of 5. For use with 4x4in duct. Fastens to duct with integral twist fasteners. | Stock | 23
CL-6040 | Iboco wire retainers, package of 5. For use with 6x4in duct. Fastens to duct with integral twist fasteners. | Stock | 28.5
WD-RET-1515 | AchieVe wire retainers, package of 10. For use with AchieVe wire duct 1.5x1.5in or larger. Retains wires in duct. | Stock | 9.5
WD-RET-1522 | AchieVe wire retainers, package of 10. For use with AchieVe wire duct 1.5x2.25in or larger. Retains wires in duct. | Stock | 10.5
WD-RET-2230 | AchieVe wire retainers, package of 10. For use with AchieVe wire duct 2.25x3in or larger. Retains wires in duct. | Stock | 13.5
DM1 | Iboco DUCTMARK identification tag, single width. Package of 50. For use with T1 series wire duct. Clips to duct fingers for identification. | Stock | 33.5
ZP1 | Iboco mounting insert, package of 100. Fastens separators and smaller duct to the inside of Iboco duct. | Stock | 18
ZP2 | Iboco cable tie attachment, package of 50, fastens to the bottom of the duct and holds cable ties. Can also be used with ZP1 for stacking to adjust height of smaller duct within a larger duct. | Stock | 21.5
WD-CTCLAMP | AchieVe cable tie attachment, black. Package of 50. For use with Achieve wire duct 1.5in width or larger. Use along with a cable tie to group wires together inside the wire duct. | Stock | 10.5
R4 | Iboco DUCTFIX expanding plastic rivet, blue. Package of 250. For use with Iboco duct and panel with a 0.17in (4.5mm) hole. Used with installation tool B4 for ease of use. Drill a hole sized 5/32in (4mm). | Stock | 20.5
R6 | Iboco DUCTFIX expanding plastic rivet, natural. Package of 250. For use with Iboco duct and panel with a 0.26in (6.5mm) hole. Used with installation tool B6 for ease of use. Drill a hole sized 7/32in (5.5mm). | Stock | 23.5
B4 | Iboco rivet tool, for use with installing R4 rivets. | Stock | 54
B6 | Iboco rivet tool, for use with installing R6 rivets. | Stock | 54
DIN Rail
DN-R35S1 | DINnector DIN rail, slotted, 35mm width, 7.5mm height, 1m (39.37in) length, plated steel. Package of 10. | Stock | 42.5
DN-R35S1-2 | DINnector DIN rail, slotted, 35mm width, 7.5mm height, 1m (39.37in) length, plated steel. Package of 2. | Stock | 9.25
DN-R35 | DINnector DIN rail, unslotted, 35mm width, 7.5mm height, 1m (39.37in) length, plated steel. Package of 10. | Stock | 39.5
DN-R35S-050-4 | DINnector DIN rail, slotted, 35mm width, 7.5mm height, 50mm (1.97in) length, plated steel. Package of 4. | Stock | 6.25
DN-R35S-075-4 | DINnector DIN rail, slotted, 35mm width, 7.5mm height, 75mm (2.95in) length, plated steel. Package of 4. | Stock | 6.5
DN-R35S-100-4 | DINnector DIN rail, slotted, 35mm width, 7.5mm height, 100mm (3.94in) length, plated steel. Package of 4. | Stock | 7
DN-R35S-125-4 | DINnector DIN rail, slotted, 35mm width, 7.5mm height, 125mm (4.92in) length, plated steel. Package of 4. | Stock | 7.75
DN-R35S-150-4 | DINnector DIN rail, slotted, 35mm width, 7.5mm height, 150mm (5.91in) length, plated steel. Package of 4. | Stock | 8
DN-R35S-175-4 | DINnector DIN rail, slotted, 35mm width, 7.5mm height, 175mm (6.89in) length, plated steel. Package of 4. | Stock | 8.25
DN-R35S-200-4 | DINnector DIN rail, slotted, 35mm width, 7.5mm height, 200mm (7.87in) length, plated steel. Package of 4. | Stock | 8.5
DN-R35S-225-4 | DINnector DIN rail, slotted, 35mm width, 7.5mm height, 225mm (8.86in) length, plated steel. Package of 4. | Stock | 9.25
DN-R35S-250-4 | DINnector DIN rail, slotted, 35mm width, 7.5mm height, 250mm (9.84in) length, plated steel. Package of 4. | Stock | 9.5
DN-R35S-275-4 | DINnector DIN rail, slotted, 35mm width, 7.5mm height, 275mm (10.83in) length, plated steel. Package of 4. | Stock | 9.75
DN-R35S-300-4 | DINnector DIN rail, slotted, 35mm width, 7.5mm height, 300mm (11.81in) length, plated steel. Package of 4. | Stock | 9.5
DN-R35S-325-4 | DINnector DIN rail, slotted, 35mm width, 7.5mm height, 325mm (12.80in) length, plated steel. Package of 4. | Stock | 10.5
DN-R35S-350-4 | DINnector DIN rail, slotted, 35mm width, 7.5mm height, 350mm (13.78in) length, plated steel. Package of 4. | Stock | 10.5
DN-R35S-400-4 | DINnector DIN rail, slotted, 35mm width, 7.5mm height, 400mm (15.75in) length, plated steel. Package of 4. | Stock | 11
DN-R35S-450-4 | DINnector DIN rail, slotted, 35mm width, 7.5mm height, 450mm (17.72in) length, plated steel. Package of 4. | Stock | 11.5
DN-R35S-500-4 | DINnector DIN rail, slotted, 35mm width, 7.5mm height, 500mm (19.69in) length, plated steel. Package of 4. | Stock | 12
DN-R35S-550-4 | DINnector DIN rail, slotted, 35mm width, 7.5mm height, 550mm (21.65in) length, plated steel. Package of 4. | Stock | 15.5
DN-R35S-600-4 | DINnector DIN rail, slotted, 35mm width, 7.5mm height, 600mm (23.62in) length, plated steel. Package of 4. | Stock | 16
DN-R35HS1 | DINnector DIN rail, slotted, 35mm width, 15mm height, 1m (39.37in) length, plated steel. Package of 10. | Stock | 71
DN-R35HS1-2 | DINnector DIN rail, slotted, 35mm width, 15mm height, 1m (39.37in) length, plated steel. Package of 2. | Stock | 15.5
DN-R35H | DINnector DIN rail, unslotted, 35mm width, 15mm height, 1m (39.37in) length, plated steel. Package of 10. | Stock | 64
DN-R35SAL1 | DINnector DIN rail, slotted, 35mm width, 10mm height, 1m (39.37in) length, aluminum. Package of 10. | Stock | 62
DN-R35SAL1-2 | DINnector DIN rail, slotted, 35mm width, 10mm height, 1m (39.37in) length, aluminum. Package of 2. | Stock | 17
DN-R35SAL1-072-5 | DINnector DIN rail, slotted, 35mm width, 10mm height, 72mm (2.83in) length, aluminum. Package of 5. | Stock | 10
DN-R35SAL1-143-5 | DINnector DIN rail, slotted, 35mm width, 10mm height, 143mm (5.63in) length, aluminum. Package of 5. | Stock | 12
DN-R35SAL1-215-5 | DINnector DIN rail, slotted, 35mm width, 10mm height, 215mm (8.46in) length, aluminum. Package of 5. | Stock | 14.5
DN-R35SAL1-286-5 | DINnector DIN rail, slotted, 35mm width, 10mm height, 286mm (11.26in) length, aluminum. Package of 5. | Stock | 17
DN-R35SAL1-358-5 | DINnector DIN rail, slotted, 35mm width, 10mm height, 358mm (14.09in) length, aluminum. Package of 5. | Stock | 19.5
DN-R35SAL1-429-5 | DINnector DIN rail, slotted, 35mm width, 10mm height, 429mm (16.89in) length, aluminum. Package of 5. | Stock | 21
DN-R35SAL1-500-5 | DINnector DIN rail, slotted, 35mm width, 10mm height, 500mm (19.69in) length, aluminum. Package of 5. | Stock | 22.5
DN-R35SAL1-572-5 | DINnector DIN rail, slotted, 35mm width, 10mm height, 572mm (22.52in) length, aluminum. Package of 5. | Stock | 25
DN-R35SAL1-644-5 | DINnector DIN rail, slotted, 35mm width, 10mm height, 644mm (25.35in) length, aluminum. Package of 5. | Stock | 26.5
DN-R35SAL1-715-5 | DINnector DIN rail, slotted, 35mm width, 10mm height, 715mm (28.15in) length, aluminum. Package of 5. | Stock | 27.5
DN-R35SAL1-787-5 | DINnector DIN rail, slotted, 35mm width, 10mm height, 787mm (30.98in) length, aluminum. Package of 5. | Stock | 29
DN-R35SAL1-858-5 | DINnector DIN rail, slotted, 35mm width, 10mm height, 858mm (33.78in) length, aluminum. Package of 5. | Stock | 31
DN-R35SAL2-2 | DINnector DIN rail, slotted, 2in raised 35mm width, 7.5mm height, 1m (39.37in) length, aluminum. Package of 2. | Stock | 39.5
DN-R15S1 | DINnector DIN rail, slotted, 15mm width, 5.5mm height, 1m (39.37in) length, plated steel. Package of 10. | Stock | 36
DN-R15S1-2 | DINnector DIN rail, slotted, 15mm width, 5.5mm height, 1m (39.37in) length, plated steel. Package of 2. | Stock | 9
Accessories for DIN Rail
DN-ASB1 | AutomationDirect angled DIN rail support bracket, 49mm, zinc plated steel. Package of 50. For use with 35mm DIN rail. M6 metric threaded hole and 5mm unthreaded mounting hole. | Stock | 86
DN-ASB2-10 | AutomationDirect angled DIN rail support bracket, 50mm, zinc plated steel. Package of 10. For use with 35mm DIN rail. M6 mounting screws included. | Stock | 19
DN-SSB25-10 | AutomationDirect standard DIN rail support bracket, 25mm height, zinc plated steel. Package of 10. For use with 35mm DIN rail. | Stock | 25.5
DN-SSB50-10 | AutomationDirect standard DIN rail support bracket, 50mm height, zinc plated steel. Package of 10. For use with 35mm DIN rail. | Stock | 26.5
DN-SSB70-10 | AutomationDirect standard DIN rail support bracket, 70mm height, zinc plated steel. Package of 10. For use with 35mm DIN rail. | Stock | 33
DN-SSB90-10 | AutomationDirect standard DIN rail support bracket, 90mm height, zinc plated steel. Package of 10. For use with 35mm DIN rail. | Stock | 35.5
DN-CLIP-FM4 | DIN rail clip, zinc plated steel, used to mount items to 35mm DIN rail, 4mm mounting hole size. Package of 40. | Stock | 69
DN-CLIP-FM4-5 | DIN rail clip, zinc plated steel, used to mount items to 35mm DIN rail, 4mm mounting hole size. Package of 5. | Stock | 9.75
DN-CLIP-FM5 | DIN rail clip, zinc plated steel, used to mount items to 35mm DIN rail, 5mm mounting hole size. Package of 40. | Stock | 69
DN-CLIP-FM5-5 | DIN rail clip, zinc plated steel, used to mount items to 35mm DIN rail, 5mm mounting hole size. Package of 5. | Stock | 9.75
2120 | CUSTOMER REFUND | Stock | 0
PROMOED1 | TUBE CUTTER, PROMOTIONAL ITEM | Stock | 4.25
EMC Cable Clips
571052 | Murrplastik SCF-EMV series EMC shield cable clip, accepts 0.06-0.12in diameter cable, 35mm DIN rail mount, zinc plated spring steel. Package of 5. | Stock | 30.5
571054 | Murrplastik SCF-EMV series EMC shield cable clip, accepts 0.12-0.24in diameter cable, 35mm DIN rail mount, zinc plated spring steel. Package of 5. | Stock | 31.5
571056 | Murrplastik SCF-EMV series EMC shield cable clip, accepts 0.24-0.31in diameter cable, 35mm DIN rail mount, zinc plated spring steel. Package of 5. | Stock | 31.5
571058 | Murrplastik SCF-EMV series EMC shield cable clip, accepts 0.31-0.43in diameter cable, 35mm DIN rail mount, zinc plated spring steel. Package of 5. | Stock | 31.5
571060 | Murrplastik SCF-EMV series EMC shield cable clip, accepts 0.43-0.63in diameter cable, 35mm DIN rail mount, zinc plated spring steel. Package of 5. | Stock | 36
571064 | Murrplastik SCF-EMV series EMC shield cable clip, accepts 0.67-1.18in diameter cable, 35mm DIN rail mount, zinc plated spring steel. Package of 5. | Stock | 39.5
571066 | Murrplastik SCF-EMV series EMC shield cable clip, accepts 1.18-1.46in diameter cable, 35mm DIN rail mount, zinc plated spring steel. Package of 5. | Stock | 43
571070 | Murrplastik MSCF-EMV series EMC shield cable clip, accepts 0.12-0.47in diameter cable, 35mm DIN rail mount, zinc plated spring steel. Package of 5. | Stock | 39.5
571072 | Murrplastik MSCF-EMV series EMC shield cable clip, accepts 0.28-0.71in diameter cable, 35mm DIN rail mount, zinc plated spring steel. Package of 5. | Stock | 45.5
571074 | Murrplastik SCFZ-EMV series EMC shield cable clip, accepts 0.06-0.12in diameter cable, 35mm DIN rail mount, with strain relief, zinc plated spring steel. Package of 5. | Stock | 35
571075 | Murrplastik SCFZ-EMV series EMC shield cable clip, accepts 0.12-0.24in diameter cable, 35mm DIN rail mount, with strain relief, zinc plated spring steel. Package of 5. | Stock | 36
571076 | Murrplastik SCFZ-EMV series EMC shield cable clip, accepts 0.24-0.31in diameter cable, 35mm DIN rail mount, with strain relief, zinc plated spring steel. Package of 5. | Stock | 36
571077 | Murrplastik SCFZ-EMV series EMC shield cable clip, accepts 0.31-0.43in diameter cable, 35mm DIN rail mount, with strain relief, zinc plated spring steel. Package of 5. | Stock | 37
571078 | Murrplastik SCFZ-EMV series EMC shield cable clip, accepts 0.43-0.63in diameter cable, 35mm DIN rail mount, with strain relief, zinc plated spring steel. Package of 5. | Stock | 44.5
571079 | Murrplastik SCFZ-EMV series EMC shield cable clip, accepts 0.67-0.87in diameter cable, 35mm DIN rail mount, with strain relief, zinc plated spring steel. Package of 5. | Stock | 45.5
571071 | Murrplastik MSCFZ-EMV series EMC shield cable clip, accepts 0.12-0.47in diameter cable, 35mm DIN rail mount, with strain relief, zinc plated spring steel. Package of 5. | Stock | 43
571073 | Murrplastik MSCFZ-EMV series EMC shield cable clip, accepts 0.28-0.71in diameter cable, 35mm DIN rail mount, with strain relief, zinc plated spring steel. Package of 5. | Stock | 49
NPT Cable Glands
BSPAX-11-W | Bimed cable gland, 3/8in NPT thread type, polyamide, light gray, accepts 5 to 10mm diameter cable, IP68. Package of 5. Mounting hardware included. | Stock | 5.75
BSPBX-12-W | Bimed cable gland, 1/2in NPT thread type, polyamide, light gray, accepts 6 to 12mm diameter cable, IP68. Package of 5. Mounting hardware included. | Stock | 7.5
BSPCX-12-W | Bimed cable gland, 1/2in NPT thread type, polyamide, light gray, accepts 10 to 14mm diameter cable, IP68. Package of 5. Mounting hardware included. | Stock | 10
BSPDX-13-W | Bimed cable gland, 3/4in NPT thread type, polyamide, light gray, accepts 13 to 18mm diameter cable, IP68. Package of 5. Mounting hardware included. | Stock | 11.5
BSPX-14-W | Bimed cable gland, 1in NPT thread type, polyamide, light gray, accepts 18 to 25mm diameter cable, IP68. Package of 5. Mounting hardware included. | Stock | 23.5
BSPAX-21-W | Bimed cable gland, 3/8in NPT thread type, polyamide, black, accepts 5 to 10mm diameter cable, IP68. Package of 5. Mounting hardware included. | Stock | 5.75
BSPBX-22-W | Bimed cable gland, 1/2in NPT thread type, polyamide, black, accepts 6 to 12mm diameter cable, IP68. Package of 5. Mounting hardware included. | Stock | 7.5
BSPCX-22-W | Bimed cable gland, 1/2in NPT thread type, polyamide, black, accepts 10 to 14mm diameter cable, IP68. Package of 5. Mounting hardware included. | Stock | 10
BSPDX-23-W | Bimed cable gland, 3/4in NPT thread type, polyamide, black, accepts 13 to 18mm diameter cable, IP68. Package of 5. Mounting hardware included. | Stock | 11.5
BSPX-24-W | Bimed cable gland, 1in NPT thread type, polyamide, black, accepts 18 to 25mm diameter cable, IP68. Package of 5. Mounting hardware included. | Stock | 23.5
BNSPAX-11-W | Bimed cable gland, 3/8in NPT thread type, polyamide, light gray, accepts 5 to 10mm diameter cable, IP68, with strain relief. Package of 5. Mounting hardware included. | Stock | 7.5
BNSPBX-12-W | Bimed cable gland, 1/2in NPT thread type, polyamide, light gray, accepts 6 to 12mm diameter cable, IP68, with strain relief. Package of 5. Mounting hardware included. | Stock | 10.5
BNSPDX-13-W | Bimed cable gland, 3/4in NPT thread type, polyamide, light gray, accepts 13 to 18mm diameter cable, IP68, with strain relief. Package of 5. Mounting hardware included. | Stock | 16.5
BNSPAX-21-W | Bimed cable gland, 3/8in NPT thread type, polyamide, black, accepts 5 to 10mm diameter cable, IP68, with strain relief. Package of 5. Mounting hardware included. | Stock | 7.5
BNSPBX-22-W | Bimed cable gland, 1/2in NPT thread type, polyamide, black, accepts 6 to 12mm diameter cable, IP68, with strain relief. Package of 5. Mounting hardware included. | Stock | 10.5
BNSPDX-23-W | Bimed cable gland, 3/4in NPT thread type, polyamide, black, accepts 13 to 18mm diameter cable, IP68, with strain relief. Package of 5. Mounting hardware included. | Stock | 16.5
BNBCX-01 | Bimed cable gland, 3/8in NPT thread type, nickel-plated brass, accepts 4 to 8mm diameter cable, IP68. Package of 5. Mounting hardware included. | Stock | 27.5
BNBCX-02 | Bimed cable gland, 1/2in NPT thread type, nickel-plated brass, accepts 6 to 12mm diameter cable, IP68. Package of 5. Mounting hardware included. | Stock | 33
BNBCX-03 | Bimed cable gland, 3/4in NPT thread type, nickel-plated brass, accepts 13 to 18mm diameter cable, IP68. Package of 5. Mounting hardware included. | Stock | 55
BNBCX-04 | Bimed cable gland, 1in NPT thread type, nickel-plated brass, accepts 18 to 25mm diameter cable, IP68. Package of 5. Mounting hardware included. | Stock | 113
BNHG1-0S-L | Bimed hygienic cable gland, 1/4in NPT thread type, stainless steel, accepts 3 to 6.5mm diameter cable, IP66, IP68 and IP69. Mounting hardware included. Allen wrench size 7mm, use adapter BMFGT-01 to reduce Allen wrench size to 5mm. | Stock | 30
BNHG1-01-L | Bimed hygienic cable gland, 3/8in NPT thread type, stainless steel, accepts 5 to 10mm diameter cable, IP66, IP68 and IP69. Mounting hardware included. Allen wrench size 10mm, use adapter BMFGT-02 to reduce Allen wrench size to 6mm. | Stock | 33
BNHG1-02-L | Bimed hygienic cable gland, 1/2in NPT thread type, stainless steel, accepts 6 to 12mm diameter cable, IP66, IP68 and IP69. Mounting hardware included. Allen wrench size 13mm, use adapter BMFGT-03 to reduce Allen wrench size to 8mm. | Stock | 39.5
BNHG1-03-L | Bimed hygienic cable gland, 3/4in NPT thread type, stainless steel, accepts 12 to 17mm diameter cable, IP66, IP68 and IP69. Mounting hardware included. Allen wrench size 17mm, use adapter BMFGT-04 to reduce Allen wrench size to 10mm. | Stock | 62
BNEHG1-01-L | Bimed hygienic EMC cable gland, 3/8in NPT thread type, stainless steel, accepts 5 to 10mm diameter cable, IP66, IP68 and IP69. Mounting hardware included. Allen wrench size 10mm, use adapter BMFGT-02 to reduce Allen wrench size to 6mm. | Stock | 52
BNEHG1-02-L | Bimed hygienic EMC cable gland, 1/2in NPT thread type, stainless steel, accepts 6 to 12mm diameter cable, IP66, IP68 and IP69. Mounting hardware included. Allen wrench size 13mm, use adapter BMFGT-03 to reduce Allen wrench size to 8mm. | Stock | 62
BNEHG1-03-L | Bimed hygienic EMC cable gland, 3/4in NPT thread type, stainless steel, accepts 12 to 17mm diameter cable, IP66, IP68 and IP69. Mounting hardware included. Allen wrench size 17mm, use adapter BMFGT-04 to reduce Allen wrench size to 10mm. | Stock | 86
BNEM-E1-3-8T-WCL | Bimed EMC cable gland, 3/8in NPT thread type, nickel-plated brass, accepts 5 to 10mm diameter cable, IP68. Package of 5. Mounting hardware included. | Stock | 59
BNEM-E2S-1-2T-WCL | Bimed EMC cable gland, 1/2in NPT thread type, nickel-plated brass, accepts 6 to 12mm diameter cable, IP68. Package of 5. Mounting hardware included. | Stock | 63
BNEM-E2-1-2T-WCL | Bimed EMC cable gland, 1/2in NPT thread type, nickel-plated brass, accepts 7.5 to 14mm diameter cable, IP68. Package of 5. Mounting hardware included. | Stock | 65
BNEM-E3-3-4T-WCL | Bimed EMC cable gland, 3/4in NPT thread type, nickel-plated brass, accepts 10 to 18mm diameter cable, IP68. Package of 5. Mounting hardware included. | Stock | 97
BNEM-E4-1T-WCL | Bimed EMC cable gland, 1in NPT thread type, nickel-plated brass, accepts 16 to 25mm diameter cable, IP68. Package of 5. Mounting hardware included. | Stock | 165
BNEM-E5-11-4T-WCL | Bimed EMC cable gland, 1-1/4in NPT thread type, nickel-plated brass, accepts 22 to 32mm diameter cable, IP68. Package of 2. Mounting hardware included. | Stock | 101
BNEM-E6-11-2T-WCL | Bimed EMC cable gland, 1-1/2in NPT thread type, nickel-plated brass, accepts 30 to 38mm diameter cable, IP68. Mounting hardware included. | Stock | 75
BNEM-E7-2T-WCL | Bimed EMC cable gland, 2in NPT thread type, nickel-plated brass, accepts 34 to 44mm diameter cable, IP68. Mounting hardware included. | Stock | 99
PG Thread Cable Glands
BMX-11-W | Bimed cable gland, PG7 thread type, polyamide, light gray, accepts 3 to 6.5mm diameter cable, IP68. Package of 5. Mounting hardware included. | Stock | 3.25
BMX-12-W | Bimed cable gland, PG9 thread type, polyamide, light gray, accepts 4 to 8mm diameter cable, IP68. Package of 5. Mounting hardware included. | Stock | 3.25
BMX-13-W | Bimed cable gland, PG11 thread type, polyamide, light gray, accepts 5 to 10mm diameter cable, IP68. Package of 5. Mounting hardware included. | Stock | 3.25
BMX-14-W | Bimed cable gland, PG13.5 thread type, polyamide, light gray, accepts 6 to 12mm diameter cable, IP68. Package of 5. Mounting hardware included. | Stock | 4.5
BMX-15-W | Bimed cable gland, PG16 thread type, polyamide, light gray, accepts 10 to 14mm diameter cable, IP68. Package of 5. Mounting hardware included. | Stock | 5.25
BMX-16-W | Bimed cable gland, PG21 thread type, polyamide, light gray, accepts 13 to 18mm diameter cable, IP68. Package of 5. Mounting hardware included. | Stock | 6.25
BMX-17-W | Bimed cable gland, PG29 thread type, polyamide, light gray, accepts 18 to 25mm diameter cable, IP68. Package of 5. Mounting hardware included. | Stock | 13
BMX-18-W | Bimed cable gland, PG36 thread type, polyamide, light gray, accepts 22 to 32mm diameter cable, IP68. Package of 2. Mounting hardware included. | Stock | 27
BMX-19-W | Bimed cable gland, PG42 thread type, polyamide, light gray, accepts 30 to 38mm diameter cable, IP68. Package of 2. Mounting hardware included. | Stock | 18.5
BMX-20-W | Bimed cable gland, PG48 thread type, polyamide, light gray, accepts 34 to 44mm diameter cable, IP68. Package of 2. Mounting hardware included. | Stock | 19
BMX-21-W | Bimed cable gland, PG7 thread type, polyamide, black, accepts 3 to 6.5mm diameter cable, IP68. Package of 5. Mounting hardware included. | Stock | 3.25
BMX-22-W | Bimed cable gland, PG9 thread type, polyamide, black, accepts 4 to 8mm diameter cable, IP68. Package of 5. Mounting hardware included. | Stock | 3.25
BMX-23-W | Bimed cable gland, PG11 thread type, polyamide, black, accepts 5 to 10mm diameter cable, IP68. Package of 5. Mounting hardware included. | Stock | 3.25
BMX-24-W | Bimed cable gland, PG13.5 thread type, polyamide, black, accepts 6 to 12mm diameter cable, IP68. Package of 5. Mounting hardware included. | Stock | 4.5
BMX-25-W | Bimed cable gland, PG16 thread type, polyamide, black, accepts 10 to 14mm diameter cable, IP68. Package of 5. Mounting hardware included. | Stock | 5.25
BMX-26-W | Bimed cable gland, PG21 thread type, polyamide, black, accepts 13 to 18mm diameter cable, IP68. Package of 5. Mounting hardware included. | Stock | 5.75
BMX-27-W | Bimed cable gland, PG29 thread type, polyamide, black, accepts 18 to 25mm diameter cable, IP68. Package of 5. Mounting hardware included. | Stock | 13
BMX-28-W | Bimed cable gland, PG36 thread type, polyamide, black, accepts 22 to 32mm diameter cable, IP68. Package of 2. Mounting hardware included. | Stock | 27
BMX-29-W | Bimed cable gland, PG42 thread type, polyamide, black, accepts 30 to 38mm diameter cable, IP68. Package of 2. Mounting hardware included. | Stock | 18.5
BMX-30-W | Bimed cable gland, PG48 thread type, polyamide, black, accepts 34 to 44mm diameter cable, IP68. Package of 2. Mounting hardware included. | Stock | 19
BSSPX-11-W | Bimed cable gland, PG7 thread type, polyamide, light gray, accepts 3 to 6.5mm diameter cable, IP68, with strain relief. Package of 5. Mounting hardware included. | Stock | 4.5
BSSPX-12-W | Bimed cable gland, PG9 thread type, polyamide, light gray, accepts 4 to 8mm diameter cable, IP68, with strain relief. Package of 5. Mounting hardware included. | Stock | 5
BSSPX-13-W | Bimed cable gland, PG11 thread type, polyamide, light gray, accepts 5 to 10mm diameter cable, IP68, with strain relief. Package of 5. Mounting hardware included. | Stock | 5.75
BSSPX-14-W | Bimed cable gland, PG13.5 thread type, polyamide, light gray, accepts 6 to 12mm diameter cable, IP68, with strain relief. Package of 5. Mounting hardware included. | Stock | 6.25
BSSPX-15-W | Bimed cable gland, PG16 thread type, polyamide, light gray, accepts 10 to 14mm diameter cable, IP68, with strain relief. Package of 5. Mounting hardware included. | Stock | 10.5
BSSPX-16-W | Bimed cable gland, PG21 thread type, polyamide, light gray, accepts 13 to 18mm diameter cable, IP68, with strain relief. Package of 5. Mounting hardware included. | Stock | 13.5
BSSPX-21-W | Bimed cable gland, PG7 thread type, polyamide, black, accepts 3 to 6.5mm diameter cable, IP68, with strain relief. Package of 5. Mounting hardware included. | Stock | 4.5
BSSPX-22-W | Bimed cable gland, PG9 thread type, polyamide, black, accepts 4 to 8mm diameter cable, IP68, with strain relief. Package of 5. Mounting hardware included. | Stock | 5
BSSPX-23-W | Bimed cable gland, PG11 thread type, polyamide, black, accepts 5 to 10mm diameter cable, IP68, with strain relief. Package of 5. Mounting hardware included. | Stock | 5.5
BSSPX-24-W | Bimed cable gland, PG13.5 thread type, polyamide, black, accepts 6 to 12mm diameter cable, IP68, with strain relief. Package of 5. Mounting hardware included. | Stock | 6.25
BSSPX-25-W | Bimed cable gland, PG16 thread type, polyamide, black, accepts 10 to 14mm diameter cable, IP68, with strain relief. Package of 5. Mounting hardware included. | Stock | 10.5
BSSPX-26-W | Bimed cable gland, PG21 thread type, polyamide, black, accepts 13 to 18mm diameter cable, IP68, with strain relief. Package of 5. Mounting hardware included. | Stock | 13.5
BSBCX-01 | Bimed cable gland, PG7 thread type, nickel-plated brass, accepts 3 to 6.5mm diameter cable, IP68. Package of 5. Mounting hardware included. | Stock | 13.5
BSBCX-02 | Bimed cable gland, PG9 thread type, nickel-plated brass, accepts 4 to 8mm diameter cable, IP68. Package of 5. Mounting hardware included. | Stock | 15.5
BSBCX-03 | Bimed cable gland, PG11 thread type, nickel-plated brass, accepts 5 to 10mm diameter cable, IP68. Package of 5. Mounting hardware included. | Stock | 19
BSBCX-04 | Bimed cable gland, PG13.5 thread type, nickel-plated brass, accepts 6 to 12mm diameter cable, IP68. Package of 5. Mounting hardware included. | Stock | 22
BSBCX-05 | Bimed cable gland, PG16 thread type, nickel-plated brass, accepts 10 to 14mm diameter cable, IP68. Package of 5. Mounting hardware included. | Stock | 24.5
BSBCX-06 | Bimed cable gland, PG21 thread type, nickel-plated brass, accepts 13 to 18mm diameter cable, IP68. Package of 5. Mounting hardware included. | Stock | 39
BSBCX-07 | Bimed cable gland, PG29 thread type, nickel-plated brass, accepts 18 to 25mm diameter cable, IP68. Package of 5. Mounting hardware included. | Stock | 63
BSBCX-08 | Bimed cable gland, PG36 thread type, nickel-plated brass, accepts 22 to 32mm diameter cable, IP68. Package of 2. Mounting hardware included. | Stock | 46.5
BSBCX-09 | Bimed cable gland, PG42 thread type, nickel-plated brass, accepts 30 to 38mm diameter cable, IP68. Mounting hardware included. | Stock | 75
BSBCX-10 | Bimed cable gland, PG48 thread type, nickel-plated brass, accepts 34 to 44mm diameter cable, IP68. Mounting hardware included. | Stock | 99
BSEM-E2-PG9T-WCL | Bimed EMC cable gland, PG9 thread type, nickel-plated brass, accepts 4 to 8mm diameter cable, IP68. Package of 5. Mounting hardware included. | Stock | 45.5
BSEM-E3-PG11T-WCL | Bimed EMC cable gland, PG11 thread type, nickel-plated brass, accepts 5 to 10mm diameter cable, IP68. Package of 5. Mounting hardware included. | Stock | 47
BSEM-E4-PG13T-WCL | Bimed EMC cable gland, PG13.5 thread type, nickel-plated brass, accepts 6 to 12mm diameter cable, IP68. Package of 5. Mounting hardware included. | Stock | 49
BSEM-E5-PG16T-WCL | Bimed EMC cable gland, PG16 thread type, nickel-plated brass, accepts 7.5 to 14mm diameter cable, IP68. Package of 5. Mounting hardware included. | Stock | 55
BSEM-E6-PG21T-WCL | Bimed EMC cable gland, PG21 thread type, nickel-plated brass, accepts 10 to 18mm diameter cable, IP68. Package of 5. Mounting hardware included. | Stock | 70
BSEM-E7-PG29T-WCL | Bimed EMC cable gland, PG29 thread type, nickel-plated brass, accepts 16 to 25mm diameter cable, IP68. Package of 5. Mounting hardware included. | Stock | 140
BSEM-E8-PG36T-WCL | Bimed EMC cable gland, PG36 thread type, nickel-plated brass, accepts 22 to 32mm diameter cable, IP68. Package of 2. Mounting hardware included. | Stock | 80
BSEM-E9-PG42T-WCL | Bimed EMC cable gland, PG42 thread type, nickel-plated brass, accepts 30 to 38mm diameter cable, IP68. Mounting hardware included. | Stock | 68
BSEM-E10-PG48T-WCL | Bimed EMC cable gland, PG48 thread type, nickel-plated brass, accepts 34 to 44mm diameter cable, IP68. Mounting hardware included. | Stock | 83
ZP-MC-CG-11M8 | ZIPport cable gland, PG11 thread type, nickel-plated brass, accepts 4 to 10mm diameter cable, IP68. Package of 10. | Stock | 49
ZP-MC-CG-36M8 | ZIPport cable gland, PG36 thread type, nickel-plated brass, accepts 19 to 36mm diameter cable, IP68. Package of 5. | Stock | 194
ZP-MC-CG-11P5 | ZIPport cable gland, PG11 thread type, polyamide, light gray, accepts 7 to 12mm diameter cable, IP66. (3) elastomer compression seals included. | Stock | 2.5
ZP-MC-CG-11M5 | ZIPport cable gland, PG11 thread type, nickel-plated brass, accepts 7 to 12mm diameter cable, IP66. (3) elastomer compression seals included. | Stock | 5
ZP-MC-CG-16M8 | ZIPport cable gland, PG16 thread type, nickel-plated brass, accepts 8 to 14mm diameter cable, IP68. Package of 10. | Stock | 93
ZP-MC-CG-13M8 | ZIPport cable gland, PG13.5 thread type, nickel-plated brass, accepts 7 to 12mm diameter cable, IP68. Package of 10. | Stock | 66
ZP-MC-CG-29M8 | ZIPport cable gland, PG29 thread type, nickel-plated brass, accepts 16 to 25mm diameter cable, IP68. Package of 5. | Stock | 118
ZP-MC-CG-36M5 | ZIPport cable gland, PG36 thread type, nickel-plated brass, accepts 19 to 36mm diameter cable, IP66. (4) elastomer compression seals included. | Stock | 15
ZP-MC-CG-29M5 | ZIPport cable gland, PG29 thread type, nickel-plated brass, accepts 17.5 to 26.5mm diameter cable, IP66. (4) elastomer compression seals included. | Stock | 7.25
ZP-MC-CG-21M5 | ZIPport cable gland, PG21 thread type, nickel-plated brass, accepts 9.5 to 18.5mm diameter cable, IP66. (4) elastomer compression seals included. | Stock | 5
ZP-MC-CG-16M5 | ZIPport cable gland, PG16 thread type, nickel-plated brass, accepts 7 to 14.5mm diameter cable, IP66. (4) elastomer compression seals included. | Stock | 4.5
ZP-MC-CG-13M5 | ZIPport cable gland, PG13.5 thread type, nickel-plated brass, accepts 7 to 12mm diameter cable, IP66. (4) elastomer compression seals included. | Stock | 4
ZP-MC-CG-21M8 | ZIPport cable gland, PG21 thread type, nickel-plated brass, accepts 11 to 18mm diameter cable, IP68. Package of 5. | Stock | 75
Metric Thread Cable Glands
BM-ENX-1S-W | Bimed cable gland, M12 x 1.5mm thread type, polyamide, light gray, accepts 3 to 6.5mm diameter cable, IP68. Package of 5. Mounting hardware included. | Stock | 3.25
BM-ENX-11-W | Bimed cable gland, M16 x 1.5mm thread type, polyamide, light gray, accepts 4 to 8mm diameter cable, IP68. Package of 5. Mounting hardware included. | Stock | 3.25
BM-ENX-12-W | Bimed cable gland, M20 x 1.5mm thread type, polyamide, light gray, accepts 6 to 12mm diameter cable, IP68. Package of 5. Mounting hardware included. | Stock | 4.5
BM-ENX-13-W | Bimed cable gland, M25 x 1.5mm thread type, polyamide, light gray, accepts 11 to 17mm diameter cable, IP68. Package of 5. Mounting hardware included. | Stock | 5.75
BM-ENX-14-W | Bimed cable gland, M32 x 1.5mm thread type, polyamide, light gray, accepts 15 to 21mm diameter cable, IP68. Package of 5. Mounting hardware included. | Stock | 12.5
BM-ENX-15-W | Bimed cable gland, M40 x 1.5mm thread type, polyamide, light gray, accepts 19 to 28mm diameter cable, IP68. Package of 2. Mounting hardware included. | Stock | 9.25
BM-ENX-16-W | Bimed cable gland, M50 x 1.5mm thread type, polyamide, light gray, accepts 30 to 38mm diameter cable, IP68. Package of 2. Mounting hardware included. | Stock | 18.5
BM-ENX-17-W | Bimed cable gland, M63 x 1.5mm thread type, polyamide, light gray, accepts 34 to 44mm diameter cable, IP68. Package of 2. Mounting hardware included. | Stock | 19
BM-ENX-2S-W | Bimed cable gland, M12 x 1.5mm thread type, polyamide, black, accepts 3 to 6.5mm diameter cable, IP68. Package of 5. Mounting hardware included. | Stock | 3.25
BM-ENX-21-W | Bimed cable gland, M16 x 1.5mm thread type, polyamide, black, accepts 4 to 8mm diameter cable, IP68. Package of 5. Mounting hardware included. | Stock | 3.25
BM-ENX-22-W | Bimed cable gland, M20 x 1.5mm thread type, polyamide, black, accepts 6 to 12mm diameter cable, IP68. Package of 5. Mounting hardware included. | Stock | 4.5
BM-ENX-23-W | Bimed cable gland, M25 x 1.5mm thread type, polyamide, black, accepts 11 to 17mm diameter cable, IP68. Package of 5. Mounting hardware included. | Stock | 5.75
BM-ENX-24-W | Bimed cable gland, M32 x 1.5mm thread type, polyamide, black, accepts 15 to 21mm diameter cable, IP68. Package of 5. Mounting hardware included. | Stock | 12.5
BM-ENX-25-W | Bimed cable gland, M40 x 1.5mm thread type, polyamide, black, accepts 19 to 28mm diameter cable, IP68. Package of 2. Mounting hardware included. | Stock | 9.25
BM-ENX-26-W | Bimed cable gland, M50 x 1.5mm thread type, polyamide, black, accepts 30 to 38mm diameter cable, IP68. Package of 2. Mounting hardware included. | Stock | 18.5
BM-ENX-27-W | Bimed cable gland, M63 x 1.5mm thread type, polyamide, black, accepts 34 to 44mm diameter cable, IP68. Package of 2. Mounting hardware included. | Stock | 19
BMSPX-1S-W | Bimed cable gland, M12 x 1.5mm thread type, polyamide, light gray, accepts 3 to 6.5mm diameter cable, IP68, with strain relief. Package of 5. Mounting hardware included. | Stock | 5.75
BMSPX-11-W | Bimed cable gland, M16 x 1.5mm thread type, polyamide, light gray, accepts 5 to 10mm diameter cable, IP68, with strain relief. Package of 5. Mounting hardware included. | Stock | 6.25
BMSPX-13-W | Bimed cable gland, M20 x 1.5mm thread type, polyamide, light gray, accepts 10 to 14mm diameter cable, IP68, with strain relief. Package of 5. Mounting hardware included. | Stock | 11.5
BMSPX-15-W | Bimed cable gland, M25 x 1.5mm thread type, polyamide, light gray, accepts 13 to 18mm diameter cable, IP68, with strain relief. Package of 5. Mounting hardware included. | Stock | 16.5
BMSPX-2S-W | Bimed cable gland, M12 x 1.5mm thread type, polyamide, black, accepts 3 to 6.5mm diameter cable, IP68, with strain relief. Package of 5. Mounting hardware included. | Stock | 5.75
BMSPX-21-W | Bimed cable gland, M16 x 1.5mm thread type, polyamide, black, accepts 5 to 10mm diameter cable, IP68, with strain relief. Package of 5. Mounting hardware included. | Stock | 6.25
BMSPX-23-W | Bimed cable gland, M20 x 1.5mm thread type, polyamide, black, accepts 10 to 14mm diameter cable, IP68, with strain relief. Package of 5. Mounting hardware included. | Stock | 11.5
BMSPX-25-W | Bimed cable gland, M25 x 1.5mm thread type, polyamide, black, accepts 13 to 18mm diameter cable, IP68, with strain relief. Package of 5. Mounting hardware included. | Stock | 15.5
BMBCX-ES | Bimed cable gland, M12 x 1.5mm thread type, nickel-plated brass, accepts 3 to 6.5mm diameter cable, IP68. Package of 5. Mounting hardware included. | Stock | 13.5
BMBCX-E1 | Bimed cable gland, M16 x 1.5mm thread type, nickel-plated brass, accepts 5 to 10mm diameter cable, IP68. Package of 5. Mounting hardware included. | Stock | 18
BMBCX-E2 | Bimed cable gland, M20 x 1.5mm thread type, nickel-plated brass, accepts 6 to 12mm diameter cable, IP68. Package of 5. Mounting hardware included. | Stock | 24.5
BMBCX-E3 | Bimed cable gland, M25 x 1.5mm thread type, nickel-plated brass, accepts 11 to 17mm diameter cable, IP68. Package of 5. Mounting hardware included. | Stock | 28.5
BMBCX-E4 | Bimed cable gland, M32 x 1.5mm thread type, nickel-plated brass, accepts 15 to 21mm diameter cable, IP68. Package of 5. Mounting hardware included. | Stock | 46.5
BMBCX-E5 | Bimed cable gland, M40 x 1.5mm thread type, nickel-plated brass, accepts 19 to 28mm diameter cable, IP68. Package of 2. Mounting hardware included. | Stock | 30.5
BMBCX-E6 | Bimed cable gland, M50 x 1.5mm thread type, nickel-plated brass, accepts 27 to 38mm diameter cable, IP68. Package of 2. Mounting hardware included. | Stock | 56
BMBCX-E7 | Bimed cable gland, M63 x 1.5mm thread type, nickel-plated brass, accepts 34 to 44mm diameter cable, IP68. Package of 2. Mounting hardware included. | Stock | 103
BMHG1-0S-L | Bimed hygienic cable gland, M12 x 1.5mm thread type, stainless steel, accepts 3 to 6.5mm diameter cable, IP66, IP68 and IP69. Mounting hardware included. Allen wrench size 7mm, use adapter BMFGT-01 to reduce Allen wrench size to 5mm. | Stock | 27.5
BMHG1-01-L | Bimed hygienic cable gland, M16 x 1.5mm thread type, stainless steel, accepts 5 to 10mm diameter cable, IP66, IP68 and IP69. Mounting hardware included. Allen wrench size 10mm, use adapter BMFGT-02 to reduce Allen wrench size to 6mm. | Stock | 31
BMHG1-02-L | Bimed hygienic cable gland, M20 x 1.5mm thread type, stainless steel, accepts 6 to 12mm diameter cable, IP66, IP68 and IP69. Mounting hardware included. Allen wrench size 13mm, use adapter BMFGT-03 to reduce Allen wrench size to 8mm. | Stock | 38.5
BMHG1-03-L | Bimed hygienic cable gland, M25 x 1.5mm thread type, stainless steel, accepts 12 to 17mm diameter cable, IP66, IP68 and IP69. Mounting hardware included. Allen wrench size 17mm, use adapter BMFGT-04 to reduce Allen wrench size to 10mm. | Stock | 48
BMEHG1-01-L | Bimed hygienic EMC cable gland, M16 x 1.5mm thread type, stainless steel, accepts 5 to 10mm diameter cable, IP66, IP68 and IP69. Mounting hardware included. Allen wrench size 10mm, use adapter BMFGT-02 to reduce Allen wrench size to 6mm. | Stock | 51
BMEHG1-02-L | Bimed hygienic EMC cable gland, M20 x 1.5mm thread type, stainless steel, accepts 6 to 12mm diameter cable, IP66, IP68 and IP69. Mounting hardware included. Allen wrench size 13mm, use adapter BMFGT-03 to reduce Allen wrench size to 8mm. | Stock | 59
BMEHG1-03-L | Bimed hygienic EMC cable gland, M25 x 1.5mm thread type, stainless steel, accepts 12 to 17mm diameter cable, IP66, IP68 and IP69. Mounting hardware included. Allen wrench size 17mm, use adapter BMFGT-04 to reduce Allen wrench size to 10mm. | Stock | 81
BMEM-ES-M12T-WCL | Bimed EMC cable gland, M12 x 1.5mm thread type, nickel-plated brass, accepts 3 to 6.5mm diameter cable, IP68. Package of 5. Mounting hardware included. | Stock | 27
BMEM-E1-M16T-WCL | Bimed EMC cable gland, M16 x 1.5mm thread type, nickel-plated brass, accepts 5 to 10mm diameter cable, IP68. Package of 5. Mounting hardware included. | Stock | 31.5
BMEM-E2S-M20T-WCL | Bimed EMC cable gland, M20 x 1.5mm thread type, nickel-plated brass, accepts 6 to 12mm diameter cable, IP68. Package of 5. Mounting hardware included. | Stock | 38
BMEM-E2-M20T-WCL | Bimed EMC cable gland, M20 x 1.5mm thread type, nickel-plated brass, accepts 7.5 to 14mm diameter cable, IP68. Package of 5. Mounting hardware included. | Stock | 35.5
BMEM-E3-M25T-WCL | Bimed EMC cable gland, M25 x 1.5mm thread type, nickel-plated brass, accepts 10 to 18mm diameter cable, IP68. Package of 5. Mounting hardware included. | Stock | 64
BMEM-E4-M32T-WCL | Bimed EMC cable gland, M32 x 1.5mm thread type, nickel-plated brass, accepts 16 to 25mm diameter cable, IP68. Package of 5. Mounting hardware included. | Stock | 102
BMEM-E5-M40T-WCL | Bimed EMC cable gland, M40 x 1.5mm thread type, nickel-plated brass, accepts 22 to 32mm diameter cable, IP68. Package of 2. Mounting hardware included. | Stock | 80
BMEM-E6-M50T-WCL | Bimed EMC cable gland, M50 x 1.5mm thread type, nickel-plated brass, accepts 30 to 38mm diameter cable, IP68. Package of 2. Mounting hardware included. | Stock | 114
BMEM-E7-M63T-WCL | Bimed EMC cable gland, M63 x 1.5mm thread type, nickel-plated brass, accepts 34 to 44mm diameter cable, IP68. Package of 2. Mounting hardware included. | Stock | 132
BMEM-E7L-M63T-WCL | Bimed EMC cable gland, M63 x 1.5mm thread type, nickel-plated brass, accepts 37 to 53mm diameter cable, IP68. Package of 2. Mounting hardware included. | Stock | 180
Accessories for Cable Glands
BPL-11 | Bimed hex nut, 3/8in NPT thread type, polyamide, light gray. Package of 5. | Stock | 2
BPL-12 | Bimed hex nut, 1/2in NPT thread type, polyamide, light gray. Package of 5. | Stock | 2
BPL-13 | Bimed hex nut, 3/4in NPT thread type, polyamide, light gray. Package of 5. | Stock | 2.75
BPL-14 | Bimed hex nut, 1in NPT thread type, polyamide, light gray. Package of 5. | Stock | 5
BPL-21 | Bimed hex nut, 3/8in NPT thread type, polyamide, black. Package of 5. | Stock | 2
BPL-22 | Bimed hex nut, 1/2in NPT thread type, polyamide, black. Package of 5. | Stock | 2
BPL-23 | Bimed hex nut, 3/4in NPT thread type, polyamide, black. Package of 5. | Stock | 2.75
BPL-24 | Bimed hex nut, 1in NPT thread type, polyamide, black. Package of 5. | Stock | 5
BNLN-01 | Bimed hex nut, 3/8in NPT thread type, nickel-plated brass. Package of 5. | Stock | 8
BNLN-02 | Bimed hex nut, 1/2in NPT thread type, nickel-plated brass. Package of 5. | Stock | 10
BNLN-03 | Bimed hex nut, 3/4in NPT thread type, nickel-plated brass. Package of 5. | Stock | 14.5
BNLN-04 | Bimed hex nut, 1in NPT thread type, nickel-plated brass. Package of 5. | Stock | 16
BNEL-01S | Bimed EMC hex nut, 1/4in NPT thread type, nickel-plated brass. Package of 5. | Stock | 12
BNEL-01 | Bimed EMC hex nut, 3/8in NPT thread type, nickel-plated brass. Package of 5. | Stock | 15.5
BNEL-02 | Bimed EMC hex nut, 1/2in NPT thread type, nickel-plated brass. Package of 5. | Stock | 16
BNEL-03 | Bimed EMC hex nut, 3/4in NPT thread type, nickel-plated brass. Package of 5. | Stock | 19
BNEL-04 | Bimed EMC hex nut, 1in NPT thread type, nickel-plated brass. Package of 5. | Stock | 29.5
BNEL-05 | Bimed EMC hex nut, 1-1/4in NPT thread type, nickel-plated brass. Package of 5. | Stock | 38.5
BNEL-06 | Bimed EMC hex nut, 1-1/2in NPT thread type, nickel-plated brass. Package of 2. | Stock | 21
BNEL-07 | Bimed EMC hex nut, 2in NPT thread type, nickel-plated brass. Package of 2. | Stock | 28.5
BL-11 | Bimed hex nut, PG7 thread type, polyamide, light gray. Package of 5. | Stock | 2
BL-12 | Bimed hex nut, PG9 thread type, polyamide, light gray. Package of 5. | Stock | 2
BL-13 | Bimed hex nut, PG11 thread type, polyamide, light gray. Package of 5. | Stock | 2
BL-14 | Bimed hex nut, PG13.5 thread type, polyamide, light gray. Package of 5. | Stock | 2
BL-15 | Bimed hex nut, PG16 thread type, polyamide, light gray. Package of 5. | Stock | 2
BL-16 | Bimed hex nut, PG21 thread type, polyamide, light gray. Package of 5. | Stock | 2
BL-17 | Bimed hex nut, PG29 thread type, polyamide, light gray. Package of 5. | Stock | 2
BL-18 | Bimed hex nut, PG36 thread type, polyamide, light gray. Package of 2. | Stock | 2
BL-19 | Bimed hex nut, PG42 thread type, polyamide, light gray. Package of 2. | Stock | 2.25
BL-20 | Bimed hex nut, PG48 thread type, polyamide, light gray. Package of 2. | Stock | 2.75
BL-21 | Bimed hex nut, PG7 thread type, polyamide, black. Package of 5. | Stock | 2
BL-22 | Bimed hex nut, PG9 thread type, polyamide, black. Package of 5. | Stock | 2
BL-23 | Bimed hex nut, PG11 thread type, polyamide, black. Package of 5. | Stock | 2
BL-24 | Bimed hex nut, PG13.5 thread type, polyamide, black. Package of 5. | Stock | 2
BL-25 | Bimed hex nut, PG16 thread type, polyamide, black. Package of 5. | Stock | 2
BL-26 | Bimed hex nut, PG21 thread type, polyamide, black. Package of 5. | Stock | 2
BL-27 | Bimed hex nut, PG29 thread type, polyamide, black. Package of 5. | Stock | 2
BL-28 | Bimed hex nut, PG36 thread type, polyamide, black. Package of 2. | Stock | 2
BL-29 | Bimed hex nut, PG42 thread type, polyamide, black. Package of 2. | Stock | 2.25
BL-30 | Bimed hex nut, PG48 thread type, polyamide, black. Package of 2. | Stock | 2.75
BSL-01 | Bimed hex nut, PG7 thread type, nickel-plated brass. Package of 5. | Stock | 2.75
BSL-02 | Bimed hex nut, PG9 thread type, nickel-plated brass. Package of 5. | Stock | 2.75
BSL-03 | Bimed hex nut, PG11 thread type, nickel-plated brass. Package of 5. | Stock | 2.75
BSL-04 | Bimed hex nut, PG13.5 thread type, nickel-plated brass. Package of 5. | Stock | 3.25
BSL-05 | Bimed hex nut, PG16 thread type, nickel-plated brass. Package of 5. | Stock | 3.25
BSL-06 | Bimed hex nut, PG21 thread type, nickel-plated brass. Package of 5. | Stock | 6.25
BSL-07 | Bimed hex nut, PG29 thread type, nickel-plated brass. Package of 2. | Stock | 3.5
BSL-08 | Bimed hex nut, PG36 thread type, nickel-plated brass. Package of 2. | Stock | 5.75
BSL-09 | Bimed hex nut, PG42 thread type, nickel-plated brass. | Stock | 3.5
BSL-10 | Bimed hex nut, PG48 thread type, nickel-plated brass. | Stock | 5
BSEL-01 | Bimed EMC hex nut, PG7 thread type, nickel-plated brass. Package of 5. | Stock | 2.75
BSEL-02 | Bimed EMC hex nut, PG9 thread type, nickel-plated brass. Package of 5. | Stock | 3
BSEL-03 | Bimed EMC hex nut, PG11 thread type, nickel-plated brass. Package of 5. | Stock | 3.25
BSEL-04 | Bimed EMC hex nut, PG13.5 thread type, nickel-plated brass. Package of 5. | Stock | 3.5
BSEL-05 | Bimed EMC hex nut, PG16 thread type, nickel-plated brass. Package of 5. | Stock | 4
BSEL-06 | Bimed EMC hex nut, PG21 thread type, nickel-plated brass. Package of 5. | Stock | 7.5
BSEL-07 | Bimed EMC hex nut, PG29 thread type, nickel-plated brass. Package of 5. | Stock | 15
BSEL-08 | Bimed EMC hex nut, PG36 thread type, nickel-plated brass. Package of 2. | Stock | 6.5
BSEL-09 | Bimed EMC hex nut, PG42 thread type, nickel-plated brass. Package of 2. | Stock | 9.5
BSEL-10 | Bimed EMC hex nut, PG48 thread type, nickel-plated brass. Package of 2. | Stock | 8.75
BML-1S | Bimed hex nut, M12 x 1.5mm thread type, polyamide, light gray. Package of 5. | Stock | 2
BML-11 | Bimed hex nut, M16 x 1.5mm thread type, polyamide, light gray. Package of 5. | Stock | 2
BML-12 | Bimed hex nut, M20 x 1.5mm thread type, polyamide, light gray. Package of 5. | Stock | 2
BML-13 | Bimed hex nut, M25 x 1.5mm thread type, polyamide, light gray. Package of 5. | Stock | 2
BML-14 | Bimed hex nut, M32 x 1.5mm thread type, polyamide, light gray. Package of 5. | Stock | 2
BML-15 | Bimed hex nut, M40 x 1.5mm thread type, polyamide, light gray. Package of 2. | Stock | 2
BML-16 | Bimed hex nut, M50 x 1.5mm thread type, polyamide, light gray. Package of 2. | Stock | 2
BML-17 | Bimed hex nut, M63 x 1.5mm thread type, polyamide, light gray. Package of 2. | Stock | 2.75
BML-2S | Bimed hex nut, M12 x 1.5mm thread type, polyamide, black. Package of 5. | Stock | 2
BML-21 | Bimed hex nut, M16 x 1.5mm thread type, polyamide, black. Package of 5. | Stock | 2
BML-22 | Bimed hex nut, M20 x 1.5mm thread type, polyamide, black. Package of 5. | Stock | 2
BML-23 | Bimed hex nut, M25 x 1.5mm thread type, polyamide, black. Package of 5. | Stock | 2
BML-24 | Bimed hex nut, M32 x 1.5mm thread type, polyamide, black. Package of 5. | Stock | 2
BML-25 | Bimed hex nut, M40 x 1.5mm thread type, polyamide, black. Package of 2. | Stock | 2
BML-26 | Bimed hex nut, M50 x 1.5mm thread type, polyamide, black. Package of 2. | Stock | 2
BML-27 | Bimed hex nut, M63 x 1.5mm thread type, polyamide, black. Package of 2. | Stock | 2.75
BMBL-01 | Bimed hex nut, M12 x 1.5mm thread type, nickel-plated brass. Package of 5. | Stock | 2.75
BMBL-02 | Bimed hex nut, M16 x 1.5mm thread type, nickel-plated brass. Package of 5. | Stock | 3.25
BMBL-03 | Bimed hex nut, M20 x 1.5mm thread type, nickel-plated brass. Package of 5. | Stock | 4.5
BMBL-04 | Bimed hex nut, M25 x 1.5mm thread type, nickel-plated brass. Package of 5. | Stock | 5.75
BMBL-05 | Bimed hex nut, M32 x 1.5mm thread type, nickel-plated brass. Package of 5. | Stock | 7.5
BMBL-06 | Bimed hex nut, M40 x 1.5mm thread type, nickel-plated brass. Package of 2. | Stock | 6.25
BMBL-07 | Bimed hex nut, M50 x 1.5mm thread type, nickel-plated brass. Package of 2. | Stock | 16
BMBL-08 | Bimed hex nut, M63 x 1.5mm thread type, nickel-plated brass. Package of 2. | Stock | 18
BMEL-01 | Bimed EMC hex nut, M12 x 1.5mm thread type, nickel-plated brass. Package of 5. | Stock | 2.75
BMEL-02 | Bimed EMC hex nut, M16 x 1.5mm thread type, nickel-plated brass. Package of 5. | Stock | 3.25
BMEL-03 | Bimed EMC hex nut, M20 x 1.5mm thread type, nickel-plated brass. Package of 5. | Stock | 4
BMEL-04 | Bimed EMC hex nut, M25 x 1.5mm thread type, nickel-plated brass. Package of 5. | Stock | 5
BMEL-05 | Bimed EMC hex nut, M32 x 1.5mm thread type, nickel-plated brass. Package of 5. | Stock | 7.5
BMEL-06 | Bimed EMC hex nut, M40 x 1.5mm thread type, nickel-plated brass. Package of 2. | Stock | 6.25
BMEL-07 | Bimed EMC hex nut, M50 x 1.5mm thread type, nickel-plated brass. Package of 2. | Stock | 14.5
BMEL-08 | Bimed EMC hex nut, M63 x 1.5mm thread type, nickel-plated brass. Package of 2. | Stock | 15
BMFGT-01 | Bimed hygienic cable gland adapter, Allen size 7mm to Allen size 5mm, stainless steel. | Stock | 23
BMFGT-02 | Bimed hygienic cable gland adapter, Allen size 10mm to Allen size 6mm, stainless steel. | Stock | 23.5
BMFGT-03 | Bimed hygienic cable gland adapter, Allen size 13mm to Allen size 8mm, stainless steel. | Stock | 23.5
BMFGT-04 | Bimed hygienic cable gland adapter, Allen size 17mm to Allen size 10mm, stainless steel. | Stock | 23.5
Frames for Cable Entry Systems
BPA-S-04-2-0 | Bimed BPA series cable entry system frame, nylon frame, nylon grommet block, 24-pin frame, black, (2) small and (2) large opening(s), UL Type 12, 13 and 4X, IP66. Requires (2) Bimed BPA series small grommets and (2) large grommets. | Stock | 23
BPA-S-07-2-0 | Bimed BPA series cable entry system frame, nylon frame, nylon grommet block, 24-pin frame, black, (6) small and (1) large opening(s), UL Type 12, 13 and 4X, IP66. Requires (6) Bimed BPA series small grommets and (1) large grommets. | Stock | 23
BPA-S-10-2-0 | Bimed BPA series cable entry system frame, nylon frame, nylon grommet block, 24-pin frame, black, (10) small opening(s), UL Type 12, 13 and 4X, IP66. Requires (10) Bimed BPA series small grommets. | Stock | 23
BPA-S-04-1-0 | Bimed BPA series cable entry system frame, nylon frame, nylon grommet block, 24-pin frame, gray, (2) small and (2) large opening(s), UL Type 12, 13 and 4X, IP66. Requires (2) Bimed BPA series small grommets and (2) large grommets. | Stock | 23
BPA-S-07-1-0 | Bimed BPA series cable entry system frame, nylon frame, nylon grommet block, 24-pin frame, gray, (6) small and (1) large opening(s), UL Type 12, 13 and 4X, IP66. Requires (6) Bimed BPA series small grommets and (1) large grommets. | Stock | 23
BPA-S-10-1-0 | Bimed BPA series cable entry system frame, nylon frame, nylon grommet block, 24-pin frame, gray, (10) small opening(s), UL Type 12, 13 and 4X, IP66. Requires (10) Bimed BPA series small grommets. | Stock | 23
BRM00-1 | Bimed BRM series cable entry system frame, nylon frame, 24-pin frame, gray, blank opening(s), UL Type 12, 13 and 4X, IP65. | Stock | 10
BRM00-2 | Bimed BRM series cable entry system frame, nylon frame, 24-pin frame, black, blank opening(s), UL Type 12, 13 and 4X, IP65. | Stock | 10
BRM12-1 | Bimed BRM series cable entry system frame, nylon frame, 24-pin frame, gray, (12) 4-13mm opening(s), UL Type 12, 13 and 4X, IP65. | Stock | 22.5
BRM12-2 | Bimed BRM series cable entry system frame, nylon frame, 24-pin frame, black, (12) 4-13mm opening(s), UL Type 12, 13 and 4X, IP65. | Stock | 22.5
BRM14-1 | Bimed BRM series cable entry system frame, nylon frame, 24-pin frame, gray, (14) 5-11mm opening(s), UL Type 12, 13 and 4X, IP65. | Stock | 22.5
BRM14-2 | Bimed BRM series cable entry system frame, nylon frame, 24-pin frame, black, (14) 5-11mm opening(s), UL Type 12, 13 and 4X, IP65. | Stock | 22.5
BRM22-1 | Bimed BRM series cable entry system frame, nylon frame, 24-pin frame, gray, (16) 3-6.5mm, (4) 5-9.2mm and (2) 8-12.5mm opening(s), UL Type 12, 13 and 4X, IP65. | Stock | 22.5
BRM22-2 | Bimed BRM series cable entry system frame, nylon frame, 24-pin frame, black, (16) 3-6.5mm, (4) 5-9.2mm and (2) 8-12.5mm opening(s), UL Type 12, 13 and 4X, IP65. | Stock | 22.5
BRM23-1 | Bimed BRM series cable entry system frame, nylon frame, 24-pin frame, gray, (23) 4-8.5mm opening(s), UL Type 12, 13 and 4X, IP65. | Stock | 22.5
BRM23-2 | Bimed BRM series cable entry system frame, nylon frame, 24-pin frame, black, (23) 4-8.5mm opening(s), UL Type 12, 13 and 4X, IP65. | Stock | 22.5
BRM29-1 | Bimed BRM series cable entry system frame, nylon frame, 24-pin frame, gray, (29) 4-7mm opening(s), UL Type 12, 13 and 4X, IP65. | Stock | 22.5
BRM29-2 | Bimed BRM series cable entry system frame, nylon frame, 24-pin frame, black, (29) 4-7mm opening(s), UL Type 12, 13 and 4X, IP65. | Stock | 22.5
568610 | Murrplastik KDL/D-Mono series cable entry system frame, polyamide frame, M25 x 1.5mm frame, black, (1) small opening(s), UL Type 12 and 1, IP65. Package of 5. Requires (1) Murrplastik KDT/X series small grommets. | Stock | 62
568620 | Murrplastik KDL/D-Mono series cable entry system frame, polyamide frame, M32 x 1.5mm frame, black, (1) medium opening(s), UL Type 12 and 1, IP65. Package of 5. Requires (1) Murrplastik KDT/X series medium grommets. | Stock | 66
568636 | Murrplastik KDL/D-Mono series cable entry system frame, polyamide frame, M40 x 1.5mm frame, black, (1) medium opening(s), UL Type 12 and 1, IP65. Package of 5. Requires (1) Murrplastik KDT/X series medium grommets. | Stock | 69
568630 | Murrplastik KDL/D-Mono series cable entry system frame, polyamide frame, M40 x 1.5mm frame, black, (2) small opening(s), UL Type 12 and 1, IP65. Package of 5. Requires (2) Murrplastik KDT/X series small grommets. | Stock | 69
568640 | Murrplastik KDL/D-Mono series cable entry system frame, polyamide frame, TPE grommet block, M50 x 1.5mm frame, black, (1) large opening(s), UL Type 12, IP65. Package of 5. Requires (1) Murrplastik KDT/X series large grommets. | Stock | 86
568321 | Murrplastik KDL/D series cable entry system frame, polypropylene frame, TPE grommet block, 24-pin frame, black, (12) small opening(s), UL Type 1 and 12, IP65. Requires (12) Murrplastik KDT/X series small grommets. | Stock | 43
568327 | Murrplastik KDL/D series cable entry system frame, polypropylene frame, TPE grommet block, 24-pin frame, black, (8) small and (1) medium opening(s), UL Type 1, 12 and 4X indoor use only, IP65. | Stock | 43
568325 | Murrplastik KDL/D series cable entry system frame, polypropylene frame, TPE grommet block, 24-pin frame, black, (6) small and (2) medium opening(s), UL Type 1, 12 and 4X indoor use only, IP65. | Stock | 43
568323 | Murrplastik KDL/D series cable entry system frame, polypropylene frame, TPE grommet block, 24-pin frame, black, (4) medium opening(s), UL Type 1, 12 and 4X indoor use only, IP65. Requires (4) Murrplastik KDT/X series medium grommets. | Stock | 43
568320 | Murrplastik KDL/D series cable entry system frame, polypropylene frame, TPE grommet block, 24-pin frame, black, (1) medium and (2) large opening(s), UL Type 12, IP65. Requires (2) Murrplastik KDT/X series large grommets and (1) medium grommet. | Stock | 36
568329 | Murrplastik KDL/D series cable entry system frame, polypropylene frame, TPE grommet block, 16-pin frame, black, (8) small opening(s), UL Type 1 and 12, IP65. Requires (8) Murrplastik KDT/X series small grommets. | Stock | 43
568328 | Murrplastik KDL/D series cable entry system frame, polypropylene frame, TPE grommet block, 16-pin frame, black, (6) small and (1) medium opening(s), UL Type 1, 12 and 4X indoor use only, IP65. | Stock | 43
563830 | Murrplastik KDL/D series cable entry system frame, polypropylene frame, TPE grommet block, 16-pin frame, black, (3) medium opening(s), UL Type 1, 12 and 4X indoor use only, IP65. Requires (3) Murrplastik KDT/X series medium grommets. | Stock | 43
568318 | Murrplastik KDL/D series cable entry system frame, polypropylene frame, TPE grommet block, 16-pin frame, black, (2) large opening(s), UL Type 12, IP65. Requires (2) Murrplastik KDT/X series large grommets. | Stock | 34
568331 | Murrplastik KDL/D series cable entry system frame, polypropylene frame, TPE grommet block, 10-pin frame, black, (6) small opening(s), UL Type 1 and 12, IP65. Requires (6) Murrplastik KDT/X series small grommets. | Stock | 43
568332 | Murrplastik KDL/D series cable entry system frame, polypropylene frame, TPE grommet block, 10-pin frame, black, (4) small and (1) medium opening(s), UL Type 1, 12 and 4X indoor use only, IP65. | Stock | 43
568334 | Murrplastik KDL/D series cable entry system frame, polypropylene frame, TPE grommet block, 10-pin frame, black, (2) medium opening(s), UL Type 1, 12 and 4X indoor use only, IP65. Requires (2) Murrplastik KDT/X series medium grommets. | Stock | 43
568333 | Murrplastik KDL/D series cable entry system frame, polypropylene frame, TPE grommet block, 6-pin frame, black, (4) small opening(s), UL Type 1 and 12, IP65. Requires (4) Murrplastik KDT/X series small grommets. | Stock | 29.5
568317 | Murrplastik KDL/D-R series cable entry system frame, polypropylene frame, TPE grommet block, 50mm diameter frame, black, (4) small opening(s), UL Type 12, IP65. Requires (4) Murrplastik KDT/X series small grommets. | Stock | 36
565201 | Murrplastik KDP/R series cable entry system frame, polyamide frame, M50 x 1.5mm frame, black, (3) 6-10mm and (1) 9.6-15.9mm opening(s), UL Type 1, IP65. | Stock | 51
565203 | Murrplastik KDP/R series cable entry system frame, polyamide frame, M50 x 1.5mm frame, black, (1) 3-5.5mm and (5) 5-9.2mm opening(s), UL Type 1, IP65. | Stock | 51
565205 | Murrplastik KDP/R series cable entry system frame, polyamide frame, M50 x 1.5mm frame, black, (7) 3.5-6.5mm and (1) 6-10mm opening(s), UL Type 1, IP65. | Stock | 51
565207 | Murrplastik KDP/R series cable entry system frame, polyamide frame, M50 x 1.5mm frame, black, (31) 1.5-3.1mm opening(s), UL Type 1, IP65. | Stock | 51
565209 | Murrplastik KDP/R series cable entry system frame, polyamide frame, M63 x 1.5mm frame, black, (2) 3-6.5mm, (4) 5-9.2mm and (2) 9.6-15.9mm opening(s), UL Type 1, IP65. | Stock | 52
565211 | Murrplastik KDP/R series cable entry system frame, polyamide frame, M63 x 1.5mm frame, black, (6) 3-5.5mm, (6) 3.5-6.5mm and (1) 6-10mm opening(s), UL Type 1, IP65. | Stock | 52
565213 | Murrplastik KDP/R series cable entry system frame, polyamide frame, M63 x 1.5mm frame, black, (19) 3-5mm opening(s), UL Type 1, IP65. | Stock | 52
565215 | Murrplastik KDP/R series cable entry system frame, polyamide frame, M63 x 1.5mm frame, black, (46) 1.5-3.1mm opening(s), UL Type 1, IP65. | Stock | 52
567305 | Murrplastik KDP/X series cable entry system frame, polyamide frame, 24-pin frame, black, (2) 3-6.5mm, (1) 5-9.2mm, (5) 9-14mm and (2) 14-20mm opening(s), UL Type 12 and 1, IP65. | Stock | 51
567315 | Murrplastik KDP/X series cable entry system frame, polyamide frame, 24-pin frame, black, (4) 3-6.5mm, (4) 5-9.2mm and (3) 14-20mm opening(s), UL Type 12 and 1, IP65. | Stock | 51
567325 | Murrplastik KDP/X series cable entry system frame, polyamide frame, 24-pin frame, black, (12) 8-12mm opening(s), UL Type 12 and 1, IP65. | Stock | 51
567335 | Murrplastik KDP/X series cable entry system frame, polyamide frame, 24-pin frame, black, (2) 3-5.5mm, (6) 4.1-8.1mm, (4) 9-14mm and (1) 14-20mm opening(s), UL Type 12 and 1, IP65. | Stock | 51
567345 | Murrplastik KDP/X series cable entry system frame, polyamide frame, 24-pin frame, black, (6) 3-6.5mm, (4) 5-9.2mm and (4) 9.6-15.9mm opening(s), UL Type 12 and 1, IP65. | Stock | 51
567355 | Murrplastik KDP/X series cable entry system frame, polyamide frame, 24-pin frame, black, (17) 5-9.2mm opening(s), UL Type 12 and 1, IP65. | Stock | 51
567356 | Murrplastik KDP/X series cable entry system frame, polyamide frame, 24-pin frame, black, (11) 3-6.5mm, (1) 4.1-8.1mm and (5) 8-12.5mm opening(s), UL Type 12 and 1, IP65. | Stock | 51
567398 | Murrplastik KDP/X series cable entry system frame, polyamide frame, 24-pin frame, black, (2) 3.5-6.5mm, (14) 5-9.2mm and (3) 7.5-11.5mm opening(s), UL Type 12 and 1, IP65. | Stock | 51
567365 | Murrplastik KDP/X series cable entry system frame, polyamide frame, 24-pin frame, black, (16) 3-6.5mm, (4) 5-9.2mm and (2) 8-12.5mm opening(s), UL Type 12 and 1, IP65. | Stock | 51
567399 | Murrplastik KDP/X series cable entry system frame, polyamide frame, 24-pin frame, black, (16) 3.5-6.5mm, (4) 7.5-11.5mm and (2) 9-14mm opening(s), UL Type 12 and 1, IP65. | Stock | 51
567375 | Murrplastik KDP/X series cable entry system frame, polyamide frame, 24-pin frame, black, (23) 4.1-8.1mm opening(s), UL Type 12 and 1, IP65. | Stock | 51
567385 | Murrplastik KDP/X series cable entry system frame, polyamide frame, 24-pin frame, black, (29) 3-6.5mm opening(s), UL Type 12 and 1, IP65. | Stock | 51
567401 | Murrplastik KDP/Z series cable entry system frame, polypropylene frame, TPS grommet block, 10-pin frame, black, (14) 5-9mm opening(s), UL Type 4X and 12, IP65 IP66 IP67. Package of 5. | Stock | 78
567403 | Murrplastik KDP/Z series cable entry system frame, polypropylene frame, TPS grommet block, 10-pin frame, black, (8) 3-8mm, (3) 5-9mm and (4) 7.5-12mm opening(s), UL Type 4X and 12, IP65 IP66 IP67. Package of 5. | Stock | 79
567405 | Murrplastik KDP/Z series cable entry system frame, polypropylene frame, TPS grommet block, 16-pin frame, black, (10) 7.5-12mm opening(s), UL Type 4X and 12, IP65 IP66 IP67. Package of 5. | Stock | 73
567407 | Murrplastik KDP/Z series cable entry system frame, polypropylene frame, TPS grommet block, 16-pin frame, black, (2) 3-5mm, (4) 5-9mm, (2) 7.5-12mm, (2) 10-16mm and (2) 14-20mm opening(s), UL Type 4X and 12, IP65 IP66 IP67. Package of 5. | Stock | 73
567409 | Murrplastik KDP/Z series cable entry system frame, polypropylene frame, TPS grommet block, 16-pin frame, black, (17) 5-9mm opening(s), UL Type 4X and 12, IP65 IP66 IP67. Package of 5. | Stock | 73
567411 | Murrplastik KDP/Z series cable entry system frame, polypropylene frame, TPS grommet block, 16-pin frame, black, (16) 3-6mm, (6) 5-9mm and (2) 7.5-12mm opening(s), UL Type 4X and 12, IP65 IP66 IP67. Package of 5. | Stock | 73
567413 | Murrplastik KDP/Z series cable entry system frame, polypropylene frame, TPS grommet block, 16-pin frame, black, (20) 2-4mm and (20) 3-6mm opening(s), UL Type 4X and 12, IP65 IP66 IP67. Package of 5. | Stock | 73
567415 | Murrplastik KDP/Z series cable entry system frame, polypropylene frame, TPS grommet block, 24-pin frame, black, (3) 22-33mm opening(s), UL Type 4X and 12, IP65 IP66 IP67. Package of 5. | Stock | 77
567417 | Murrplastik KDP/Z series cable entry system frame, polypropylene frame, TPS grommet block, 24-pin frame, black, (14) 7.5-12mm opening(s), UL Type 4X and 12, IP65 IP66 IP67. Package of 5. | Stock | 77
567419 | Murrplastik KDP/Z series cable entry system frame, polypropylene frame, TPS grommet block, 24-pin frame, black, (2) 3-6mm, (4) 5-9mm, (3) 7.5-12mm, (3) 10-16mm and (2) 14-20mm opening(s), UL Type 4X and 12, IP65 IP66 IP67. Package of 5. | Stock | 77
567421 | Murrplastik KDP/Z series cable entry system frame, polypropylene frame, TPS grommet block, 24-pin frame, black, (23) 5-9mm opening(s), UL Type 4X and 12, IP65 IP66 IP67. Package of 5. | Stock | 77
591000 | Murrplastik KDL/H-VA-FDA series cable entry system frame, stainless steel frame, 24-pin frame, (12) small opening(s), IP69K. Requires (12) Murrplastik KDT/X-FDA series small grommets. | Stock | 542
591003 | Murrplastik KDL/H-VA-FDA series cable entry system frame, stainless steel frame, 24-pin frame, (4) medium opening(s), IP69K. Requires (4) Murrplastik KDT/X-FDA series medium grommets. | Stock | 462
591006 | Murrplastik KDL/H-VA-FDA series cable entry system frame, stainless steel frame, 16-pin frame, (8) small opening(s), IP69K. Requires (8) Murrplastik KDT/X-FDA series small grommets. | Stock | 510
591009 | Murrplastik KDL/H-VA-FDA series cable entry system frame, stainless steel frame, 16-pin frame, (3) medium opening(s), IP69K. Requires (3) Murrplastik KDT/X-FDA series medium grommets. | Stock | 457
591012 | Murrplastik KDL/H-VA-FDA series cable entry system frame, stainless steel frame, 112x17mm frame, (6) small opening(s), IP69K. Requires (6) Murrplastik KDT/X-FDA series small grommets. | Stock | 387
593001 | Murrplastik FDA cablequick KDP series cable entry system frame, stainless steel frame, 132x82mm frame, (18) 8-12mm opening(s), IP65. | Stock | 666
593003 | Murrplastik FDA cablequick KDP series cable entry system frame, stainless steel frame, 132x82mm frame, (24) 6-10.5mm opening(s), IP65. | Stock | 666
593005 | Murrplastik FDA cablequick KDP series cable entry system frame, stainless steel frame, 132x82mm frame, (12) 3.5-6.2mm, (12) 6-10mm, (6) 9-14mm opening(s), IP65. | Stock | 516
593007 | Murrplastik FDA cablequick KDP series cable entry system frame, stainless steel frame, 132x82mm frame, (40) 4.5-8.5mm opening(s), IP65. | Stock | 666
593009 | Murrplastik FDA cablequick KDP series cable entry system frame, stainless steel frame, 132x82mm frame, (48) 3.5-6.2mm and (8) 6-10mm opening(s), IP65. | Stock | 666
Grommets for Cable Entry Systems
BPA-S-0029C | Bimed BPA series small grommet, blank opening(s), chloroprene, black, UL Type 12, 13 and 14X. Package of 4. For use with Bimed BPA series cable entry system frame. | Stock | 8.25
BPA-S-0016C | Bimed BPA series small grommet, 1 opening(s), chloroprene, black, accepts 3.5-5.5mm diameter cable, UL Type 12, 13 and 14X. Package of 4. For use with Bimed BPA series cable entry system frame. | Stock | 8.25
BPA-S-0017C | Bimed BPA series small grommet, 1 opening(s), chloroprene, black, accepts 5.5-7.5mm diameter cable, UL Type 12, 13 and 14X. Package of 4. For use with Bimed BPA series cable entry system frame. | Stock | 8.25
BPA-S-0018C | Bimed BPA series small grommet, 1 opening(s), chloroprene, black, accepts 7.5-9.5mm diameter cable, UL Type 12, 13 and 14X. Package of 4. For use with Bimed BPA series cable entry system frame. | Stock | 8.25
BPA-S-0019C | Bimed BPA series small grommet, 1 opening(s), chloroprene, black, accepts 9.5-11.5mm diameter cable, UL Type 12, 13 and 14X. Package of 4. For use with Bimed BPA series cable entry system frame. | Stock | 8.25
BPA-S-0020C | Bimed BPA series small grommet, 1 opening(s), chloroprene, black, accepts 11.5-13.5mm diameter cable, UL Type 12, 13 and 14X. Package of 4. For use with Bimed BPA series cable entry system frame. | Stock | 8.25
BPA-S-0021C | Bimed BPA series small grommet, 1 opening(s), chloroprene, black, accepts 13.5-15.5mm diameter cable, UL Type 12, 13 and 14X. Package of 4. For use with Bimed BPA series cable entry system frame. | Stock | 8.25
BPA-S-0030C | Bimed BPA series large grommet, blank opening(s), chloroprene, black, UL Type 12, 13 and 14X. Package of 4. For use with Bimed BPA series cable entry system frame. | Stock | 15.5
BPA-S-0022C | Bimed BPA series large grommet, 1 opening(s), chloroprene, black, accepts 15.5-17.5mm diameter cable, UL Type 12, 13 and 14X. Package of 4. For use with Bimed BPA series cable entry system frame. | Stock | 15.5
BPA-S-0023C | Bimed BPA series large grommet, 1 opening(s), chloroprene, black, accepts 17.5-19.5mm diameter cable, UL Type 12, 13 and 14X. Package of 4. For use with Bimed BPA series cable entry system frame. | Stock | 15.5
BPA-S-0024C | Bimed BPA series large grommet, 1 opening(s), chloroprene, black, accepts 19.5-21.5mm diameter cable, UL Type 12, 13 and 14X. Package of 4. For use with Bimed BPA series cable entry system frame. | Stock | 15.5
BPA-S-0025C | Bimed BPA series large grommet, 1 opening(s), chloroprene, black, accepts 21.5-23.5mm diameter cable, UL Type 12, 13 and 14X. Package of 4. For use with Bimed BPA series cable entry system frame. | Stock | 15.5
BPA-S-0026C | Bimed BPA series large grommet, 1 opening(s), chloroprene, black, accepts 23.5-25.5mm diameter cable, UL Type 12, 13 and 14X. Package of 4. For use with Bimed BPA series cable entry system frame. | Stock | 15.5
BPA-S-0027C | Bimed BPA series large grommet, 1 opening(s), chloroprene, black, accepts 25.5-27.5mm diameter cable, UL Type 12, 13 and 14X. Package of 4. For use with Bimed BPA series cable entry system frame. | Stock | 15.5
BPA-S-0028C | Bimed BPA series large grommet, 1 opening(s), chloroprene, black, accepts 27.5-29.5mm diameter cable, UL Type 12, 13 and 14X. Package of 4. For use with Bimed BPA series cable entry system frame. | Stock | 15.5
568335 | Murrplastik KDT/X series small grommet, 1 opening(s), TPE, black, accepts 2-3mm diameter cable. Package of 4. For use with Murrplastik KDL/D series cable entry system frame. | Stock | 10.5
568337 | Murrplastik KDT/X series small grommet, 1 opening(s), TPE, black, accepts 3-4mm diameter cable. Package of 4. For use with Murrplastik KDL/D series cable entry system frame. | Stock | 10.5
568339 | Murrplastik KDT/X series small grommet, 1 opening(s), TPE, black, accepts 4-5mm diameter cable. Package of 4. For use with Murrplastik KDL/D series cable entry system frame. | Stock | 10.5
568341 | Murrplastik KDT/X series small grommet, 1 opening(s), TPE, black, accepts 5-6mm diameter cable. Package of 4. For use with Murrplastik KDL/D series cable entry system frame. | Stock | 10.5
568343 | Murrplastik KDT/X series small grommet, 1 opening(s), TPE, black, accepts 6-7mm diameter cable. Package of 4. For use with Murrplastik KDL/D series cable entry system frame. | Stock | 10.5
568345 | Murrplastik KDT/X series small grommet, 1 opening(s), TPE, black, accepts 7-8mm diameter cable. Package of 4. For use with Murrplastik KDL/D series cable entry system frame. | Stock | 10.5
568347 | Murrplastik KDT/X series small grommet, 1 opening(s), TPE, black, accepts 8-9mm diameter cable. Package of 4. For use with Murrplastik KDL/D series cable entry system frame. | Stock | 10.5
568349 | Murrplastik KDT/X series small grommet, 1 opening(s), TPE, black, accepts 9-10mm diameter cable. Package of 4. For use with Murrplastik KDL/D series cable entry system frame. | Stock | 10.5
568351 | Murrplastik KDT/X series small grommet, 1 opening(s), TPE, black, accepts 10-11mm diameter cable. Package of 4. For use with Murrplastik KDL/D series cable entry system frame. | Stock | 10.5
568353 | Murrplastik KDT/X series small grommet, 1 opening(s), TPE, black, accepts 11-12mm diameter cable. Package of 4. For use with Murrplastik KDL/D series cable entry system frame. | Stock | 10.5
568395 | Murrplastik KDT/X series small grommet, blank opening(s), TPE, black. Package of 4. For use with Murrplastik KDL/D series cable entry system frame. | Stock | 10.5
568399 | Murrplastik KDT/X series small grommet, 2 opening(s), TPE, black, accepts 2mm diameter cable. Package of 4. For use with Murrplastik KDL/D series cable entry system frame. | Stock | 19
568401 | Murrplastik KDT/X series small grommet, 4 opening(s), TPE, black, accepts 2mm diameter cable. Package of 4. For use with Murrplastik KDL/D series cable entry system frame. | Stock | 19
568403 | Murrplastik KDT/X series small grommet, 2 opening(s), TPE, black, accepts 3-3.5mm diameter cable. Package of 4. For use with Murrplastik KDL/D series cable entry system frame. | Stock | 19
568405 | Murrplastik KDT/X series small grommet, 4 opening(s), TPE, black, accepts 3mm diameter cable. Package of 4. For use with Murrplastik KDL/D series cable entry system frame. | Stock | 19
568407 | Murrplastik KDT/X series small grommet, 2 opening(s), TPE, black, accepts 4mm diameter cable. Package of 4. For use with Murrplastik KDL/D series cable entry system frame. | Stock | 19
568409 | Murrplastik KDT/X series small grommet, 4 opening(s), TPE, black, accepts 4mm diameter cable. Package of 4. For use with Murrplastik KDL/D series cable entry system frame. | Stock | 19
568355 | Murrplastik KDT/X series medium grommet, 1 opening(s), TPE, black, accepts 12-13mm diameter cable. Package of 4. For use with Murrplastik KDL/D series cable entry system frame. | Stock | 20
568357 | Murrplastik KDT/X series medium grommet, 1 opening(s), TPE, black, accepts 13-14mm diameter cable. Package of 4. For use with Murrplastik KDL/D series cable entry system frame. | Stock | 20
568359 | Murrplastik KDT/X series medium grommet, 1 opening(s), TPE, black, accepts 14-15mm diameter cable. Package of 4. For use with Murrplastik KDL/D series cable entry system frame. | Stock | 20
568361 | Murrplastik KDT/X series medium grommet, 1 opening(s), TPE, black, accepts 15-16mm diameter cable. Package of 4. For use with Murrplastik KDL/D series cable entry system frame. | Stock | 20
568363 | Murrplastik KDT/X series medium grommet, 1 opening(s), TPE, black, accepts 16-17mm diameter cable. Package of 4. For use with Murrplastik KDL/D series cable entry system frame. | Stock | 20
568365 | Murrplastik KDT/X series medium grommet, 1 opening(s), TPE, black, accepts 17-18mm diameter cable. Package of 4. For use with Murrplastik KDL/D series cable entry system frame. | Stock | 20
568367 | Murrplastik KDT/X series medium grommet, 1 opening(s), TPE, black, accepts 18-19mm diameter cable. Package of 4. For use with Murrplastik KDL/D series cable entry system frame. | Stock | 20
568369 | Murrplastik KDT/X series medium grommet, 1 opening(s), TPE, black, accepts 19-20mm diameter cable. Package of 4. For use with Murrplastik KDL/D series cable entry system frame. | Stock | 20
568371 | Murrplastik KDT/X series medium grommet, 1 opening(s), TPE, black, accepts 20-21mm diameter cable. Package of 4. For use with Murrplastik KDL/D series cable entry system frame. | Stock | 20
568373 | Murrplastik KDT/X series medium grommet, 1 opening(s), TPE, black, accepts 21-22mm diameter cable. Package of 4. For use with Murrplastik KDL/D series cable entry system frame. | Stock | 20
568391 | Murrplastik KDT/X series medium grommet, blank opening(s), TPE, black. Package of 4. For use with Murrplastik KDL/D series cable entry system frame. | Stock | 20
568393 | Murrplastik KDT/X series medium grommet, blank opening(s), TPE, black. Package of 4. For use with Murrplastik KDL/D series cable entry system frame. | Stock | 25
568411 | Murrplastik KDT/X series medium grommet, 2 opening(s), TPE, black, accepts 5mm diameter cable. Package of 4. For use with Murrplastik KDL/D series cable entry system frame. | Stock | 26.5
568413 | Murrplastik KDT/X series medium grommet, 4 opening(s), TPE, black, accepts 5mm diameter cable. Package of 4. For use with Murrplastik KDL/D series cable entry system frame. | Stock | 26.5
568414 | Murrplastik KDT/X series medium grommet, 2 opening(s), TPE, black, accepts 6mm diameter cable. Package of 4. For use with Murrplastik KDL/D series cable entry system frame. | Stock | 26.5
568415 | Murrplastik KDT/X series medium grommet, 4 opening(s), TPE, black, accepts 6mm diameter cable. Package of 4. For use with Murrplastik KDL/D series cable entry system frame. | Stock | 26.5
568416 | Murrplastik KDT/X series medium grommet, 2 opening(s), TPE, black, accepts 7mm diameter cable. Package of 4. For use with Murrplastik KDL/D series cable entry system frame. | Stock | 26.5
568417 | Murrplastik KDT/X series medium grommet, 4 opening(s), TPE, black, accepts 7mm diameter cable. Package of 4. For use with Murrplastik KDL/D series cable entry system frame. | Stock | 26.5
568419 | Murrplastik KDT/X series medium grommet, 2 opening(s), TPE, black, accepts 8mm diameter cable. Package of 4. For use with Murrplastik KDL/D series cable entry system frame. | Stock | 26.5
568421 | Murrplastik KDT/X series medium grommet, 4 opening(s), TPE, black, accepts 8mm diameter cable. Package of 4. For use with Murrplastik KDL/D series cable entry system frame. | Stock | 26.5
568375 | Murrplastik KDT/X series large grommet, 1 opening(s), TPE, black, accepts 22-23mm diameter cable, UL Type 12. Package of 4. For use with Murrplastik KDL/D series cable entry system frame. | Stock | 18
568377 | Murrplastik KDT/X series large grommet, 1 opening(s), TPE, black, accepts 23-24mm diameter cable, UL Type 12. Package of 4. For use with Murrplastik KDL/D series cable entry system frame. | Stock | 18
568379 | Murrplastik KDT/X series large grommet, 1 opening(s), TPE, black, accepts 24-25mm diameter cable, UL Type 12. Package of 4. For use with Murrplastik KDL/D series cable entry system frame. | Stock | 18
568381 | Murrplastik KDT/X series large grommet, 1 opening(s), TPE, black, accepts 25-26mm diameter cable, UL Type 12. Package of 4. For use with Murrplastik KDL/D series cable entry system frame. | Stock | 18
568383 | Murrplastik KDT/X series large grommet, 1 opening(s), TPE, black, accepts 26-27mm diameter cable, UL Type 12. Package of 4. For use with Murrplastik KDL/D series cable entry system frame. | Stock | 18
568385 | Murrplastik KDT/X series large grommet, 1 opening(s), TPE, black, accepts 27-28mm diameter cable, UL Type 12. Package of 4. For use with Murrplastik KDL/D series cable entry system frame. | Stock | 18
568387 | Murrplastik KDT/X series large grommet, 1 opening(s), TPE, black, accepts 28-29mm diameter cable, UL Type 12. Package of 4. For use with Murrplastik KDL/D series cable entry system frame. | Stock | 18
568389 | Murrplastik KDT/X series large grommet, 1 opening(s), TPE, black, accepts 29-30mm diameter cable, UL Type 12. Package of 4. For use with Murrplastik KDL/D series cable entry system frame. | Stock | 18
568397 | Murrplastik BTG/XL series large grommet, blank opening(s), TPE, black, UL Type 12. Package of 4. For use with Murrplastik KDL/D series cable entry system frame. | Stock | 19.5
592222 | Murrplastik KDT/X-FDA series small grommet, 1 opening(s), TPE, blue, accepts 2-3mm diameter cable. Package of 4. For use with Murrplastik KDL/H-VA-FDA series cable entry system frame. | Stock | 12.5
592224 | Murrplastik KDT/X-FDA series small grommet, 1 opening(s), TPE, blue, accepts 3-4mm diameter cable. Package of 4. For use with Murrplastik KDL/H-VA-FDA series cable entry system frame. | Stock | 12.5
592226 | Murrplastik KDT/X-FDA series small grommet, 1 opening(s), TPE, blue, accepts 4-5mm diameter cable. Package of 4. For use with Murrplastik KDL/H-VA-FDA series cable entry system frame. | Stock | 12.5
592228 | Murrplastik KDT/X-FDA series small grommet, 1 opening(s), TPE, blue, accepts 5-6mm diameter cable. Package of 4. For use with Murrplastik KDL/H-VA-FDA series cable entry system frame. | Stock | 12.5
592230 | Murrplastik KDT/X-FDA series small grommet, 1 opening(s), TPE, blue, accepts 6-7mm diameter cable. Package of 4. For use with Murrplastik KDL/H-VA-FDA series cable entry system frame. | Stock | 12.5
592232 | Murrplastik KDT/X-FDA series small grommet, 1 opening(s), TPE, blue, accepts 7-8mm diameter cable. Package of 4. For use with Murrplastik KDL/H-VA-FDA series cable entry system frame. | Stock | 12.5
592234 | Murrplastik KDT/X-FDA series small grommet, 1 opening(s), TPE, blue, accepts 8-9mm diameter cable. Package of 4. For use with Murrplastik KDL/H-VA-FDA series cable entry system frame. | Stock | 12.5
592236 | Murrplastik KDT/X-FDA series small grommet, 1 opening(s), TPE, blue, accepts 9-10mm diameter cable. Package of 4. For use with Murrplastik KDL/H-VA-FDA series cable entry system frame. | Stock | 12.5
592238 | Murrplastik KDT/X-FDA series small grommet, 1 opening(s), TPE, blue, accepts 10-11mm diameter cable. Package of 4. For use with Murrplastik KDL/H-VA-FDA series cable entry system frame. | Stock | 12.5
592240 | Murrplastik KDT/X-FDA series small grommet, 1 opening(s), TPE, blue, accepts 11-12mm diameter cable. Package of 4. For use with Murrplastik KDL/H-VA-FDA series cable entry system frame. | Stock | 12.5
592262 | Murrplastik KDT/X-FDA series small grommet, blank opening(s), TPE, blue. Package of 4. For use with Murrplastik KDL/H-VA-FDA series cable entry system frame. | Stock | 12.5
592242 | Murrplastik KDT/X-FDA series medium grommet, 1 opening(s), TPE, blue, accepts 12-13mm diameter cable. Package of 4. For use with Murrplastik KDL/H-VA-FDA series cable entry system frame. | Stock | 19
592244 | Murrplastik KDT/X-FDA series medium grommet, 1 opening(s), TPE, blue, accepts 13-14mm diameter cable. Package of 4. For use with Murrplastik KDL/H-VA-FDA series cable entry system frame. | Stock | 19
592246 | Murrplastik KDT/X-FDA series medium grommet, 1 opening(s), TPE, blue, accepts 14-15mm diameter cable. Package of 4. For use with Murrplastik KDL/H-VA-FDA series cable entry system frame. | Stock | 19
592248 | Murrplastik KDT/X-FDA series medium grommet, 1 opening(s), TPE, blue, accepts 15-16mm diameter cable. Package of 4. For use with Murrplastik KDL/H-VA-FDA series cable entry system frame. | Stock | 19
592250 | Murrplastik KDT/X-FDA series medium grommet, 1 opening(s), TPE, blue, accepts 16-17mm diameter cable. Package of 4. For use with Murrplastik KDL/H-VA-FDA series cable entry system frame. | Stock | 19
592252 | Murrplastik KDT/X-FDA series medium grommet, 1 opening(s), TPE, blue, accepts 17-18mm diameter cable. Package of 4. For use with Murrplastik KDL/H-VA-FDA series cable entry system frame. | Stock | 19
592254 | Murrplastik KDT/X-FDA series medium grommet, 1 opening(s), TPE, blue, accepts 18-19mm diameter cable. Package of 4. For use with Murrplastik KDL/H-VA-FDA series cable entry system frame. | Stock | 19
592256 | Murrplastik KDT/X-FDA series medium grommet, 1 opening(s), TPE, blue, accepts 19-20mm diameter cable. Package of 4. For use with Murrplastik KDL/H-VA-FDA series cable entry system frame. | Stock | 19
592258 | Murrplastik KDT/X-FDA series medium grommet, 1 opening(s), TPE, blue, accepts 20-21mm diameter cable. Package of 4. For use with Murrplastik KDL/H-VA-FDA series cable entry system frame. | Stock | 19
592260 | Murrplastik KDT/X-FDA series medium grommet, 1 opening(s), TPE, blue, accepts 21-22mm diameter cable. Package of 4. For use with Murrplastik KDL/H-VA-FDA series cable entry system frame. | Stock | 19
592264 | Murrplastik KDT/X-FDA series medium grommet, blank opening(s), TPE, blue. Package of 4. For use with Murrplastik KDL/H-VA-FDA series cable entry system frame. | Stock | 19
Strain Relief Plates for Cable Entry Systems
566116 | Murrplastik ZL series cable strain relief plate, polyamide, 60mm, black, holds (4) cable(s), panel mount. Package of 5. | Stock | 33.5
566115 | Murrplastik ZL series cable strain relief plate, polyamide, 80mm, black, holds (6) cable(s), panel mount. Package of 5. | Stock | 45
566122 | Murrplastik ZL series cable strain relief plate, polyamide, 121mm, black, holds (8) cable(s), panel mount. Package of 5. | Stock | 36
566124 | Murrplastik ZL series cable strain relief plate, polyamide, 140mm, black, holds (9) cable(s), panel mount. Package of 5. | Stock | 40.5
566126 | Murrplastik ZL series cable strain relief plate, polyamide, 180mm, black, holds (12) cable(s), panel mount. Package of 5. | Stock | 50
565510 | Murrplastik KAF series cable strain relief plate, polyamide, 11mm, black, holds (1) cable(s), 35mm DIN rail mount. Package of 5. | Stock | 10.5
565514 | Murrplastik KAF series cable strain relief plate, polyamide, 75mm, black, holds (5) cable(s), 35mm DIN rail mount. Package of 5. | Stock | 21
565518 | Murrplastik KAF series cable strain relief plate, polyamide, 140mm, black, holds (9) cable(s), 35mm DIN rail mount. Package of 5. | Stock | 28.5
Accessories for Cable Entry Systems
571036 | Murrplastik ZL-AB series discharge plate, stainless steel, 60mm, holds (4) cable(s). Package of 5. For use with Murrplastik ZL series 566116 cable strain relief plate. | Stock | 80
571046 | Murrplastik ZL-AB series discharge plate, stainless steel, 140mm, holds (9) cable(s). Package of 5. For use with Murrplastik ZL series 566124 cable strain relief plate. | Stock | 93
569321 | Murrplastik KDL-AB series discharge plate, stainless steel. For use with Murrplastik KDL/D series 568321 cable entry system frame. | Stock | 53
565250 | Murrplastik hex nut, M50 x 1.5mm thread type, polyamide, black. Package of 5. | Stock | 17.5
565252 | Murrplastik hex nut, M63 x 1.5mm thread type, polyamide, black. Package of 5. | Stock | 20
Deluxe Strain Relief Cord Grips
DC1812 | Bryant deluxe strain relief grip, accepts cable diameter size 0.18 to 0.25in, straight 1/2in NPT male thread fitting, stainless steel mesh, 2.44in length, indoor and outdoor applications. | Stock | 53
DC2512 | Bryant deluxe strain relief grip, accepts cable diameter size 0.25 to 0.37in, straight 1/2in NPT male thread fitting, stainless steel mesh, 3.91in length, indoor and outdoor applications. | Stock | 55
DC3712 | Bryant deluxe strain relief grip, accepts cable diameter size 0.37 to 0.5in, straight 1/2in NPT male thread fitting, stainless steel mesh, 4.44in length, indoor and outdoor applications. | Stock | 52
DC5012 | Bryant deluxe strain relief grip, accepts cable diameter size 0.5 to 0.62in, straight 1/2in NPT male thread fitting, stainless steel mesh, 4.71in length, indoor and outdoor applications. | Stock | 52
DC5034 | Bryant deluxe strain relief grip, accepts cable diameter size 0.5 to 0.62in, straight 3/4in NPT male thread fitting, stainless steel mesh, 4.71in length, indoor and outdoor applications. | Stock | 57
DC6234 | Bryant deluxe strain relief grip, accepts cable diameter size 0.62 to 0.75in, straight 3/4in NPT male thread fitting, stainless steel mesh, 6.31in length, indoor and outdoor applications. | Stock | 63
DC621 | Bryant deluxe strain relief grip, accepts cable diameter size 0.62 to 0.75in, straight 1in NPT male thread fitting, stainless steel mesh, 6.11in length, indoor and outdoor applications. | Stock | 81
DC751 | Bryant deluxe strain relief grip, accepts cable diameter size 0.75 to 0.87in, straight 1in NPT male thread fitting, stainless steel mesh, 6.31in length, indoor and outdoor applications. | Stock | 77
DC871 | Bryant deluxe strain relief grip, accepts cable diameter size 0.87 to 1in, straight 1in NPT male thread fitting, stainless steel mesh, 6.51in length, indoor and outdoor applications. | Stock | 77
DC100114 | Bryant deluxe strain relief grip, accepts cable diameter size 1 to 1.12in, straight 1-1/4in NPT male thread fitting, stainless steel mesh, 6.16in length, indoor and outdoor applications. | Stock | 119
DC112114 | Bryant deluxe strain relief grip, accepts cable diameter size 1.12 to 1.25in, straight 1-1/4in NPT male thread fitting, stainless steel mesh, 6.04in length, indoor and outdoor applications. | Stock | 114
DC125112 | Bryant deluxe strain relief grip, accepts cable diameter size 1.25 to 1.37in, straight 1-1/2in NPT male thread fitting, stainless steel mesh, 7.66in length, indoor and outdoor applications. | Stock | 136
DC131112 | Bryant deluxe strain relief grip, accepts cable diameter size 1.31 to 1.43in, straight 1-1/2in NPT male thread fitting, stainless steel mesh, 8.11in length, indoor and outdoor applications. | Stock | 177
DC1562 | Bryant deluxe strain relief grip, accepts cable diameter size 1.56 to 1.68in, straight 2in NPT male thread fitting, stainless steel mesh, 10in length, indoor and outdoor applications. | Stock | 180
Dust-Tight Strain Relief Cord Grips
BDSR32 | Bryant dust-tight strain relief grip, accepts cable diameter size 0.32 to 0.43in, 1/2in NPS male thread fitting, galvanized steel mesh, 3.75in length, indoor applications only. Steel locknut and insulating bushing included. | Stock | 16
BDSR43 | Bryant dust-tight strain relief grip, accepts cable diameter size 0.43 to 0.54in, 1/2in NPS male thread fitting, galvanized steel mesh, 4.75in length, indoor applications only. Steel locknut and insulating bushing included. | Stock | 16.5
BDSR54 | Bryant dust-tight strain relief grip, accepts cable diameter size 0.54 to 0.73in, 3/4in NPS male thread fitting, galvanized steel mesh, 6.5in length, indoor applications only. Steel locknut and insulating bushing included. | Stock | 19.5
BDSR73 | Bryant dust-tight strain relief grip, accepts cable diameter size 0.73 to 0.97in, 1in NPS male thread fitting, galvanized steel mesh, 7in length, indoor applications only. Steel locknut and insulating bushing included. | Stock | 22.5
BDSR97 | Bryant dust-tight strain relief grip, accepts cable diameter size 0.97 to 1.25in, 1-1/4in NPS male thread fitting, galvanized steel mesh, 9in length, indoor applications only. Steel locknut and insulating bushing included. | Stock | 26.5
BDSR125 | Bryant dust-tight strain relief grip, accepts cable diameter size 1.25 to 1.5in, 1-1/2in NPT male thread fitting, galvanized steel mesh, 11.75in length, indoor applications only. Steel locknut and insulating bushing included. | Stock | 41
BDSR150 | Bryant dust-tight strain relief grip, accepts cable diameter size 1.5 to 1.7in, 2in NPT male thread fitting, galvanized steel mesh, 13.25in length, indoor applications only. Steel locknut and insulating bushing included. | Stock | 51
Support Cord Grips
SPC050U | Bryant standard duty support grip, accepts cable diameter size 0.5 to 0.62in, closed, tin-coated bronze mesh, 10in length, single, eye length 7in, indoor and outdoor applications. | Stock | 28.5
SPC062U | Bryant standard duty support grip, accepts cable diameter size 0.62 to 0.74in, closed, tin-coated bronze mesh, 10in length, single, eye length 8in, indoor and outdoor applications. | Stock | 30.5
SPC075U | Bryant standard duty support grip, accepts cable diameter size 0.75 to 0.99in, closed, tin-coated bronze mesh, 13in length, single, eye length 8in, indoor and outdoor applications. | Stock | 35
SPC100U | Bryant standard duty support grip, accepts cable diameter size 1 to 1.24in, closed, tin-coated bronze mesh, 14in length, single, eye length 9in, indoor and outdoor applications. | Stock | 38.5
SPC125U | Bryant standard duty support grip, accepts cable diameter size 1.25 to 1.49in, closed, tin-coated bronze mesh, 15in length, single, eye length 10in, indoor and outdoor applications. | Stock | 40.5
SPC150U | Bryant standard duty support grip, accepts cable diameter size 1.5 to 1.74in, closed, tin-coated bronze mesh, 17in length, single, eye length 12in, indoor and outdoor applications. | Stock | 46.5
Bus Drop Support Cord Grips
BDS24U | Bryant bus drop support grip, accepts cable diameter size 0.24 to 0.32in, closed, galvanized steel mesh, 3.5in length, single, eye length 3in, indoor applications only. For use with safety springs S40 or S80 to further reduce tension. | Stock | 12.5
BDS32U | Bryant bus drop support grip, accepts cable diameter size 0.32 to 0.43in, closed, galvanized steel mesh, 4in length, single, eye length 4in, indoor applications only. For use with safety springs S40 or S80 to further reduce tension. | Stock | 12.5
BDS43U | Bryant bus drop support grip, accepts cable diameter size 0.43 to 0.56in, closed, galvanized steel mesh, 4.75in length, single, eye length 6in, indoor applications only. For use with safety springs S40 or S80 to further reduce tension. | Stock | 15.5
BDS56U | Bryant bus drop support grip, accepts cable diameter size 0.56 to 0.73in, closed, galvanized steel mesh, 6in length, single, eye length 7in, indoor applications only. For use with safety springs S40 or S80 to further reduce tension. | Stock | 17.5
BDS73U | Bryant bus drop support grip, accepts cable diameter size 0.73 to 0.85in, closed, galvanized steel mesh, 6.75in length, single, eye length 7in, indoor applications only. For use with safety springs S40 or S80 to further reduce tension. | Stock | 18.5
BDS85U | Bryant bus drop support grip, accepts cable diameter size 0.85 to 1in, closed, galvanized steel mesh, 8in length, single, eye length 8in, indoor applications only. For use with safety springs S40 or S80 to further reduce tension. | Stock | 19
BDS100U | Bryant bus drop support grip, accepts cable diameter size 1 to 1.25in, closed, galvanized steel mesh, 9.5in length, single, eye length 9in, indoor applications only. For use with safety springs S40 or S80 to further reduce tension. | Stock | 19.5
Pulling Cord Grips
PA075 | Bryant light-duty pulling grip, low tension, accepts cable diameter size 0.75 to 0.99in, closed single weave, galvanized steel mesh, 12in length, flexible, eye length 6in. | Stock | 67
PA100 | Bryant light-duty pulling grip, low tension, accepts cable diameter size 1 to 1.24in, closed single weave, galvanized steel mesh, 13in length, flexible, eye length 7in. | Stock | 69
PA125 | Bryant light-duty pulling grip, low tension, accepts cable diameter size 1.25 to 1.49in, closed single weave, galvanized steel mesh, 14in length, flexible, eye length 7in. | Stock | 67
PA150 | Bryant light-duty pulling grip, low tension, accepts cable diameter size 1.5 to 1.74in, closed single weave, galvanized steel mesh, 15in length, flexible, eye length 8in. | Stock | 78
PJ025 | Bryant junior pulling grip, low tension, accepts cable diameter size 0.25 to 0.36in, closed single weave, galvanized steel mesh, 4.25in length, flexible, eye length 3-1/4in. | Stock | 27
PJ037 | Bryant junior pulling grip, low tension, accepts cable diameter size 0.37 to 0.49in, closed single weave, galvanized steel mesh, 7in length, flexible, eye length 3-3/4in. | Stock | 31.5
PJ050 | Bryant junior pulling grip, low tension, accepts cable diameter size 0.5 to 0.61in, closed single weave, galvanized steel mesh, 8.5in length, flexible, eye length 4-1/4in. | Stock | 34.5
PJ062 | Bryant junior pulling grip, low tension, accepts cable diameter size 0.62 to 0.74in, closed single weave, galvanized steel mesh, 10in length, flexible, eye length 5in. | Stock | 39
PJ075 | Bryant junior pulling grip, low tension, accepts cable diameter size 0.75 to 0.99in, closed single weave, galvanized steel mesh, 10in length, flexible, eye length 5-3/4in. | Stock | 44
PJ100 | Bryant junior pulling grip, low tension, accepts cable diameter size 1 to 1.24in, closed single weave, galvanized steel mesh, 11.5in length, flexible, eye length 6-1/2in. | Stock | 46.5
Accessories for Cord Grips
S40 | Bryant safety spring, galvanized steel, 3/4in diameter, 8.25in length, 40lb capacity, 500lb breaking strength, maximum deflection 2.75in at 40lbs (178N/6.67cm). | Stock | 7
S80 | Bryant safety spring, galvanized steel, 1in diameter, 8.25in length, 80lb capacity, 850lb breaking strength, maximum deflection 3.125in at 80lbs (356N/7.94cm). | Stock | 11
Liquidtight Non-Metallic Conduit (NM)
6001-30-00 | Atkore Liquid-Tuff 6000 liquid-tight flexible non-metallic conduit, embedded spiral rigid PVC, PVC wall, 3/8in trade size, gray, UL-1660 Listed, 100ft/30.4m coil length. | Stock | 73
6002-22-00 | Atkore Liquid-Tuff 6000 liquid-tight flexible non-metallic conduit, embedded spiral rigid PVC, PVC wall, 1/2in trade size, gray, UL-1660 Listed, 25ft/7.6m coil length. | Stock | 20
6002-30-00 | Atkore Liquid-Tuff 6000 liquid-tight flexible non-metallic conduit, embedded spiral rigid PVC, PVC wall, 1/2in trade size, gray, UL-1660 Listed, 100ft/30.4m coil length. | Stock | 74
6003-22-00 | Atkore Liquid-Tuff 6000 liquid-tight flexible non-metallic conduit, embedded spiral rigid PVC, PVC wall, 3/4in trade size, gray, UL-1660 Listed, 25ft/7.6m coil length. | Stock | 27.5
6003-30-00 | Atkore Liquid-Tuff 6000 liquid-tight flexible non-metallic conduit, embedded spiral rigid PVC, PVC wall, 3/4in trade size, gray, UL-1660 Listed, 100ft/30.4m coil length. | Stock | 103
6004-24-00 | Atkore Liquid-Tuff 6000 liquid-tight flexible non-metallic conduit, embedded spiral rigid PVC, PVC wall, 1in trade size, gray, UL-1660 Listed, 50ft/15.2m coil length. | Stock | 88
6004-30-00 | Atkore Liquid-Tuff 6000 liquid-tight flexible non-metallic conduit, embedded spiral rigid PVC, PVC wall, 1in trade size, gray, UL-1660 Listed, 100ft/30.4m coil length. | Stock | 164
6005-24-00 | Atkore Liquid-Tuff 6000 liquid-tight flexible non-metallic conduit, embedded spiral rigid PVC, PVC wall, 1-1/4in trade size, gray, UL-1660 Listed, 50ft/15.2m coil length. | Stock | 113
6006-24-00 | Atkore Liquid-Tuff 6000 liquid-tight flexible non-metallic conduit, embedded spiral rigid PVC, PVC wall, 1-1/2in trade size, gray, UL-1660 Listed, 50ft/15.2m coil length. | Stock | 140
6007-24-00 | Atkore Liquid-Tuff 6000 liquid-tight flexible non-metallic conduit, embedded spiral rigid PVC, PVC wall, 2in trade size, gray, UL-1660 Listed, 50ft/15.2m coil length. | Stock | 196
NM-10-50 | Electri-Flex Liquatite liquid-tight flexible non-metallic conduit, embedded spiral rigid PVC, PVC wall, 3/8in trade size, gray, UL-1660 Listed, 50ft/15.2m coil length. | Stock | 71
NM-10-100 | Electri-Flex Liquatite liquid-tight flexible non-metallic conduit, embedded spiral rigid PVC, PVC wall, 3/8in trade size, gray, UL-1660 Listed, 100ft/30.4m coil length. | Stock | 108
NM-11-50 | Electri-Flex Liquatite liquid-tight flexible non-metallic conduit, embedded spiral rigid PVC, PVC wall, 1/2in trade size, gray, UL-1660 Listed, 50ft/15.2m coil length. | Stock | 71
NM-11-100 | Electri-Flex Liquatite liquid-tight flexible non-metallic conduit, embedded spiral rigid PVC, PVC wall, 1/2in trade size, gray, UL-1660 Listed, 100ft/30.4m coil length. | Stock | 108
NM-12-50 | Electri-Flex Liquatite liquid-tight flexible non-metallic conduit, embedded spiral rigid PVC, PVC wall, 3/4in trade size, gray, UL-1660 Listed, 50ft/15.2m coil length. | Stock | 90
NM-12-100 | Electri-Flex Liquatite liquid-tight flexible non-metallic conduit, embedded spiral rigid PVC, PVC wall, 3/4in trade size, gray, UL-1660 Listed, 100ft/30.4m coil length. | Stock | 132
NM-13-50 | Electri-Flex Liquatite liquid-tight flexible non-metallic conduit, embedded spiral rigid PVC, PVC wall, 1in trade size, gray, UL-1660 Listed, 50ft/15.2m coil length. | Stock | 139
NM-13-100 | Electri-Flex Liquatite liquid-tight flexible non-metallic conduit, embedded spiral rigid PVC, PVC wall, 1in trade size, gray, UL-1660 Listed, 100ft/30.4m coil length. | Stock | 219
NM-14-100 | Electri-Flex Liquatite liquid-tight flexible non-metallic conduit, embedded spiral rigid PVC, PVC wall, 1-1/4in trade size, gray, UL-1660 Listed, 100ft/30.4m coil length. | Stock | 342
NM-15-50 | Electri-Flex Liquatite liquid-tight flexible non-metallic conduit, embedded spiral rigid PVC, PVC wall, 1-1/2in trade size, gray, UL-1660 Listed, 50ft/15.2m coil length. | Stock | 229
NM-16-50 | Electri-Flex Liquatite liquid-tight flexible non-metallic conduit, embedded spiral rigid PVC, PVC wall, 2in trade size, gray, UL-1660 Listed, 50ft/15.2m coil length. | Stock | 278
Liquidtight Flexible Metal Conduit (LFMC)
6201-30-00 | Atkore Liquid-Tuff 6200 liquid-tight flexible metallic conduit, galvanized low carbon steel, PVC jacket, 3/8in trade size, gray, UL-360 Listed, 100ft/30.4m coil length. | Stock | 132
6202-22-00 | Atkore Liquid-Tuff 6200 liquid-tight flexible metallic conduit, galvanized low carbon steel, PVC jacket, 1/2in trade size, gray, UL-360 Listed, 25ft/7.6m coil length. | Stock | 47
6202-30-00 | Atkore Liquid-Tuff 6200 liquid-tight flexible metallic conduit, galvanized low carbon steel, PVC jacket, 1/2in trade size, gray, UL-360 Listed, 100ft/30.4m coil length. | Stock | 174
6203-22-00 | Atkore Liquid-Tuff 6200 liquid-tight flexible metallic conduit, galvanized low carbon steel, PVC jacket, 3/4in trade size, gray, UL-360 Listed, 25ft/7.6m coil length. | Stock | 64
6203-30-00 | Atkore Liquid-Tuff 6200 liquid-tight flexible metallic conduit, galvanized low carbon steel, PVC jacket, 3/4in trade size, gray, UL-360 Listed, 100ft/30.4m coil length. | Stock | 236
6204-30-00 | Atkore Liquid-Tuff 6200 liquid-tight flexible metallic conduit, galvanized low carbon steel, PVC jacket, 1in trade size, gray, UL-360 Listed, 100ft/30.4m coil length. | Stock | 418
6205-24-00 | Atkore Liquid-Tuff 6200 liquid-tight flexible metallic conduit, galvanized low carbon steel, PVC jacket, 1-1/4in trade size, gray, UL-360 Listed, 50ft/15.2m coil length. | Stock | 276
6206-24-00 | Atkore Liquid-Tuff 6200 liquid-tight flexible metallic conduit, galvanized low carbon steel, PVC jacket, 1-1/2in trade size, gray, UL-360 Listed, 50ft/15.2m coil length. | Stock | 302
6207-24-00 | Atkore Liquid-Tuff 6200 liquid-tight flexible metallic conduit, galvanized low carbon steel, PVC jacket, 2in trade size, gray, UL-360 Listed, 50ft/15.2m coil length. | Stock | 397
LA-10-25 | Electri-Flex Liquatite liquid-tight flexible metallic conduit, hot dipped galvanized steel, PVC jacket, 3/8in trade size, gray, UL-360 Listed, 25ft/7.6m coil length. | Stock | 56
LA-10-100 | Electri-Flex Liquatite liquid-tight flexible metallic conduit, hot dipped galvanized steel, PVC jacket, 3/8in trade size, gray, UL-360 Listed, 100ft/30.4m coil length. | Stock | 187
LA-11-25 | Electri-Flex Liquatite liquid-tight flexible metallic conduit, hot dipped galvanized steel, PVC jacket, 1/2in trade size, gray, UL-360 Listed, 25ft/7.6m coil length. | Stock | 64
LA-11-100 | Electri-Flex Liquatite liquid-tight flexible metallic conduit, hot dipped galvanized steel, PVC jacket, 1/2in trade size, gray, UL-360 Listed, 100ft/30.4m coil length. | Stock | 216
LA-12-25 | Electri-Flex Liquatite liquid-tight flexible metallic conduit, hot dipped galvanized steel, PVC jacket, 3/4in trade size, gray, UL-360 Listed, 25ft/7.6m coil length. | Stock | 89
LA-12-100 | Electri-Flex Liquatite liquid-tight flexible metallic conduit, hot dipped galvanized steel, PVC jacket, 3/4in trade size, gray, UL-360 Listed, 100ft/30.4m coil length. | Stock | 294
LA-13-25 | Electri-Flex Liquatite liquid-tight flexible metallic conduit, hot dipped galvanized steel, PVC jacket, 1in trade size, gray, UL-360 Listed, 25ft/7.6m coil length. | Stock | 130
LA-13-100 | Electri-Flex Liquatite liquid-tight flexible metallic conduit, hot dipped galvanized steel, PVC jacket, 1in trade size, gray, UL-360 Listed, 100ft/30.4m coil length. | Stock | 464
LA-14-50 | Electri-Flex Liquatite liquid-tight flexible metallic conduit, hot dipped galvanized steel, PVC jacket, 1-1/4in trade size, gray, UL-360 Listed, 50ft/15.2m coil length. | Stock | 306
LA-15-50 | Electri-Flex Liquatite liquid-tight flexible metallic conduit, hot dipped galvanized steel, PVC jacket, 1-1/2in trade size, gray, UL-360 Listed, 50ft/15.2m coil length. | Stock | 342
LA-16-50 | Electri-Flex Liquatite liquid-tight flexible metallic conduit, hot dipped galvanized steel, PVC jacket, 2in trade size, gray, UL-360 Listed, 50ft/15.2m coil length. | Stock | 421
ATLA-11-100 | Electri-Flex Liquatite liquid-tight flexible metallic conduit, hot dipped galvanized steel, PVC jacket, 1/2in trade size, gray, UL-360 Listed, 100ft/30.4m coil length. | Stock | 249
ATLA-12-100 | Electri-Flex Liquatite liquid-tight flexible metallic conduit, hot dipped galvanized steel, PVC jacket, 3/4in trade size, gray, UL-360 Listed, 100ft/30.4m coil length. | Stock | 391
ATLA-13-100 | Electri-Flex Liquatite liquid-tight flexible metallic conduit, hot dipped galvanized steel, PVC jacket, 1in trade size, gray, UL-360 Listed, 100ft/30.4m coil length. | Stock | 504
ATLA-14-50 | Electri-Flex Liquatite liquid-tight flexible metallic conduit, hot dipped galvanized steel, PVC jacket, 1-1/4in trade size, gray, UL-360 Listed, 50ft/15.2m coil length. | Stock | 348
ATLA-15-50 | Electri-Flex Liquatite liquid-tight flexible metallic conduit, hot dipped galvanized steel, PVC jacket, 1-1/2in trade size, gray, UL-360 Listed, 50ft/15.2m coil length. | Stock | 384
Flexible Metal Conduit (FMC)
55082021 | Southwire Alflex flexible metallic conduit, reduced wall aluminum, 3/8in trade size, UL-1 Listed, 25ft/7.6m coil length. | Stock | 22.5
55082003 | Southwire Alflex flexible metallic conduit, reduced wall aluminum, 3/8in trade size, UL-1 Listed, 100ft/30.4m coil length. | Stock | 59
55082121 | Southwire Alflex flexible metallic conduit, reduced wall aluminum, 1/2in trade size, UL-1 Listed, 25ft/7.6m coil length. | Stock | 25
55082103 | Southwire Alflex flexible metallic conduit, reduced wall aluminum, 1/2in trade size, UL-1 Listed, 100ft/30.4m coil length. | Stock | 87
55082321 | Southwire Alflex flexible metallic conduit, reduced wall aluminum, 3/4in trade size, UL-1 Listed, 25ft/7.6m coil length. | Stock | 32.5
55082303 | Southwire Alflex flexible metallic conduit, reduced wall aluminum, 3/4in trade size, UL-1 Listed, 100ft/30.4m coil length. | Stock | 100
55092501 | Southwire Alflex flexible metallic conduit, reduced wall aluminum, 1in trade size, UL-1 Listed, 50ft/15.2m coil length. | Stock | 98
55092601 | Southwire Alflex flexible metallic conduit, reduced wall aluminum, 1-1/4in trade size, UL-1 Listed, 50ft/15.2m coil length. | Stock | 136
55092701 | Southwire Alflex flexible metallic conduit, reduced wall aluminum, 1-1/2in trade size, UL-1 Listed, 25ft/7.6m coil length. | Stock | 99
55092801 | Southwire Alflex flexible metallic conduit, reduced wall aluminum, 2in trade size, UL-1 Listed, 25ft/7.6m coil length. | Stock | 132
55081711 | Southwire Galflex flexible metallic conduit, reduced wall steel, 3/8in trade size, UL-1 Listed, 25ft/7.6m coil length. | Stock | 26
55081702 | Southwire Galflex flexible metallic conduit, reduced wall steel, 3/8in trade size, UL-1 Listed, 100ft/30.4m coil length. | Stock | 69
55081806 | Southwire Galflex flexible metallic conduit, reduced wall steel, 1/2in trade size, UL-1 Listed, 25ft/7.6m coil length. | Stock | 27
55081802 | Southwire Galflex flexible metallic conduit, reduced wall steel, 1/2in trade size, UL-1 Listed, 100ft/30.4m coil length. | Stock | 95
55081921 | Southwire Galflex flexible metallic conduit, reduced wall steel, 3/4in trade size, UL-1 Listed, 25ft/7.6m coil length. | Stock | 48.5
55081902 | Southwire Galflex flexible metallic conduit, reduced wall steel, 3/4in trade size, UL-1 Listed, 100ft/30.4m coil length. | Stock | 116
55091601 | Southwire Galflex flexible metallic conduit, reduced wall steel, 1in trade size, UL-1 Listed, 50ft/15.2m coil length. | Stock | 137
55091701 | Southwire Galflex flexible metallic conduit, reduced wall steel, 1-1/4in trade size, UL-1 Listed, 50ft/15.2m coil length. | Stock | 183
55091801 | Southwire Galflex flexible metallic conduit, reduced wall steel, 1-1/2in trade size, UL-1 Listed, 25ft/7.6m coil length. | Stock | 131
55091901 | Southwire Galflex flexible metallic conduit, reduced wall steel, 2in trade size, UL-1 Listed, 25ft/7.6m coil length. | Stock | 186
Conduit Fittings
66203B | Halex fitting, liquid-tight, malleable iron, straight, 3/8in trade size, compression conduit connection, zinc electro-plated finish. Package of 25. For use with LFMC and NM-Type B electrical conduit. Sealing washer and locknut included. | Stock | 66
66203 | Halex fitting, liquid-tight, malleable iron, straight, 3/8in trade size, compression conduit connection, zinc electro-plated finish. Package of 5. For use with LFMC and NM-Type B electrical conduit. Sealing washer and locknut included. | Stock | 16
66205B | Halex fitting, liquid-tight, malleable iron, straight, 1/2in trade size, compression conduit connection, zinc electro-plated finish. Package of 25. For use with LFMC and NM-Type B electrical conduit. Sealing washer and locknut included. | Stock | 55
66204 | Halex fitting, liquid-tight, malleable iron, straight, 1/2in trade size, compression conduit connection, zinc electro-plated finish. Package of 5. For use with LFMC and NM-Type B electrical conduit. Sealing washer and locknut included. | Stock | 13.5
66206B | Halex fitting, liquid-tight, malleable iron, straight, 3/4in trade size, compression conduit connection, zinc electro-plated finish. Package of 10. For use with LFMC and NM-Type B electrical conduit. Sealing washer and locknut included. | Stock | 32.5
66208 | Halex fitting, liquid-tight, malleable iron, straight, 3/4in trade size, compression conduit connection, zinc electro-plated finish. Package of 5. For use with LFMC and NM-Type B electrical conduit. Sealing washer and locknut included. | Stock | 19.5
66210B | Halex fitting, liquid-tight, malleable iron, straight, 1in trade size, compression conduit connection, zinc electro-plated finish. Package of 5. For use with LFMC and NM-Type B electrical conduit. Sealing washer and locknut included. | Stock | 25.5
66209 | Halex fitting, liquid-tight, malleable iron, straight, 1in trade size, compression conduit connection, zinc electro-plated finish. Package of 2. For use with LFMC and NM-Type B electrical conduit. Sealing washer and locknut included. | Stock | 12
66212B | Halex fitting, liquid-tight, malleable iron, straight, 1-1/4in trade size, compression conduit connection, zinc electro-plated finish. Package of 5. For use with LFMC and NM-Type B electrical conduit. Sealing washer and locknut included. | Stock | 43.5
66212 | Halex fitting, liquid-tight, malleable iron, straight, 1-1/4in trade size, compression conduit connection, zinc electro-plated finish. Package of 2. For use with LFMC and NM-Type B electrical conduit. Sealing washer and locknut included. | Stock | 19
66215B | Halex fitting, liquid-tight, malleable iron, straight, 1-1/2in trade size, compression conduit connection, zinc electro-plated finish. Package of 2. For use with LFMC and NM-Type B electrical conduit. Sealing washer and locknut included. | Stock | 24.5
66220B | Halex fitting, liquid-tight, malleable iron, straight, 2in trade size, compression conduit connection, zinc electro-plated finish. Package of 2. For use with LFMC and NM-Type B electrical conduit. Sealing washer and locknut included. | Stock | 30
66905B | Halex fitting, liquid-tight, malleable iron, 90-degree, 1/2in trade size, compression conduit connection, zinc electro-plated finish. Package of 10. For use with LFMC and NM-Type B electrical conduit. Sealing washer and locknut included. | Stock | 47.5
66906 | Halex fitting, liquid-tight, malleable iron, 90-degree, 1/2in trade size, compression conduit connection, zinc electro-plated finish. Package of 2. For use with LFMC and NM-Type B electrical conduit. Sealing washer and locknut included. | Stock | 12
66907B | Halex fitting, liquid-tight, malleable iron, 90-degree, 3/4in trade size, compression conduit connection, zinc electro-plated finish. Package of 10. For use with LFMC and NM-Type B electrical conduit. Sealing washer and locknut included. | Stock | 69
66908 | Halex fitting, liquid-tight, malleable iron, 90-degree, 3/4in trade size, compression conduit connection, zinc electro-plated finish. Package of 2. For use with LFMC and NM-Type B electrical conduit. Sealing washer and locknut included. | Stock | 17
66910B | Halex fitting, liquid-tight, malleable iron, 90-degree, 1in trade size, compression conduit connection, zinc electro-plated finish. Package of 5. For use with LFMC and NM-Type B electrical conduit. Sealing washer and locknut included. | Stock | 46
66911 | Halex fitting, liquid-tight, malleable iron, 90-degree, 1in trade size, compression conduit connection, zinc electro-plated finish. Package of 2. For use with LFMC and NM-Type B electrical conduit. Sealing washer and locknut included. | Stock | 22
66912B | Halex fitting, liquid-tight, malleable iron, 90-degree, 1-1/4in trade size, compression conduit connection, zinc electro-plated finish. Package of 5. For use with LFMC and NM-Type B electrical conduit. Sealing washer and locknut included. | Stock | 72
66912 | Halex fitting, liquid-tight, malleable iron, 90-degree, 1-1/4in trade size, compression conduit connection, zinc electro-plated finish. Package of 2. For use with LFMC and NM-Type B electrical conduit. Sealing washer and locknut included. | Stock | 33.5
66915B | Halex fitting, liquid-tight, malleable iron, 90-degree, 1-1/2in trade size, compression conduit connection, zinc electro-plated finish. Package of 2. For use with LFMC and NM-Type B electrical conduit. Sealing washer and locknut included. | Stock | 28
66920B | Halex fitting, liquid-tight, malleable iron, 90-degree, 2in trade size, compression conduit connection, zinc electro-plated finish. Package of 2. For use with LFMC and NM-Type B electrical conduit. Sealing washer and locknut included. | Stock | 86
86205B | Halex fitting, liquid-tight, malleable iron, straight, 1/2in trade size, compression conduit connection, insulated, zinc electro-plated finish. Package of 25. For use with LFMC and NM-Type B electrical conduit. Sealing washer and locknut included. | Stock | 69
86206 | Halex fitting, liquid-tight, malleable iron, straight, 1/2in trade size, compression conduit connection, insulated, zinc electro-plated finish. Package of 5. For use with LFMC and NM-Type B electrical conduit. Sealing washer and locknut included. | Stock | 16
86207B | Halex fitting, liquid-tight, malleable iron, straight, 3/4in trade size, compression conduit connection, insulated, zinc electro-plated finish. Package of 10. For use with LFMC and NM-Type B electrical conduit. Sealing washer and locknut included. | Stock | 40.5
86208 | Halex fitting, liquid-tight, malleable iron, straight, 3/4in trade size, compression conduit connection, insulated, zinc electro-plated finish. Package of 5. For use with LFMC and NM-Type B electrical conduit. Sealing washer and locknut included. | Stock | 23.5
86210B | Halex fitting, liquid-tight, malleable iron, straight, 1in trade size, compression conduit connection, insulated, zinc electro-plated finish. Package of 5. For use with LFMC and NM-Type B electrical conduit. Sealing washer and locknut included. | Stock | 29
86210 | Halex fitting, liquid-tight, malleable iron, straight, 1in trade size, compression conduit connection, insulated, zinc electro-plated finish. Package of 2. For use with LFMC and NM-Type B electrical conduit. Sealing washer and locknut included. | Stock | 13.5
86212B | Halex fitting, liquid-tight, malleable iron, straight, 1-1/4in trade size, compression conduit connection, insulated, zinc electro-plated finish. Package of 5. For use with LFMC and NM-Type B electrical conduit. Sealing washer and locknut included. | Stock | 44.5
86215B | Halex fitting, liquid-tight, malleable iron, straight, 1-1/2in trade size, compression conduit connection, insulated, zinc electro-plated finish. Package of 2. For use with LFMC and NM-Type B electrical conduit. Sealing washer and locknut included. | Stock | 24
86220B | Halex fitting, liquid-tight, malleable iron, straight, 2in trade size, compression conduit connection, insulated, zinc electro-plated finish. Package of 2. For use with LFMC and NM-Type B electrical conduit. Sealing washer and locknut included. | Stock | 30
86903B | Halex fitting, liquid-tight, malleable iron, 90-degree, 3/8in trade size, compression conduit connection, insulated, zinc electro-plated finish. Package of 10. For use with LFMC and NM-Type B electrical conduit. Sealing washer and locknut included. | Stock | 60
86905B | Halex fitting, liquid-tight, malleable iron, 90-degree, 1/2in trade size, compression conduit connection, insulated, zinc electro-plated finish. Package of 10. For use with LFMC and NM-Type B electrical conduit. Sealing washer and locknut included. | Stock | 45.5
86906 | Halex fitting, liquid-tight, malleable iron, 90-degree, 1/2in trade size, compression conduit connection, insulated, zinc electro-plated finish. Package of 2. For use with LFMC and NM-Type B electrical conduit. Sealing washer and locknut included. | Stock | 12.5
86907B | Halex fitting, liquid-tight, malleable iron, 90-degree, 3/4in trade size, compression conduit connection, insulated, zinc electro-plated finish. Package of 10. For use with LFMC and NM-Type B electrical conduit. Sealing washer and locknut included. | Stock | 70
86908 | Halex fitting, liquid-tight, malleable iron, 90-degree, 3/4in trade size, compression conduit connection, insulated, zinc electro-plated finish. Package of 2. For use with LFMC and NM-Type B electrical conduit. Sealing washer and locknut included. | Stock | 19
86910 | Halex fitting, liquid-tight, malleable iron, 90-degree, 1in trade size, compression conduit connection, insulated, zinc electro-plated finish. Package of 2. For use with LFMC and NM-Type B electrical conduit. Sealing washer and locknut included. | Stock | 17.5
86912B | Halex fitting, liquid-tight, malleable iron, 90-degree, 1-1/4in trade size, compression conduit connection, insulated, zinc electro-plated finish. Package of 5. For use with LFMC and NM-Type B electrical conduit. Sealing washer and locknut included. | Stock | 43.5
86915B | Halex fitting, liquid-tight, malleable iron, 90-degree, 1-1/2in trade size, compression conduit connection, insulated, zinc electro-plated finish. Package of 2. For use with LFMC and NM-Type B electrical conduit. Sealing washer and locknut included. | Stock | 33
27690 | Halex fitting, liquid-tight, nylon, 90-degree, 3/8in trade size, compression conduit connection, insulated, gray. Package of 1. For use with NM-Type B electrical conduit. Sealing washer and locknut included. | Stock | 5.75
76905B | Halex fitting, liquid-tight, nylon, 90-degree, 1/2in trade size, compression conduit connection, insulated, gray. Package of 10. For use with NM-Type B electrical conduit. Sealing washer and locknut included. | Stock | 16
27691 | Halex fitting, liquid-tight, nylon, 90-degree, 1/2in trade size, compression conduit connection, insulated, gray. Package of 1. For use with NM-Type B electrical conduit. Sealing washer and locknut included. | Stock | 2.25
76907B | Halex fitting, liquid-tight, nylon, 90-degree, 3/4in trade size, compression conduit connection, insulated, gray. Package of 10. For use with NM-Type B electrical conduit. Sealing washer and locknut included. | Stock | 21
27692 | Halex fitting, liquid-tight, nylon, 90-degree, 3/4in trade size, compression conduit connection, insulated, gray. Package of 1. For use with NM-Type B electrical conduit. Sealing washer and locknut included. | Stock | 2.75
76910B | Halex fitting, liquid-tight, nylon, 90-degree, 1in trade size, compression conduit connection, insulated, gray. Package of 5. For use with NM-Type B electrical conduit. Sealing washer and locknut included. | Stock | 45.5
97693 | Halex fitting, liquid-tight, nylon, 90-degree, 1in trade size, compression conduit connection, insulated, gray. Package of 1. For use with NM-Type B electrical conduit. Sealing washer and locknut included. | Stock | 11.5
76912B | Halex fitting, liquid-tight, nylon, 90-degree, 1-1/4in trade size, compression conduit connection, insulated, gray. Package of 5. For use with NM-Type B electrical conduit. Sealing washer and locknut included. | Stock | 93
76915B | Halex fitting, liquid-tight, nylon, 90-degree, 1-1/2in trade size, compression conduit connection, insulated, gray. Package of 2. For use with NM-Type B electrical conduit. Sealing washer and locknut included. | Stock | 43.5
76920B | Halex fitting, liquid-tight, nylon, 90-degree, 2in trade size, compression conduit connection, insulated, gray. Package of 2. For use with NM-Type B electrical conduit. Sealing washer and locknut included. | Stock | 81
76203B | Halex fitting, liquid-tight, nylon, straight, 3/8in trade size, compression conduit connection, insulated, gray. Package of 25. For use with NM-Type B electrical conduit. Sealing washer and locknut included. | Stock | 43
27620 | Halex fitting, liquid-tight, nylon, straight, 3/8in trade size, compression conduit connection, insulated, gray. Package of 1. For use with NM-Type B electrical conduit. Sealing washer and locknut included. | Stock | 5
76205B | Halex fitting, liquid-tight, nylon, straight, 1/2in trade size, compression conduit connection, insulated, gray. Package of 25. For use with NM-Type B electrical conduit. Sealing washer and locknut included. | Stock | 18.5
27621 | Halex fitting, liquid-tight, nylon, straight, 1/2in trade size, compression conduit connection, insulated, gray. Package of 1. For use with NM-Type B electrical conduit. Sealing washer and locknut included. | Stock | 1.25
76207B | Halex fitting, liquid-tight, nylon, straight, 3/4in trade size, compression conduit connection, insulated, gray. Package of 10. For use with NM-Type B electrical conduit. Sealing washer and locknut included. | Stock | 17.5
27622 | Halex fitting, liquid-tight, nylon, straight, 3/4in trade size, compression conduit connection, insulated, gray. Package of 1. For use with NM-Type B electrical conduit. Sealing washer and locknut included. | Stock | 2.25
76210B | Halex fitting, liquid-tight, nylon, straight, 1in trade size, compression conduit connection, insulated, gray. Package of 5. For use with NM-Type B electrical conduit. Sealing washer and locknut included. | Stock | 20
97623 | Halex fitting, liquid-tight, nylon, straight, 1in trade size, compression conduit connection, insulated, gray. Package of 1. For use with NM-Type B electrical conduit. Sealing washer and locknut included. | Stock | 7
76212B | Halex fitting, liquid-tight, nylon, straight, 1-1/4in trade size, compression conduit connection, insulated, gray. Package of 5. For use with NM-Type B electrical conduit. Sealing washer and locknut included. | Stock | 28
76215B | Halex fitting, liquid-tight, nylon, straight, 1-1/2in trade size, compression conduit connection, insulated, gray. Package of 2. For use with NM-Type B electrical conduit. Sealing washer and locknut included. | Stock | 35.5
76220B | Halex fitting, liquid-tight, nylon, straight, 2in trade size, compression conduit connection, insulated, gray. Package of 2. For use with NM-Type B electrical conduit. Sealing washer and locknut included. | Stock | 47.5
3511RAC | RACO fitting, liquid-tight, steel, straight, 3/8in trade size, compression conduit connection, insulated, zinc electro-plated finish. Package of 25. For use with LFMC and NM-Type B electrical conduit. Sealing washer and locknut included. | Stock | 62
3401-8 | RACO fitting, liquid-tight, steel, straight, 3/8in trade size, compression conduit connection, zinc electro-plated finish. For use with LFMC and NM-Type B electrical conduit. Sealing washer and locknut included. | Stock | 2.25
3401 | RACO fitting, liquid-tight, steel, straight, 3/8in trade size, compression conduit connection, zinc electro-plated finish. Package of 50. For use with LFMC and NM-Type B electrical conduit. Sealing washer and locknut included. | Stock | 109
3512RAC | RACO fitting, liquid-tight, steel, straight, 1/2in trade size, compression conduit connection, insulated, zinc electro-plated finish. Package of 50. For use with LFMC and NM-Type B electrical conduit. Sealing washer and locknut included. | Stock | 123
3402-8 | RACO fitting, liquid-tight, steel, straight, 1/2in trade size, compression conduit connection, zinc electro-plated finish. For use with LFMC and NM-Type B electrical conduit. Sealing washer and locknut included. | Stock | 2.25
86910B | Halex fitting, liquid-tight, malleable iron, 90-degree, 1in trade size, compression conduit connection, insulated, zinc electro-plated finish. Package of 5. For use with LFMC and NM-Type B electrical conduit. Sealing washer and locknut included. | Stock | 36.5
3513-8 | RACO fitting, liquid-tight, steel, straight, 3/4in trade size, compression conduit connection, insulated, zinc electro-plated finish. For use with LFMC and NM-Type B electrical conduit. Sealing washer and locknut included. | Stock | 3.75
3513RAC | RACO fitting, liquid-tight, steel, straight, 3/4in trade size, compression conduit connection, insulated, zinc electro-plated finish. Package of 25. For use with LFMC and NM-Type B electrical conduit. Sealing washer and locknut included. | Stock | 90
3403-8 | RACO fitting, liquid-tight, steel, straight, 3/4in trade size, compression conduit connection, zinc electro-plated finish. For use with LFMC and NM-Type B electrical conduit. Sealing washer and locknut included. | Stock | 3
3514-8 | RACO fitting, liquid-tight, steel, straight, 1in trade size, compression conduit connection, insulated, zinc electro-plated finish. For use with LFMC and NM-Type B electrical conduit. Sealing washer and locknut included. | Stock | 6
3514RAC | RACO fitting, liquid-tight, steel, straight, 1in trade size, compression conduit connection, insulated, zinc electro-plated finish. Package of 10. For use with LFMC and NM-Type B electrical conduit. Sealing washer and locknut included. | Stock | 55
3404 | RACO fitting, liquid-tight, steel, straight, 1in trade size, compression conduit connection, zinc electro-plated finish. Package of 10. For use with LFMC and NM-Type B electrical conduit. Sealing washer and locknut included. | Stock | 49
3515RAC | RACO fitting, liquid-tight, malleable iron, straight, 1-1/4in trade size, compression conduit connection, insulated, zinc electro-plated finish. Package of 10. For use with LFMC and NM-Type B electrical conduit. Sealing washer and locknut included. | Stock | 111
3405-8 | RACO fitting, liquid-tight, malleable iron, straight, 1-1/4in trade size, compression conduit connection, zinc electro-plated finish. For use with LFMC and NM-Type B electrical conduit. Sealing washer and locknut included. | Stock | 10.5
3405 | RACO fitting, liquid-tight, malleable iron, straight, 1-1/4in trade size, compression conduit connection, zinc electro-plated finish. Package of 10. For use with LFMC and NM-Type B electrical conduit. Sealing washer and locknut included. | Stock | 96
3406-8 | RACO fitting, liquid-tight, malleable iron, straight, 1-1/2in trade size, compression conduit connection, zinc electro-plated finish. For use with LFMC and NM-Type B electrical conduit. Sealing washer and locknut included. | Stock | 15
3408-8 | RACO fitting, liquid-tight, malleable iron, straight, 2in trade size, compression conduit connection, zinc electro-plated finish. For use with LFMC and NM-Type B electrical conduit. Sealing washer and locknut included. | Stock | 23
3541RAC | RACO fitting, liquid-tight, steel, 90-degree, 3/8in trade size, compression conduit connection, insulated, zinc electro-plated finish. Package of 25. For use with LFMC and NM-Type B electrical conduit. Sealing washer and locknut included. | Stock | 111
3421-8 | RACO fitting, liquid-tight, steel, 90-degree, 3/8in trade size, compression conduit connection, zinc electro-plated finish. For use with LFMC and NM-Type B electrical conduit. Sealing washer and locknut included. | Stock | 4
3542-8 | RACO fitting, liquid-tight, steel, 90-degree, 1/2in trade size, compression conduit connection, insulated, zinc electro-plated finish. For use with LFMC and NM-Type B electrical conduit. Sealing washer and locknut included. | Stock | 4.75
3542 | RACO fitting, liquid-tight, steel, 90-degree, 1/2in trade size, compression conduit connection, insulated, zinc electro-plated finish. Package of 25. For use with LFMC and NM-Type B electrical conduit. Sealing washer and locknut included. | Stock | 111
3422-8 | RACO fitting, liquid-tight, steel, 90-degree, 1/2in trade size, compression conduit connection, zinc electro-plated finish. For use with LFMC and NM-Type B electrical conduit. Sealing washer and locknut included. | Stock | 4
3543-8 | RACO fitting, liquid-tight, steel, 90-degree, 3/4in trade size, compression conduit connection, insulated, zinc electro-plated finish. For use with LFMC and NM-Type B electrical conduit. Sealing washer and locknut included. | Stock | 7.5
3543 | RACO fitting, liquid-tight, steel, 90-degree, 3/4in trade size, compression conduit connection, insulated, zinc electro-plated finish. Package of 25. For use with LFMC and NM-Type B electrical conduit. Sealing washer and locknut included. | Stock | 164
3423-8 | RACO fitting, liquid-tight, steel, 90-degree, 3/4in trade size, compression conduit connection, zinc electro-plated finish. For use with LFMC and NM-Type B electrical conduit. Sealing washer and locknut included. | Stock | 6
3423 | RACO fitting, liquid-tight, steel, 90-degree, 3/4in trade size, compression conduit connection, zinc electro-plated finish. Package of 25. For use with LFMC and NM-Type B electrical conduit. Sealing washer and locknut included. | Stock | 134
3424-8 | RACO fitting, liquid-tight, steel, 90-degree, 1in trade size, compression conduit connection, zinc electro-plated finish. For use with LFMC and NM-Type B electrical conduit. Sealing washer and locknut included. | Stock | 12.5
3424 | RACO fitting, liquid-tight, steel, 90-degree, 1in trade size, compression conduit connection, zinc electro-plated finish. Package of 10. For use with LFMC and NM-Type B electrical conduit. Sealing washer and locknut included. | Stock | 117
3545 | RACO fitting, liquid-tight, malleable iron, 90-degree, 1-1/4in trade size, compression conduit connection, insulated, zinc electro-plated finish. Package of 10. For use with LFMC and NM-Type B electrical conduit. Sealing washer and locknut included. | Stock | 208
3425-8 | RACO fitting, liquid-tight, malleable iron, 90-degree, 1-1/4in trade size, compression conduit connection, zinc electro-plated finish. For use with LFMC and NM-Type B electrical conduit. Sealing washer and locknut included. | Stock | 21.5
3425 | RACO fitting, liquid-tight, malleable iron, 90-degree, 1-1/4in trade size, compression conduit connection, zinc electro-plated finish. Package of 10. For use with LFMC and NM-Type B electrical conduit. Sealing washer and locknut included. | Stock | 192
3426-8 | RACO fitting, liquid-tight, malleable iron, 90-degree, 1-1/2in trade size, compression conduit connection, zinc electro-plated finish. For use with LFMC and NM-Type B electrical conduit. Sealing washer and locknut included. | Stock | 24
3428-8 | RACO fitting, liquid-tight, malleable iron, 90-degree, 2in trade size, compression conduit connection, zinc electro-plated finish. For use with LFMC and NM-Type B electrical conduit. Sealing washer and locknut included. | Stock | 35.5
05711B | Halex fitting, zinc die cast, straight, 3/8in trade size, screw clamp conduit connection. Package of 50. For use with flexible metal conduit (FMC), AC cable (BX), MC cable, (NM-B) cable. Screws and locknut included. | Stock | 20.5
15803B | Halex fitting, zinc die cast, straight duplex, 3/8in trade size, screw clamp conduit connection. Package of 25. For use with flexible metal conduit (FMC), AC cable (BX), MC cable, (NM-B) cable. Screws and locknut included. | Stock | 24.5
06703B | Halex fitting, zinc die cast, straight, 3/8in trade size, saddle conduit connection. Package of 50. For use with flexible metal conduit (FMC), AC cable (BX), MC cable, (NM-B) cable. Screws and locknut included. | Stock | 40
86703B | Halex fitting, zinc die cast, straight, 3/8in trade size, saddle conduit connection, insulated. Package of 50. For use with flexible metal conduit (FMC), AC cable (BX), MC cable, (NM-B) cable. Screws and locknut included. | Stock | 39
11001B | Halex fitting, zinc die cast, 90-degree, 3/8in trade size, screw clamp conduit connection. Package of 35. For use with flexible metal conduit (FMC). Screws and locknut included. | Stock | 30
11005B | Halex fitting, zinc die cast, 90-degree, 1/2in trade size, screw clamp conduit connection. Package of 25. For use with flexible metal conduit (FMC), AC cable (BX), MC cable. Screws and locknut included. | Stock | 27.5
11007B | Halex fitting, zinc die cast, 90-degree, 3/4in trade size, screw clamp conduit connection. Package of 10. For use with flexible metal conduit (FMC), AC cable (BX), MC cable. Screws and locknut included. | Stock | 12
11010B | Halex fitting, zinc die cast, 90-degree, 1in trade size, screw clamp conduit connection. Package of 5. For use with flexible metal conduit (FMC), AC cable (BX), MC cable. Screws and locknut included. | Stock | 11.5
11012B | Halex fitting, zinc die cast, 90-degree, 1-1/4in trade size, screw clamp conduit connection. Package of 10. For use with flexible metal conduit (FMC). Screws and locknut included. | Stock | 47.5
11015B | Halex fitting, zinc die cast, 90-degree, 1-1/2in trade size, screw clamp conduit connection. Package of 5. For use with flexible metal conduit (FMC). Screws and locknut included. | Stock | 55
11020B | Halex fitting, zinc die cast, 90-degree, 2in trade size, screw clamp conduit connection. Package of 5. For use with flexible metal conduit (FMC). Screws and locknut included. | Stock | 12
11025B | Halex fitting, zinc die cast, 90-degree, 2-1/2in trade size, screw clamp conduit connection. Package of 2. For use with flexible metal conduit (FMC). Screws and locknut included. | Stock | 45
11030B | Halex fitting, zinc die cast, 90-degree, 3in trade size, screw clamp conduit connection. Package of 1. For use with flexible metal conduit (FMC). Screws and locknut included. | Stock | 36.5
11035B | Halex fitting, zinc die cast, 90-degree, 3-1/2in trade size, screw clamp conduit connection. Package of 1. For use with flexible metal conduit (FMC). Screws and locknut included. | Stock | 93
11040B | Halex fitting, zinc die cast, 90-degree, 4in trade size, screw clamp conduit connection. Package of 1. For use with flexible metal conduit (FMC). Screws and locknut included. | Stock | 105
91003B | Halex fitting, zinc die cast, 90-degree, 3/8in trade size, screw clamp conduit connection, insulated. Package of 25. For use with flexible metal conduit (FMC). Screws and locknut included. | Stock | 23.5
91005B | Halex fitting, zinc die cast, 90-degree, 1/2in trade size, screw clamp conduit connection, insulated. Package of 25. For use with flexible metal conduit (FMC), AC cable (BX), MC cable. Screws and locknut included. | Stock | 33
91007B | Halex fitting, zinc die cast, 90-degree, 3/4in trade size, screw clamp conduit connection, insulated. Package of 10. For use with flexible metal conduit (FMC), AC cable (BX), MC cable. Screws and locknut included. | Stock | 19.5
91010B | Halex fitting, zinc die cast, 90-degree, 1in trade size, screw clamp conduit connection, insulated. Package of 1. For use with flexible metal conduit (FMC), AC cable (BX), MC cable. Screws and locknut included. | Stock | 19
04205B | Halex fitting, zinc die cast, straight, 1/2in trade size, squeeze conduit connection. Package of 25. For use with flexible metal conduit (FMC), AC cable (BX), MC cable. Screw and locknut included. | Stock | 21
04203B | Halex fitting, zinc die cast, straight, 3/8in trade size, squeeze conduit connection. Package of 50. For use with flexible metal conduit (FMC), AC cable (BX), MC cable. Screw and locknut included. | Stock | 29
04207B | Halex fitting, zinc die cast, straight, 3/4in trade size, squeeze conduit connection. Package of 25. For use with flexible metal conduit (FMC). Screw and locknut included. | Stock | 30
04210B | Halex fitting, zinc die cast, straight, 1in trade size, squeeze conduit connection. Package of 10. For use with flexible metal conduit (FMC). Screw and locknut included. | Stock | 18.5
04212B | Halex fitting, zinc die cast, straight, 1-1/4in trade size, squeeze conduit connection. Package of 10. For use with flexible metal conduit (FMC). Screw and locknut included. | Stock | 22.5
04215B | Halex fitting, zinc die cast, straight, 1-1/2in trade size, squeeze conduit connection. Package of 5. For use with flexible metal conduit (FMC). Screw and locknut included. | Stock | 19
04220B | Halex fitting, zinc die cast, straight, 2in trade size, squeeze conduit connection. Package of 10. For use with flexible metal conduit (FMC). Screw and locknut included. | Stock | 47.5
04225B | Halex fitting, zinc die cast, straight, 2-1/2in trade size, squeeze conduit connection. Package of 10. For use with flexible metal conduit (FMC). Screw and locknut included. | Stock | 149
04230B | Halex fitting, zinc die cast, straight, 3in trade size, squeeze conduit connection. Package of 5. For use with flexible metal conduit (FMC). Screw and locknut included. | Stock | 99
04235B | Halex fitting, zinc die cast, straight, 3-1/2in trade size, squeeze conduit connection. Package of 2. For use with flexible metal conduit (FMC). Screw and locknut included. | Stock | 53
04240B | Halex fitting, zinc die cast, straight, 4in trade size, squeeze conduit connection. Package of 1. For use with flexible metal conduit (FMC). Screw and locknut included. | Stock | 37
84205B | Halex fitting, zinc die cast, straight, 1/2in trade size, squeeze conduit connection, insulated. Package of 25. For use with flexible metal conduit (FMC), AC cable (BX), MC cable. Screw and locknut included. | Stock | 18
84207B | Halex fitting, zinc die cast, straight, 3/4in trade size, squeeze conduit connection, insulated. Package of 25. For use with flexible metal conduit (FMC), AC cable (BX), MC cable. Screw and locknut included. | Stock | 31
84210B | Halex fitting, zinc die cast, straight, 1in trade size, squeeze conduit connection, insulated. Package of 10. For use with flexible metal conduit (FMC), AC cable (BX), MC cable. Screw and locknut included. | Stock | 20
84212B | Halex fitting, zinc die cast, straight, 1-1/4in trade size, squeeze conduit connection, insulated. Package of 10. For use with flexible metal conduit (FMC). Screw and locknut included. | Stock | 30.5
84215B | Halex fitting, zinc die cast, straight, 1-1/2in trade size, squeeze conduit connection, insulated. Package of 5. For use with flexible metal conduit (FMC). Screw and locknut included. | Stock | 26
84220B | Halex fitting, zinc die cast, straight, 2in trade size, squeeze conduit connection, insulated. Package of 10. For use with flexible metal conduit (FMC). Screw and locknut included. | Stock | 59
05803B | Halex fitting, zinc die cast, straight, 3/8in trade size, set-screw conduit connection. Package of 100. For use with AC cable (BX), MC cable. Screw and locknut included. | Stock | 49
04403B | Halex fitting, zinc die cast, straight, 3/8in trade size, twist-in conduit connection. Package of 50. For use with flexible metal conduit (FMC). Locknut included. | Stock | 25.5
04405B | Halex fitting, zinc die cast, straight, 1/2in trade size, twist-in conduit connection. Package of 50. For use with flexible metal conduit (FMC). Locknut included. | Stock | 26.5
04407B | Halex fitting, zinc die cast, straight, 3/4in trade size, twist-in conduit connection. Package of 25. For use with flexible metal conduit (FMC). Locknut included. | Stock | 22.5
04410B | Halex fitting, zinc die cast, straight, 1in trade size, twist-in conduit connection. Package of 25. For use with flexible metal conduit (FMC). Locknut included. | Stock | 40
04412B | Halex fitting, zinc die cast, straight, 1-1/4in trade size, twist-in conduit connection. Package of 10. For use with flexible metal conduit (FMC). Locknut included. | Stock | 28
04415B | Halex fitting, zinc die cast, straight, 1-1/2in trade size, twist-in conduit connection. Package of 10. For use with flexible metal conduit (FMC). Locknut included. | Stock | 43
04420B | Halex fitting, zinc die cast, straight, 2in trade size, twist-in conduit connection. Package of 10. For use with flexible metal conduit (FMC). Locknut included. | Stock | 55
84403B | Halex fitting, zinc die cast, straight, 3/8in trade size, screw-in conduit connection, insulated. Package of 50. For use with flexible metal conduit (FMC). Locknut included. | Stock | 22.5
84405B | Halex fitting, zinc die cast, straight, 1/2in trade size, screw-in conduit connection, insulated. Package of 50. For use with flexible metal conduit (FMC). Locknut included. | Stock | 29
84407B | Halex fitting, zinc die cast, straight, 3/4in trade size, screw-in conduit connection, insulated. Package of 25. For use with flexible metal conduit (FMC). Locknut included. | Stock | 39
04805B | Halex fitting, zinc die cast, straight, 1/2in trade size, set-screw conduit connection. Package of 25. For use with flexible metal conduit (FMC). Screw and locknut included. | Stock | 19.5
04807B | Halex fitting, zinc die cast, straight, 3/4in trade size, set-screw conduit connection. Package of 25. For use with flexible metal conduit (FMC). Screw and locknut included. | Stock | 39.5
84805B | Halex fitting, zinc die cast, straight, 1/2in trade size, set-screw conduit connection, insulated. Package of 25. For use with flexible metal conduit (FMC). Screw and locknut included. | Stock | 22
84807B | Halex fitting, zinc die cast, straight, 3/4in trade size, set-screw conduit connection, insulated. Package of 25. For use with flexible metal conduit (FMC). Screw and locknut included. | Stock | 35
04505B | Halex fitting, zinc die cast, coupling, 1/2in trade size, twist-in conduit connection. Package of 50. For use with flexible metal conduit (FMC). | Stock | 29
04507B | Halex fitting, zinc die cast, coupling, 3/4in trade size, twist-in conduit connection. Package of 25. For use with flexible metal conduit (FMC). | Stock | 22.5
85703NB | Halex fitting, zinc die cast, straight, 3/8in trade size, MC-AC-flex double snap conduit connection. Package of 50. For use with flexible metal conduit (FMC), AC cable (BX), MC cable, (NM-B) cable. | Stock | 75
65705B | Halex fitting, zinc die cast, straight, 3/8in trade size, MC snap-in conduit connection, insulated. Package of 50. For use with flexible metal conduit (FMC), AC cable (BX), MC cable. Screw included. | Stock | 41.5
65805B | Halex fitting, zinc die cast, straight duplex, 3/8in trade size, MC snap-in conduit connection. Package of 25. For use with flexible metal conduit (FMC), AC cable (BX), MC cable. Screw included. | Stock | 32.5
85803NB | Halex fitting, zinc die cast, straight, 3/8in trade size, cut-in snap lock conduit connection. Package of 25. For use with flexible metal conduit (FMC), AC cable (BX), MC cable. | Stock | 40.5
Convoluted Tubing
GSI-12G | Iboco I-Flex flexible electrical tubing, liquid-tight, PVC, 3/8in tubing size, gray, 98ft/29.8m coil length. | Stock | 40
GSI-16G | Iboco I-Flex flexible electrical tubing, liquid-tight, PVC, 1/2in tubing size, gray, 98ft/29.8m coil length. | Stock | 54
GSI-12K | Iboco I-Flex flexible electrical tubing, liquid-tight, PVC, 3/8in tubing size, black, 98ft/29.8m coil length. | Stock | 40
GSI-16K | Iboco I-Flex flexible electrical tubing, liquid-tight, PVC, 1/2in tubing size, black, 98ft/29.8m coil length. | Stock | 54
GSI-20G | Iboco I-Flex flexible electrical tubing, liquid-tight, PVC, 3/4in tubing size, gray, 98ft/29.8m coil length. | Stock | 62
GSI-20K | Iboco I-Flex flexible electrical tubing, liquid-tight, PVC, 3/4in tubing size, black, 98ft/29.8m coil length. | Stock | 62
GSI-25G | Iboco I-Flex flexible electrical tubing, liquid-tight, PVC, 1in tubing size, gray, 98ft/29.8m coil length. | Stock | 111
GSI-25K | Iboco I-Flex flexible electrical tubing, liquid-tight, PVC, 1in tubing size, black, 98ft/29.8m coil length. | Stock | 111
GSI-32G | Iboco I-Flex flexible electrical tubing, liquid-tight, PVC, 1-1/4in tubing size, gray, 98ft/29.8m coil length. | Stock | 154
GSI-32K | Iboco I-Flex flexible electrical tubing, liquid-tight, PVC, 1-1/4in tubing size, black, 98ft/29.8m coil length. | Stock | 154
GSI-40G | Iboco I-Flex flexible electrical tubing, liquid-tight, PVC, 1-1/2in tubing size, gray, 98ft/29.8m coil length. | Stock | 194
GSI-40K | Iboco I-Flex flexible electrical tubing, liquid-tight, PVC, 1-1/2in tubing size, black, 98ft/29.8m coil length. | Stock | 194
GSI-50G | Iboco I-Flex flexible electrical tubing, liquid-tight, PVC, 2in tubing size, gray, 98ft/29.8m coil length. | Stock | 251
GSI-50K | Iboco I-Flex flexible electrical tubing, liquid-tight, PVC, 2in tubing size, black, 98ft/29.8m coil length. | Stock | 251
Two-piece Split Corrugated Tubing
831000 | Murrplastik EWT-PA two-piece split flexible electrical tubing, polyamide, M12/P09 tubing size, black, 32.8ft/10m coil length. | Stock | 69
831002 | Murrplastik EWT-PA two-piece split flexible electrical tubing, polyamide, M12/P09 tubing size, black, 82ft/25m coil length. | Stock | 155
831004 | Murrplastik EWT-PA two-piece split flexible electrical tubing, polyamide, M16/P11 tubing size, black, 32.8ft/10m coil length. | Stock | 110
831006 | Murrplastik EWT-PA two-piece split flexible electrical tubing, polyamide, M16/P11 tubing size, black, 82ft/25m coil length. | Stock | 256
831008 | Murrplastik EWT-PA two-piece split flexible electrical tubing, polyamide, M20/P16 tubing size, black, 32.8ft/10m coil length. | Stock | 136
831010 | Murrplastik EWT-PA two-piece split flexible electrical tubing, polyamide, M20/P16 tubing size, black, 82ft/25m coil length. | Stock | 322
832500 | Murrplastik EWT-PA two-piece split flexible electrical tubing, polyamide, M25/P21 tubing size, black, 32.8ft/10m coil length. | Stock | 175
832502 | Murrplastik EWT-PA two-piece split flexible electrical tubing, polyamide, M25/P21 tubing size, black, 82ft/25m coil length. | Stock | 415
832504 | Murrplastik EWT-PA two-piece split flexible electrical tubing, polyamide, M32/P29 tubing size, black, 32.8ft/10m coil length. | Stock | 221
832506 | Murrplastik EWT-PA two-piece split flexible electrical tubing, polyamide, M32/P29 tubing size, black, 82ft/25m coil length. | Stock | 531
832508 | Murrplastik EWT-PA two-piece split flexible electrical tubing, polyamide, M40/P36 tubing size, black, 32.8ft/10m coil length. | Stock | 279
832510 | Murrplastik EWT-PA two-piece split flexible electrical tubing, polyamide, M40/P36 tubing size, black, 82ft/25m coil length. | Stock | 677
Solid Corrugated Tubing
838509 | Murrplastik EW-PAB solid flexible corrugated tubing, modified polyamide 6, M12/P09 tubing size, black, 164ft/50m coil length. | Stock | 87
838109 | Murrplastik EW-PAB solid flexible corrugated tubing, modified polyamide 6, M12/P09 tubing size, black, 32.8ft/10m coil length. | Stock | 19.5
838511 | Murrplastik EW-PAB solid flexible corrugated tubing, modified polyamide 6, M16/P11 tubing size, black, 164ft/50m coil length. | Stock | 121
838111 | Murrplastik EW-PAB solid flexible corrugated tubing, modified polyamide 6, M16/P11 tubing size, black, 32.8ft/10m coil length. | Stock | 27.5
838516 | Murrplastik EW-PAB solid flexible corrugated tubing, modified polyamide 6, M20/P16 tubing size, black, 164ft/50m coil length. | Stock | 171
838116 | Murrplastik EW-PAB solid flexible corrugated tubing, modified polyamide 6, M20/P16 tubing size, black, 32.8ft/10m coil length. | Stock | 39
838521 | Murrplastik EW-PAB solid flexible corrugated tubing, modified polyamide 6, M25/P21 tubing size, black, 82ft/25m coil length. | Stock | 117
838121 | Murrplastik EW-PAB solid flexible corrugated tubing, modified polyamide 6, M25/P21 tubing size, black, 32.8ft/10m coil length. | Stock | 51
838529 | Murrplastik EW-PAB solid flexible corrugated tubing, modified polyamide 6, M32/P29 tubing size, black, 82ft/25m coil length. | Stock | 154
838129 | Murrplastik EW-PAB solid flexible corrugated tubing, modified polyamide 6, M32/P29 tubing size, black, 32.8ft/10m coil length. | Stock | 66
838536 | Murrplastik EW-PAB solid flexible corrugated tubing, modified polyamide 6, M40/P36 tubing size, black, 82ft/25m coil length. | Stock | 173
838136 | Murrplastik EW-PAB solid flexible corrugated tubing, modified polyamide 6, M40/P36 tubing size, black, 32.8ft/10m coil length. | Stock | 77
838609 | Murrplastik EW-PRF solid continuous flexing corrugated tubing, modified polyamide 12, M12/P09 tubing size, black, 164ft/50m coil length. | Stock | 327
838209 | Murrplastik EW-PRF solid continuous flexing corrugated tubing, modified polyamide 12, M12/P09 tubing size, black, 32.8ft/10m coil length. | Stock | 73
838611 | Murrplastik EW-PRF solid continuous flexing corrugated tubing, modified polyamide 12, M16/P11 tubing size, black, 164ft/50m coil length. | Stock | 401
838211 | Murrplastik EW-PRF solid continuous flexing corrugated tubing, modified polyamide 12, M16/P11 tubing size, black, 32.8ft/10m coil length. | Stock | 89
838616 | Murrplastik EW-PRF solid continuous flexing corrugated tubing, modified polyamide 12, M20/P16 tubing size, black, 164ft/50m coil length. | Stock | 616
838216 | Murrplastik EW-PRF solid continuous flexing corrugated tubing, modified polyamide 12, M20/P16 tubing size, black, 32.8ft/10m coil length. | Stock | 137
838621 | Murrplastik EW-PRF solid continuous flexing corrugated tubing, modified polyamide 12, M25/P21 tubing size, black, 82ft/25m coil length. | Stock | 531
838221 | Murrplastik EW-PRF solid continuous flexing corrugated tubing, modified polyamide 12, M25/P21 tubing size, black, 32.8ft/10m coil length. | Stock | 237
838629 | Murrplastik EW-PRF solid continuous flexing corrugated tubing, modified polyamide 12, M32/P29 tubing size, black, 82ft/25m coil length. | Stock | 691
838229 | Murrplastik EW-PRF solid continuous flexing corrugated tubing, modified polyamide 12, M32/P29 tubing size, black, 32.8ft/10m coil length. | Stock | 308
838636 | Murrplastik EW-PRF solid continuous flexing corrugated tubing, modified polyamide 12, M40/P36 tubing size, black, 82ft/25m coil length. | Stock | 1043
838236 | Murrplastik EW-PRF solid continuous flexing corrugated tubing, modified polyamide 12, M40/P36 tubing size, black, 32.8ft/10m coil length. | Stock | 465
Tubing Fittings
RPS-12G | Iboco RPS fitting, straight, compression, 3/8in tubing size, G3/8 BSPP male thread, insulated, gray. Package of 20. For use with I-Flex electrical tubing. Seal gaskets included. | Stock | 29.5
RPS-12K | Iboco RPS fitting, straight, compression, 3/8in tubing size, G3/8 BSPP male thread, insulated, black. Package of 20. For use with I-Flex electrical tubing. Seal gaskets included. | Stock | 29.5
RPS-16G | Iboco RPS fitting, straight, compression, 1/2in tubing size, G1/2 BSPP male thread, insulated, gray. Package of 20. For use with I-Flex electrical tubing. Seal gaskets included. | Stock | 35
RPS-16K | Iboco RPS fitting, straight, compression, 1/2in tubing size, G1/2 BSPP male thread, insulated, black. Package of 20. For use with I-Flex electrical tubing. Seal gaskets included. | Stock | 35
RPS-20G | Iboco RPS fitting, straight, compression, 3/4in tubing size, G3/4 BSPP male thread, insulated, gray. Package of 20. For use with I-Flex electrical tubing. Seal gaskets included. | Stock | 41.5
RPS-20K | Iboco RPS fitting, straight, compression, 3/4in tubing size, G3/4 BSPP male thread, insulated, black. Package of 20. For use with I-Flex electrical tubing. Seal gaskets included. | Stock | 41.5
RPS-25G | Iboco RPS fitting, straight, compression, 1in tubing size, G1 BSPP male thread, insulated, gray. Package of 10. For use with I-Flex electrical tubing. Seal gaskets included. | Stock | 31.5
RPS-25K | Iboco RPS fitting, straight, compression, 1in tubing size, G1 BSPP male thread, insulated, black. Package of 10. For use with I-Flex electrical tubing. Seal gaskets included. | Stock | 31.5
RPS-32G | Iboco RPS fitting, straight, compression, 1-1/4in tubing size, G1-1/4 BSPP male thread, insulated, gray. Package of 10. For use with I-Flex electrical tubing. Seal gaskets included. | Stock | 63
RPS-32K | Iboco RPS fitting, straight, compression, 1-1/4in tubing size, G1-1/4 BSPP male thread, insulated, black. Package of 10. For use with I-Flex electrical tubing. Seal gaskets included. | Stock | 63
RPS-40G | Iboco RPS fitting, straight, compression, 1-1/2in tubing size, G1-1/2 BSPP male thread, insulated, gray. Package of 5. For use with I-Flex electrical tubing. Seal gaskets included. | Stock | 47
RPS-40K | Iboco RPS fitting, straight, compression, 1-1/2in tubing size, G1-1/2 BSPP male thread, insulated, black. Package of 5. For use with I-Flex electrical tubing. Seal gaskets included. | Stock | 47
RPS-50G | Iboco RPS fitting, straight, compression, 2in tubing size, G2 BSPP male thread, insulated, gray. Package of 5. For use with I-Flex electrical tubing. Seal gaskets included. | Stock | 93
RPS-50K | Iboco RPS fitting, straight, compression, 2in tubing size, G2 BSPP male thread, insulated, black. Package of 5. For use with I-Flex electrical tubing. Seal gaskets included. | Stock | 93
CUR-12G | Iboco CUR fitting, 90-degree, compression, 3/8in tubing size, G3/8 BSPP male thread, insulated, gray. Package of 25. For use with I-Flex electrical tubing. Seal gaskets included. | Stock | 62
CUR-12K | Iboco CUR fitting, 90-degree, compression, 3/8in tubing size, G3/8 BSPP male thread, insulated, black. Package of 25. For use with I-Flex electrical tubing. Seal gaskets included. | Stock | 62
CUR-16G | Iboco CUR fitting, 90-degree, compression, 1/2in tubing size, G1/2 BSPP male thread, insulated, gray. Package of 25. For use with I-Flex electrical tubing. Seal gaskets included. | Stock | 74
CUR-16K | Iboco CUR fitting, 90-degree, compression, 1/2in tubing size, G1/2 BSPP male thread, insulated, black. Package of 25. For use with I-Flex electrical tubing. Seal gaskets included. | Stock | 74
CUR-20G | Iboco CUR fitting, 90-degree, compression, 3/4in tubing size, G3/4 BSPP male thread, insulated, gray. Package of 15. For use with I-Flex electrical tubing. Seal gaskets included. | Stock | 51
CUR-20K | Iboco CUR fitting, 90-degree, compression, 3/4in tubing size, G3/4 BSPP male thread, insulated, black. Package of 15. For use with I-Flex electrical tubing. Seal gaskets included. | Stock | 51
CUR-25G | Iboco CUR fitting, 90-degree, compression, 1in tubing size, G1 BSPP male thread, insulated, gray. Package of 5. For use with I-Flex electrical tubing. Seal gaskets included. | Stock | 24
CUR-25K | Iboco CUR fitting, 90-degree, compression, 1in tubing size, G1 BSPP male thread, insulated, black. Package of 5. For use with I-Flex electrical tubing. Seal gaskets included. | Stock | 24
CUR-32G | Iboco CUR fitting, 90-degree, compression, 1-1/4in tubing size, G1-1/4 BSPP male thread, insulated, gray. Package of 5. For use with I-Flex electrical tubing. Seal gaskets included. | Stock | 61
CUR-32K | Iboco CUR fitting, 90-degree, compression, 1-1/4in tubing size, G1-1/4 BSPP male thread, insulated, black. Package of 5. For use with I-Flex electrical tubing. Seal gaskets included. | Stock | 61
837010 | Murrplastik SVG fitting, coupling, clam shell, M25/P21 tubing size, insulated, black. Package of 5. For use with EW-PAB and EW-PRF series flexible corrugated solid tubing and EWT-PA series flexible corrugated split tubing. | Stock | 44.5
837012 | Murrplastik SVG fitting, coupling, clam shell, M32/P29 tubing size, insulated, black. Package of 5. For use with EW-PAB and EW-PRF series flexible corrugated solid tubing and EWT-PA series flexible corrugated split tubing. | Stock | 59
837014 | Murrplastik SVG fitting, coupling, clam shell, M40/P36 tubing size, insulated, black. Package of 5. For use with EW-PAB and EW-PRF series flexible corrugated solid tubing and EWT-PA series flexible corrugated split tubing. | Stock | 73
836010 | Murrplastik SVT fitting, threaded straight, clam shell, M16/P11 tubing size, M16 x 1.5mm male thread, insulated, black. Package of 5. For use with EW-PAB and EW-PRF series flexible corrugated solid tubing and EWT-PA series flexible corrugated split tubing. | Stock | 43
836012 | Murrplastik SVT fitting, threaded straight, clam shell, M20/P11 tubing size, M20 x 1.5mm male thread, insulated, black. Package of 5. For use with EW-PAB and EW-PRF series flexible corrugated solid tubing and EWT-PA series flexible corrugated split tubing. | Stock | 43
836014 | Murrplastik SVT fitting, threaded straight, clam shell, M20/P16 tubing size, M20 x 1.5mm male thread, insulated, black. Package of 5. For use with EW-PAB and EW-PRF series flexible corrugated solid tubing and EWT-PA series flexible corrugated split tubing. | Stock | 44.5
836016 | Murrplastik SVT fitting, threaded straight, clam shell, M25/P16 tubing size, M25 x 1.5mm male thread, insulated, black. Package of 5. For use with EW-PAB and EW-PRF series flexible corrugated solid tubing and EWT-PA series flexible corrugated split tubing. | Stock | 44.5
836018 | Murrplastik SVT fitting, threaded straight, clam shell, M25/P21 tubing size, M25 x 1.5mm male thread, insulated, black. Package of 5. For use with EW-PAB and EW-PRF series flexible corrugated solid tubing and EWT-PA series flexible corrugated split tubing. | Stock | 51
836020 | Murrplastik SVT fitting, threaded straight, clam shell, M32/P21 tubing size, M32 x 1.5mm male thread, insulated, black. Package of 5. For use with EW-PAB and EW-PRF series flexible corrugated solid tubing and EWT-PA series flexible corrugated split tubing. | Stock | 51
836022 | Murrplastik SVT fitting, threaded straight, clam shell, M32/P29 tubing size, M32 x 1.5mm male thread, insulated, black. Package of 5. For use with EW-PAB and EW-PRF series flexible corrugated solid tubing and EWT-PA series flexible corrugated split tubing. | Stock | 58
836024 | Murrplastik SVT fitting, threaded straight, clam shell, M32/P36 tubing size, M32 x 1.5mm male thread, insulated, black. Package of 5. For use with EW-PAB and EW-PRF series flexible corrugated solid tubing and EWT-PA series flexible corrugated split tubing. | Stock | 73
836026 | Murrplastik SVT fitting, threaded straight, clam shell, M40/P29 tubing size, M40 x 1.5mm male thread, insulated, black. Package of 5. For use with EW-PAB and EW-PRF series flexible corrugated solid tubing and EWT-PA series flexible corrugated split tubing. | Stock | 60
836028 | Murrplastik SVT fitting, threaded straight, clam shell, M40/P36 tubing size, M40 x 1.5mm male thread, insulated, black. Package of 5. For use with EW-PAB and EW-PRF series flexible corrugated solid tubing and EWT-PA series flexible corrugated split tubing. | Stock | 79
836101 | Murrplastik GMT fitting, split lock nut, insulated, black. Package of 5. For use with part number 836010 SVT threaded straight connector. | Stock | 27.5
836103 | Murrplastik GMT fitting, split lock nut, insulated, black. Package of 5. For use with part number 836012 and 836014 SVT threaded straight connectors. | Stock | 28.5
836105 | Murrplastik GMT fitting, split lock nut, insulated, black. Package of 5. For use with part number 836016 and 836018 SVT threaded straight connectors. | Stock | 28.5
836107 | Murrplastik GMT fitting, split lock nut, insulated, black. Package of 5. For use with part number 836020, 836022 or 836024 SVT threaded straight connectors. | Stock | 29.5
836109 | Murrplastik GMT fitting, split lock nut, insulated, black. Package of 5. For use with part number 836026 and 836028 SVT threaded straight connectors. | Stock | 34
836121 | Murrplastik UH mount, snap-in, M12/P09 tubing size, insulated, black. Package of 5. For use with EW-PAB and EW-PRF series flexible corrugated solid tubing and EWT-PA series flexible corrugated split tubing. | Stock | 12
836123 | Murrplastik UH mount, snap-in, M16/P11 tubing size, insulated, black. Package of 5. For use with EW-PAB and EW-PRF series flexible corrugated solid tubing and EWT-PA series flexible corrugated split tubing. | Stock | 12
836125 | Murrplastik UH mount, snap-in, M20/P16 tubing size, insulated, black. Package of 5. For use with EW-PAB and EW-PRF series flexible corrugated solid tubing and EWT-PA series flexible corrugated split tubing. | Stock | 12
836127 | Murrplastik UH mount, snap-in, M25/P21 tubing size, insulated, black. Package of 5. For use with EW-PAB and EW-PRF series flexible corrugated solid tubing and EWT-PA series flexible corrugated split tubing. | Stock | 13
836129 | Murrplastik UH mount, snap-in, M32/P29 tubing size, insulated, black. Package of 5. For use with EW-PAB and EW-PRF series flexible corrugated solid tubing and EWT-PA series flexible corrugated split tubing. | Stock | 27.5
836131 | Murrplastik UH mount, snap-in, M40/P36 tubing size, insulated, black. Package of 5. For use with EW-PAB and EW-PRF series flexible corrugated solid tubing and EWT-PA series flexible corrugated split tubing. | Stock | 19.5
836301 | Murrplastik KFW/D fitting, 90-degree bulkhead, screw clamp, M16/P11 tubing size, screw mount, insulated, black. Package of 2. For use with EW-PAB and EW-PRF series flexible corrugated solid tubing and EWT-PA series flexible corrugated split tubing. Gasket included. | Stock | 28.5
836303 | Murrplastik KFW/D fitting, 90-degree bulkhead, screw clamp, M20/P16 tubing size, screw mount, insulated, black. Package of 2. For use with EW-PAB and EW-PRF series flexible corrugated solid tubing and EWT-PA series flexible corrugated split tubing. Gasket included. | Stock | 19.5
836305 | Murrplastik KFW/D fitting, 90-degree bulkhead, screw clamp, M25/P21 tubing size, screw mount, insulated, black. Package of 2. For use with EW-PAB and EW-PRF series flexible corrugated solid tubing and EWT-PA series flexible corrugated split tubing. Gasket included. | Stock | 23.5
836307 | Murrplastik KFW/D fitting, 90-degree bulkhead, screw clamp, M32/P29 tubing size, screw mount, insulated, black. Package of 2. For use with EW-PAB and EW-PRF series flexible corrugated solid tubing and EWT-PA series flexible corrugated split tubing. Gasket included. | Stock | 34
836309 | Murrplastik KFW/D fitting, 90-degree bulkhead, screw clamp, M40/P36 tubing size, screw mount, insulated, black. Package of 2. For use with EW-PAB and EW-PRF series flexible corrugated solid tubing and EWT-PA series flexible corrugated split tubing. Gasket included. | Stock | 52
836401 | Murrplastik AT fitting, pass-through, snap-in, M12/P09 tubing size, snap-in panel hole, insulated, black. Package of 5. For use with EW-PAB and EW-PRF series flexible corrugated solid tubing and EWT-PA series flexible corrugated split tubing. | Stock | 17.5
836403 | Murrplastik AT fitting, pass-through, snap-in, M16/P11 tubing size, snap-in panel hole, insulated, black. Package of 5. For use with EW-PAB and EW-PRF series flexible corrugated solid tubing and EWT-PA series flexible corrugated split tubing. | Stock | 25.5
836405 | Murrplastik AT fitting, pass-through, snap-in, M20/P16 tubing size, snap-in panel hole, insulated, black. Package of 5. For use with EW-PAB and EW-PRF series flexible corrugated solid tubing and EWT-PA series flexible corrugated split tubing. | Stock | 28.5
836407 | Murrplastik AT fitting, pass-through, snap-in, M25/P21 tubing size, snap-in panel hole, insulated, black. Package of 5. For use with EW-PAB and EW-PRF series flexible corrugated solid tubing and EWT-PA series flexible corrugated split tubing. | Stock | 50
836409 | Murrplastik AT fitting, pass-through, snap-in, M32/P29 tubing size, snap-in panel hole, insulated, black. Package of 5. For use with EW-PAB and EW-PRF series flexible corrugated solid tubing and EWT-PA series flexible corrugated split tubing. | Stock | 52
836411 | Murrplastik AT fitting, pass-through, snap-in, M40/P36 tubing size, snap-in panel hole, insulated, black. Package of 5. For use with EW-PAB and EW-PRF series flexible corrugated solid tubing and EWT-PA series flexible corrugated split tubing. | Stock | 55
836501 | Murrplastik UHE mount, snap-in, M12/P09 tubing size, insulated, black. Package of 5. For use with EW-PAB and EW-PRF series flexible corrugated solid tubing and EWT-PA series flexible corrugated split tubing. | Stock | 12
836503 | Murrplastik UHE mount, snap-in, M16/P11 tubing size, insulated, black. Package of 5. For use with EW-PAB and EW-PRF series flexible corrugated solid tubing and EWT-PA series flexible corrugated split tubing. | Stock | 12
836505 | Murrplastik UHE mount, snap-in, M20/P16 tubing size, insulated, black. Package of 5. For use with EW-PAB and EW-PRF series flexible corrugated solid tubing and EWT-PA series flexible corrugated split tubing. | Stock | 18.5
836507 | Murrplastik UHE mount, snap-in, M25/P21 tubing size, insulated, black. Package of 5. For use with EW-PAB and EW-PRF series flexible corrugated solid tubing and EWT-PA series flexible corrugated split tubing. | Stock | 15
836509 | Murrplastik UHE mount, snap-in, M32/P29 tubing size, insulated, black. Package of 5. For use with EW-PAB and EW-PRF series flexible corrugated solid tubing and EWT-PA series flexible corrugated split tubing. | Stock | 17.5
836511 | Murrplastik UHE mount, snap-in, M40/P36 tubing size, insulated, black. Package of 5. For use with EW-PAB and EW-PRF series flexible corrugated solid tubing and EWT-PA series flexible corrugated split tubing. | Stock | 18.5
836601 | Murrplastik ET fitting, end sleeve, push-on, M12/P09 tubing size, insulated, black. Package of 5. For use with EW-PAB and EW-PRF series flexible corrugated solid tubing and EWT-PA series flexible corrugated split tubing. | Stock | 27.5
836603 | Murrplastik ET fitting, end sleeve, push-on, M16/P11 tubing size, insulated, black. Package of 5. For use with EW-PAB and EW-PRF series flexible corrugated solid tubing and EWT-PA series flexible corrugated split tubing. | Stock | 39.5
836605 | Murrplastik ET fitting, end sleeve, push-on, M20/P16 tubing size, insulated, black. Package of 5. For use with EW-PAB and EW-PRF series flexible corrugated solid tubing and EWT-PA series flexible corrugated split tubing. | Stock | 35
836607 | Murrplastik ET fitting, end sleeve, push-on, M25/P21 tubing size, insulated, black. Package of 5. For use with EW-PAB and EW-PRF series flexible corrugated solid tubing and EWT-PA series flexible corrugated split tubing. | Stock | 44.5
836609 | Murrplastik ET fitting, end sleeve, push-on, M32/P29 tubing size, insulated, black. Package of 5. For use with EW-PAB and EW-PRF series flexible corrugated solid tubing and EWT-PA series flexible corrugated split tubing. | Stock | 56
836611 | Murrplastik ET fitting, end sleeve, push-on, M40/P36 tubing size, insulated, black. Package of 5. For use with EW-PAB and EW-PRF series flexible corrugated solid tubing and EWT-PA series flexible corrugated split tubing. | Stock | 63
837001 | Murrplastik wire insertion tool, for use with EWT-PA series two-piece split tubing. | Stock | 27.5
838552 | Murrplastik MSV fitting, straight, snap-in, M12/P09 tubing size, M12 x 1.5mm male thread, insulated, black. Package of 5. For use with EW-PAB and EW-PRF series flexible corrugated solid tubing and EWT-PA series flexible corrugated split tubing. | Stock | 17.5
838564 | Murrplastik MSV fitting, straight, snap-in, M16/P11 tubing size, M16 x 1.5mm male thread, insulated, black. Package of 5. For use with EW-PAB and EW-PRF series flexible corrugated solid tubing and EWT-PA series flexible corrugated split tubing. | Stock | 19
838572 | Murrplastik MSV fitting, straight, snap-in, M20/P16 tubing size, M20 x 1.5mm male thread, insulated, black. Package of 5. For use with EW-PAB and EW-PRF series flexible corrugated solid tubing and EWT-PA series flexible corrugated split tubing. | Stock | 19.5
838462 | Murrplastik MSV fitting, straight, snap-in, M25/P21 tubing size, M25 x 1.5mm male thread, insulated, black. Package of 5. For use with EW-PAB and EW-PRF series flexible corrugated solid tubing and EWT-PA series flexible corrugated split tubing. | Stock | 30.5
838464 | Murrplastik MSV fitting, straight, snap-in, M32/P29 tubing size, M32 x 1.5mm male thread, insulated, black. Package of 5. For use with EW-PAB and EW-PRF series flexible corrugated solid tubing and EWT-PA series flexible corrugated split tubing. | Stock | 37
838466 | Murrplastik MSV fitting, straight, snap-in, M40/P36 tubing size, M40 x 1.5mm male thread, insulated, black. Package of 5. For use with EW-PAB and EW-PRF series flexible corrugated solid tubing and EWT-PA series flexible corrugated split tubing. | Stock | 30
838652 | Murrplastik MSV fitting, straight, snap-in, M20/P16 tubing size, 1/2in male NPT, insulated, black. Package of 5. For use with EW-PAB and EW-PRF series flexible corrugated solid tubing and EWT-PA series flexible corrugated split tubing. | Stock | 22
838654 | Murrplastik MSV fitting, straight, snap-in, M25/P21 tubing size, 3/4in male NPT, insulated, black. Package of 5. For use with EW-PAB and EW-PRF series flexible corrugated solid tubing and EWT-PA series flexible corrugated split tubing. | Stock | 32
838657 | Murrplastik MSV fitting, straight, snap-in, M32/P29 tubing size, 1in male NPT, insulated, black. Package of 5. For use with EW-PAB and EW-PRF series flexible corrugated solid tubing and EWT-PA series flexible corrugated split tubing. | Stock | 37
838446 | Murrplastik UH-S mount, snap-in, M12/P09 tubing size, insulated, black. Package of 5. For use with EW-PAB and EW-PRF series flexible corrugated solid tubing and EWT-PA series flexible corrugated split tubing. | Stock | 41
838448 | Murrplastik UH-S mount, snap-in, M16/P11 tubing size, insulated, black. Package of 5. For use with EW-PAB and EW-PRF series flexible corrugated solid tubing and EWT-PA series flexible corrugated split tubing. | Stock | 41
838450 | Murrplastik UH-S mount, snap-in, M20/P16 tubing size, insulated, black. Package of 5. For use with EW-PAB and EW-PRF series flexible corrugated solid tubing and EWT-PA series flexible corrugated split tubing. | Stock | 103
838452 | Murrplastik UH-S mount, snap-in, M25/P21 tubing size, insulated, black. Package of 5. For use with EW-PAB and EW-PRF series flexible corrugated solid tubing and EWT-PA series flexible corrugated split tubing. | Stock | 102
838454 | Murrplastik UH-S mount, snap-in, M32/P29 tubing size, insulated, black. Package of 5. For use with EW-PAB and EW-PRF series flexible corrugated solid tubing and EWT-PA series flexible corrugated split tubing. | Stock | 109
838158 | Murrplastik WSV fitting, 90-degree, snap-in, M25/P21 tubing size, 3/4in male NPT, insulated, black. Package of 5. For use with EW-PAB and EW-PRF series flexible corrugated solid tubing and EWT-PA series flexible corrugated split tubing. | Stock | 43.5
838160 | Murrplastik WSV fitting, 90-degree, snap-in, M32/P29 tubing size, 1in male NPT, insulated, black. Package of 5. For use with EW-PAB and EW-PRF series flexible corrugated solid tubing and EWT-PA series flexible corrugated split tubing. | Stock | 75
838651 | Murrplastik EH fitting, straight, compression, M12/P09 tubing size, M12 x 1.5mm male thread, insulated, black. Package of 5. For use with EW-PAB and EW-PRF series flexible corrugated solid tubing and EWT-PA series flexible corrugated split tubing. | Stock | 26
838664 | Murrplastik EH fitting, straight, compression, M16/P11 tubing size, M16 x 1.5mm male thread, insulated, black. Package of 5. For use with EW-PAB and EW-PRF series flexible corrugated solid tubing and EWT-PA series flexible corrugated split tubing. | Stock | 26
838672 | Murrplastik EH fitting, straight, compression, M20/P16 tubing size, M20 x 1.5mm male thread, insulated, black. Package of 5. For use with EW-PAB and EW-PRF series flexible corrugated solid tubing and EWT-PA series flexible corrugated split tubing. | Stock | 26
838676 | Murrplastik EH fitting, straight, compression, M25/P21 tubing size, M25 x 1.5mm male thread, insulated, black. Package of 5. For use with EW-PAB and EW-PRF series flexible corrugated solid tubing and EWT-PA series flexible corrugated split tubing. | Stock | 44
838680 | Murrplastik EH fitting, straight, compression, M32/P29 tubing size, M32 x 1.5mm male thread, insulated, black. Package of 5. For use with EW-PAB and EW-PRF series flexible corrugated solid tubing and EWT-PA series flexible corrugated split tubing. | Stock | 57
838666 | Murrplastik EH fitting, straight, compression, M40/P36 tubing size, M40 x 1.5mm male thread, insulated, black. Package of 5. For use with EW-PAB and EW-PRF series flexible corrugated solid tubing and EWT-PA series flexible corrugated split tubing. | Stock | 67
838351 | Murrplastik EH fitting, straight, compression, M16/P11 tubing size, 3/8in male NPT, insulated, black. Package of 5. For use with EW-PAB and EW-PRF series flexible corrugated solid tubing and EWT-PA series flexible corrugated split tubing. | Stock | 34
838350 | Murrplastik EH fitting, straight, compression, M20/P16 tubing size, 1/2in male NPT, insulated, black. Package of 5. For use with EW-PAB and EW-PRF series flexible corrugated solid tubing and EWT-PA series flexible corrugated split tubing. | Stock | 22
838352 | Murrplastik EH fitting, straight, compression, M25/P21 tubing size, 3/4in male NPT, insulated, black. Package of 5. For use with EW-PAB and EW-PRF series flexible corrugated solid tubing and EWT-PA series flexible corrugated split tubing. | Stock | 28
838354 | Murrplastik EH fitting, straight, compression, M32/P29 tubing size, 1in male NPT, insulated, black. Package of 5. For use with EW-PAB and EW-PRF series flexible corrugated solid tubing and EWT-PA series flexible corrugated split tubing. | Stock | 28.5
838356 | Murrplastik EH fitting, straight, compression, M40/P36 tubing size, 1-1/4in male NPT, insulated, black. Package of 5. For use with EW-PAB and EW-PRF series flexible corrugated solid tubing and EWT-PA series flexible corrugated split tubing. | Stock | 56
838050 | Murrplastik KW fitting, 90-degree, compression, M12/P09 tubing size, M16 x 1.5mm male thread, insulated, black. Package of 5. For use with EW-PAB and EW-PRF series flexible corrugated solid tubing and EWT-PA series flexible corrugated split tubing. | Stock | 41.5
836052 | Murrplastik KW fitting, 90-degree, compression, M16/P11 tubing size, M20 x 1.5mm male thread, insulated, black. Package of 5. For use with EW-PAB and EW-PRF series flexible corrugated solid tubing and EWT-PA series flexible corrugated split tubing. | Stock | 42.5
834054 | Murrplastik KW fitting, 90-degree, compression, M20/P16 tubing size, M25 x 1.5mm male thread, insulated, black. Package of 5. For use with EW-PAB and EW-PRF series flexible corrugated solid tubing and EWT-PA series flexible corrugated split tubing. | Stock | 43.5
832056 | Murrplastik KW fitting, 90-degree, compression, M25/P21 tubing size, M32 x 1.5mm male thread, insulated, black. Package of 5. For use with EW-PAB and EW-PRF series flexible corrugated solid tubing and EWT-PA series flexible corrugated split tubing. | Stock | 65
830058 | Murrplastik KW fitting, 90-degree, compression, M32/P29 tubing size, M40 x 1.5mm male thread, insulated, black. Package of 5. For use with EW-PAB and EW-PRF series flexible corrugated solid tubing and EWT-PA series flexible corrugated split tubing. | Stock | 72
838151 | Murrplastik KW fitting, 90-degree, compression, M16/P11 tubing size, 3/8in male NPT, insulated, black. Package of 5. For use with EW-PAB and EW-PRF series flexible corrugated solid tubing and EWT-PA series flexible corrugated split tubing. | Stock | 28.5
838150 | Murrplastik KW fitting, 90-degree, compression, M20/P16 tubing size, 1/2in male NPT, insulated, black. Package of 5. For use with EW-PAB and EW-PRF series flexible corrugated solid tubing and EWT-PA series flexible corrugated split tubing. | Stock | 31
838152 | Murrplastik KW fitting, 90-degree, compression, M25/P21 tubing size, 3/4in male NPT, insulated, black. Package of 5. For use with EW-PAB and EW-PRF series flexible corrugated solid tubing and EWT-PA series flexible corrugated split tubing. | Stock | 41.5
838154 | Murrplastik KW fitting, 90-degree, compression, M32/P29 tubing size, 1in male NPT, insulated, black. Package of 5. For use with EW-PAB and EW-PRF series flexible corrugated solid tubing and EWT-PA series flexible corrugated split tubing. | Stock | 58
838456 | Murrplastik UH-S mount, snap-in, M40/P36 tubing size, insulated, black. Package of 5. For use with EW-PAB and EW-PRF series flexible corrugated solid tubing and EWT-PA series flexible corrugated split tubing. | Stock | 107
838051 | Murrplastik WSV fitting, 90-degree, snap-in, M12/P09 tubing size, M16 x 1.5mm male thread, insulated, black. Package of 5. For use with EW-PAB and EW-PRF series flexible corrugated solid tubing and EWT-PA series flexible corrugated split tubing. | Stock | 31
838052 | Murrplastik WSV fitting, 90-degree, snap-in, M16/P11 tubing size, M20 x 1.5mm male thread, insulated, black. Package of 5. For use with EW-PAB and EW-PRF series flexible corrugated solid tubing and EWT-PA series flexible corrugated split tubing. | Stock | 29
838054 | Murrplastik WSV fitting, 90-degree, snap-in, M20/P16 tubing size, M25 x 1.5mm male thread, insulated, black. Package of 5. For use with EW-PAB and EW-PRF series flexible corrugated solid tubing and EWT-PA series flexible corrugated split tubing. | Stock | 33
838056 | Murrplastik WSV fitting, 90-degree, snap-in, M25/P21 tubing size, M32 x 1.5mm male thread, insulated, black. Package of 5. For use with EW-PAB and EW-PRF series flexible corrugated solid tubing and EWT-PA series flexible corrugated split tubing. | Stock | 43.5
838058 | Murrplastik WSV fitting, 90-degree, snap-in, M32/P29 tubing size, M40 x 1.5mm male thread, insulated, black. Package of 5. For use with EW-PAB and EW-PRF series flexible corrugated solid tubing and EWT-PA series flexible corrugated split tubing. | Stock | 63
838060 | Murrplastik WSV fitting, 90-degree, snap-in, M40/P36 tubing size, M50 x 1.5mm male thread, insulated, black. Package of 5. For use with EW-PAB and EW-PRF series flexible corrugated solid tubing and EWT-PA series flexible corrugated split tubing. | Stock | 84
838156 | Murrplastik WSV fitting, 90-degree, snap-in, M20/P16 tubing size, 1/2in male NPT, insulated, black. Package of 5. For use with EW-PAB and EW-PRF series flexible corrugated solid tubing and EWT-PA series flexible corrugated split tubing. | Stock | 35
Cable Drag Chain
2500-03-055 | igus 2500 cable drag chain, 0.98in inside height, 1.5in inside width, 2.16in bend radius, outside opening, 1.81in pitch, 3.2ft/1m length, black. Requires 2030-34PZB or 2030-12PZB brackets for mounting. | Stock | 59
2500-03-075 | igus 2500 cable drag chain, 0.98in inside height, 1.5in inside width, 2.95in bend radius, outside opening, 1.81in pitch, 3.2ft/1m length, black. Requires 2030-34PZB or 2030-12PZB brackets for mounting. | Stock | 59
2500-03-100 | igus 2500 cable drag chain, 0.98in inside height, 1.5in inside width, 3.94in bend radius, outside opening, 1.81in pitch, 3.2ft/1m length, black. Requires 2030-34PZB or 2030-12PZB brackets for mounting. | Stock | 59
2500-03-125 | igus 2500 cable drag chain, 0.98in inside height, 1.5in inside width, 4.92in bend radius, outside opening, 1.81in pitch, 3.2ft/1m length, black. Requires 2030-34PZB or 2030-12PZB brackets for mounting. | Stock | 59
2500-05-055 | igus 2500 cable drag chain, 0.98in inside height, 2.24in inside width, 2.16in bend radius, outside opening, 1.81in pitch, 3.2ft/1m length, black. Requires 2050-34PZB or 2050-12PZB brackets for mounting. | Stock | 64
2500-05-075 | igus 2500 cable drag chain, 0.98in inside height, 2.24in inside width, 2.95in bend radius, outside opening, 1.81in pitch, 3.2ft/1m length, black. Requires 2050-34PZB or 2050-12PZB brackets for mounting. | Stock | 64
2500-05-100 | igus 2500 cable drag chain, 0.98in inside height, 2.24in inside width, 3.94in bend radius, outside opening, 1.81in pitch, 3.2ft/1m length, black. Requires 2050-34PZB or 2050-12PZB brackets for mounting. | Stock | 64
2500-05-125 | igus 2500 cable drag chain, 0.98in inside height, 2.24in inside width, 4.92in bend radius, outside opening, 1.81in pitch, 3.2ft/1m length, black. Requires 2050-34PZB or 2050-12PZB brackets for mounting. | Stock | 64
2500-07-055 | igus 2500 cable drag chain, 0.98in inside height, 3.03in inside width, 2.16in bend radius, outside opening, 1.81in pitch, 3.2ft/1m length, black. Requires 2070-34PZB or 2070-12PZB brackets for mounting. | Stock | 69
2500-07-075 | igus 2500 cable drag chain, 0.98in inside height, 3.03in inside width, 2.95in bend radius, outside opening, 1.81in pitch, 3.2ft/1m length, black. Requires 2070-34PZB or 2070-12PZB brackets for mounting. | Stock | 69
2500-07-100 | igus 2500 cable drag chain, 0.98in inside height, 3.03in inside width, 3.94in bend radius, outside opening, 1.81in pitch, 3.2ft/1m length, black. Requires 2070-34PZB or 2070-12PZB brackets for mounting. | Stock | 69
2500-07-125 | igus 2500 cable drag chain, 0.98in inside height, 3.03in inside width, 4.92in bend radius, outside opening, 1.81in pitch, 3.2ft/1m length, black. Requires 2070-34PZB or 2070-12PZB brackets for mounting. | Stock | 69
2500-10-055 | igus 2500 cable drag chain, 0.98in inside height, 4.06in inside width, 2.16in bend radius, outside opening, 1.81in pitch, 3.2ft/1m length, black. Requires 2100-34PZB or 2100-12PZB brackets for mounting. | Stock | 74
2500-10-075 | igus 2500 cable drag chain, 0.98in inside height, 4.06in inside width, 2.95in bend radius, outside opening, 1.81in pitch, 3.2ft/1m length, black. Requires 2100-34PZB or 2100-12PZB brackets for mounting. | Stock | 74
2500-10-100 | igus 2500 cable drag chain, 0.98in inside height, 4.06in inside width, 3.94in bend radius, outside opening, 1.81in pitch, 3.2ft/1m length, black. Requires 2100-34PZB or 2100-12PZB brackets for mounting. | Stock | 74
2500-10-125 | igus 2500 cable drag chain, 0.98in inside height, 4.06in inside width, 4.92in bend radius, outside opening, 1.81in pitch, 3.2ft/1m length, black. Requires 2100-34PZB or 2100-12PZB brackets for mounting. | Stock | 74
CDC-10X10R28N | Murrplastik MP3000 cable drag chain, 1.02in inside height, 1.02in inside width, 2.8in bend radius, inside opening, 1.77in pitch, 3.2ft/1m length, black. Requires CDC-KAZ-10X10 bracket for mounting. | Stock | 59
CDC-10X10R47N | Murrplastik MP3000 cable drag chain, 1.02in inside height, 1.02in inside width, 4.7in bend radius, inside opening, 1.77in pitch, 3.2ft/1m length, black. Requires CDC-KAZ-10X10 bracket for mounting. | Stock | 59
CDC-10X10R79N | Murrplastik MP3000 cable drag chain, 1.02in inside height, 1.02in inside width, 7.9in bend radius, inside opening, 1.77in pitch, 3.2ft/1m length, black. Requires CDC-KAZ-10X10 bracket for mounting. | Stock | 59
CDC-10X15R28N | Murrplastik MP3000 cable drag chain, 1.02in inside height, 1.46in inside width, 2.8in bend radius, inside opening, 1.77in pitch, 3.2ft/1m length, black. Requires CDC-KAZ-10X15 bracket for mounting. | Stock | 63
CDC-10X15R47N | Murrplastik MP3000 cable drag chain, 1.02in inside height, 1.46in inside width, 4.7in bend radius, inside opening, 1.77in pitch, 3.2ft/1m length, black. Requires CDC-KAZ-10X15 bracket for mounting. | Stock | 63
CDC-10X15R98N | Murrplastik MP3000 cable drag chain, 1.02in inside height, 1.46in inside width, 9.8in bend radius, inside opening, 1.77in pitch, 3.2ft/1m length, black. Requires CDC-KAZ-10X15 bracket for mounting. | Stock | 63
CDC-10X22R28N | Murrplastik MP3000 cable drag chain, 1.02in inside height, 2.2in inside width, 2.8in bend radius, inside opening, 1.77in pitch, 3.2ft/1m length, black. Requires CDC-KAZ-10X22 bracket for mounting. | Stock | 65
CDC-10X22R47N | Murrplastik MP3000 cable drag chain, 1.02in inside height, 2.2in inside width, 4.7in bend radius, inside opening, 1.77in pitch, 3.2ft/1m length, black. Requires CDC-KAZ-10X22 bracket for mounting. | Stock | 65
CDC-10X22R79N | Murrplastik MP3000 cable drag chain, 1.02in inside height, 2.2in inside width, 7.9in bend radius, inside opening, 1.77in pitch, 3.2ft/1m length, black. Requires CDC-KAZ-10X22 bracket for mounting. | Stock | 65
CDC-10X24R28N | Murrplastik MP3000 cable drag chain, 1.02in inside height, 2.44in inside width, 2.8in bend radius, inside opening, 1.77in pitch, 3.2ft/1m length, black. Requires CDC-KAZ-10X24 bracket for mounting. | Stock | 66
CDC-10X24R47N | Murrplastik MP3000 cable drag chain, 1.02in inside height, 2.44in inside width, 4.7in bend radius, inside opening, 1.77in pitch, 3.2ft/1m length, black. Requires CDC-KAZ-10X24 bracket for mounting. | Stock | 66
CDC-10X24R118N | Murrplastik MP3000 cable drag chain, 1.02in inside height, 2.44in inside width, 11.8in bend radius, inside opening, 1.77in pitch, 3.2ft/1m length, black. Requires CDC-KAZ-10X24 bracket for mounting. | Stock | 66
CDC-10X30R28N | Murrplastik MP3000 cable drag chain, 1.02in inside height, 3in inside width, 2.8in bend radius, inside opening, 1.77in pitch, 3.2ft/1m length, black. Requires CDC-KAZ-10X30 bracket for mounting. | Stock | 67
CDC-10X30R47N | Murrplastik MP3000 cable drag chain, 1.02in inside height, 3in inside width, 4.7in bend radius, inside opening, 1.77in pitch, 3.2ft/1m length, black. Requires CDC-KAZ-10X30 bracket for mounting. | Stock | 67
CDC-10X30R118N | Murrplastik MP3000 cable drag chain, 1.02in inside height, 3in inside width, 11.8in bend radius, inside opening, 1.77in pitch, 3.2ft/1m length, black. Requires CDC-KAZ-10X30 bracket for mounting. | Stock | 67
CDC-10X34R28N | Murrplastik MP3000 cable drag chain, 1.02in inside height, 3.43in inside width, 2.8in bend radius, inside opening, 1.77in pitch, 3.2ft/1m length, black. Requires CDC-KAZ-10X34 bracket for mounting. | Stock | 69
CDC-10X34R47N | Murrplastik MP3000 cable drag chain, 1.02in inside height, 3.43in inside width, 4.7in bend radius, inside opening, 1.77in pitch, 3.2ft/1m length, black. Requires CDC-KAZ-10X34 bracket for mounting. | Stock | 69
CDC-10X34R79N | Murrplastik MP3000 cable drag chain, 1.02in inside height, 3.43in inside width, 7.9in bend radius, inside opening, 1.77in pitch, 3.2ft/1m length, black. Requires CDC-KAZ-10X34 bracket for mounting. | Stock | 69
CDC-10X40R28N | Murrplastik MP3000 cable drag chain, 1.02in inside height, 3.98in inside width, 2.8in bend radius, inside opening, 1.77in pitch, 3.2ft/1m length, black. Requires CDC-KAZ-10X40 bracket for mounting. | Stock | 71
CDC-10X40R47N | Murrplastik MP3000 cable drag chain, 1.02in inside height, 3.98in inside width, 4.7in bend radius, inside opening, 1.77in pitch, 3.2ft/1m length, black. Requires CDC-KAZ-10X40 bracket for mounting. | Stock | 71
CDC-10X40R118N | Murrplastik MP3000 cable drag chain, 1.02in inside height, 3.98in inside width, 11.8in bend radius, inside opening, 1.77in pitch, 3.2ft/1m length, black. Requires CDC-KAZ-10X40 bracket for mounting. | Stock | 71
CDC-10X49R28N | Murrplastik MP3000 cable drag chain, 1.02in inside height, 4.92in inside width, 2.8in bend radius, inside opening, 1.77in pitch, 3.2ft/1m length, black. Requires CDC-KAZ-10X49 bracket for mounting. | Stock | 75
CDC-10X49R47N | Murrplastik MP3000 cable drag chain, 1.02in inside height, 4.92in inside width, 4.7in bend radius, inside opening, 1.77in pitch, 3.2ft/1m length, black. Requires CDC-KAZ-10X49 bracket for mounting. | Stock | 75
CDC-10X49R79N | Murrplastik MP3000 cable drag chain, 1.02in inside height, 4.92in inside width, 7.9in bend radius, inside opening, 1.77in pitch, 3.2ft/1m length, black. Requires CDC-KAZ-10X49 bracket for mounting. | Stock | 75
CDC-0.7X0.7R1.1T | Murrplastik MP18 cable drag chain, 0.71in inside height, 0.71in inside width, 1.1in bend radius, outside opening, 1.3in pitch, 3.2ft/1m length, black. Requires CDC-KAZ-0.7X0.7 bracket for mounting. | Stock | 45
CDC-0.7X0.7R1.1N | Murrplastik MP18 cable drag chain, 0.71in inside height, 0.71in inside width, 1.1in bend radius, inside opening, 1.3in pitch, 3.2ft/1m length, black. Requires CDC-KAZ-0.7X0.7 bracket for mounting. | Stock | 45
CDC-0.7X0.7R1.5N | Murrplastik MP18 cable drag chain, 0.71in inside height, 0.71in inside width, 1.5in bend radius, inside opening, 1.3in pitch, 3.2ft/1m length, black. Requires CDC-KAZ-0.7X0.7 bracket for mounting. | Stock | 45
CDC-0.7X0.7R1.5T | Murrplastik MP18 cable drag chain, 0.71in inside height, 0.71in inside width, 1.5in bend radius, outside opening, 1.3in pitch, 3.2ft/1m length, black. Requires CDC-KAZ-0.7X0.7 bracket for mounting. | Stock | 45
CDC-0.7X0.7R1.9T | Murrplastik MP18 cable drag chain, 0.71in inside height, 0.71in inside width, 1.89in bend radius, outside opening, 1.3in pitch, 3.2ft/1m length, black. Requires CDC-KAZ-0.7X0.7 bracket for mounting. | Stock | 45
CDC-0.7X0.7R1.9N | Murrplastik MP18 cable drag chain, 0.71in inside height, 0.71in inside width, 1.89in bend radius, inside opening, 1.3in pitch, 3.2ft/1m length, black. Requires CDC-KAZ-0.7X0.7 bracket for mounting. | Stock | 47.5
CDC-0.7X0.7R3.1N | Murrplastik MP18 cable drag chain, 0.71in inside height, 0.71in inside width, 3.07in bend radius, inside opening, 1.3in pitch, 3.2ft/1m length, black. Requires CDC-KAZ-0.7X0.7 bracket for mounting. | Stock | 47.5
CDC-0.7X0.7R3.1T | Murrplastik MP18 cable drag chain, 0.71in inside height, 0.71in inside width, 3.07in bend radius, outside opening, 1.3in pitch, 3.2ft/1m length, black. Requires CDC-KAZ-0.7X0.7 bracket for mounting. | Stock | 47.5
CDC-0.7X1.0R1.1N | Murrplastik MP18 cable drag chain, 0.71in inside height, 0.98in inside width, 1.1in bend radius, inside opening, 1.3in pitch, 3.2ft/1m length, black. Requires CDC-KAZ-0.7X1.0 bracket for mounting. | Stock | 47.5
CDC-0.7X1.0R1.1T | Murrplastik MP18 cable drag chain, 0.71in inside height, 0.98in inside width, 1.1in bend radius, outside opening, 1.3in pitch, 3.2ft/1m length, black. Requires CDC-KAZ-0.7X1.0 bracket for mounting. | Stock | 47.5
CDC-0.7X1.0R1.5N | Murrplastik MP18 cable drag chain, 0.71in inside height, 0.98in inside width, 1.5in bend radius, inside opening, 1.3in pitch, 3.2ft/1m length, black. Requires CDC-KAZ-0.7X1.0 bracket for mounting. | Stock | 47.5
CDC-0.7X1.0R1.5T | Murrplastik MP18 cable drag chain, 0.71in inside height, 0.98in inside width, 1.5in bend radius, outside opening, 1.3in pitch, 3.2ft/1m length, black. Requires CDC-KAZ-0.7X1.0 bracket for mounting. | Stock | 47.5
CDC-0.7X1.0R1.9T | Murrplastik MP18 cable drag chain, 0.71in inside height, 0.98in inside width, 1.89in bend radius, outside opening, 1.3in pitch, 3.2ft/1m length, black. Requires CDC-KAZ-0.7X1.0 bracket for mounting. | Stock | 47.5
CDC-0.7X1.0R1.9N | Murrplastik MP18 cable drag chain, 0.71in inside height, 0.98in inside width, 1.89in bend radius, inside opening, 1.3in pitch, 3.2ft/1m length, black. Requires CDC-KAZ-0.7X1.0 bracket for mounting. | Stock | 48.5
CDC-0.7X1.0R3.1N | Murrplastik MP18 cable drag chain, 0.71in inside height, 0.98in inside width, 3.07in bend radius, inside opening, 1.3in pitch, 3.2ft/1m length, black. Requires CDC-KAZ-0.7X1.0 bracket for mounting. | Stock | 48.5
CDC-0.7X1.0R3.1T | Murrplastik MP18 cable drag chain, 0.71in inside height, 0.98in inside width, 3.07in bend radius, outside opening, 1.3in pitch, 3.2ft/1m length, black. Requires CDC-KAZ-0.7X1.0 bracket for mounting. | Stock | 48.5
CDC-0.7X1.5R1.1T | Murrplastik MP18 cable drag chain, 0.71in inside height, 1.46in inside width, 1.1in bend radius, outside opening, 1.3in pitch, 3.2ft/1m length, black. Requires CDC-KAZ-0.7X1.5 bracket for mounting. | Stock | 48.5
CDC-0.7X1.5R1.1N | Murrplastik MP18 cable drag chain, 0.71in inside height, 1.46in inside width, 1.1in bend radius, inside opening, 1.3in pitch, 3.2ft/1m length, black. Requires CDC-KAZ-0.7X1.5 bracket for mounting. | Stock | 48.5
CDC-0.7X1.5R1.5T | Murrplastik MP18 cable drag chain, 0.71in inside height, 1.46in inside width, 1.5in bend radius, outside opening, 1.3in pitch, 3.2ft/1m length, black. Requires CDC-KAZ-0.7X1.5 bracket for mounting. | Stock | 48.5
CDC-0.7X1.5R1.5N | Murrplastik MP18 cable drag chain, 0.71in inside height, 1.46in inside width, 1.5in bend radius, inside opening, 1.3in pitch, 3.2ft/1m length, black. Requires CDC-KAZ-0.7X1.5 bracket for mounting. | Stock | 48.5
CDC-0.7X1.5R1.9T | Murrplastik MP18 cable drag chain, 0.71in inside height, 1.46in inside width, 1.89in bend radius, outside opening, 1.3in pitch, 3.2ft/1m length, black. Requires CDC-KAZ-0.7X1.5 bracket for mounting. | Stock | 48.5
CDC-0.7X1.5R1.9N | Murrplastik MP18 cable drag chain, 0.71in inside height, 1.46in inside width, 1.89in bend radius, inside opening, 1.3in pitch, 3.2ft/1m length, black. Requires CDC-KAZ-0.7X1.5 bracket for mounting. | Stock | 49
CDC-0.7X1.5R3.1T | Murrplastik MP18 cable drag chain, 0.71in inside height, 1.46in inside width, 3.07in bend radius, outside opening, 1.3in pitch, 3.2ft/1m length, black. Requires CDC-KAZ-0.7X1.5 bracket for mounting. | Stock | 49
CDC-0.7X1.5R3.1N | Murrplastik MP18 cable drag chain, 0.71in inside height, 1.46in inside width, 3.07in bend radius, inside opening, 1.3in pitch, 3.2ft/1m length, black. Requires CDC-KAZ-0.7X1.5 bracket for mounting. | Stock | 49
CDC-0.7X2.0R1.1N | Murrplastik MP18 cable drag chain, 0.71in inside height, 1.97in inside width, 1.1in bend radius, inside opening, 1.3in pitch, 3.2ft/1m length, black. Requires CDC-KAZ-0.7X2.0 bracket for mounting. | Stock | 49
CDC-0.7X2.0R1.1T | Murrplastik MP18 cable drag chain, 0.71in inside height, 1.97in inside width, 1.1in bend radius, outside opening, 1.3in pitch, 3.2ft/1m length, black. Requires CDC-KAZ-0.7X2.0 bracket for mounting. | Stock | 49
CDC-0.7X2.0R1.5T | Murrplastik MP18 cable drag chain, 0.71in inside height, 1.97in inside width, 1.5in bend radius, outside opening, 1.3in pitch, 3.2ft/1m length, black. Requires CDC-KAZ-0.7X2.0 bracket for mounting. | Stock | 49
CDC-0.7X2.0R1.5N | Murrplastik MP18 cable drag chain, 0.71in inside height, 1.97in inside width, 1.5in bend radius, inside opening, 1.3in pitch, 3.2ft/1m length, black. Requires CDC-KAZ-0.7X2.0 bracket for mounting. | Stock | 49
CDC-0.7X2.0R1.9N | Murrplastik MP18 cable drag chain, 0.71in inside height, 1.97in inside width, 1.89in bend radius, inside opening, 1.3in pitch, 3.2ft/1m length, black. Requires CDC-KAZ-0.7X2.0 bracket for mounting. | Stock | 49
CDC-0.7X2.0R1.9T | Murrplastik MP18 cable drag chain, 0.71in inside height, 1.97in inside width, 1.89in bend radius, outside opening, 1.3in pitch, 3.2ft/1m length, black. Requires CDC-KAZ-0.7X2.0 bracket for mounting. | Stock | 52
CDC-0.7X2.0R3.1T | Murrplastik MP18 cable drag chain, 0.71in inside height, 1.97in inside width, 3.07in bend radius, outside opening, 1.3in pitch, 3.2ft/1m length, black. Requires CDC-KAZ-0.7X2.0 bracket for mounting. | Stock | 52
CDC-0.7X2.0R3.1N | Murrplastik MP18 cable drag chain, 0.71in inside height, 1.97in inside width, 3.07in bend radius, inside opening, 1.3in pitch, 3.2ft/1m length, black. Requires CDC-KAZ-0.7X2.0 bracket for mounting. | Stock | 49
CDC-0.7X2.8R3.1T | Murrplastik MP18 cable drag chain, 0.71in inside height, 2.76in inside width, 3.07in bend radius, outside opening, 1.3in pitch, 3.2ft/1m length, black. Requires CDC-KAZ-0.7X2.8 bracket for mounting. | Stock | 52
CDC-0.7X2.8R3.1N | Murrplastik MP18 cable drag chain, 0.71in inside height, 2.76in inside width, 3.07in bend radius, inside opening, 1.3in pitch, 3.2ft/1m length, black. Requires CDC-KAZ-0.7X2.8 bracket for mounting. | Stock | 52
CDC-04X02R07T | Murrplastik MP10 cable drag chain, 0.39in inside height, 0.24in inside width, 0.71in bend radius, outside opening, 0.59in pitch, 1.6ft/0.5m length, black. Requires CDC-KAZ-04X02 bracket for mounting. | Stock | 36
CDC-04X02R11T | Murrplastik MP10 cable drag chain, 0.39in inside height, 0.24in inside width, 1.1in bend radius, outside opening, 0.59in pitch, 1.6ft/0.5m length, black. Requires CDC-KAZ-04X02 bracket for mounting. | Stock | 36
CDC-04X04R07T | Murrplastik MP10 cable drag chain, 0.39in inside height, 0.35in inside width, 0.71in bend radius, outside opening, 0.59in pitch, 1.6ft/0.5m length, black. Requires CDC-KAZ-04X04 bracket for mounting. | Stock | 39
CDC-04X04R11T | Murrplastik MP10 cable drag chain, 0.39in inside height, 0.35in inside width, 1.1in bend radius, outside opening, 0.59in pitch, 1.6ft/0.5m length, black. Requires CDC-KAZ-04X04 bracket for mounting. | Stock | 39
CDC-04X04R19T | Murrplastik MP10 cable drag chain, 0.39in inside height, 0.35in inside width, 1.89in bend radius, outside opening, 0.59in pitch, 1.6ft/0.5m length, black. Requires CDC-KAZ-04X04 bracket for mounting. | Stock | 39
CDC-04X06R07T | Murrplastik MP10 cable drag chain, 0.39in inside height, 0.59in inside width, 0.71in bend radius, outside opening, 0.59in pitch, 1.6ft/0.5m length, black. Requires CDC-KAZ-04X06 bracket for mounting. | Stock | 39
CDC-04X06R11T | Murrplastik MP10 cable drag chain, 0.39in inside height, 0.59in inside width, 1.1in bend radius, outside opening, 0.59in pitch, 1.6ft/0.5m length, black. Requires CDC-KAZ-04X06 bracket for mounting. | Stock | 39
CDC-04X08R07T | Murrplastik MP10 cable drag chain, 0.39in inside height, 0.83in inside width, 0.71in bend radius, outside opening, 0.59in pitch, 1.6ft/0.5m length, black. Requires CDC-KAZ-04X08 bracket for mounting. | Stock | 42
CDC-04X12R07T | Murrplastik MP10 cable drag chain, 0.39in inside height, 1.22in inside width, 0.71in bend radius, outside opening, 0.59in pitch, 1.6ft/0.5m length, black. Requires CDC-KAZ-04X12 bracket for mounting. | Stock | 44.5
CDC-04X12R15T | Murrplastik MP10 cable drag chain, 0.39in inside height, 1.22in inside width, 1.5in bend radius, outside opening, 0.59in pitch, 1.6ft/0.5m length, black. Requires CDC-KAZ-04X12 bracket for mounting. | Stock | 44.5
Accessories for Cable Drag Chain
2030-34PZB | igus bracket, 0.98in inside height, 1.5in inside width, 90 to -48 deg pivoting, polyamide, black. For use with 2400 and 2500 series energy chain. | Stock | 20
2050-34PZB | igus bracket, 0.98in inside height, 2.24in inside width, 90 to -48 deg pivoting, polyamide, black. For use with 2400 and 2500 series energy chain. | Stock | 22
2070-34PZB | igus bracket, 0.98in inside height, 3.03in inside width, 90 to -48 deg pivoting, polyamide, black. For use with 2400 and 2500 series energy chain. | Stock | 23
2100-34PZB | igus bracket, 0.98in inside height, 4.06in inside width, 90 to -48 deg pivoting, polyamide, black. For use with 2400 and 2500 series energy chain. | Stock | 25
2030-12PZB | igus bracket, 0.98in inside height, 1.5in inside width, 90 deg locking and 0 deg locking, polyamide, black. For use with 2400 and 2500 series energy chain. | Stock | 20
2050-12PZB | igus bracket, 0.98in inside height, 2.24in inside width, 90 deg locking and 0 deg locking, polyamide, black. For use with 2400 and 2500 series energy chain. | Stock | 22
2070-12PZB | igus bracket, 0.98in inside height, 3.03in inside width, 90 deg locking and 0 deg locking, polyamide, black. For use with 2400 and 2500 series energy chain. | Stock | 23
2100-12PZB | igus bracket, 0.98in inside height, 4.06in inside width, 90 deg locking and 0 deg locking, polyamide, black. For use with 2400 and 2500 series energy chain. | Stock | 25
25.1-12 | igus separator, 0.98in inside height, locking, polyamide, black. Package of 12. For use with 2400 and 2500 series energy chain. | Stock | 7
CDC-KAZ-10X10 | Murrplastik bracket, 1.02in inside height, 1.02in inside width, polyamide, black. For use with MP3000 series energy chain. | Stock | 19.5
CDC-KAZ-10X15 | Murrplastik bracket, 1.02in inside height, 1.46in inside width, polyamide, black. For use with MP3000 series energy chain. | Stock | 19.5
CDC-KAZ-10X22 | Murrplastik bracket, 1.02in inside height, 2.2in inside width, polyamide, black. For use with MP3000 series energy chain. | Stock | 19.5
CDC-KAZ-10X24 | Murrplastik bracket, 1.02in inside height, 2.44in inside width, polyamide, black. For use with MP3000 series energy chain. | Stock | 19.5
CDC-KAZ-10X30 | Murrplastik bracket, 1.02in inside height, 3in inside width, polyamide, black. For use with MP3000 series energy chain. | Stock | 19.5
CDC-KAZ-10X34 | Murrplastik bracket, 1.02in inside height, 3.43in inside width, polyamide, black. For use with MP3000 series energy chain. | Stock | 19.5
CDC-KAZ-10X40 | Murrplastik bracket, 1.02in inside height, 3.98in inside width, polyamide, black. For use with MP3000 series energy chain. | Stock | 19.5
CDC-KAZ-10X49 | Murrplastik bracket, 1.02in inside height, 4.92in inside width, polyamide, black. For use with MP3000 series energy chain. | Stock | 27.5
CDC-TR-3001 | Murrplastik separator, 1.02in inside height, polyamide, black. Package of 11. For use with MP3000 series energy chain. | Stock | 5.75
CDC-KAZ-0.7X0.7 | Murrplastik bracket, 0.71in inside height, 0.71in inside width, polyamide, black. For use with MP18 series energy chain. | Stock | 19
CDC-KAZ-0.7X1.0 | Murrplastik bracket, 0.71in inside height, 0.98in inside width, polyamide, black. For use with MP18 series energy chain. | Stock | 19.5
CDC-KAZ-0.7X1.5 | Murrplastik bracket, 0.71in inside height, 1.46in inside width, polyamide, black. For use with MP18 series energy chain. | Stock | 20
CDC-KAZ-0.7X2.0 | Murrplastik bracket, 0.71in inside height, 1.97in inside width, polyamide, black. For use with MP18 series energy chain. | Stock | 20
CDC-KAZ-0.7X2.8 | Murrplastik bracket, 0.71in inside height, 2.76in inside width, polyamide, black. For use with MP18 series energy chain. | Stock | 21
CDC-TR-14.18 | Murrplastik separator, 0.71in inside height, polyamide, black. Package of 10. For use with MP18 series energy chain. | Stock | 8.5
CDC-KAZ-04X02 | Murrplastik bracket, 0.39in inside height, 0.24in inside width, polyamide, black. For use with MP10 series energy chain. | Stock | 6.25
CDC-KAZ-04X04 | Murrplastik bracket, 0.39in inside height, 0.35in inside width, polyamide, black. For use with MP10 series energy chain. | Stock | 7.5
CDC-KAZ-04X06 | Murrplastik bracket, 0.39in inside height, 0.59in inside width, polyamide, black. For use with MP10 series energy chain. | Stock | 8.5
CDC-KAZ-04X08 | Murrplastik bracket, 0.39in inside height, 0.83in inside width, polyamide, black. For use with MP10 series energy chain. | Stock | 9.25
CDC-KAZ-04X12 | Murrplastik bracket, 0.39in inside height, 1.22in inside width, polyamide, black. For use with MP10 series energy chain. | Stock | 10
Robot Dress Kits
573525 | Murrplastik FHS-C-SET- UNI robot dress kit, solid, includes 13ft of 1in diameter solid corrugated tubing, (5) hook & loop mounts, (20) hook & loop straps, (2) end grommets. | Stock | 457
573526 | Murrplastik FHS-C-SET- UNI LS robot dress kit, slit, includes 13ft of 1in diameter slit corrugated tubing, (5) hook & loop mounts, (20) hook & loop straps, (2) end grommets, (1) wire insertion tool. | Stock | 506
Spiral Wrap Wire Covers
P-1 | Iboco SPIRALITE spiral wrap, 0.12in nominal outside diameter, natural, 160ft coil. For use with wire bundles 1/16-1/2in diameter. | Stock | 20
PA1 | Iboco SPIRALITE spiral wrap, 0.12in nominal outside diameter, white, 160ft coil. For use with wire bundles 1/16-1/2in diameter. | Stock | 27.5
P-2 | Iboco SPIRALITE spiral wrap, 0.25in nominal outside diameter, natural, 80ft coil. For use with wire bundles 1/4-2in diameter. | Stock | 21
PA2 | Iboco SPIRALITE spiral wrap, 0.25in nominal outside diameter, white, 80ft coil. For use with wire bundles 1/4-2in diameter. | Stock | 29
P-3 | Iboco SPIRALITE spiral wrap, 0.37in nominal outside diameter, natural, 80ft coil. For use with wire bundles 3/8-3in diameter. | Stock | 32.5
PA3 | Iboco SPIRALITE spiral wrap, 0.37in nominal outside diameter, white, 80ft coil. For use with wire bundles 3/8-3in diameter. | Stock | 52
P-4 | Iboco SPIRALITE spiral wrap, 0.5in nominal outside diameter, natural, 65ft coil. For use with wire bundles 1/2-4in diameter. | Stock | 45
PA4 | Iboco SPIRALITE spiral wrap, 0.5in nominal outside diameter, white, 65ft coil. For use with wire bundles 1/2-4in diameter. | Stock | 63
Braided Sleeve Wire Covers
TY-5 | Iboco braided expandable sleeving, 0.19in nominal inside diameter, 0.15-0.47in stretching range, black, 325ft coil. | Stock | 133
TY-10 | Iboco braided expandable sleeving, 0.37in nominal inside diameter, 0.31-0.86in stretching range, black, 325ft coil. | Stock | 246
TY-20 | Iboco braided expandable sleeving, 0.75in nominal inside diameter, 0.63-1.37in stretching range, black, 164ft coil. | Stock | 212
TY-30 | Iboco braided expandable sleeving, 1.12in nominal inside diameter, 0.98-1.89in stretching range, black, 164ft coil. | Stock | 303
TY-50 | Iboco braided expandable sleeving, 2in nominal inside diameter, 1.57-2.82in stretching range, black, 164ft coil. | Stock | 438
Adhesive-Lined Heat Shrink Tubing
115-10097 | Sumitomo W3B2 heat shrink tubing, 1/8in trade size, 3:1 shrink ratio, dual wall, hot melt adhesive, flexible, black, flame retardant, 4ft stick length. Package of 10. | Stock | 36
115-10008 | Sumitomo W3B2 heat shrink tubing, 3/16in trade size, 3:1 shrink ratio, dual wall, hot melt adhesive, flexible, black, flame retardant, 4ft stick length. Package of 5. | Stock | 22
115-10072 | Sumitomo W3B2 heat shrink tubing, 1/4in trade size, 3:1 shrink ratio, dual wall, hot melt adhesive, flexible, black, flame retardant, 4ft stick length. Package of 5. | Stock | 27
115-10076 | Sumitomo W3B2 heat shrink tubing, 3/8in trade size, 3:1 shrink ratio, dual wall, hot melt adhesive, flexible, black, flame retardant, 4ft stick length. Package of 5. | Stock | 30
115-10079 | Sumitomo W3B2 heat shrink tubing, 1/2in trade size, 3:1 shrink ratio, dual wall, hot melt adhesive, flexible, black, flame retardant, 4ft stick length. Package of 5. | Stock | 34.5
115-10091 | Sumitomo W3B2 heat shrink tubing, 3/4in trade size, 3:1 shrink ratio, dual wall, hot melt adhesive, flexible, black, flame retardant, 4ft stick length. Package of 5. | Stock | 43.5
115-10083 | Sumitomo W3B2 heat shrink tubing, 1in trade size, 3:1 shrink ratio, dual wall, hot melt adhesive, flexible, black, flame retardant, 4ft stick length. Package of 5. | Stock | 62
115-10087 | Sumitomo W3B2 heat shrink tubing, 1-1/2in trade size, 3:1 shrink ratio, dual wall, hot melt adhesive, flexible, black, flame retardant, 4ft stick length. | Stock | 44.5
114-10010 | Sumitomo O2B2 heat shrink tubing, 1/4in trade size, 2:1 shrink ratio, dual wall, hot melt adhesive, flexible, black, flame retardant, 4ft stick length. Package of 5. | Stock | 22.5
114-10019 | Sumitomo O2B2 heat shrink tubing, 3/8in trade size, 2:1 shrink ratio, dual wall, hot melt adhesive, flexible, black, flame retardant, 4ft stick length. Package of 5. | Stock | 25
114-10030 | Sumitomo O2B2 heat shrink tubing, 1/2in trade size, 2:1 shrink ratio, dual wall, hot melt adhesive, flexible, black, flame retardant, 4ft stick length. Package of 5. | Stock | 29
114-10041 | Sumitomo O2B2 heat shrink tubing, 3/4in trade size, 2:1 shrink ratio, dual wall, hot melt adhesive, flexible, black, flame retardant, 4ft stick length. Package of 5. | Stock | 36.5
114-10049 | Sumitomo O2B2 heat shrink tubing, 1in trade size, 2:1 shrink ratio, dual wall, hot melt adhesive, flexible, black, flame retardant, 4ft stick length. Package of 5. | Stock | 55
114-10063 | Sumitomo O2B2 heat shrink tubing, 1-1/2in trade size, 2:1 shrink ratio, dual wall, hot melt adhesive, flexible, black, flame retardant, 4ft stick length. Package of 2. | Stock | 36.5
Non-Adhesive Heat Shrink Tubing
106-10061 | Sumitomo B2 heat shrink tubing, 1/8in trade size, 2:1 shrink ratio, single wall, flexible, black, flame retardant, UL 1581 VW-1, 4ft stick length. Package of 10. | Stock | 11.5
106-10090 | Sumitomo B2 heat shrink tubing, 3/16in trade size, 2:1 shrink ratio, single wall, flexible, black, flame retardant, UL 1581 VW-1, 4ft stick length. Package of 10. | Stock | 14
106-10117 | Sumitomo B2 heat shrink tubing, 1/4in trade size, 2:1 shrink ratio, single wall, flexible, black, flame retardant, UL 1581 VW-1, 4ft stick length. Package of 10. | Stock | 17.5
106-10142 | Sumitomo B2 heat shrink tubing, 3/8in trade size, 2:1 shrink ratio, single wall, flexible, black, flame retardant, UL 1581 VW-1, 4ft stick length. Package of 10. | Stock | 19.5
106-10167 | Sumitomo B2 heat shrink tubing, 1/2in trade size, 2:1 shrink ratio, single wall, flexible, black, flame retardant, UL 1581 VW-1, 4ft stick length. Package of 10. | Stock | 22.5
106-10191 | Sumitomo B2 heat shrink tubing, 3/4in trade size, 2:1 shrink ratio, single wall, flexible, black, flame retardant, UL 1581 VW-1, 4ft stick length. Package of 5. | Stock | 15
106-10215 | Sumitomo B2 heat shrink tubing, 1in trade size, 2:1 shrink ratio, single wall, flexible, black, flame retardant, UL 1581 VW-1, 4ft stick length. Package of 5. | Stock | 22.5
106-10241 | Sumitomo B2 heat shrink tubing, 1-1/2in trade size, 2:1 shrink ratio, single wall, flexible, black, flame retardant, UL 1581 VW-1, 4ft stick length. Package of 5. | Stock | 36
106-10021 | Sumitomo B2 heat shrink tubing, 1/16in trade size, 2:1 shrink ratio, single wall, flexible, black, flame retardant, UL 1581 VW-1, 1000ft spool length. | Stock | 229
106-10043 | Sumitomo B2 heat shrink tubing, 3/32in trade size, 2:1 shrink ratio, single wall, flexible, black, flame retardant, UL 1581 VW-1, 500ft spool length. | Stock | 121
106-10067 | Sumitomo B2 heat shrink tubing, 1/8in trade size, 2:1 shrink ratio, single wall, flexible, black, flame retardant, UL 1581 VW-1, 500ft spool length. | Stock | 124
106-10094 | Sumitomo B2 heat shrink tubing, 3/16in trade size, 2:1 shrink ratio, single wall, flexible, black, flame retardant, UL 1581 VW-1, 200ft spool length. | Stock | 62
106-10121 | Sumitomo B2 heat shrink tubing, 1/4in trade size, 2:1 shrink ratio, single wall, flexible, black, flame retardant, UL 1581 VW-1, 200ft spool length. | Stock | 78
106-10145 | Sumitomo B2 heat shrink tubing, 3/8in trade size, 2:1 shrink ratio, single wall, flexible, black, flame retardant, UL 1581 VW-1, 200ft spool length. | Stock | 87
106-10171 | Sumitomo B2 heat shrink tubing, 1/2in trade size, 2:1 shrink ratio, single wall, flexible, black, flame retardant, UL 1581 VW-1, 200ft spool length. | Stock | 99
106-10195 | Sumitomo B2 heat shrink tubing, 3/4in trade size, 2:1 shrink ratio, single wall, flexible, black, flame retardant, UL 1581 VW-1, 200ft spool length. | Stock | 124
106-10216 | Sumitomo B2 heat shrink tubing, 1in trade size, 2:1 shrink ratio, single wall, flexible, black, flame retardant, UL 1581 VW-1, 200ft spool length. | Stock | 186
Vinyl Electrical Tape
PR-4275-1 | Plymouth Rubber Slipknot Platinum 8.5 vinyl electrical tape, heavy duty, 0.75in x 66ft, 600V, black. | Stock | 7
PR-4454-1 | Plymouth Rubber Slipknot Platinum 7.0 vinyl electrical tape, professional, 0.75in x 66ft, 600V, black. | Stock | 6.25
PR-3119-5 | Plymouth Rubber Revere vinyl electrical tape, general purpose, 0.75in x 60ft, 600V, black. Package of 5. | Stock | 12.5
PR-3702-1 | Plymouth Rubber Premium 37 vinyl electrical tape, professional, 0.75in x 66ft, 600V, green. | Stock | 8.25
PR-3703-1 | Plymouth Rubber Premium 37 vinyl electrical tape, professional, 0.75in x 66ft, 600V, yellow. | Stock | 8.25
PR-3704-1 | Plymouth Rubber Premium 37 vinyl electrical tape, professional, 0.75in x 66ft, 600V, red. | Stock | 8.25
PR-3705-1 | Plymouth Rubber Premium 37 vinyl electrical tape, professional, 0.75in x 66ft, 600V, blue. | Stock | 8.25
PR-3706-1 | Plymouth Rubber Premium 37 vinyl electrical tape, professional, 0.75in x 66ft, 600V, white. | Stock | 8.25
PR-3707-1 | Plymouth Rubber Premium 37 vinyl electrical tape, professional, 0.75in x 66ft, 600V, brown. | Stock | 8.25
PR-3708-1 | Plymouth Rubber Premium 37 vinyl electrical tape, professional, 0.75in x 66ft, 600V, orange. | Stock | 8.25
PR-3709-1 | Plymouth Rubber Premium 37 vinyl electrical tape, professional, 0.75in x 66ft, 600V, gray. | Stock | 8.25
PR-3711-1 | Plymouth Rubber Premium 37 vinyl electrical tape, professional, 0.75in x 66ft, 600V, violet. | Stock | 8.25
Insulating Mastic and Splicing Tape
PR-2211-1 | Plymouth Rubber L969 rubber electrical tape, 0.75in x 30ft, 69 kV, self-amalgamating, black. | Stock | 19
PR-2212-1 | Plymouth Rubber L969 rubber electrical tape, 1in x 30ft, 69 kV, self-amalgamating, black. | Stock | 25
PR-2213-1 | Plymouth Rubber L969 rubber electrical tape, 1.5in x 30ft, 69 kV, self-amalgamating, black. | Stock | 35.5
PR-2214-1 | Plymouth Rubber L969 rubber electrical tape, 2in x 30ft, 69 kV, self-amalgamating, black. | Stock | 44
PR-3456-1 | Plymouth Rubber 77 PLYGLAS glass cloth electrical tape, 0.75in x 66ft, 600V, white. | Stock | 21.5
PR-1101-1 | Plymouth Rubber 61 fabric electrical tape, 0.75in x 60ft, yellow. | Stock | 71
PR-1121-1 | Plymouth Rubber 61A fabric electrical tape, 0.75in x 60ft, yellow. | Stock | 71
PR-2006-1 | Plymouth Rubber 150 ASTM rubber electrical tape, 0.75in x 30ft, 2 kV, self-amalgamating, with liner, gray. | Stock | 12.5
PR-2117-1 | Plymouth Rubber W963 rubber electrical tape, 0.75in x 30ft, 69 kV, self-amalgamating, with liner, black. | Stock | 15
PR-3455-1 | Plymouth Rubber 20 Plysil silicone rubber electrical tape, 1in x 30ft, 69 kV, self-amalgamating, with liner, gray. | Stock | 31
PR-2104-1 | Plymouth Rubber 17 Plyshield semi-conducting rubber electrical tape, 0.75in x 15ft, self-amalgamating, with liner, black. | Stock | 14.5
PR-2609-1 | Plymouth Rubber VM mastic electrical tape, 4in x 10ft, 600V, self-amalgamating, with liner, black. | Stock | 34
PR-2626-1 | Plymouth Rubber 10 Plyseal mastic electrical tape, 3.75in x 10ft, 600V, self-amalgamating, with liner, black. | Stock | 49
General Purpose Cable Ties
SEL.2.202 | SapiSelco general purpose nylon cable tie, 3.94in length, 0.1in width, 17.64lb tensile strength, 0.94in maximum bundle diameter, natural. Package of 100. | Stock | 1.5
SEL.2.203 | SapiSelco general purpose nylon cable tie, 5.31in length, 0.1in width, 17.64lb tensile strength, 1.38in maximum bundle diameter, natural. Package of 100. | Stock | 1.5
SEL.2.302 | SapiSelco general purpose nylon cable tie, 3.94in length, 0.1in width, 17.64lb tensile strength, 0.94in maximum bundle diameter, natural. Package of 1000. | Stock | 5.25
SEL.2.204 | SapiSelco general purpose nylon cable tie, 6.3in length, 0.1in width, 17.64lb tensile strength, 1.65in maximum bundle diameter, natural. Package of 100. | Stock | 1.5
SEL.2.304 | SapiSelco general purpose nylon cable tie, 6.3in length, 0.1in width, 17.64lb tensile strength, 1.65in maximum bundle diameter, natural. Package of 1000. | Stock | 13
SEL.2.205 | SapiSelco general purpose nylon cable tie, 7.87in length, 0.1in width, 17.64lb tensile strength, 2.17in maximum bundle diameter, natural. Package of 100. | Stock | 1.5
SEL.2.305 | SapiSelco general purpose nylon cable tie, 7.87in length, 0.1in width, 17.64lb tensile strength, 2.17in maximum bundle diameter, natural. Package of 1000. | Stock | 13.5
SEL.2.210 | SapiSelco general purpose nylon cable tie, 5.51in length, 0.14in width, 33.08lb tensile strength, 1.42in maximum bundle diameter, natural. Package of 100. | Stock | 1.5
SEL.2.310 | SapiSelco general purpose nylon cable tie, 5.51in length, 0.14in width, 33.08lb tensile strength, 1.42in maximum bundle diameter, natural. Package of 1000. | Stock | 12
SEL.2.211 | SapiSelco general purpose nylon cable tie, 7.87in length, 0.14in width, 33.08lb tensile strength, 2.17in maximum bundle diameter, natural. Package of 100. | Stock | 1.75
SEL.2.311 | SapiSelco general purpose nylon cable tie, 7.87in length, 0.14in width, 33.08lb tensile strength, 2.17in maximum bundle diameter, natural. Package of 1000. | Stock | 18.5
SEL.2.212 | SapiSelco general purpose nylon cable tie, 11.02in length, 0.14in width, 33.08lb tensile strength, 3.15in maximum bundle diameter, natural. Package of 100. | Stock | 2.75
SEL.2.214 | SapiSelco general purpose nylon cable tie, 14.17in length, 0.14in width, 33.08lb tensile strength, 4.06in maximum bundle diameter, natural. Package of 100. | Stock | 5
SEL.2.216 | SapiSelco general purpose nylon cable tie, 9.84in length, 0.14in width, 33.08lb tensile strength, 2.76in maximum bundle diameter, natural. Package of 100. | Stock | 2.75
SEL.2.221 | SapiSelco general purpose nylon cable tie, 6.3in length, 0.18in width, 48.51lb tensile strength, 1.5in maximum bundle diameter, natural. Package of 100. | Stock | 2
SEL.2.321 | SapiSelco general purpose nylon cable tie, 6.3in length, 0.18in width, 48.51lb tensile strength, 1.5in maximum bundle diameter, natural. Package of 1000. | Stock | 22.5
SEL.2.222 | SapiSelco general purpose nylon cable tie, 7.09in length, 0.18in width, 48.51lb tensile strength, 1.77in maximum bundle diameter, natural. Package of 100. | Stock | 2.25
SEL.2.224 | SapiSelco general purpose nylon cable tie, 9.84in length, 0.18in width, 48.51lb tensile strength, 2.68in maximum bundle diameter, natural. Package of 100. | Stock | 4.25
SEL.2.322 | SapiSelco general purpose nylon cable tie, 7.09in length, 0.18in width, 48.51lb tensile strength, 1.77in maximum bundle diameter, natural. Package of 1000. | Stock | 22.5
SEL.2.425 | SapiSelco general purpose nylon cable tie, 11.02in length, 0.18in width, 48.51lb tensile strength, 2.99in maximum bundle diameter, natural. Package of 100. | Stock | 3.5
SEL.2.426 | SapiSelco general purpose nylon cable tie, 14.17in length, 0.18in width, 48.51lb tensile strength, 3.98in maximum bundle diameter, natural. Package of 100. | Stock | 4.5
SEL.2.434 | SapiSelco general purpose nylon cable tie, 14.17in length, 0.3in width, 101.43lb tensile strength, 3.98in maximum bundle diameter, natural. Package of 100. | Stock | 8.75
SEL.2.143 | SapiSelco general purpose nylon cable tie, 30.71in length, 0.35in width, 149.94lb tensile strength, 9.25in maximum bundle diameter, natural. Package of 100. | Stock | 31
SEL.2.154 | SapiSelco general purpose nylon cable tie, 36.22in length, 0.35in width, 149.94lb tensile strength, 11.02in maximum bundle diameter, natural. Package of 100. | Stock | 38.5
SEL.3.202 | SapiSelco general purpose nylon cable tie, 3.94in length, 0.1in width, 17.64lb tensile strength, 0.94in maximum bundle diameter, black. Package of 100. | Stock | 1.5
SEL.3.203 | SapiSelco general purpose nylon cable tie, 5.31in length, 0.1in width, 17.64lb tensile strength, 1.38in maximum bundle diameter, black. Package of 100. | Stock | 1.25
SEL.3.302 | SapiSelco general purpose nylon cable tie, 3.94in length, 0.1in width, 17.64lb tensile strength, 0.94in maximum bundle diameter, black. Package of 1000. | Stock | 5.75
SEL.3.204 | SapiSelco general purpose nylon cable tie, 6.3in length, 0.1in width, 17.64lb tensile strength, 1.65in maximum bundle diameter, black. Package of 100. | Stock | 1.5
SEL.3.304 | SapiSelco general purpose nylon cable tie, 6.3in length, 0.1in width, 17.64lb tensile strength, 1.65in maximum bundle diameter, black. Package of 1000. | Stock | 13
SEL.3.205 | SapiSelco general purpose nylon cable tie, 7.87in length, 0.1in width, 17.64lb tensile strength, 2.17in maximum bundle diameter, black. Package of 100. | Stock | 1.5
SEL.3.210 | SapiSelco general purpose nylon cable tie, 5.51in length, 0.14in width, 33.08lb tensile strength, 1.42in maximum bundle diameter, black. Package of 100. | Stock | 1.5
SEL.3.310 | SapiSelco general purpose nylon cable tie, 5.51in length, 0.14in width, 33.08lb tensile strength, 1.42in maximum bundle diameter, black. Package of 1000. | Stock | 13
SEL.3.311 | SapiSelco general purpose nylon cable tie, 7.87in length, 0.14in width, 33.08lb tensile strength, 2.17in maximum bundle diameter, black. Package of 1000. | Stock | 20.5
SEL.3.321 | SapiSelco general purpose nylon cable tie, 6.3in length, 0.18in width, 48.51lb tensile strength, 1.5in maximum bundle diameter, black. Package of 1000. | Stock | 22.5
SEL.3.322 | SapiSelco general purpose nylon cable tie, 7.09in length, 0.18in width, 48.51lb tensile strength, 1.77in maximum bundle diameter, black. Package of 1000. | Stock | 6.25
SEL.3.211 | SapiSelco general purpose nylon cable tie, 7.87in length, 0.14in width, 33.08lb tensile strength, 2.17in maximum bundle diameter, black. Package of 100. | Stock | 2
SEL.3.212 | SapiSelco general purpose nylon cable tie, 11.02in length, 0.14in width, 33.08lb tensile strength, 3.15in maximum bundle diameter, black. Package of 100. | Stock | 2.75
SEL.3.214 | SapiSelco general purpose nylon cable tie, 14.17in length, 0.14in width, 33.08lb tensile strength, 4.06in maximum bundle diameter, black. Package of 100. | Stock | 4.5
SEL.3.216 | SapiSelco general purpose nylon cable tie, 9.84in length, 0.14in width, 33.08lb tensile strength, 2.76in maximum bundle diameter, black. Package of 100. | Stock | 2.75
SEL.3.221 | SapiSelco general purpose nylon cable tie, 6.3in length, 0.18in width, 48.51lb tensile strength, 1.5in maximum bundle diameter, black. Package of 100. | Stock | 2
SEL.3.222 | SapiSelco general purpose nylon cable tie, 7.09in length, 0.18in width, 48.51lb tensile strength, 1.77in maximum bundle diameter, black. Package of 100. | Stock | 2.25
SEL.3.224 | SapiSelco general purpose nylon cable tie, 9.84in length, 0.18in width, 48.51lb tensile strength, 2.68in maximum bundle diameter, black. Package of 100. | Stock | 4.5
SEL.3.425 | SapiSelco general purpose nylon cable tie, 11.02in length, 0.18in width, 48.51lb tensile strength, 2.99in maximum bundle diameter, black. Package of 100. | Stock | 3.5
SEL.3.426 | SapiSelco general purpose nylon cable tie, 14.17in length, 0.18in width, 48.51lb tensile strength, 3.98in maximum bundle diameter, black. Package of 100. | Stock | 4.75
SEL.3.428 | SapiSelco general purpose nylon cable tie, 16.93in length, 0.18in width, 48.51lb tensile strength, 4.84in maximum bundle diameter, black. Package of 100. | Stock | 10
SEL.2.428 | SapiSelco general purpose nylon cable tie, 16.93in length, 0.18in width, 48.51lb tensile strength, 4.84in maximum bundle diameter, natural. Package of 100. | Stock | 9.5
SEL.2.429 | SapiSelco general purpose nylon cable tie, 11.81in length, 0.18in width, 48.51lb tensile strength, 3.15in maximum bundle diameter, natural. Package of 100. | Stock | 4.5
SEL.3.429 | SapiSelco general purpose nylon cable tie, 11.81in length, 0.18in width, 48.51lb tensile strength, 3.15in maximum bundle diameter, black. Package of 100. | Stock | 4.75
SEL.2.430 | SapiSelco general purpose nylon cable tie, 7.09in length, 0.3in width, 101.43lb tensile strength, 1.73in maximum bundle diameter, natural. Package of 100. | Stock | 6.75
SEL.3.430 | SapiSelco general purpose nylon cable tie, 7.09in length, 0.3in width, 101.43lb tensile strength, 1.73in maximum bundle diameter, black. Package of 100. | Stock | 7.25
SEL.2.431 | SapiSelco general purpose nylon cable tie, 9.45in length, 0.3in width, 101.43lb tensile strength, 2.44in maximum bundle diameter, natural. Package of 100. | Stock | 8.75
SEL.3.431 | SapiSelco general purpose nylon cable tie, 9.45in length, 0.3in width, 101.43lb tensile strength, 2.44in maximum bundle diameter, black. Package of 100. | Stock | 9
SEL.2.432 | SapiSelco general purpose nylon cable tie, 7.87in length, 0.3in width, 101.43lb tensile strength, 1.89in maximum bundle diameter, natural. Package of 100. | Stock | 7.5
SEL.3.432 | SapiSelco general purpose nylon cable tie, 7.87in length, 0.3in width, 101.43lb tensile strength, 1.89in maximum bundle diameter, black. Package of 100. | Stock | 8
SEL.2.433 | SapiSelco general purpose nylon cable tie, 11.02in length, 0.3in width, 101.43lb tensile strength, 2.99in maximum bundle diameter, natural. Package of 100. | Stock | 10
SEL.3.433 | SapiSelco general purpose nylon cable tie, 11.02in length, 0.3in width, 101.43lb tensile strength, 2.99in maximum bundle diameter, black. Package of 100. | Stock | 10
SEL.3.434 | SapiSelco general purpose nylon cable tie, 14.17in length, 0.3in width, 101.43lb tensile strength, 3.98in maximum bundle diameter, black. Package of 100. | Stock | 9
SEL.2.435 | SapiSelco general purpose nylon cable tie, 17.72in length, 0.3in width, 101.43lb tensile strength, 5.12in maximum bundle diameter, natural. Package of 100. | Stock | 15
SEL.3.435 | SapiSelco general purpose nylon cable tie, 17.72in length, 0.3in width, 101.43lb tensile strength, 5.12in maximum bundle diameter, black. Package of 100. | Stock | 16.5
SEL.2.436 | SapiSelco general purpose nylon cable tie, 19.69in length, 0.3in width, 101.43lb tensile strength, 5.71in maximum bundle diameter, natural. Package of 100. | Stock | 18
SEL.3.436 | SapiSelco general purpose nylon cable tie, 19.69in length, 0.3in width, 101.43lb tensile strength, 5.71in maximum bundle diameter, black. Package of 100. | Stock | 19
SEL.2.437 | SapiSelco general purpose nylon cable tie, 21.26in length, 0.3in width, 101.43lb tensile strength, 6.3in maximum bundle diameter, natural. Package of 100. | Stock | 19.5
SEL.3.437 | SapiSelco general purpose nylon cable tie, 21.26in length, 0.3in width, 101.43lb tensile strength, 6.3in maximum bundle diameter, black. Package of 100. | Stock | 20
SEL.2.438 | SapiSelco general purpose nylon cable tie, 12.6in length, 0.3in width, 101.43lb tensile strength, 3.46in maximum bundle diameter, natural. Package of 100. | Stock | 11
SEL.3.438 | SapiSelco general purpose nylon cable tie, 12.6in length, 0.3in width, 101.43lb tensile strength, 3.46in maximum bundle diameter, black. Package of 100. | Stock | 11.5
SEL.2.441 | SapiSelco general purpose nylon cable tie, 29.52in length, 0.3in width, 101.43lb tensile strength, 8.74in maximum bundle diameter, natural. Package of 100. | Stock | 29
SEL.3.441 | SapiSelco general purpose nylon cable tie, 29.52in length, 0.3in width, 101.43lb tensile strength, 8.74in maximum bundle diameter, black. Package of 100. | Stock | 30.5
SEL.2.451 | SapiSelco general purpose nylon cable tie, 19.69in length, 0.49in width, 216.09lb tensile strength, 5.51in maximum bundle diameter, natural. Package of 50. | Stock | 16.5
SEL.3.451 | SapiSelco general purpose nylon cable tie, 19.69in length, 0.49in width, 216.09lb tensile strength, 5.51in maximum bundle diameter, black. Package of 50. | Stock | 17
SEL.2.452 | SapiSelco general purpose nylon cable tie, 29.53in length, 0.49in width, 216.09lb tensile strength, 8.74in maximum bundle diameter, natural. Package of 50. | Stock | 25.5
SEL.3.452 | SapiSelco general purpose nylon cable tie, 29.53in length, 0.49in width, 216.09lb tensile strength, 8.74in maximum bundle diameter, black. Package of 50. | Stock | 27.5
SEL.2.453 | SapiSelco general purpose nylon cable tie, 39.37in length, 0.49in width, 216.09lb tensile strength, 11.81in maximum bundle diameter, natural. Package of 50. | Stock | 32
SEL.3.453 | SapiSelco general purpose nylon cable tie, 39.37in length, 0.49in width, 216.09lb tensile strength, 11.81in maximum bundle diameter, black. Package of 50. | Stock | 33.5
SEL.2.142 | SapiSelco general purpose nylon cable tie, 21.65in length, 0.35in width, 149.94lb tensile strength, 6.3in maximum bundle diameter, natural. Package of 100. | Stock | 30.5
SEL.3.142 | SapiSelco general purpose nylon cable tie, 21.65in length, 0.35in width, 149.94lb tensile strength, 6.3in maximum bundle diameter, black. Package of 100. | Stock | 32
SEL.3.143 | SapiSelco general purpose nylon cable tie, 30.71in length, 0.35in width, 149.94lb tensile strength, 9.25in maximum bundle diameter, black. Package of 100. | Stock | 33
SEL.2.144 | SapiSelco general purpose nylon cable tie, 16.93in length, 0.35in width, 149.94lb tensile strength, 4.65in maximum bundle diameter, natural. Package of 100. | Stock | 25
SEL.3.144 | SapiSelco general purpose nylon cable tie, 16.93in length, 0.35in width, 149.94lb tensile strength, 4.65in maximum bundle diameter, black. Package of 100. | Stock | 25.5
SEL.3.154 | SapiSelco general purpose nylon cable tie, 36.22in length, 0.35in width, 149.94lb tensile strength, 11.02in maximum bundle diameter, black. Package of 100. | Stock | 40
SEL.2.155 | SapiSelco general purpose nylon cable tie, 48.03in length, 0.35in width, 149.94lb tensile strength, 14.76in maximum bundle diameter, natural. Package of 100. | Stock | 60
SEL.3.155 | SapiSelco general purpose nylon cable tie, 48.03in length, 0.35in width, 149.94lb tensile strength, 14.76in maximum bundle diameter, black. Package of 100. | Stock | 63
SEL.2.156 | SapiSelco general purpose nylon cable tie, 52.36in length, 0.35in width, 149.94lb tensile strength, 16.1in maximum bundle diameter, natural. Package of 100. | Stock | 68
SEL.3.156 | SapiSelco general purpose nylon cable tie, 52.36in length, 0.35in width, 149.94lb tensile strength, 16.1in maximum bundle diameter, black. Package of 100. | Stock | 71
SEL.10.202 | SapiSelco general purpose nylon cable tie, 3.94in length, 0.1in width, 17.64lb tensile strength, 0.94in maximum bundle diameter, red. Package of 100. | Stock | 1.5
SEL.11.202 | SapiSelco general purpose nylon cable tie, 3.94in length, 0.1in width, 17.64lb tensile strength, 0.94in maximum bundle diameter, blue. Package of 100. | Stock | 1.5
SEL.12.202 | SapiSelco general purpose nylon cable tie, 3.94in length, 0.1in width, 17.64lb tensile strength, 0.94in maximum bundle diameter, green. Package of 100. | Stock | 1.5
SEL.14.202 | SapiSelco general purpose nylon cable tie, 3.94in length, 0.1in width, 17.64lb tensile strength, 0.94in maximum bundle diameter, yellow. Package of 100. | Stock | 1.5
SEL.21.202 | SapiSelco general purpose nylon cable tie, 3.94in length, 0.1in width, 17.64lb tensile strength, 0.94in maximum bundle diameter, gray. Package of 100. | Stock | 1.5
SEL.10.210 | SapiSelco general purpose nylon cable tie, 5.51in length, 0.14in width, 33.08lb tensile strength, 1.42in maximum bundle diameter, red. Package of 100. | Stock | 2
SEL.11.210 | SapiSelco general purpose nylon cable tie, 5.51in length, 0.14in width, 33.08lb tensile strength, 1.42in maximum bundle diameter, blue. Package of 100. | Stock | 2
SEL.12.210 | SapiSelco general purpose nylon cable tie, 5.51in length, 0.14in width, 33.08lb tensile strength, 1.42in maximum bundle diameter, green. Package of 100. | Stock | 2
SEL.14.210 | SapiSelco general purpose nylon cable tie, 5.51in length, 0.14in width, 33.08lb tensile strength, 1.42in maximum bundle diameter, yellow. Package of 100. | Stock | 2
SEL.21.210 | SapiSelco general purpose nylon cable tie, 5.51in length, 0.14in width, 33.08lb tensile strength, 1.42in maximum bundle diameter, gray. Package of 100. | Stock | 2
SEL.10.223 | SapiSelco general purpose nylon cable tie, 7.87in length, 0.18in width, 48.51lb tensile strength, 2.01in maximum bundle diameter, red. Package of 100. | Stock | 3
SEL.11.223 | SapiSelco general purpose nylon cable tie, 7.87in length, 0.18in width, 48.51lb tensile strength, 2.01in maximum bundle diameter, blue. Package of 100. | Stock | 3
SEL.12.223 | SapiSelco general purpose nylon cable tie, 7.87in length, 0.18in width, 48.51lb tensile strength, 2.01in maximum bundle diameter, green. Package of 100. | Stock | 3
SEL.14.223 | SapiSelco general purpose nylon cable tie, 7.87in length, 0.18in width, 48.51lb tensile strength, 2.01in maximum bundle diameter, yellow. Package of 100. | Stock | 3
SEL.21.223 | SapiSelco general purpose nylon cable tie, 7.87in length, 0.18in width, 48.51lb tensile strength, 2.01in maximum bundle diameter, gray. Package of 100. | Stock | 3
SEL.10.425 | SapiSelco general purpose nylon cable tie, 11.02in length, 0.18in width, 48.51lb tensile strength, 2.99in maximum bundle diameter, red. Package of 100. | Stock | 4.5
SEL.11.425 | SapiSelco general purpose nylon cable tie, 11.02in length, 0.18in width, 48.51lb tensile strength, 2.99in maximum bundle diameter, blue. Package of 100. | Stock | 4.5
SEL.12.425 | SapiSelco general purpose nylon cable tie, 11.02in length, 0.18in width, 48.51lb tensile strength, 2.99in maximum bundle diameter, green. Package of 100. | Stock | 4.5
SEL.14.425 | SapiSelco general purpose nylon cable tie, 11.02in length, 0.18in width, 48.51lb tensile strength, 2.99in maximum bundle diameter, yellow. Package of 100. | Stock | 4.5
SEL.21.425 | SapiSelco general purpose nylon cable tie, 11.02in length, 0.18in width, 48.51lb tensile strength, 2.99in maximum bundle diameter, gray. Package of 100. | Stock | 4.5
Stainless Steel Tooth Cable Ties
MET.2.2102R | SapiSelco stainless steel tooth nylon cable tie, 3.94in length, 0.1in width, 28.67lb tensile strength, 0.94in maximum bundle diameter, natural. Package of 100. | Stock | 2.25
MET.2.2302R | SapiSelco stainless steel tooth nylon cable tie, 3.94in length, 0.1in width, 28.67lb tensile strength, 0.94in maximum bundle diameter, natural. Package of 1000. | Stock | 23
MET.2.2105R | SapiSelco stainless steel tooth nylon cable tie, 7.87in length, 0.1in width, 28.67lb tensile strength, 2.17in maximum bundle diameter, natural. Package of 100. | Stock | 5.5
MET.2.2305R | SapiSelco stainless steel tooth nylon cable tie, 7.87in length, 0.1in width, 28.67lb tensile strength, 2.17in maximum bundle diameter, natural. Package of 1000. | Stock | 61
MET.2.2110R | SapiSelco stainless steel tooth nylon cable tie, 5.51in length, 0.14in width, 39.69lb tensile strength, 1.42in maximum bundle diameter, natural. Package of 100. | Stock | 3.25
MET.2.2310R | SapiSelco stainless steel tooth nylon cable tie, 5.51in length, 0.14in width, 39.69lb tensile strength, 1.42in maximum bundle diameter, natural. Package of 1000. | Stock | 31.5
MET.2.2111R | SapiSelco stainless steel tooth nylon cable tie, 7.87in length, 0.14in width, 39.69lb tensile strength, 2.17in maximum bundle diameter, natural. Package of 100. | Stock | 5.5
MET.2.2311R | SapiSelco stainless steel tooth nylon cable tie, 7.87in length, 0.14in width, 39.69lb tensile strength, 2.17in maximum bundle diameter, natural. Package of 1000. | Stock | 56
MET.2.2112R | SapiSelco stainless steel tooth nylon cable tie, 11.02in length, 0.14in width, 39.69lb tensile strength, 3.15in maximum bundle diameter, natural. Package of 100. | Stock | 6.25
MET.2.2312R | SapiSelco stainless steel tooth nylon cable tie, 11.02in length, 0.14in width, 39.69lb tensile strength, 3.15in maximum bundle diameter, natural. Package of 1000. | Stock | 68
MET.2.2123R | SapiSelco stainless steel tooth nylon cable tie, 7.32in length, 0.18in width, 66.15lb tensile strength, 2.01in maximum bundle diameter, natural. Package of 100. | Stock | 6
MET.2.2323R | SapiSelco stainless steel tooth nylon cable tie, 7.32in length, 0.18in width, 66.15lb tensile strength, 2.01in maximum bundle diameter, natural. Package of 1000. | Stock | 62
MET.2.2140R | SapiSelco stainless steel tooth nylon cable tie, 11.42in length, 0.18in width, 79.38lb tensile strength, 3.15in maximum bundle diameter, natural. Package of 100. | Stock | 9
MET.2.2340R | SapiSelco stainless steel tooth nylon cable tie, 11.42in length, 0.18in width, 79.38lb tensile strength, 3.15in maximum bundle diameter, natural. Package of 1000. | Stock | 90
MET.2.2126R | SapiSelco stainless steel tooth nylon cable tie, 14.17in length, 0.18in width, 79.38lb tensile strength, 4.06in maximum bundle diameter, natural. Package of 100. | Stock | 10.5
MET.2.2326R | SapiSelco stainless steel tooth nylon cable tie, 14.17in length, 0.18in width, 79.38lb tensile strength, 4.06in maximum bundle diameter, natural. Package of 1000. | Stock | 107
MET.2.2548R | SapiSelco stainless steel tooth nylon cable tie, 13.39in length, 0.28in width, 132.3lb tensile strength, 3.54in maximum bundle diameter, natural. Package of 50. | Stock | 8.75
MET.2.2748R | SapiSelco stainless steel tooth nylon cable tie, 13.39in length, 0.28in width, 132.3lb tensile strength, 3.54in maximum bundle diameter, natural. Package of 500. | Stock | 83
MET.2.2534R | SapiSelco stainless steel tooth nylon cable tie, 14.17in length, 0.3in width, 116.87lb tensile strength, 3.98in maximum bundle diameter, natural. Package of 50. | Stock | 11
MET.2.2734R | SapiSelco stainless steel tooth nylon cable tie, 14.17in length, 0.3in width, 116.87lb tensile strength, 3.98in maximum bundle diameter, natural. Package of 500. | Stock | 112
MET.3.2102R | SapiSelco stainless steel tooth nylon cable tie, 3.94in length, 0.1in width, 28.67lb tensile strength, 0.94in maximum bundle diameter, black. Package of 100. | Stock | 2.25
MET.3.2302R | SapiSelco stainless steel tooth nylon cable tie, 3.94in length, 0.1in width, 28.67lb tensile strength, 0.94in maximum bundle diameter, black. Package of 1000. | Stock | 23
MET.3.2105R | SapiSelco stainless steel tooth nylon cable tie, 7.87in length, 0.1in width, 28.67lb tensile strength, 2.17in maximum bundle diameter, black. Package of 100. | Stock | 5.5
MET.3.2305R | SapiSelco stainless steel tooth nylon cable tie, 7.87in length, 0.1in width, 28.67lb tensile strength, 2.17in maximum bundle diameter, black. Package of 1000. | Stock | 61
MET.3.2110R | SapiSelco stainless steel tooth nylon cable tie, 5.51in length, 0.14in width, 39.69lb tensile strength, 1.42in maximum bundle diameter, black. Package of 100. | Stock | 3.25
MET.3.2310R | SapiSelco stainless steel tooth nylon cable tie, 5.51in length, 0.14in width, 39.69lb tensile strength, 1.42in maximum bundle diameter, black. Package of 1000. | Stock | 32.5
MET.3.2111R | SapiSelco stainless steel tooth nylon cable tie, 7.87in length, 0.14in width, 39.69lb tensile strength, 2.17in maximum bundle diameter, black. Package of 100. | Stock | 5.5
MET.3.2311R | SapiSelco stainless steel tooth nylon cable tie, 7.87in length, 0.14in width, 39.69lb tensile strength, 2.17in maximum bundle diameter, black. Package of 1000. | Stock | 58
MET.3.2112R | SapiSelco stainless steel tooth nylon cable tie, 11.02in length, 0.14in width, 39.69lb tensile strength, 3.15in maximum bundle diameter, black. Package of 100. | Stock | 6.5
MET.3.2312R | SapiSelco stainless steel tooth nylon cable tie, 11.02in length, 0.14in width, 39.69lb tensile strength, 3.15in maximum bundle diameter, black. Package of 1000. | Stock | 68
MET.3.2123R | SapiSelco stainless steel tooth nylon cable tie, 7.32in length, 0.18in width, 66.15lb tensile strength, 2.01in maximum bundle diameter, black. Package of 100. | Stock | 6
MET.3.2323R | SapiSelco stainless steel tooth nylon cable tie, 7.32in length, 0.18in width, 66.15lb tensile strength, 2.01in maximum bundle diameter, black. Package of 1000. | Stock | 62
MET.3.2140R | SapiSelco stainless steel tooth nylon cable tie, 11.42in length, 0.18in width, 79.38lb tensile strength, 3.15in maximum bundle diameter, black. Package of 100. | Stock | 9.25
MET.3.2340R | SapiSelco stainless steel tooth nylon cable tie, 11.42in length, 0.18in width, 79.38lb tensile strength, 3.15in maximum bundle diameter, black. Package of 1000. | Stock | 91
MET.3.2126R | SapiSelco stainless steel tooth nylon cable tie, 14.17in length, 0.18in width, 79.38lb tensile strength, 4.06in maximum bundle diameter, black. Package of 100. | Stock | 10.5
MET.3.2326R | SapiSelco stainless steel tooth nylon cable tie, 14.17in length, 0.18in width, 79.38lb tensile strength, 4.06in maximum bundle diameter, black. Package of 1000. | Stock | 107
MET.3.2548R | SapiSelco stainless steel tooth nylon cable tie, 13.39in length, 0.28in width, 132.3lb tensile strength, 3.54in maximum bundle diameter, black. Package of 50. | Stock | 8.75
MET.3.2748R | SapiSelco stainless steel tooth nylon cable tie, 13.39in length, 0.28in width, 132.3lb tensile strength, 3.54in maximum bundle diameter, black. Package of 500. | Stock | 81
MET.3.2534R | SapiSelco stainless steel tooth nylon cable tie, 14.17in length, 0.3in width, 116.87lb tensile strength, 3.98in maximum bundle diameter, black. Package of 50. | Stock | 10.5
MET.3.2734R | SapiSelco stainless steel tooth nylon cable tie, 14.17in length, 0.3in width, 116.87lb tensile strength, 3.98in maximum bundle diameter, black. Package of 500. | Stock | 104
MET.2.2114R | SapiSelco stainless steel tooth nylon cable tie, 14.17in length, 0.14in width, 39.69lb tensile strength, 3.98in maximum bundle diameter, natural. Package of 100. | Stock | 10
MET.2.2314R | SapiSelco stainless steel tooth nylon cable tie, 14.17in length, 0.14in width, 39.69lb tensile strength, 3.98in maximum bundle diameter, natural. Package of 1000. | Stock | 94
MET.3.2114R | SapiSelco stainless steel tooth nylon cable tie, 14.17in length, 0.14in width, 39.69lb tensile strength, 3.98in maximum bundle diameter, black. Package of 100. | Stock | 11
MET.3.2314R | SapiSelco stainless steel tooth nylon cable tie, 14.17in length, 0.14in width, 39.69lb tensile strength, 3.98in maximum bundle diameter, black. Package of 1000. | Stock | 99
MET.2.2539R | SapiSelco stainless steel tooth nylon cable tie, 8.66in length, 0.3in width, 116.87lb tensile strength, 2.2in maximum bundle diameter, natural. Package of 50. | Stock | 7.5
MET.2.2739R | SapiSelco stainless steel tooth nylon cable tie, 8.66in length, 0.3in width, 116.87lb tensile strength, 2.2in maximum bundle diameter, natural. Package of 500. | Stock | 67
MET.3.2539R | SapiSelco stainless steel tooth nylon cable tie, 8.66in length, 0.3in width, 116.87lb tensile strength, 2.2in maximum bundle diameter, black. Package of 50. | Stock | 7.75
MET.3.2739R | SapiSelco stainless steel tooth nylon cable tie, 8.66in length, 0.3in width, 116.87lb tensile strength, 2.2in maximum bundle diameter, black. Package of 500. | Stock | 69
Specialty Material Cable Ties
SEL.UVV2.210 | SapiSelco UV resistant nylon cable tie, 5.51in length, 0.14in width, 33.08lb tensile strength, 1.42in maximum bundle diameter, black. Package of 100. | Stock | 2.25
SEL.UVV2.223 | SapiSelco UV resistant nylon cable tie, 7.87in length, 0.18in width, 48.51lb tensile strength, 2.01in maximum bundle diameter, black. Package of 100. | Stock | 3.75
SEL.UVV2.425 | SapiSelco UV resistant nylon cable tie, 11.02in length, 0.18in width, 48.51lb tensile strength, 2.99in maximum bundle diameter, black. Package of 100. | Stock | 5.75
SEL.UVV2.426 | SapiSelco UV resistant nylon cable tie, 14.17in length, 0.18in width, 48.51lb tensile strength, 3.98in maximum bundle diameter, black. Package of 100. | Stock | 8.75
SEL.UVV2.434 | SapiSelco UV resistant nylon cable tie, 14.17in length, 0.3in width, 101.43lb tensile strength, 3.98in maximum bundle diameter, black. Package of 100. | Stock | 15.5
SEL.SUV.210R | SapiSelco super UV resistant nylon cable tie, 5.51in length, 0.14in width, 33.08lb tensile strength, 1.42in maximum bundle diameter, black. Package of 100. | Stock | 2.75
SEL.SUV.223R | SapiSelco super UV resistant nylon cable tie, 7.87in length, 0.18in width, 48.51lb tensile strength, 2.01in maximum bundle diameter, black. Package of 100. | Stock | 3.5
SEL.SUV.425R | SapiSelco super UV resistant nylon cable tie, 11.02in length, 0.18in width, 48.51lb tensile strength, 2.99in maximum bundle diameter, black. Package of 100. | Stock | 5.75
SEL.SUV.426R | SapiSelco super UV resistant nylon cable tie, 14.17in length, 0.18in width, 48.51lb tensile strength, 3.98in maximum bundle diameter, black. Package of 100. | Stock | 7.75
SEL.SUV.434R | SapiSelco super UV resistant nylon cable tie, 14.17in length, 0.3in width, 101.43lb tensile strength, 3.98in maximum bundle diameter, black. Package of 100. | Stock | 13.5
SEL.9.210 | SapiSelco heat stabilized nylon cable tie, 5.51in length, 0.14in width, 33.08lb tensile strength, 1.42in maximum bundle diameter, black. Package of 100. | Stock | 1.75
SEL.9.223 | SapiSelco heat stabilized nylon cable tie, 7.87in length, 0.18in width, 48.51lb tensile strength, 2.01in maximum bundle diameter, black. Package of 100. | Stock | 3.25
SEL.9.425 | SapiSelco heat stabilized nylon cable tie, 11.02in length, 0.18in width, 48.51lb tensile strength, 2.99in maximum bundle diameter, black. Package of 100. | Stock | 5
SEL.9.434 | SapiSelco heat stabilized nylon cable tie, 14.17in length, 0.3in width, 101.43lb tensile strength, 3.98in maximum bundle diameter, black. Package of 100. | Stock | 8.25
SEL.8.210 | SapiSelco heat stabilized nylon cable tie, 5.51in length, 0.14in width, 33.08lb tensile strength, 1.42in maximum bundle diameter, natural. Package of 100. | Stock | 1.75
SEL.8.223 | SapiSelco heat stabilized nylon cable tie, 7.87in length, 0.18in width, 48.51lb tensile strength, 2.01in maximum bundle diameter, natural. Package of 100. | Stock | 3.25
SEL.8.425 | SapiSelco heat stabilized nylon cable tie, 11.02in length, 0.18in width, 48.51lb tensile strength, 2.99in maximum bundle diameter, natural. Package of 100. | Stock | 5
SEL.8.434 | SapiSelco heat stabilized nylon cable tie, 14.17in length, 0.3in width, 101.43lb tensile strength, 3.98in maximum bundle diameter, natural. Package of 100. | Stock | 8.5
DET.11.2102 | SapiSelco metal detectable nylon cable tie, 3.94in length, 0.1in width, 17.64lb tensile strength, 0.94in maximum bundle diameter, blue. Package of 100. | Stock | 3.5
DET.11.2110 | SapiSelco metal detectable nylon cable tie, 5.51in length, 0.14in width, 35.28lb tensile strength, 1.42in maximum bundle diameter, blue. Package of 100. | Stock | 5.75
DET.11.2123 | SapiSelco metal detectable nylon cable tie, 7.87in length, 0.18in width, 44.1lb tensile strength, 2.01in maximum bundle diameter, blue. Package of 100. | Stock | 11
DET.11.2124 | SapiSelco metal detectable nylon cable tie, 9.84in length, 0.18in width, 44.1lb tensile strength, 2.68in maximum bundle diameter, blue. Package of 100. | Stock | 13.5
DET.11.2140 | SapiSelco metal detectable nylon cable tie, 11.02in length, 0.18in width, 44.1lb tensile strength, 2.99in maximum bundle diameter, blue. Package of 100. | Stock | 17
DET.11.2127 | SapiSelco metal detectable nylon cable tie, 14.96in length, 0.18in width, 44.1lb tensile strength, 4.33in maximum bundle diameter, blue. Package of 100. | Stock | 23.5
DET.11.2134 | SapiSelco metal detectable nylon cable tie, 14.17in length, 0.3in width, 110.25lb tensile strength, 3.98in maximum bundle diameter, blue. Package of 100. | Stock | 41
SEL.ICE.210R | SapiSelco low temperature UV resistant nylon cable tie, 5.51in length, 0.14in width, 33.08lb tensile strength, 1.41in maximum bundle diameter, black. Package of 100. | Stock | 2
SEL.ICE.223R | SapiSelco low temperature UV resistant nylon cable tie, 7.87in length, 0.18in width, 48.51lb tensile strength, 2in maximum bundle diameter, black. Package of 100. | Stock | 3.75
SEL.ICE.425R | SapiSelco low temperature UV resistant nylon cable tie, 11.02in length, 0.18in width, 48.51lb tensile strength, 2.99in maximum bundle diameter, black. Package of 100. | Stock | 5.5
SEL.ICE.426R | SapiSelco low temperature UV resistant nylon cable tie, 14.17in length, 0.18in width, 48.51lb tensile strength, 3.97in maximum bundle diameter, black. Package of 100. | Stock | 8
SEL.ICE.434R | SapiSelco low temperature UV resistant nylon cable tie, 14.17in length, 0.29in width, 101.43lb tensile strength, 3.97in maximum bundle diameter, black. Package of 100. | Stock | 13
SEL.EC2.202R | SapiSelco flame retardant nylon cable tie, 3.94in length, 0.1in width, 15.44lb tensile strength, 0.94in maximum bundle diameter, natural. Package of 100. | Stock | 2.75
SEL.EC2.211R | SapiSelco flame retardant nylon cable tie, 7.87in length, 0.14in width, 30.87lb tensile strength, 2.17in maximum bundle diameter, natural. Package of 100. | Stock | 5.5
SEL.EC2.425R | SapiSelco flame retardant nylon cable tie, 11.02in length, 0.18in width, 38.59lb tensile strength, 2.99in maximum bundle diameter, natural. Package of 100. | Stock | 10.5
SEL.EC2.434R | SapiSelco flame retardant nylon cable tie, 14.17in length, 0.3in width, 94.82lb tensile strength, 3.98in maximum bundle diameter, natural. Package of 100. | Stock | 25.5
SEL.EC2.437R | SapiSelco flame retardant nylon cable tie, 21.26in length, 0.3in width, 94.82lb tensile strength, 6.3in maximum bundle diameter, natural. Package of 100. | Stock | 36.5
SEL.P2.210 | SapiSelco chemical resistant polypropylene cable tie, 5.51in length, 0.14in width, 19.85lb tensile strength, 1.42in maximum bundle diameter, natural. Package of 100. | Stock | 1.75
SEL.P2.223 | SapiSelco chemical resistant polypropylene cable tie, 7.87in length, 0.18in width, 24.26lb tensile strength, 2.01in maximum bundle diameter, natural. Package of 100. | Stock | 3.25
SEL.P2.425 | SapiSelco chemical resistant polypropylene cable tie, 11.02in length, 0.18in width, 24.26lb tensile strength, 2.99in maximum bundle diameter, natural. Package of 100. | Stock | 5
SEL.P2.426 | SapiSelco chemical resistant polypropylene cable tie, 14.17in length, 0.18in width, 24.26lb tensile strength, 3.98in maximum bundle diameter, natural. Package of 100. | Stock | 6.5
SEL.P2.434 | SapiSelco chemical resistant polypropylene cable tie, 14.17in length, 0.3in width, 59.54lb tensile strength, 3.98in maximum bundle diameter, natural. Package of 100. | Stock | 12
FOS.2.2102R | SapiSelco phosphorescent nylon cable tie, 3.94in length, 0.1in width, 17.64lb tensile strength, 0.94in maximum bundle diameter, natural. Package of 100. | Stock | 1.25
FOS.2.2110R | SapiSelco phosphorescent nylon cable tie, 5.51in length, 0.14in width, 33.08lb tensile strength, 1.42in maximum bundle diameter, natural. Package of 100. | Stock | 2.25
FOS.2.2140R | SapiSelco phosphorescent nylon cable tie, 11.02in length, 0.18in width, 48.51lb tensile strength, 2.99in maximum bundle diameter, natural. Package of 100. | Stock | 4.75
Specialty Head Cable Ties
RIA.2.232 | SapiSelco releasable nylon cable tie, 7.87in length, 0.3in width, 61.74lb tensile strength, 1.97in maximum bundle diameter, natural. Package of 100. | Stock | 6.75
RIA.2.231 | SapiSelco releasable nylon cable tie, 9.84in length, 0.3in width, 61.74lb tensile strength, 2.56in maximum bundle diameter, natural. Package of 100. | Stock | 7.5
RIA.2.233 | SapiSelco releasable nylon cable tie, 11.02in length, 0.3in width, 61.74lb tensile strength, 2.99in maximum bundle diameter, natural. Package of 100. | Stock | 8.5
RIA.2.234 | SapiSelco releasable nylon cable tie, 14.17in length, 0.3in width, 61.74lb tensile strength, 3.94in maximum bundle diameter, natural. Package of 100. | Stock | 10
RIA.3.232 | SapiSelco releasable nylon cable tie, 7.87in length, 0.3in width, 61.74lb tensile strength, 1.97in maximum bundle diameter, black. Package of 100. | Stock | 6.75
RIA.3.231 | SapiSelco releasable nylon cable tie, 9.84in length, 0.3in width, 61.74lb tensile strength, 2.56in maximum bundle diameter, black. Package of 100. | Stock | 8.25
RIA.3.233 | SapiSelco releasable nylon cable tie, 11.02in length, 0.3in width, 61.74lb tensile strength, 2.99in maximum bundle diameter, black. Package of 100. | Stock | 9.25
RIA.3.234 | SapiSelco releasable nylon cable tie, 14.17in length, 0.3in width, 61.74lb tensile strength, 3.94in maximum bundle diameter, black. Package of 100. | Stock | 10
ASO.3.251 | SapiSelco lashing nylon cable tie, 19.69in length, 0.49in width, 216.09lb tensile strength, 5.51in maximum bundle diameter, black. Package of 50. | Stock | 17
COL.3.321 | SapiSelco collar double head nylon cable tie, 10.43in length, 0.35in width, 88.2lb tensile strength, 2.48in maximum bundle diameter, black. Package of 100. | Stock | 17
COL.3.322 | SapiSelco collar double head nylon cable tie, 14.17in length, 0.35in width, 88.2lb tensile strength, 3.66in maximum bundle diameter, black. Package of 100. | Stock | 23.5
OCH.2.2123 | SapiSelco mounting head nylon cable tie, 7.87in length, 0.18in width, 48.51lb tensile strength, 2.01in maximum bundle diameter, natural. Package of 100. | Stock | 3.75
SEL.2.202T | SapiSelco identification nylon cable tie, 3.94in length, 0.1in width, 19.85lb tensile strength, 0.98in maximum bundle diameter, natural, (1) 0.31 x 0.98in bottom mounted transversal ID tag. Package of 100. | Stock | 4.5
SEL.2.223T | SapiSelco identification nylon cable tie, 7.87in length, 0.19in width, 48.51lb tensile strength, 1.97in maximum bundle diameter, natural, (1) leg with (1) 1.38 x 0.51in longitudinal ID tag. Package of 100. | Stock | 7.75
CLT.10.2110R | SapiSelco CLICK Tie series low temperature beaded releasable low-density polyethylene (LDPE) cable tie, 4.65in length, 0.13in width, 15.44lb tensile strength, 1.02in maximum bundle diameter, red. Package of 100. | Stock | 3.25
CLT.10.2116R | SapiSelco CLICK Tie series low temperature beaded releasable low-density polyethylene (LDPE) cable tie, 9.37in length, 0.16in width, 29.77lb tensile strength, 2.4in maximum bundle diameter, red. Package of 100. | Stock | 8.25
CLT.10.2129R | SapiSelco CLICK Tie series low temperature beaded releasable low-density polyethylene (LDPE) cable tie, 12.52in length, 0.17in width, 34.18lb tensile strength, 3.26in maximum bundle diameter, red. Package of 100. | Stock | 10.5
CLT.10.2149R | SapiSelco CLICK Tie series low temperature beaded releasable low-density polyethylene (LDPE) cable tie, 19.53in length, 0.22in width, 60.64lb tensile strength, 5.51in maximum bundle diameter, red. Package of 100. | Stock | 23.5
CLT.10.2157 | SapiSelco CLICK Tie series low temperature beaded releasable low-density polyethylene (LDPE) cable tie, 25.31in length, 0.22in width, 60.64lb tensile strength, 7.08in maximum bundle diameter, red. Package of 100. | Stock | 38.5
SCA.3.202 | SapiSelco winged push in panel nylon cable tie, 3.94in length, 0.1in width, 19.85lb tensile strength, 0.94in maximum bundle diameter, black. Package of 100. | Stock | 3
SCA.3.210 | SapiSelco winged push in panel nylon cable tie, 5.51in length, 0.14in width, 33.08lb tensile strength, 1.26in maximum bundle diameter, black. Package of 100. | Stock | 4
Cable Tie Assortment Kits
BUCK.001 | SapiSelco cable tie assortment kit, black and natural. Package of 1200. Includes (300) 3.93in cable ties, (300) 7.09in cable ties, (300) 7.87in cable ties and (300) 9.84in cable ties. | Stock | 28
BUCK.002 | SapiSelco cable tie assortment kit, black and natural. Package of 800. Includes (200) 3.93in cable ties, (200) 5.51in cable ties, (200) 7.09in cable ties and (200) 7.87in cable ties. | Stock | 20
BUCK.003 | SapiSelco cable tie assortment kit, red, blue, green and yellow. Package of 800. Includes (400) 5.51in cable ties and (400) 7.87in cable ties. | Stock | 22
Adhesive Cable Tie Mounts
BAS.2MT.507 | SapiSelco cable tie base, square, natural, 0.74 x 0.74in, bi-directional, nylon, adhesive back mount. Package of 100. | Stock | 8.25
BAS.3MT.507 | SapiSelco cable tie base, square, black, 0.74 x 0.74in, bi-directional, nylon, adhesive back mount. Package of 100. | Stock | 8
BAS.2MT.508 | SapiSelco cable tie base, square, natural, 1.04 x 1.04in, bi-directional, nylon, adhesive back mount. Package of 100. | Stock | 10.5
BAS.3MT.508 | SapiSelco cable tie base, square, black, 1.04 x 1.04in, bi-directional, nylon, adhesive back mount. Package of 100. | Stock | 10.5
BAS.2MT.511 | SapiSelco cable tie base, double square, natural, 0.74 x 0.74in, bi-directional, nylon, adhesive back mount. Package of 100. | Stock | 23
BAS.3MT.511 | SapiSelco cable tie base, double square, black, 0.74 x 0.74in, bi-directional, nylon, adhesive back mount. Package of 100. | Stock | 23
BAS.2MT.510 | SapiSelco cable tie base, double square, natural, 1.04 x 1.04in, bi-directional, nylon, adhesive back mount. Package of 100. | Stock | 24.5
BAS.3MT.510 | SapiSelco cable tie base, double square, black, 1.04 x 1.04in, bi-directional, nylon, adhesive back mount. Package of 100. | Stock | 24.5
GAN.3MT.401 | SapiSelco cord clip, round, black, 0.75 x 0.39in, nylon, adhesive back mount. Package of 100. | Stock | 14.5
GAN.3MT.402 | SapiSelco cord clip, round, black, 1.02 x 0.51in, nylon, adhesive back mount. Package of 100. | Stock | 19
GAN.3MT.403 | SapiSelco cord clip, round, black, 1.02 x 0.71in, nylon, adhesive back mount. Package of 100. | Stock | 23
Nail and Screw Cable Tie Mounts
SSC.3.2101 | SapiSelco cable tie mount, round, black, 1.08 x 0.47in, bi-directional, nylon, nail gun mount. Package of 100. | Stock | 11.5
BAS.2.406 | SapiSelco cable tie base, square, natural, 1.04 x 1.04in, bi-directional, nylon, screw mount. Package of 100. | Stock | 3.5
BAS.3.406 | SapiSelco cable tie base, square, black, 1.04 x 1.04in, bi-directional, nylon, screw mount. Package of 100. | Stock | 3.5
SUP.3.405 | SapiSelco cable tie mount, rectangular, black, 0.76 x 0.39 x 0.24in, nylon, screw mount. Package of 100. | Stock | 24
SUP.3.401 | SapiSelco cable tie mount, saddle, black, 1.18 x 0.59 x 0.47in, nylon, screw mount. Package of 100. | Stock | 3.75
SUP.3.2508 | SapiSelco cable tie mount, saddle, black, 1.73 x 0.75 x 0.63in, nylon, screw mount. Package of 50. | Stock | 9.25
Panel and Hole (Press Fit) Cable Tie Mounts
SUB.3.2301 | SapiSelco cable tie mount, round, black, 0.39 x 0.26in, nylon, push button panel mount. Package of 1000. | Stock | 22
ALE.3.402 | SapiSelco cable tie mount, rectangular, black, 0.31 x 1.42in, nylon, push in masonry mount. Package of 100. | Stock | 5
ALE.3.401 | SapiSelco cable tie mount, rectangular, black, 0.39 x 1.69in, nylon, push in masonry mount. Package of 100. | Stock | 6
SLE.3.2101 | SapiSelco cable tie mount, rectangular, black, 0.31 x 0.79in, nylon, push in panel mount. Package of 100. | Stock | 25
SUP.3.2707 | SapiSelco cable tie mount, saddle, black, 1.50 x 1.77in, nylon, winged push in panel mount. Package of 500. | Stock | 12.5
Cable Tie Mounts for Tubing and Pipe
SUP.3.402 | SapiSelco cable tie mount, rectangular, black, 0.85 x 0.55in, nylon, rod/pipe mount. Package of 100. | Stock | 4.25
Beam / Flange Clamps
600 | Minerallac screw-on beam clamp, 75 lbs. Package of 50. For use with flanges up to 1/2in and 1/4-20 threaded rod. | Stock | 67
600-6 | Minerallac screw-on beam clamp, 75 lbs. Package of 6. For use with flanges up to 1/2in and 1/4-20 threaded rod. | Stock | 9.25
602B | Minerallac screw-on beam clamp, 200 lbs. Package of 25. For use with flanges up to 3/4in and 3/8-16 threaded rod. | Stock | 91
602B-6 | Minerallac screw-on beam clamp, 200 lbs. Package of 6. For use with flanges up to 3/4in and 3/8-16 threaded rod. | Stock | 25
701 | Minerallac screw-on beam clamp, 525 lbs. Package of 25. For use with flanges up to 3/4in and 5/16-18 threaded rod. | Stock | 188
701-6 | Minerallac screw-on beam clamp, 525 lbs. Package of 6. For use with flanges up to 3/4in and 5/16-18 threaded rod. | Stock | 52
702 | Minerallac screw-on beam clamp, 750 lbs. Package of 25. For use with flanges up to 3/4in and 3/8-16 threaded rod. | Stock | 224
702-6 | Minerallac screw-on beam clamp, 750 lbs. Package of 6. For use with flanges up to 3/4in and 3/8-16 threaded rod. | Stock | 62
703 | Minerallac screw-on beam clamp, 900 lbs. Package of 25. For use with flanges up to 7/8in and 1/2-13 threaded rod. | Stock | 389
703-6 | Minerallac screw-on beam clamp, 900 lbs. Package of 6. For use with flanges up to 7/8in and 1/2-13 threaded rod. | Stock | 105
BC18 | Minerallac hammer-on beam clamp, 75 lbs. Package of 100. For use with 1/8 to 1/4in flanges and 1/4-20 threaded rod. | Stock | 85
BC18-25 | Minerallac hammer-on beam clamp, 75 lbs. Package of 25. For use with 1/8 to 1/4in flanges and 1/4-20 threaded rod. | Stock | 24.5
BC516 | Minerallac hammer-on beam clamp, 75 lbs. Package of 100. For use with 5/16 to 1/2in flanges and 1/4-20 threaded rod. | Stock | 92
BC516-25 | Minerallac hammer-on beam clamp, 75 lbs. Package of 25. For use with 5/16 to 1/2in flanges and 1/4-20 threaded rod. | Stock | 26.5
BC916 | Minerallac hammer-on beam clamp, 75 lbs. Package of 100. For use with 9/16 to 3/4in flanges and 1/4-20 threaded rod. | Stock | 117
BC916-25 | Minerallac hammer-on beam clamp, 75 lbs. Package of 25. For use with 9/16 to 3/4in flanges and 1/4-20 threaded rod. | Stock | 33.5
SFC18 | Minerallac hammer-on flange clamp, 200 lbs. Package of 100. For use with 1/8 to 1/4in flanges and 1/4in hole. | Stock | 56
SFC18-25 | Minerallac hammer-on flange clamp, 200 lbs. Package of 25. For use with 1/8 to 1/4in flanges and 1/4in hole. | Stock | 16
SFC516 | Minerallac hammer-on flange clamp, 200 lbs. Package of 100. For use with 5/16 to 1/2in flanges and 1/4in hole. | Stock | 59
SFC516-25 | Minerallac hammer-on flange clamp, 200 lbs. Package of 25. For use with 5/16 to 1/2in flanges and 1/4in hole. | Stock | 17
SFC916 | Minerallac hammer-on flange clamp, 200 lbs. Package of 100. For use with 9/16 to 3/4in flanges and 1/4in hole. | Stock | 63
SFC916-25 | Minerallac hammer-on flange clamp, 200 lbs. Package of 25. For use with 9/16 to 3/4in flanges and 1/4in hole. | Stock | 18
500 | Minerallac screw-on beam clamp, 100 lbs. Package of 100. For use with flanges up to 1/2in and up to 3/8 threaded rod with nut (nut not included). | Stock | 90
500-25 | Minerallac screw-on beam clamp, 100 lbs. Package of 25. For use with flanges up to 1/2in and up to 3/8 threaded rod with nut (nut not included). | Stock | 26
APS | Minerallac multifunction clip, package of 100. For use with #12 wire, 1/4 rod, 3/8in rod, flanges 1/8 to 3/8in, #10-24 and 1/4in-20. | Stock | 49
APS-25 | Minerallac multifunction clip, package of 25. For use with #12 wire, 1/4 rod, 3/8in rod, flanges 1/8 to 3/8in, #10-24 and 1/4in-20. | Stock | 14
Conduit Straps / Clips
KC38 | Minerallac conduit mount spring clip, UL Type UL 2239. Package of 100. For use with 3/8in conduit. | Stock | 56
KC38-25 | Minerallac conduit mount spring clip, UL Type UL 2239. Package of 25. For use with 3/8in conduit. | Stock | 16
KC1234 | Minerallac conduit mount spring clip, UL Type UL 2239. Package of 100. For use with 1/2in or 3/4in conduit. | Stock | 48
KC1234-25 | Minerallac conduit mount spring clip, UL Type UL 2239. Package of 25. For use with 1/2in or 3/4in conduit. | Stock | 14
KC1 | Minerallac conduit mount spring clip, UL Type UL 2239. Package of 100. For use with 1in conduit. | Stock | 63
KC1-25 | Minerallac conduit mount spring clip, UL Type UL 2239. Package of 25. For use with 1in conduit. | Stock | 18
KC112 | Minerallac conduit mount spring clip, UL Type UL 2239. Package of 100. For use with 1-1/2in conduit. | Stock | 112
KC112-25 | Minerallac conduit mount spring clip, UL Type UL 2239. Package of 25. For use with 1-1/2in conduit. | Stock | 32
300A | Minerallac 1-hole tubing mount duplex strap, standard duty. Package of 100. For use with 1/8in OD tubing or cable. | Stock | 15.5
300 | Minerallac 1-hole tubing mount duplex strap, standard duty. Package of 100. For use with 1/4in OD tubing or cable. | Stock | 18
301 | Minerallac 1-hole tubing mount duplex strap, standard duty. Package of 100. For use with 3/8in OD tubing or cable. | Stock | 25.5
1105 | Minerallac 1-hole tubing mount closed clip, standard duty. Package of 100. For use with 1/4in OD tubing or cable. | Stock | 14
102 | Minerallac 1-hole tubing mount strap, standard duty. Package of 100. For use with 1/8in OD tubing or cable. | Stock | 9.75
103 | Minerallac 1-hole tubing mount strap, standard duty. Package of 100. For use with 3/16in OD tubing or cable. | Stock | 10
105 | Minerallac 1-hole tubing mount strap, standard duty. Package of 100. For use with 1/4in OD tubing or cable. | Stock | 10.5
110 | Minerallac 1-hole tubing mount strap, standard duty. Package of 100. For use with 5/16in OD tubing or cable. | Stock | 12.5
115 | Minerallac 1-hole tubing mount strap, standard duty. Package of 100. For use with 3/8in OD tubing or cable. | Stock | 16
121 | Minerallac 1-hole conduit mount strap, standard duty, UL Type UL 1565. Package of 100. For use with 7/16in OD tubing or cable, 14-2, 14-3, 12-2 BX armored cable, 3/8in FMC. | Stock | 11.5
121J25 | Minerallac 1-hole conduit mount strap, standard duty, UL Type UL 1565. Package of 25. For use with 7/16in OD tubing or cable, 14-2, 14-3, 12-2 BX armored cable, 3/8in FMC. | Stock | 4
125 | Minerallac 1-hole conduit mount strap, standard duty, UL Type UL 1565. Package of 100. For use with 1/2in OD tubing or cable, 12-3, 10-2, 10-3 BX armored cable, 8 AWG SER, 3/8in FMC. | Stock | 12
125J25 | Minerallac 1-hole conduit mount strap, standard duty, UL Type UL 1565. Package of 25. For use with 1/2in OD tubing or cable, 12-3, 10-2, 10-3 BX armored cable, 8 AWG SER, 3/8in FMC. | Stock | 4
MINE28 | Minerallac 1-hole conduit mount strap, medium duty. Package of 100. For use with 3/8in FMC. | Stock | 17
120 | Minerallac 1-hole conduit mount strap, standard duty. Package of 100. For use with 1/8in OD tubing or cable. | Stock | 11
130 | Minerallac 1-hole conduit mount strap, standard duty. Package of 100. For use with 1/2in EMT, 6 AWG and 4 AWG SER. | Stock | 13.5
130J25 | Minerallac 1-hole conduit mount strap, standard duty. Package of 25. For use with 1/2in EMT, 6 AWG and 4 AWG SER. | Stock | 4.5
140 | Minerallac 1-hole conduit mount strap, standard duty. Package of 100. For use with 1/2in RMC/IMC/LFMC, 2 AWG SER. | Stock | 20
150 | Minerallac 1-hole conduit mount strap, standard duty. Package of 100. For use with 3/4in RMC/IMC/LFMC, 1in tubing, 2/0 AWG SER. | Stock | 25.5
160 | Minerallac 1-hole conduit mount strap, standard duty. Package of 100. For use with 1in RMC/IMC/LFMC, 4/0 AWG SER. | Stock | 47.5
170 | Minerallac 1-hole conduit mount strap, standard duty. Package of 100. For use with 1-1/4in RMC/IMC/LFMC, 1-1/2in EMT, 1-1/2in FMC. | Stock | 79
MED80 | Minerallac 1-hole conduit mount strap, medium duty, UL Type UL 1565. Package of 50. For use with 1-1/2in RMC/IMC/LFMC. | Stock | 48.5
MED90 | Minerallac 1-hole conduit mount strap, medium duty, UL Type UL 1565. Package of 50. For use with 2in RMC/IMC/LFMC. | Stock | 70
228 | Minerallac 2-hole conduit mount strap, standard duty, UL Type UL 1565. Package of 100. For use with 3/8in LFMC, 1/2in EMT, 6 AWG. | Stock | 22
240 | Minerallac 2-hole conduit mount strap, standard duty, UL Type UL 1565. Package of 100. For use with 1/2in RMC/IMC/LFMC, 2 AWG SER. | Stock | 16
250 | Minerallac 2-hole conduit mount strap, standard duty, UL Type UL 1565. Package of 100. For use with 3/4in RMC/IMC/LFMC, 1in tubing, 2/0 AWG SER. | Stock | 16.5
260 | Minerallac 2-hole conduit mount strap, standard duty, UL Type UL 1565. Package of 100. For use with 1in RMC/IMC/LFMC, 4/0 AWG SER. | Stock | 20
270 | Minerallac 2-hole conduit mount strap, standard duty, UL Type UL 1565. Package of 100. For use with 1-1/4in RMC/IMC/LFMC, 1-1/2in EMT, 1-1/2in FMC. | Stock | 32
280 | Minerallac 2-hole conduit mount strap, standard duty, UL Type UL 1565. Package of 100. For use with 1-1/2in RMC/IMC/LFMC. | Stock | 72
290 | Minerallac 2-hole conduit mount strap, standard duty, UL Type UL 1565. Package of 50. For use with 2in RMC/IMC/LFMC. | Stock | 54
F2A | Minerallac flange mount cable clip, package of 100. For use with 1/16 to 3/16in flanges and 0.218-0.281in OD tubing or cable. | Stock | 32
F2B | Minerallac flange mount cable clip, package of 100. For use with 1/16 to 3/16in flanges and 0.312-0.375in OD tubing or cable. | Stock | 32.5
F2C | Minerallac flange mount cable clip, package of 100. For use with 1/16 to 3/16in flanges and 0.375-0.437in OD tubing or cable. | Stock | 33
F2D | Minerallac flange mount cable clip, package of 100. For use with 1/16 to 3/16in flanges and 0.468-0.562in OD tubing or cable. | Stock | 34
F2E | Minerallac flange mount cable clip, package of 100. For use with 1/16 to 3/16in flanges and 0.500-0.718in OD tubing or cable. | Stock | 36
F4A | Minerallac flange mount cable clip, package of 100. For use with 3/16 to 9/32in flanges and 0.218-0.281in OD tubing or cable. | Stock | 34
F4D | Minerallac flange mount cable clip, package of 100. For use with 3/16 to 9/32in flanges and 0.468-0.562in OD tubing or cable. | Stock | 37
F4E | Minerallac flange mount cable clip, package of 100. For use with 3/16 to 9/32in flanges and 0.500-0.718in OD tubing or cable. | Stock | 37.5
F4F | Minerallac flange mount cable clip, package of 100. For use with 3/16 to 9/32in flanges and 0.750-0.937in OD tubing or cable. | Stock | 38.5
F8D | Minerallac flange mount cable clip, package of 100. For use with 5/16 to 1/2in flanges and 0.468-0.562in OD tubing or cable. | Stock | 39.5
F8E | Minerallac flange mount cable clip, package of 100. For use with 5/16 to 1/2in flanges and 0.500-0.718in OD tubing or cable. | Stock | 41
Clip / Clamp Assemblies
APSKC1234 | Minerallac multifunction clip conduit hanger assembly, spring clip, back mount, 25 lbs. Package of 100. For use with 1/8 to 3/8in flanges, #12 wire, 1/4 or 3/8in rod and 1/2 or 3/4in conduit. | Stock | 124
APSKC1234-25 | Minerallac multifunction clip conduit hanger assembly, spring clip, back mount, 25 lbs. Package of 25. For use with 1/8 to 3/8in flanges, #12 wire, 1/4 or 3/8in rod and 1/2 or 3/4in conduit. | Stock | 35.5
APSKC1 | Minerallac multifunction clip conduit hanger assembly, spring clip, back mount, 25 lbs. Package of 100. For use with 1/8 to 3/8in flanges, #12 wire, 1/4 or 3/8in rod and 1in conduit. | Stock | 109
APSKC1-25 | Minerallac multifunction clip conduit hanger assembly, spring clip, back mount, 25 lbs. Package of 25. For use with 1/8 to 3/8in flanges, #12 wire, 1/4 or 3/8in rod and 1in conduit. | Stock | 31
500KC1234 | Minerallac screw-on beam clamp conduit hanger assembly, spring clip, bottom mount, 100 lbs. Package of 100. For use with flanges up to 1/2in and 1/2 or 3/4in conduit. | Stock | 151
500KC1234-10 | Minerallac screw-on beam clamp conduit hanger assembly, spring clip, bottom mount, 100 lbs. Package of 10. For use with flanges up to 1/2in and 1/2 or 3/4in conduit. | Stock | 17.5
500KC1 | Minerallac screw-on beam clamp conduit hanger assembly, spring clip, bottom mount, 100 lbs. Package of 100. For use with flanges up to 1/2in and 1in conduit. | Stock | 164
500KC1-10 | Minerallac screw-on beam clamp conduit hanger assembly, spring clip, bottom mount, 100 lbs. Package of 10. For use with flanges up to 1/2in and 1in conduit. | Stock | 19
500KC1234B | Minerallac screw-on beam clamp conduit hanger assembly, spring clip, back mount, 100 lbs. Package of 100. For use with flanges up to 1/2in and 1/2 or 3/4in conduit. | Stock | 154
500KC1234B-10 | Minerallac screw-on beam clamp conduit hanger assembly, spring clip, back mount, 100 lbs. Package of 10. For use with flanges up to 1/2in and 1/2 or 3/4in conduit. | Stock | 17.5
500KC1B | Minerallac screw-on beam clamp conduit hanger assembly, spring clip, back mount, 100 lbs. Package of 100. For use with flanges up to 1/2in and 1in conduit. | Stock | 166
500KC1B-10 | Minerallac screw-on beam clamp conduit hanger assembly, spring clip, back mount, 100 lbs. Package of 10. For use with flanges up to 1/2in and 1in conduit. | Stock | 19
500KC114B | Minerallac screw-on beam clamp conduit hanger assembly, spring clip, back mount, 100 lbs. Package of 100. For use with flanges up to 1/2in and 1-1/4in conduit. | Stock | 197
500KC114B-10 | Minerallac screw-on beam clamp conduit hanger assembly, spring clip, back mount, 100 lbs. Package of 10. For use with flanges up to 1/2in and 1-1/4in conduit. | Stock | 22.5
500KC112B | Minerallac screw-on beam clamp conduit hanger assembly, spring clip, back mount, 100 lbs. Package of 100. For use with flanges up to 1/2in and 1-1/2in conduit. | Stock | 217
500KC112B-10 | Minerallac screw-on beam clamp conduit hanger assembly, spring clip, back mount, 100 lbs. Package of 10. For use with flanges up to 1/2in and 1-1/2in conduit. | Stock | 25
500KC2B | Minerallac screw-on beam clamp conduit hanger assembly, spring clip, back mount, 100 lbs. Package of 100. For use with flanges up to 1/2in and 2in conduit. | Stock | 229
500KC2B-10 | Minerallac screw-on beam clamp conduit hanger assembly, spring clip, back mount, 100 lbs. Package of 10. For use with flanges up to 1/2in and 2in conduit. | Stock | 26.5
BC18KC38 | Minerallac hammer-on beam clamp conduit hanger assembly, spring clip, bottom mount, 75 lbs, UL Type UL 2239. Package of 100. For use with 1/8 to 1/4in flanges and 3/8in conduit. | Stock | 150
BC18KC38-10 | Minerallac hammer-on beam clamp conduit hanger assembly, spring clip, bottom mount, 75 lbs, UL Type UL 2239. Package of 10. For use with 1/8 to 1/4in flanges and 3/8in conduit. | Stock | 17.5
BC18KC1234 | Minerallac hammer-on beam clamp conduit hanger assembly, spring clip, bottom mount, 75 lbs, UL Type UL 2239. Package of 100. For use with 1/8 to 1/4in flanges and 1/2 or 3/4in conduit. | Stock | 150
BC18KC1234-10 | Minerallac hammer-on beam clamp conduit hanger assembly, spring clip, bottom mount, 75 lbs, UL Type UL 2239. Package of 10. For use with 1/8 to 1/4in flanges and 1/2 or 3/4in conduit. | Stock | 17.5
BC18KC1 | Minerallac hammer-on beam clamp conduit hanger assembly, spring clip, bottom mount, 75 lbs, UL Type UL 2239. Package of 100. For use with 1/8 to 1/4in flanges and 1in conduit. | Stock | 172
BC18KC1-10 | Minerallac hammer-on beam clamp conduit hanger assembly, spring clip, bottom mount, 75 lbs, UL Type UL 2239. Package of 10. For use with 1/8 to 1/4in flanges and 1in conduit. | Stock | 19.5
BC18KC114 | Minerallac hammer-on beam clamp conduit hanger assembly, spring clip, bottom mount, 75 lbs, UL Type UL 2239. Package of 100. For use with 1/8 to 1/4in flanges and 1-1/4in conduit. | Stock | 183
BC18KC114-10 | Minerallac hammer-on beam clamp conduit hanger assembly, spring clip, bottom mount, 75 lbs, UL Type UL 2239. Package of 10. For use with 1/8 to 1/4in flanges and 1-1/4in conduit. | Stock | 21
BC18KC112 | Minerallac hammer-on beam clamp conduit hanger assembly, spring clip, bottom mount, 75 lbs, UL Type UL 2239. Package of 100. For use with 1/8 to 1/4in flanges and 1-1/2in conduit. | Stock | 201
BC18KC112-10 | Minerallac hammer-on beam clamp conduit hanger assembly, spring clip, bottom mount, 75 lbs, UL Type UL 2239. Package of 10. For use with 1/8 to 1/4in flanges and 1-1/2in conduit. | Stock | 23
BC18KC2 | Minerallac hammer-on beam clamp conduit hanger assembly, spring clip, bottom mount, 75 lbs, UL Type UL 2239. Package of 100. For use with 1/8 to 1/4in flanges and 2in conduit. | Stock | 210
BC18KC2-10 | Minerallac hammer-on beam clamp conduit hanger assembly, spring clip, bottom mount, 75 lbs, UL Type UL 2239. Package of 10. For use with 1/8 to 1/4in flanges and 2in conduit. | Stock | 24
BC516KC38 | Minerallac hammer-on beam clamp conduit hanger assembly, spring clip, bottom mount, 75 lbs, UL Type UL 2239. Package of 100. For use with 5/16 to 1/2in flanges and conduit. | Stock | 158
BC516KC38-10 | Minerallac hammer-on beam clamp conduit hanger assembly, spring clip, bottom mount, 75 lbs, UL Type UL 2239. Package of 10. For use with 5/16 to 1/2in flanges and conduit. | Stock | 18.5
BC516KC1234 | Minerallac hammer-on beam clamp conduit hanger assembly, spring clip, bottom mount, 75 lbs, UL Type UL 2239. Package of 100. For use with 5/16 to 1/2in flanges and 1/2 or 3/4in conduit. | Stock | 155
BC516KC1234-10 | Minerallac hammer-on beam clamp conduit hanger assembly, spring clip, bottom mount, 75 lbs, UL Type UL 2239. Package of 10. For use with 5/16 to 1/2in flanges and 1/2 or 3/4in conduit. | Stock | 18
BC516KC1 | Minerallac hammer-on beam clamp conduit hanger assembly, spring clip, bottom mount, 75 lbs, UL Type UL 2239. Package of 100. For use with 5/16 to 1/2in flanges and 1in conduit. | Stock | 170
BC516KC1-10 | Minerallac hammer-on beam clamp conduit hanger assembly, spring clip, bottom mount, 75 lbs, UL Type UL 2239. Package of 10. For use with 5/16 to 1/2in flanges and 1in conduit. | Stock | 19.5
BC516KC114 | Minerallac hammer-on beam clamp conduit hanger assembly, spring clip, bottom mount, 75 lbs, UL Type UL 2239. Package of 100. For use with 5/16 to 1/2in flanges and 1-1/4in conduit. | Stock | 201
BC516KC114-10 | Minerallac hammer-on beam clamp conduit hanger assembly, spring clip, bottom mount, 75 lbs, UL Type UL 2239. Package of 10. For use with 5/16 to 1/2in flanges and 1-1/4in conduit. | Stock | 23
BC516KC112 | Minerallac hammer-on beam clamp conduit hanger assembly, spring clip, bottom mount, 75 lbs, UL Type UL 2239. Package of 100. For use with 5/16 to 1/2in flanges and 1-1/2in conduit. | Stock | 205
BC516KC112-10 | Minerallac hammer-on beam clamp conduit hanger assembly, spring clip, bottom mount, 75 lbs, UL Type UL 2239. Package of 10. For use with 5/16 to 1/2in flanges and 1-1/2in conduit. | Stock | 23.5
BC516KC2 | Minerallac hammer-on beam clamp conduit hanger assembly, spring clip, bottom mount, 75 lbs, UL Type UL 2239. Package of 100. For use with 5/16 to 1/2in flanges and 2in conduit. | Stock | 213
BC516KC2-10 | Minerallac hammer-on beam clamp conduit hanger assembly, spring clip, bottom mount, 75 lbs, UL Type UL 2239. Package of 10. For use with 5/16 to 1/2in flanges and 2in conduit. | Stock | 24.5
BC916KC38 | Minerallac hammer-on beam clamp conduit hanger assembly, spring clip, bottom mount, 75 lbs, UL Type UL 2239. Package of 100. For use with 9/16 to 3/4in flanges and 3/8in conduit. | Stock | 172
BC916KC38-10 | Minerallac hammer-on beam clamp conduit hanger assembly, spring clip, bottom mount, 75 lbs, UL Type UL 2239. Package of 10. For use with 9/16 to 3/4in flanges and 3/8in conduit. | Stock | 20
BC916KC1234 | Minerallac hammer-on beam clamp conduit hanger assembly, spring clip, bottom mount, 75 lbs, UL Type UL 2239. Package of 100. For use with 9/16 to 3/4in flanges and 1/2 or 3/4in conduit. | Stock | 180
BC916KC1234-10 | Minerallac hammer-on beam clamp conduit hanger assembly, spring clip, bottom mount, 75 lbs, UL Type UL 2239. Package of 10. For use with 9/16 to 3/4in flanges and 1/2 or 3/4in conduit. | Stock | 20.5
BC916KC1 | Minerallac hammer-on beam clamp conduit hanger assembly, spring clip, bottom mount, 75 lbs, UL Type UL 2239. Package of 100. For use with 9/16 to 3/4in flanges and 1in conduit. | Stock | 189
BC916KC1-10 | Minerallac hammer-on beam clamp conduit hanger assembly, spring clip, bottom mount, 75 lbs, UL Type UL 2239. Package of 10. For use with 9/16 to 3/4in flanges and 1in conduit. | Stock | 21.5
SFC18KC1 | Minerallac hammer-on flange clamp conduit hanger assembly, spring clip, back mount, 25 lbs, UL Type UL 2239. Package of 100. For use with 1/8 to 1/4in flanges and 1in conduit. | Stock | 137
SFC18KC1-10 | Minerallac hammer-on flange clamp conduit hanger assembly, spring clip, back mount, 25 lbs, UL Type UL 2239. Package of 10. For use with 1/8 to 1/4in flanges and 1in conduit. | Stock | 16
SFC18KC1234 | Minerallac hammer-on flange clamp conduit hanger assembly, spring clip, back mount, 25 lbs, UL Type UL 2239. Package of 100. For use with 1/8 to 1/4in flanges and 1/2 or 3/4in conduit. | Stock | 125
SFC18KC1234-10 | Minerallac hammer-on flange clamp conduit hanger assembly, spring clip, back mount, 25 lbs, UL Type UL 2239. Package of 10. For use with 1/8 to 1/4in flanges and 1/2 or 3/4in conduit. | Stock | 14.5
SFC18KC38 | Minerallac hammer-on flange clamp conduit hanger assembly, spring clip, back mount, 25 lbs, UL Type UL 2239. Package of 100. For use with 1/8 to 1/4in flanges and 3/8in conduit. | Stock | 116
SFC18KC38-10 | Minerallac hammer-on flange clamp conduit hanger assembly, spring clip, back mount, 25 lbs, UL Type UL 2239. Package of 10. For use with 1/8 to 1/4in flanges and 3/8in conduit. | Stock | 13.5
SFC516KC1 | Minerallac hammer-on flange clamp conduit hanger assembly, spring clip, back mount, 25 lbs, UL Type UL 2239. Package of 100. For use with 5/16 to 1/2in flanges and 1in conduit. | Stock | 141
SFC516KC1-10 | Minerallac hammer-on flange clamp conduit hanger assembly, spring clip, back mount, 25 lbs, UL Type UL 2239. Package of 10. For use with 5/16 to 1/2in flanges and 1in conduit. | Stock | 16.5
SFC516KC1234 | Minerallac hammer-on flange clamp conduit hanger assembly, spring clip, back mount, 25 lbs, UL Type UL 2239. Package of 100. For use with 5/16 to 1/2in flanges and 1/2 or 3/4in conduit. | Stock | 126
SFC516KC1234-10 | Minerallac hammer-on flange clamp conduit hanger assembly, spring clip, back mount, 25 lbs, UL Type UL 2239. Package of 10. For use with 5/16 to 1/2in flanges and 1/2 or 3/4in conduit. | Stock | 14.5
SFC516KC38 | Minerallac hammer-on flange clamp conduit hanger assembly, spring clip, back mount, 25 lbs, UL Type UL 2239. Package of 100. For use with 5/16 to 1/2in flanges and 3/8in conduit. | Stock | 121
SFC516KC38-10 | Minerallac hammer-on flange clamp conduit hanger assembly, spring clip, back mount, 25 lbs, UL Type UL 2239. Package of 10. For use with 5/16 to 1/2in flanges and 3/8in conduit. | Stock | 14
Threaded Rod
59704-6 | Minerallac 1/4-20 UNC threaded rod, 6ft length, low carbon steel, zinc plated finish. Package of 6. | Stock | 28.5
59705-6 | Minerallac 5/16-18 UNC threaded rod, 6ft length, low carbon steel, zinc plated finish. Package of 6. | Stock | 43
59706-6 | Minerallac 3/8-16 UNC threaded rod, 6ft length, low carbon steel, zinc plated finish. Package of 6. | Stock | 46.5
Rod Hanger / Clamp Assemblies
ABC25R14T | Minerallac z-purlin rod hanger, package of 100. For use with 1/16 to 1/4in z-purlin and 1/4-20 UNC threaded rod. | Stock | 137
ABC25R14T-25 | Minerallac z-purlin rod hanger, package of 25. For use with 1/16 to 1/4in z-purlin and 1/4-20 UNC threaded rod. | Stock | 39
ABC25R38T | Minerallac z-purlin rod hanger, package of 100. For use with 1/16 to 1/4in z-purlin and 3/8-18 UNC threaded rod. | Stock | 140
ABC25R38T-25 | Minerallac z-purlin rod hanger, package of 25. For use with 1/16 to 1/4in z-purlin and 3/8-18 UNC threaded rod. | Stock | 40
VBC25R14T | Minerallac vertical flange rod hanger, package of 100. For use with 1/16 to 1/4in vertical flange and 1/4-20 UNC threaded rod. | Stock | 147
VBC25R14T-25 | Minerallac vertical flange rod hanger, package of 25. For use with 1/16 to 1/4in vertical flange and 1/4-20 UNC threaded rod. | Stock | 42
VBC25R38T | Minerallac vertical flange rod hanger, package of 100. For use with 1/16 to 1/4in vertical flange and 3/8-18 UNC threaded rod. | Stock | 153
VBC25R38T-25 | Minerallac vertical flange rod hanger, package of 25. For use with 1/16 to 1/4in vertical flange and 3/8-18 UNC threaded rod. | Stock | 43.5
R1814T | Minerallac side flange rod hanger, package of 100. For use with 1/8 to 1/4in side flange and 1/4-20 UNC threaded rod. | Stock | 118
R1814T-25 | Minerallac side flange rod hanger, package of 25. For use with 1/8 to 1/4in side flange and 1/4-20 UNC threaded rod. | Stock | 34
R1838T | Minerallac side flange rod hanger, package of 100. For use with 1/8 to 1/4in side flange and 3/8-18 UNC threaded rod. | Stock | 119
R1838T-25 | Minerallac side flange rod hanger, package of 25. For use with 1/8 to 1/4in side flange and 3/8-18 UNC threaded rod. | Stock | 34
R51614T | Minerallac side flange rod hanger, package of 100. For use with 5/16in to 1/2in side flange and 1/4-20 UNC threaded rod. | Stock | 121
R51614T-25 | Minerallac side flange rod hanger, package of 25. For use with 5/16in to 1/2in side flange and 1/4-20 UNC threaded rod. | Stock | 34.5
R51638T | Minerallac side flange rod hanger, package of 100. For use with 5/16in to 1/2in side flange and 3/8-18 UNC threaded rod. | Stock | 125
R51638T-25 | Minerallac side flange rod hanger, package of 25. For use with 5/16in to 1/2in side flange and 3/8-18 UNC threaded rod. | Stock | 35.5
RA14T | Minerallac right angle bracket rod hanger, package of 100. For use with 1/4in mounting hole and 1/4-20 UNC threaded rod. | Stock | 91
RA14T-25 | Minerallac right angle bracket rod hanger, package of 25. For use with 1/4in mounting hole and 1/4-20 UNC threaded rod. | Stock | 26
RA38T | Minerallac right angle bracket rod hanger, package of 100. For use with 1/4in mounting hole and 3/8-18 UNC threaded rod. | Stock | 94
RA38T-25 | Minerallac right angle bracket rod hanger, package of 25. For use with 1/4in mounting hole and 3/8-18 UNC threaded rod. | Stock | 27
Portable Label Printers
LW-PX300 | Epson LabelWorks PX series portable label printer, prints labels up to 18mm (3/4in) wide or 5mm (3/16in) nominal diameter, thermal transfer, 180dpi, back-lit monochrome LCD, manual label cutter. For use with Epson LabelWorks PX series label cartridges. | Stock | 56
LW-PX300VP | Epson LabelWorks PX series portable label printer kit, prints labels up to 18mm (3/4in) wide or 5mm (3/16in) nominal diameter, thermal transfer, 180dpi, back-lit monochrome LCD, manual label cutter. For use with Epson LabelWorks PX series label cartridges. | Stock | 87
LW-PX400 | Epson LabelWorks PX series portable label printer, prints labels up to 24mm (1in) wide or 14mm (9/16in) nominal diameter, thermal transfer, 180dpi, Android/iOS, automatic label cutter. For use with Epson LabelWorks PX series label cartridges. | Stock | 168
LW-PX700 | Epson LabelWorks PX series portable label printer, prints labels up to 24mm (1in) wide or 14mm (9/16in) nominal diameter, thermal transfer, 180dpi, back-lit monochrome LCD, automatic label cutter. For use with Epson LabelWorks PX series label cartridges. | Stock | 138
LW-PX700PCD | Epson LabelWorks PX series portable label printer kit, prints labels up to 24mm (1in) wide or 14mm (9/16in) nominal diameter, thermal transfer, 180dpi, back-lit monochrome LCD, automatic label cutter. For use with Epson LabelWorks PX series label cartridges. | Stock | 212
LW-PX900 | Epson LabelWorks PX series portable label printer, prints labels up to 36mm (1-1/2in) wide or 21mm (7/8in) nominal diameter, thermal transfer, 360dpi, back-lit monochrome LCD, automatic label cutter. For use with Epson LabelWorks PX series label cartridges. | Stock | 295
LW-PX900PCD | Epson LabelWorks PX series portable label printer kit, prints labels up to 36mm (1-1/2in) wide or 21mm (7/8in) nominal diameter, thermal transfer, 360dpi, back-lit monochrome LCD, automatic label cutter. For use with Epson LabelWorks PX series label cartridges. | Stock | 375
Label Cartridges
203YLBWPX | Epson LabelWorks PX series heat-shrink tube label cartridge, 3mm (1/8in) nominal diameter, 98in roll, black text, white background, polyolefin, 22-14 AWG. For use with Epson LabelWorks PX series label printers. | Stock | 32
203YLBYPX | Epson LabelWorks PX series heat-shrink tube label cartridge, 3mm (1/8in) nominal diameter, 98in roll, black text, yellow background, polyolefin, 22-14 AWG. For use with Epson LabelWorks PX series label printers. | Stock | 31
204BWPX | Epson LabelWorks PX series standard label cartridge, 4mm (1/6in) wide, 30ft roll, black text, white background, polyester. For use with Epson LabelWorks PX series label printers. | Stock | 20.5
205STBRPX | Epson LabelWorks PX series heat-shrink tube label cartridge, 5mm (3/16in) nominal diameter, 98in roll, black text, red background, polyolefin, 12-8 AWG. For use with Epson LabelWorks PX series label printers. | Stock | 31
205STBWPX | Epson LabelWorks PX series heat-shrink tube label cartridge, 5mm (3/16in) nominal diameter, 98in roll, black text, white background, polyolefin, 12-8 AWG. For use with Epson LabelWorks PX series label printers. | Stock | 31
205STBYPX | Epson LabelWorks PX series heat-shrink tube label cartridge, 5mm (3/16in) nominal diameter, 98in roll, black text, yellow background, polyolefin, 12-8 AWG. For use with Epson LabelWorks PX series label printers. | Stock | 31
205STWBPX | Epson LabelWorks PX series heat-shrink tube label cartridge, 5mm (3/16in) nominal diameter, 98in roll, white text, black background, polyolefin, 12-8 AWG. For use with Epson LabelWorks PX series label printers. | Stock | 31
205YLBBPX | Epson LabelWorks PX series heat-shrink tube label cartridge, 5mm (3/16in) nominal diameter, 98in roll, black text, blue background, polyolefin, 18-10 AWG. For use with Epson LabelWorks PX series label printers. | Stock | 31
206BBPX | Epson LabelWorks PX series standard label cartridge, 6mm (1/4in) wide, 30ft roll, black text, blue background, polyester. For use with Epson LabelWorks PX series label printers. | Stock | 20.5
206BCPX | Epson LabelWorks PX series standard label cartridge, 6mm (1/4in) wide, 30ft roll, black text, clear background, polyester. For use with Epson LabelWorks PX series label printers. | Stock | 20.5
206BGPX | Epson LabelWorks PX series standard label cartridge, 6mm (1/4in) wide, 30ft roll, black text, green background, polyester. For use with Epson LabelWorks PX series label printers. | Stock | 20.5
206BRPX | Epson LabelWorks PX series standard label cartridge, 6mm (1/4in) wide, 30ft roll, black text, red background, polyester. For use with Epson LabelWorks PX series label printers. | Stock | 20.5
206BWPX | Epson LabelWorks PX series standard label cartridge, 6mm (1/4in) wide, 30ft roll, black text, white background, polyester. For use with Epson LabelWorks PX series label printers. | Stock | 20.5
206BYPX | Epson LabelWorks PX series standard label cartridge, 6mm (1/4in) wide, 30ft roll, black text, yellow background, polyester. For use with Epson LabelWorks PX series label printers. | Stock | 20.5
206WBPX | Epson LabelWorks PX series standard label cartridge, 6mm (1/4in) wide, 30ft roll, white text, black background, polyester. For use with Epson LabelWorks PX series label printers. | Stock | 20.5
208YLBWPX | Epson LabelWorks PX series heat-shrink tube label cartridge, 6mm (1/4in) nominal diameter, 98in roll, black text, white background, polyolefin, 18-6 AWG. For use with Epson LabelWorks PX series label printers. | Stock | 31.5
208YLBYPX | Epson LabelWorks PX series heat-shrink tube label cartridge, 6mm (1/4in) nominal diameter, 98in roll, black text, yellow background, polyolefin, 18-6 AWG. For use with Epson LabelWorks PX series label printers. | Stock | 31.5
208B20BYPX | Epson LabelWorks PX series heat-shrink tube label cartridge, 6mm (1/4in) nominal diameter, 98in roll, black text, yellow background, polyolefin, 18-6 AWG. For use with Epson LabelWorks PX series label printers. | Stock | 33.5
209BBPX | Epson LabelWorks PX series standard label cartridge, 9mm (3/8in) wide, 30ft roll, black text, blue background, polyester. For use with Epson LabelWorks PX series label printers. | Stock | 20.5
209BCPX | Epson LabelWorks PX series standard label cartridge, 9mm (3/8in) wide, 30ft roll, black text, clear background, polyester. For use with Epson LabelWorks PX series label printers. | Stock | 20.5
209BGPX | Epson LabelWorks PX series standard label cartridge, 9mm (3/8in) wide, 30ft roll, black text, green background, polyester. For use with Epson LabelWorks PX series label printers. | Stock | 20.5
209BRPX | Epson LabelWorks PX series standard label cartridge, 9mm (3/8in) wide, 30ft roll, black text, red background, polyester. For use with Epson LabelWorks PX series label printers. | Stock | 20.5
209BWPX | Epson LabelWorks PX series standard label cartridge, 9mm (3/8in) wide, 30ft roll, black text, white background, polyester. For use with Epson LabelWorks PX series label printers. | Stock | 20.5
209BYPX | Epson LabelWorks PX series standard label cartridge, 9mm (3/8in) wide, 30ft roll, black text, yellow background, polyester. For use with Epson LabelWorks PX series label printers. | Stock | 20.5
209IBWPX | Epson LabelWorks PX series strong adhesive label cartridge, 9mm (3/8in) wide, 30ft roll, black text, white background, polyester. For use with Epson LabelWorks PX series label printers. | Stock | 20.5
209IBYPX | Epson LabelWorks PX series strong adhesive label cartridge, 9mm (3/8in) wide, 30ft roll, black text, yellow background, polyester. For use with Epson LabelWorks PX series label printers. | Stock | 20.5
209SMPX | Epson LabelWorks PX series matte label cartridge, 9mm (3/8in) wide, 30ft roll, black text, silver background, polyester. For use with Epson LabelWorks PX series label printers. | Stock | 20.5
209WBPX | Epson LabelWorks PX series standard label cartridge, 9mm (3/8in) wide, 30ft roll, white text, black background, polyester. For use with Epson LabelWorks PX series label printers. | Stock | 20.5
210STBWPX-90 | Epson LabelWorks PX series heat-shrink tube label cartridge, 10mm (3/8in) nominal diameter, 90in roll, black text, white background, polyolefin, 12-4 AWG. For use with Epson LabelWorks PX series label printers. | Stock | 40
211STBRPX | Epson LabelWorks PX series heat-shrink tube label cartridge, 12mm (1/2in) nominal diameter, 98in roll, black text, red background, polyolefin, 8-2 AWG. For use with Epson LabelWorks PX series label printers. | Stock | 40
211STBWPX | Epson LabelWorks PX series heat-shrink tube label cartridge, 12mm (1/2in) nominal diameter, 98in roll, black text, white background, polyolefin, 8-2 AWG. For use with Epson LabelWorks PX series label printers. | Stock | 40
211STBYPX | Epson LabelWorks PX series heat-shrink tube label cartridge, 12mm (1/2in) nominal diameter, 98in roll, black text, yellow background, polyolefin, 8-2 AWG. For use with Epson LabelWorks PX series label printers. | Stock | 40
211STWBPX | Epson LabelWorks PX series heat-shrink tube label cartridge, 12mm (1/2in) nominal diameter, 98in roll, white text, black background, polyolefin, 8-2 AWG. For use with Epson LabelWorks PX series label printers. | Stock | 40
212RBGPX | Epson LabelWorks PX series printable ribbon label cartridge, 12mm (1/2in) wide, 16ft roll, black text, gold background, polyester. For use with Epson LabelWorks PX series label printers. | Stock | 10
212RGRPX | Epson LabelWorks PX series printable ribbon label cartridge, 12mm (1/2in) wide, 16ft roll, gold text, red background, polyester. For use with Epson LabelWorks PX series label printers. | Stock | 10
212RBBPX | Epson LabelWorks PX series printable ribbon label cartridge, 12mm (1/2in) wide, 16ft roll, black text, blue background, polyester. For use with Epson LabelWorks PX series label printers. | Stock | 10
212RBPPX | Epson LabelWorks PX series printable ribbon label cartridge, 12mm (1/2in) wide, 16ft roll, black text, pink background, polyester. For use with Epson LabelWorks PX series label printers. | Stock | 10
212CPBBEPX | Epson LabelWorks PX series craft paper tape label cartridge, 12mm (1/2in) wide, 16.5ft roll, black text, brown background, kraft paper. For use with Epson LabelWorks PX series label printers. | Stock | 15
212BBPX | Epson LabelWorks PX series standard label cartridge, 12mm (1/2in) wide, 30ft roll, black text, blue background, polyester. For use with Epson LabelWorks PX series label printers. | Stock | 20.5
212BCPX | Epson LabelWorks PX series standard label cartridge, 12mm (1/2in) wide, 30ft roll, black text, clear background, polyester. For use with Epson LabelWorks PX series label printers. | Stock | 20.5
212BGPX | Epson LabelWorks PX series standard label cartridge, 12mm (1/2in) wide, 30ft roll, black text, green background, polyester. For use with Epson LabelWorks PX series label printers. | Stock | 20.5
212BOPX | Epson LabelWorks PX series standard label cartridge, 12mm (1/2in) wide, 30ft roll, black text, orange background, polyester. For use with Epson LabelWorks PX series label printers. | Stock | 20.5
212BRPX | Epson LabelWorks PX series standard label cartridge, 12mm (1/2in) wide, 30ft roll, black text, red background, polyester. For use with Epson LabelWorks PX series label printers. | Stock | 20.5
212BWPX | Epson LabelWorks PX series standard label cartridge, 12mm (1/2in) wide, 30ft roll, black text, white background, polyester. For use with Epson LabelWorks PX series label printers. | Stock | 20.5
212BYPX | Epson LabelWorks PX series standard label cartridge, 12mm (1/2in) wide, 30ft roll, black text, yellow background, polyester. For use with Epson LabelWorks PX series label printers. | Stock | 20.5
212GBPX | Epson LabelWorks PX series strong adhesive label cartridge, 12mm (1/2in) wide, 30ft roll, gold text, black background, polyester. For use with Epson LabelWorks PX series label printers. | Stock | 20.5
212GCPX | Epson LabelWorks PX series strong adhesive label cartridge, 12mm (1/2in) wide, 30ft roll, gold text, clear background, polyester. For use with Epson LabelWorks PX series label printers. | Stock | 20.5
212IBWPX | Epson LabelWorks PX series strong adhesive label cartridge, 12mm (1/2in) wide, 30ft roll, black text, white background, polyester. For use with Epson LabelWorks PX series label printers. | Stock | 20.5
212IBYPX | Epson LabelWorks PX series strong adhesive label cartridge, 12mm (1/2in) wide, 30ft roll, black text, yellow background, polyester. For use with Epson LabelWorks PX series label printers. | Stock | 20.5
212MTBBPX-4.9 | Epson LabelWorks PX series magnetic label cartridge, 12mm (1/2in) wide, 4.9ft roll, black text, blue background, polyester-laminated magnet. For use with Epson LabelWorks PX series label printers. | Stock | 10
212MTBGPX-4.9 | Epson LabelWorks PX series magnetic label cartridge, 12mm (1/2in) wide, 4.9ft roll, black text, green background, polyester-laminated magnet. For use with Epson LabelWorks PX series label printers. | Stock | 10
212MTBRPX-4.9 | Epson LabelWorks PX series magnetic label cartridge, 12mm (1/2in) wide, 4.9ft roll, black text, red background, polyester-laminated magnet. For use with Epson LabelWorks PX series label printers. | Stock | 10
212MTBWPX-4.9 | Epson LabelWorks PX series magnetic label cartridge, 12mm (1/2in) wide, 4.9ft roll, black text, white background, polyester-laminated magnet. For use with Epson LabelWorks PX series label printers. | Stock | 10
212MTBYPX-4.9 | Epson LabelWorks PX series magnetic label cartridge, 12mm (1/2in) wide, 4.9ft roll, black text, yellow background, polyester-laminated magnet. For use with Epson LabelWorks PX series label printers. | Stock | 10
212NYLBWPX | Epson LabelWorks PX series extra-tough label cartridge, 12mm (1/2in) wide, 19ft roll, black text, white background, nylon cloth. For use with Epson LabelWorks PX series label printers. | Stock | 23
212RAPX | Epson LabelWorks PX series removable adhesive label cartridge, 12mm (1/2in) wide, 30ft roll, black text, white background, polyester. For use with Epson LabelWorks PX series label printers. | Stock | 20.5
212RWPX | Epson LabelWorks PX series standard label cartridge, 12mm (1/2in) wide, 30ft roll, red text, white background, polyester. For use with Epson LabelWorks PX series label printers. | Stock | 20.5
212SMPX | Epson LabelWorks PX series matte label cartridge, 12mm (1/2in) wide, 30ft roll, black text, silver background, polyester. For use with Epson LabelWorks PX series label printers. | Stock | 20.5
212VTBWPX | Epson LabelWorks PX series standard label cartridge, 12mm (1/2in) wide, 22.9ft roll, black text, white background, vinyl. For use with Epson LabelWorks PX series label printers. | Stock | 16.5
212VTBYPX | Epson LabelWorks PX series standard label cartridge, 12mm (1/2in) wide, 22.9ft roll, black text, yellow background, vinyl. For use with Epson LabelWorks PX series label printers. | Stock | 16.5
212WBPX | Epson LabelWorks PX series standard label cartridge, 12mm (1/2in) wide, 30ft roll, white text, black background, polyester. For use with Epson LabelWorks PX series label printers. | Stock | 20.5
212WCPX | Epson LabelWorks PX series standard label cartridge, 12mm (1/2in) wide, 30ft roll, white text, clear background, polyester. For use with Epson LabelWorks PX series label printers. | Stock | 20.5
212WGPX | Epson LabelWorks PX series standard label cartridge, 12mm (1/2in) wide, 30ft roll, white text, green background, polyester. For use with Epson LabelWorks PX series label printers. | Stock | 20.5
212WLPX | Epson LabelWorks PX series standard label cartridge, 12mm (1/2in) wide, 30ft roll, white text, blue background, polyester. For use with Epson LabelWorks PX series label printers. | Stock | 20.5
212WRPX | Epson LabelWorks PX series standard label cartridge, 12mm (1/2in) wide, 30ft roll, white text, red background, polyester. For use with Epson LabelWorks PX series label printers. | Stock | 20.5
214STBWPX | Epson LabelWorks PX series heat-shrink tube label cartridge, 14mm (9/16in) nominal diameter, 98in roll, black text, white background, polyolefin, 5-0 AWG. For use with Epson LabelWorks PX series label printers. | Stock | 43.5
218BMETSPX | Epson LabelWorks PX series metallic label cartridge, 18mm (3/4in) wide, 30ft roll, black text, silver background, polyethylene terephthalate. For use with Epson LabelWorks PX series label printers. | Stock | 15
218CPBBEPX | Epson LabelWorks PX series craft paper tape label cartridge, 18mm (3/4in) wide, 16.5ft roll, black text, brown background, kraft paper. For use with Epson LabelWorks PX series label printers. | Stock | 15
218BBPX | Epson LabelWorks PX series standard label cartridge, 18mm (3/4in) wide, 30ft roll, black text, blue background, polyester. For use with Epson LabelWorks PX series label printers. | Stock | 24.5
218BCPX | Epson LabelWorks PX series standard label cartridge, 18mm (3/4in) wide, 30ft roll, black text, clear background, polyester. For use with Epson LabelWorks PX series label printers. | Stock | 24.5
218BGPX | Epson LabelWorks PX series standard label cartridge, 18mm (3/4in) wide, 30ft roll, black text, green background, polyester. For use with Epson LabelWorks PX series label printers. | Stock | 24.5
218BOPX | Epson LabelWorks PX series standard label cartridge, 18mm (3/4in) wide, 30ft roll, black text, orange background, polyester. For use with Epson LabelWorks PX series label printers. | Stock | 24.5
218BRPX | Epson LabelWorks PX series standard label cartridge, 18mm (3/4in) wide, 30ft roll, black text, red background, polyester. For use with Epson LabelWorks PX series label printers. | Stock | 24.5
218BVPX | Epson LabelWorks PX series standard label cartridge, 18mm (3/4in) wide, 30ft roll, black text, purple background, polyester. For use with Epson LabelWorks PX series label printers. | Stock | 24.5
218BWPX | Epson LabelWorks PX series standard label cartridge, 18mm (3/4in) wide, 30ft roll, black text, white background, polyester. For use with Epson LabelWorks PX series label printers. | Stock | 24.5
218BYPX | Epson LabelWorks PX series standard label cartridge, 18mm (3/4in) wide, 30ft roll, black text, yellow background, polyester. For use with Epson LabelWorks PX series label printers. | Stock | 24.5
218FGPX | Epson LabelWorks PX series industrial adhesive label cartridge, 18mm (3/4in) wide, 30ft roll, black text, fluorescent green background, polyester. For use with Epson LabelWorks PX series label printers. | Stock | 30
218FOPX | Epson LabelWorks PX series industrial adhesive label cartridge, 18mm (3/4in) wide, 30ft roll, black text, fluorescent orange background, polyester. For use with Epson LabelWorks PX series label printers. | Stock | 30
218FPPX | Epson LabelWorks PX series industrial adhesive label cartridge, 18mm (3/4in) wide, 30ft roll, black text, fluorescent pink background, polyester. For use with Epson LabelWorks PX series label printers. | Stock | 30
218FRPX | Epson LabelWorks PX series industrial adhesive label cartridge, 18mm (3/4in) wide, 30ft roll, black text, fluorescent red background, polyester. For use with Epson LabelWorks PX series label printers. | Stock | 30
218FYPX | Epson LabelWorks PX series industrial adhesive label cartridge, 18mm (3/4in) wide, 30ft roll, black text, fluorescent yellow background, polyester. For use with Epson LabelWorks PX series label printers. | Stock | 30
218IBWPX | Epson LabelWorks PX series strong adhesive label cartridge, 18mm (3/4in) wide, 30ft roll, black text, white background, polyester. For use with Epson LabelWorks PX series label printers. | Stock | 24.5
218IBYPX | Epson LabelWorks PX series strong adhesive label cartridge, 18mm (3/4in) wide, 30ft roll, black text, yellow background, polyester. For use with Epson LabelWorks PX series label printers. | Stock | 24.5
218MTBBPX-4.9 | Epson LabelWorks PX series magnetic label cartridge, 18mm (3/4in) wide, 4.9ft roll, black text, blue background, polyester-laminated magnet. For use with Epson LabelWorks PX series label printers. | Stock | 10.5
218MTBGPX-4.9 | Epson LabelWorks PX series magnetic label cartridge, 18mm (3/4in) wide, 4.9ft roll, black text, green background, polyester-laminated magnet. For use with Epson LabelWorks PX series label printers. | Stock | 10.5
218MTBRPX-4.9 | Epson LabelWorks PX series magnetic label cartridge, 18mm (3/4in) wide, 4.9ft roll, black text, red background, polyester-laminated magnet. For use with Epson LabelWorks PX series label printers. | Stock | 10.5
218MTBWPX-4.9 | Epson LabelWorks PX series magnetic label cartridge, 18mm (3/4in) wide, 4.9ft roll, black text, white background, polyester-laminated magnet. For use with Epson LabelWorks PX series label printers. | Stock | 10.5
218MTBYPX-4.9 | Epson LabelWorks PX series magnetic label cartridge, 18mm (3/4in) wide, 4.9ft roll, black text, yellow background, polyester-laminated magnet. For use with Epson LabelWorks PX series label printers. | Stock | 10.5
218NYLBWPX | Epson LabelWorks PX series extra-tough label cartridge, 18mm (3/4in) wide, 19ft roll, black text, white background, nylon cloth. For use with Epson LabelWorks PX series label printers. | Stock | 28
218SMPX | Epson LabelWorks PX series matte label cartridge, 18mm (3/4in) wide, 30ft roll, black text, silver background, polyester. For use with Epson LabelWorks PX series label printers. | Stock | 24.5
218VTBWPX | Epson LabelWorks PX series standard label cartridge, 18mm (3/4in) wide, 22.9ft roll, black text, white background, vinyl. For use with Epson LabelWorks PX series label printers. | Stock | 20.5
218VTBYPX | Epson LabelWorks PX series standard label cartridge, 18mm (3/4in) wide, 22.9ft roll, black text, yellow background, vinyl. For use with Epson LabelWorks PX series label printers. | Stock | 20.5
218WBPX | Epson LabelWorks PX series standard label cartridge, 18mm (3/4in) wide, 30ft roll, white text, black background, polyester. For use with Epson LabelWorks PX series label printers. | Stock | 24.5
218WCPX | Epson LabelWorks PX series standard label cartridge, 18mm (3/4in) wide, 30ft roll, white text, clear background, polyester. For use with Epson LabelWorks PX series label printers. | Stock | 24.5
218WGPX | Epson LabelWorks PX series standard label cartridge, 18mm (3/4in) wide, 30ft roll, white text, green background, polyester. For use with Epson LabelWorks PX series label printers. | Stock | 24.5
218WLPX | Epson LabelWorks PX series standard label cartridge, 18mm (3/4in) wide, 30ft roll, white text, blue background, polyester. For use with Epson LabelWorks PX series label printers. | Stock | 24.5
218WRPX | Epson LabelWorks PX series standard label cartridge, 18mm (3/4in) wide, 30ft roll, white text, red background, polyester. For use with Epson LabelWorks PX series label printers. | Stock | 24.5
221STBWPX | Epson LabelWorks PX series heat-shrink tube label cartridge, 21mm (7/8in) nominal diameter, 98in roll, black text, white background, polyolefin, 1-0000 AWG. For use with Epson LabelWorks PX series label printers. | Stock | 46
221STBYPX | Epson LabelWorks PX series heat-shrink tube label cartridge, 21mm (7/8in) nominal diameter, 98in roll, black text, yellow background, polyolefin, 1-0000 AWG. For use with Epson LabelWorks PX series label printers. | Stock | 46
224CPBBEPX | Epson LabelWorks PX series craft paper tape label cartridge, 24mm (1in) wide, 16.5ft roll, black text, brown background, kraft paper. For use with Epson LabelWorks PX series label printers. | Stock | 15
224BBPX | Epson LabelWorks PX series standard label cartridge, 24mm (1in) wide, 30ft roll, black text, blue background, polyester. For use with Epson LabelWorks PX series label printers. | Stock | 24.5
224BCPX | Epson LabelWorks PX series standard label cartridge, 24mm (1in) wide, 30ft roll, black text, clear background, polyester. For use with Epson LabelWorks PX series label printers. | Stock | 24.5
224BGPX | Epson LabelWorks PX series standard label cartridge, 24mm (1in) wide, 30ft roll, black text, green background, polyester. For use with Epson LabelWorks PX series label printers. | Stock | 24.5
224BOPX | Epson LabelWorks PX series standard label cartridge, 24mm (1in) wide, 30ft roll, black text, orange background, polyester. For use with Epson LabelWorks PX series label printers. | Stock | 24.5
224BRPX | Epson LabelWorks PX series standard label cartridge, 24mm (1in) wide, 30ft roll, black text, red background, polyester. For use with Epson LabelWorks PX series label printers. | Stock | 24.5
224BWPX | Epson LabelWorks PX series standard label cartridge, 24mm (1in) wide, 30ft roll, black text, white background, polyester. For use with Epson LabelWorks PX series label printers. | Stock | 24.5
224BYPX | Epson LabelWorks PX series standard label cartridge, 24mm (1in) wide, 30ft roll, black text, yellow background, polyester. For use with Epson LabelWorks PX series label printers. | Stock | 24.5
224IBWPX | Epson LabelWorks PX series strong adhesive label cartridge, 24mm (1in) wide, 30ft roll, black text, white background, polyester. For use with Epson LabelWorks PX series label printers. | Stock | 24.5
224IBYPX | Epson LabelWorks PX series strong adhesive label cartridge, 24mm (1in) wide, 30ft roll, black text, yellow background, polyester. For use with Epson LabelWorks PX series label printers. | Stock | 24.5
224MTBBPX-4.9 | Epson LabelWorks PX series magnetic label cartridge, 24mm (1in) wide, 4.9ft roll, black text, blue background, polyester-laminated magnet. For use with Epson LabelWorks PX series label printers. | Stock | 10.5
224MTBGPX-4.9 | Epson LabelWorks PX series magnetic label cartridge, 24mm (1in) wide, 4.9ft roll, black text, green background, polyester-laminated magnet. For use with Epson LabelWorks PX series label printers. | Stock | 10.5
224MTBRPX-4.9 | Epson LabelWorks PX series magnetic label cartridge, 24mm (1in) wide, 4.9ft roll, black text, red background, polyester-laminated magnet. For use with Epson LabelWorks PX series label printers. | Stock | 10.5
224MTBWPX-4.9 | Epson LabelWorks PX series magnetic label cartridge, 24mm (1in) wide, 4.9ft roll, black text, white background, polyester-laminated magnet. For use with Epson LabelWorks PX series label printers. | Stock | 10.5
224MTBYPX-4.9 | Epson LabelWorks PX series magnetic label cartridge, 24mm (1in) wide, 4.9ft roll, black text, yellow background, polyester-laminated magnet. For use with Epson LabelWorks PX series label printers. | Stock | 10.5
224NYLBWPX | Epson LabelWorks PX series extra-tough label cartridge, 24mm (1in) wide, 19ft roll, black text, white background, nylon cloth. For use with Epson LabelWorks PX series label printers. | Stock | 32.5
224SMPX | Epson LabelWorks PX series matte label cartridge, 24mm (1in) wide, 30ft roll, black text, silver background, polyester. For use with Epson LabelWorks PX series label printers. | Stock | 24.5
224VSLPX | Epson LabelWorks PX series self-lamination wire/cable wrap label cartridge, 24mm (1in) wide, 26.2ft roll, black text, white background, vinyl. For use with Epson LabelWorks PX series label printers. | Stock | 28
224VTBWPX | Epson LabelWorks PX series standard label cartridge, 24mm (1in) wide, 22.9ft roll, black text, white background, vinyl. For use with Epson LabelWorks PX series label printers. | Stock | 20.5
224VTBYPX | Epson LabelWorks PX series standard label cartridge, 24mm (1in) wide, 22.9ft roll, black text, yellow background, vinyl. For use with Epson LabelWorks PX series label printers. | Stock | 20.5
224WBPX | Epson LabelWorks PX series standard label cartridge, 24mm (1in) wide, 30ft roll, white text, black background, polyester. For use with Epson LabelWorks PX series label printers. | Stock | 24.5
224WCPX | Epson LabelWorks PX series standard label cartridge, 24mm (1in) wide, 30ft roll, white text, clear background, polyester. For use with Epson LabelWorks PX series label printers. | Stock | 24.5
224WGPX | Epson LabelWorks PX series standard label cartridge, 24mm (1in) wide, 30ft roll, white text, green background, polyester. For use with Epson LabelWorks PX series label printers. | Stock | 24.5
224WLPX | Epson LabelWorks PX series standard label cartridge, 24mm (1in) wide, 30ft roll, white text, blue background, polyester. For use with Epson LabelWorks PX series label printers. | Stock | 24.5
224WRPX | Epson LabelWorks PX series standard label cartridge, 24mm (1in) wide, 30ft roll, white text, red background, polyester. For use with Epson LabelWorks PX series label printers. | Stock | 24.5
236BBPX | Epson LabelWorks PX series standard label cartridge, 36mm (1-1/2in) wide, 30ft roll, black text, blue background, polyester. For use with Epson LabelWorks PX series label printers. | Stock | 33.5
236BCPX | Epson LabelWorks PX series standard label cartridge, 36mm (1-1/2in) wide, 30ft roll, black text, clear background, polyester. For use with Epson LabelWorks PX series label printers. | Stock | 33.5
236BGPX | Epson LabelWorks PX series standard label cartridge, 36mm (1-1/2in) wide, 30ft roll, black text, green background, polyester. For use with Epson LabelWorks PX series label printers. | Stock | 33.5
236BOPX | Epson LabelWorks PX series standard label cartridge, 36mm (1-1/2in) wide, 30ft roll, black text, orange background, polyester. For use with Epson LabelWorks PX series label printers. | Stock | 33.5
236BRPX | Epson LabelWorks PX series standard label cartridge, 36mm (1-1/2in) wide, 30ft roll, black text, red background, polyester. For use with Epson LabelWorks PX series label printers. | Stock | 33.5
236BWPX | Epson LabelWorks PX series standard label cartridge, 36mm (1-1/2in) wide, 30ft roll, black text, white background, polyester. For use with Epson LabelWorks PX series label printers. | Stock | 33.5
236BYPX | Epson LabelWorks PX series standard label cartridge, 36mm (1-1/2in) wide, 30ft roll, black text, yellow background, polyester. For use with Epson LabelWorks PX series label printers. | Stock | 33.5
236IBWPX | Epson LabelWorks PX series strong adhesive label cartridge, 36mm (1-1/2in) wide, 30ft roll, black text, white background, polyester. For use with Epson LabelWorks PX series label printers. | Stock | 33.5
236IBYPX | Epson LabelWorks PX series strong adhesive label cartridge, 36mm (1-1/2in) wide, 30ft roll, black text, yellow background, polyester. For use with Epson LabelWorks PX series label printers. | Stock | 33.5
236MTBBPX-4.9 | Epson LabelWorks PX series magnetic label cartridge, 36mm (1-1/2in) wide, 4.9ft roll, black text, blue background, polyester-laminated magnet. For use with Epson LabelWorks PX series label printers. | Stock | 13.5
236MTBGPX-4.9 | Epson LabelWorks PX series magnetic label cartridge, 36mm (1-1/2in) wide, 4.9ft roll, black text, green background, polyester-laminated magnet. For use with Epson LabelWorks PX series label printers. | Stock | 13.5
236MTBRPX-4.9 | Epson LabelWorks PX series magnetic label cartridge, 36mm (1-1/2in) wide, 4.9ft roll, black text, red background, polyester-laminated magnet. For use with Epson LabelWorks PX series label printers. | Stock | 13.5
236MTBWPX-4.9 | Epson LabelWorks PX series magnetic label cartridge, 36mm (1-1/2in) wide, 4.9ft roll, black text, white background, polyester-laminated magnet. For use with Epson LabelWorks PX series label printers. | Stock | 13.5
236MTBYPX-4.9 | Epson LabelWorks PX series magnetic label cartridge, 36mm (1-1/2in) wide, 4.9ft roll, black text, yellow background, polyester-laminated magnet. For use with Epson LabelWorks PX series label printers. | Stock | 13.5
236SMPX | Epson LabelWorks PX series matte label cartridge, 36mm (1-1/2in) wide, 30ft roll, black text, silver background, polyester. For use with Epson LabelWorks PX series label printers. | Stock | 39
236VSLPX | Epson LabelWorks PX series self-lamination wire/cable wrap label cartridge, 36mm (1-1/2in) wide, 26.2ft roll, black text, white background, vinyl. For use with Epson LabelWorks PX series label printers. | Stock | 34
236VTBWPX | Epson LabelWorks PX series standard label cartridge, 36mm (1-1/2in) wide, 22.9ft roll, black text, white background, vinyl. For use with Epson LabelWorks PX series label printers. | Stock | 28.5
236VTBYPX | Epson LabelWorks PX series standard label cartridge, 36mm (1-1/2in) wide, 22.9ft roll, black text, yellow background, vinyl. For use with Epson LabelWorks PX series label printers. | Stock | 28.5
236WBPX | Epson LabelWorks PX series standard label cartridge, 36mm (1-1/2in) wide, 30ft roll, white text, black background, polyester. For use with Epson LabelWorks PX series label printers. | Stock | 33.5
236WLPX | Epson LabelWorks PX series standard label cartridge, 36mm (1-1/2in) wide, 30ft roll, white text, blue background, polyester. For use with Epson LabelWorks PX series label printers. | Stock | 33.5
236WRPX | Epson LabelWorks PX series standard label cartridge, 36mm (1-1/2in) wide, 30ft roll, white text, red background, polyester. For use with Epson LabelWorks PX series label printers. | Stock | 33.5
Wire Marking Tags
STD03-300-0-WH-AD | TE Connectivity snap-on wire marker, single number (0), black on white, accepts wire size 1.9-2.6mm (0.07-0.10in). For use with most 22-20 AWG MTW and 18-16 AWG TFFN wire. Package of 300. | Stock | 11.5
STD03-300-1-WH-AD | TE Connectivity snap-on wire marker, single number (1), black on white, accepts wire size 1.9-2.6mm (0.07-0.10in). For use with most 22-20 AWG MTW and 18-16 AWG TFFN wire. Package of 300. | Stock | 11.5
STD03-300-2-WH-AD | TE Connectivity snap-on wire marker, single number (2), black on white, accepts wire size 1.9-2.6mm (0.07-0.10in). For use with most 22-20 AWG MTW and 18-16 AWG TFFN wire. Package of 300. | Stock | 11.5
STD03-300-3-WH-AD | TE Connectivity snap-on wire marker, single number (3), black on white, accepts wire size 1.9-2.6mm (0.07-0.10in). For use with most 22-20 AWG MTW and 18-16 AWG TFFN wire. Package of 300. | Stock | 11.5
STD03-300-4-WH-AD | TE Connectivity snap-on wire marker, single number (4), black on white, accepts wire size 1.9-2.6mm (0.07-0.10in). For use with most 22-20 AWG MTW and 18-16 AWG TFFN wire. Package of 300. | Stock | 11.5
STD03-300-5-WH-AD | TE Connectivity snap-on wire marker, single number (5), black on white, accepts wire size 1.9-2.6mm (0.07-0.10in). For use with most 22-20 AWG MTW and 18-16 AWG TFFN wire. Package of 300. | Stock | 11.5
STD03-300-6-WH-AD | TE Connectivity snap-on wire marker, single number (6), black on white, accepts wire size 1.9-2.6mm (0.07-0.10in). For use with most 22-20 AWG MTW and 18-16 AWG TFFN wire. Package of 300. | Stock | 11.5
STD03-300-7-WH-AD | TE Connectivity snap-on wire marker, single number (7), black on white, accepts wire size 1.9-2.6mm (0.07-0.10in). For use with most 22-20 AWG MTW and 18-16 AWG TFFN wire. Package of 300. | Stock | 11.5
STD03-300-8-WH-AD | TE Connectivity snap-on wire marker, single number (8), black on white, accepts wire size 1.9-2.6mm (0.07-0.10in). For use with most 22-20 AWG MTW and 18-16 AWG TFFN wire. Package of 300. | Stock | 11.5
STD03-300-9-WH-AD | TE Connectivity snap-on wire marker, single number (9), black on white, accepts wire size 1.9-2.6mm (0.07-0.10in). For use with most 22-20 AWG MTW and 18-16 AWG TFFN wire. Package of 300. | Stock | 11.5
STD03-300-BLK-WH-AD | TE Connectivity snap-on wire marker, blank, black on white, accepts wire size 1.9-2.6mm (0.07-0.10in). For use with most 22-20 AWG MTW and 18-16 AWG TFFN wire. Package of 300. | Stock | 11.5
STD03-300-MIN-WH-AD | TE Connectivity snap-on wire marker, single character (-), black on white, accepts wire size 1.9-2.6mm (0.07-0.10in). For use with most 22-20 AWG MTW and 18-16 AWG TFFN wire. Package of 300. | Stock | 11.5
STD03-300-PLS-WH-AD | TE Connectivity snap-on wire marker, single character (+), black on white, accepts wire size 1.9-2.6mm (0.07-0.10in). For use with most 22-20 AWG MTW and 18-16 AWG TFFN wire. Package of 300. | Stock | 11.5
STD03-300-0-YL-AD | TE Connectivity snap-on wire marker, single number (0), black on yellow, accepts wire size 1.9-2.6mm (0.07-0.10in). For use with most 22-20 AWG MTW and 18-16 AWG TFFN wire. Package of 300. | Stock | 11.5
STD03-300-1-YL-AD | TE Connectivity snap-on wire marker, single number (1), black on yellow, accepts wire size 1.9-2.6mm (0.07-0.10in). For use with most 22-20 AWG MTW and 18-16 AWG TFFN wire. Package of 300. | Stock | 11.5
STD03-300-2-YL-AD | TE Connectivity snap-on wire marker, single number (2), black on yellow, accepts wire size 1.9-2.6mm (0.07-0.10in). For use with most 22-20 AWG MTW and 18-16 AWG TFFN wire. Package of 300. | Stock | 11.5
STD03-300-3-YL-AD | TE Connectivity snap-on wire marker, single number (3), black on yellow, accepts wire size 1.9-2.6mm (0.07-0.10in). For use with most 22-20 AWG MTW and 18-16 AWG TFFN wire. Package of 300. | Stock | 11.5
STD03-300-4-YL-AD | TE Connectivity snap-on wire marker, single number (4), black on yellow, accepts wire size 1.9-2.6mm (0.07-0.10in). For use with most 22-20 AWG MTW and 18-16 AWG TFFN wire. Package of 300. | Stock | 11.5
STD03-300-5-YL-AD | TE Connectivity snap-on wire marker, single number (5), black on yellow, accepts wire size 1.9-2.6mm (0.07-0.10in). For use with most 22-20 AWG MTW and 18-16 AWG TFFN wire. Package of 300. | Stock | 11.5
STD03-300-6-YL-AD | TE Connectivity snap-on wire marker, single number (6), black on yellow, accepts wire size 1.9-2.6mm (0.07-0.10in). For use with most 22-20 AWG MTW and 18-16 AWG TFFN wire. Package of 300. | Stock | 11.5
STD03-300-7-YL-AD | TE Connectivity snap-on wire marker, single number (7), black on yellow, accepts wire size 1.9-2.6mm (0.07-0.10in). For use with most 22-20 AWG MTW and 18-16 AWG TFFN wire. Package of 300. | Stock | 11.5
STD03-300-8-YL-AD | TE Connectivity snap-on wire marker, single number (8), black on yellow, accepts wire size 1.9-2.6mm (0.07-0.10in). For use with most 22-20 AWG MTW and 18-16 AWG TFFN wire. Package of 300. | Stock | 11.5
STD03-300-9-YL-AD | TE Connectivity snap-on wire marker, single number (9), black on yellow, accepts wire size 1.9-2.6mm (0.07-0.10in). For use with most 22-20 AWG MTW and 18-16 AWG TFFN wire. Package of 300. | Stock | 11.5
STD03-300-BLK-YL-AD | TE Connectivity snap-on wire marker, blank, black on yellow, accepts wire size 1.9-2.6mm (0.07-0.10in). For use with most 22-20 AWG MTW and 18-16 AWG TFFN wire. Package of 300. | Stock | 11.5
STD03-300-MIN-YL-AD | TE Connectivity snap-on wire marker, single character (-), black on yellow, accepts wire size 1.9-2.6mm (0.07-0.10in). For use with most 22-20 AWG MTW and 18-16 AWG TFFN wire. Package of 300. | Stock | 11.5
STD03-300-PLS-YL-AD | TE Connectivity snap-on wire marker, single character (+), black on yellow, accepts wire size 1.9-2.6mm (0.07-0.10in). For use with most 22-20 AWG MTW and 18-16 AWG TFFN wire. Package of 300. | Stock | 11.5
STD06-300-0-WH-AD | TE Connectivity snap-on wire marker, single number (0), black on white, accepts wire size 2.6-3.5mm (0.10-0.13in). For use with most 18-14 AWG MTW and 14-12 AWG THHN wire. Package of 300. | Stock | 12.5
STD06-300-1-WH-AD | TE Connectivity snap-on wire marker, single number (1), black on white, accepts wire size 2.6-3.5mm (0.10-0.13in). For use with most 18-14 AWG MTW and 14-12 AWG THHN wire. Package of 300. | Stock | 12.5
STD06-300-2-WH-AD | TE Connectivity snap-on wire marker, single number (2), black on white, accepts wire size 2.6-3.5mm (0.10-0.13in). For use with most 18-14 AWG MTW and 14-12 AWG THHN wire. Package of 300. | Stock | 12.5
STD06-300-3-WH-AD | TE Connectivity snap-on wire marker, single number (3), black on white, accepts wire size 2.6-3.5mm (0.10-0.13in). For use with most 18-14 AWG MTW and 14-12 AWG THHN wire. Package of 300. | Stock | 12.5
STD06-300-4-WH-AD | TE Connectivity snap-on wire marker, single number (4), black on white, accepts wire size 2.6-3.5mm (0.10-0.13in). For use with most 18-14 AWG MTW and 14-12 AWG THHN wire. Package of 300. | Stock | 12.5
STD06-300-5-WH-AD | TE Connectivity snap-on wire marker, single number (5), black on white, accepts wire size 2.6-3.5mm (0.10-0.13in). For use with most 18-14 AWG MTW and 14-12 AWG THHN wire. Package of 300. | Stock | 12.5
STD06-300-6-WH-AD | TE Connectivity snap-on wire marker, single number (6), black on white, accepts wire size 2.6-3.5mm (0.10-0.13in). For use with most 18-14 AWG MTW and 14-12 AWG THHN wire. Package of 300. | Stock | 12.5
STD06-300-7-WH-AD | TE Connectivity snap-on wire marker, single number (7), black on white, accepts wire size 2.6-3.5mm (0.10-0.13in). For use with most 18-14 AWG MTW and 14-12 AWG THHN wire. Package of 300. | Stock | 12.5
STD06-300-8-WH-AD | TE Connectivity snap-on wire marker, single number (8), black on white, accepts wire size 2.6-3.5mm (0.10-0.13in). For use with most 18-14 AWG MTW and 14-12 AWG THHN wire. Package of 300. | Stock | 12.5
STD06-300-9-WH-AD | TE Connectivity snap-on wire marker, single number (9), black on white, accepts wire size 2.6-3.5mm (0.10-0.13in). For use with most 18-14 AWG MTW and 14-12 AWG THHN wire. Package of 300. | Stock | 12.5
STD06-300-BLK-WH-AD | TE Connectivity snap-on wire marker, blank, black on white, accepts wire size 2.6-3.5mm (0.10-0.13in). For use with most 18-14 AWG MTW and 14-12 AWG THHN wire. Package of 300. | Stock | 12.5
STD06-300-MIN-WH-AD | TE Connectivity snap-on wire marker, single character (-), black on white, accepts wire size 2.6-3.5mm (0.10-0.13in). For use with most 18-14 AWG MTW and 14-12 AWG THHN wire. Package of 300. | Stock | 12.5
STD06-300-PLS-WH-AD | TE Connectivity snap-on wire marker, single character (+), black on white, accepts wire size 2.6-3.5mm (0.10-0.13in). For use with most 18-14 AWG MTW and 14-12 AWG THHN wire. Package of 300. | Stock | 12.5
STD06-300-0-YL-AD | TE Connectivity snap-on wire marker, single number (0), black on yellow, accepts wire size 2.6-3.5mm (0.10-0.13in). For use with most 18-14 AWG MTW and 14-12 AWG THHN wire. Package of 300. | Stock | 12.5
STD06-300-1-YL-AD | TE Connectivity snap-on wire marker, single number (1), black on yellow, accepts wire size 2.6-3.5mm (0.10-0.13in). For use with most 18-14 AWG MTW and 14-12 AWG THHN wire. Package of 300. | Stock | 12.5
STD06-300-2-YL-AD | TE Connectivity snap-on wire marker, single number (2), black on yellow, accepts wire size 2.6-3.5mm (0.10-0.13in). For use with most 18-14 AWG MTW and 14-12 AWG THHN wire. Package of 300. | Stock | 12.5
STD06-300-3-YL-AD | TE Connectivity snap-on wire marker, single number (3), black on yellow, accepts wire size 2.6-3.5mm (0.10-0.13in). For use with most 18-14 AWG MTW and 14-12 AWG THHN wire. Package of 300. | Stock | 12.5
STD06-300-4-YL-AD | TE Connectivity snap-on wire marker, single number (4), black on yellow, accepts wire size 2.6-3.5mm (0.10-0.13in). For use with most 18-14 AWG MTW and 14-12 AWG THHN wire. Package of 300. | Stock | 12.5
STD06-300-5-YL-AD | TE Connectivity snap-on wire marker, single number (5), black on yellow, accepts wire size 2.6-3.5mm (0.10-0.13in). For use with most 18-14 AWG MTW and 14-12 AWG THHN wire. Package of 300. | Stock | 12.5
STD06-300-6-YL-AD | TE Connectivity snap-on wire marker, single number (6), black on yellow, accepts wire size 2.6-3.5mm (0.10-0.13in). For use with most 18-14 AWG MTW and 14-12 AWG THHN wire. Package of 300. | Stock | 12.5
STD06-300-7-YL-AD | TE Connectivity snap-on wire marker, single number (7), black on yellow, accepts wire size 2.6-3.5mm (0.10-0.13in). For use with most 18-14 AWG MTW and 14-12 AWG THHN wire. Package of 300. | Stock | 12.5
STD06-300-8-YL-AD | TE Connectivity snap-on wire marker, single number (8), black on yellow, accepts wire size 2.6-3.5mm (0.10-0.13in). For use with most 18-14 AWG MTW and 14-12 AWG THHN wire. Package of 300. | Stock | 12.5
STD06-300-9-YL-AD | TE Connectivity snap-on wire marker, single number (9), black on yellow, accepts wire size 2.6-3.5mm (0.10-0.13in). For use with most 18-14 AWG MTW and 14-12 AWG THHN wire. Package of 300. | Stock | 12.5
STD06-300-BLK-YL-AD | TE Connectivity snap-on wire marker, blank, black on yellow, accepts wire size 2.6-3.5mm (0.10-0.13in). For use with most 18-14 AWG MTW and 14-12 AWG THHN wire. Package of 300. | Stock | 12.5
STD06-300-MIN-YL-AD | TE Connectivity snap-on wire marker, single character (-), black on yellow, accepts wire size 2.6-3.5mm (0.10-0.13in). For use with most 18-14 AWG MTW and 14-12 AWG THHN wire. Package of 300. | Stock | 12.5
STD06-300-PLS-YL-AD | TE Connectivity snap-on wire marker, single character (+), black on yellow, accepts wire size 2.6-3.5mm (0.10-0.13in). For use with most 18-14 AWG MTW and 14-12 AWG THHN wire. Package of 300. | Stock | 12.5
STD09-300-0-WH-AD | TE Connectivity snap-on wire marker, single number (0), black on white, accepts wire size 3.2-4.5mm (0.12in-0.17in). For use with most 14-12 AWG MTW and 12-10 AWG THHN wire. Package of 300. | Stock | 15.5
STD09-300-1-WH-AD | TE Connectivity snap-on wire marker, single number (1), black on white, accepts wire size 3.2-4.5mm (0.12in-0.17in). For use with most 14-12 AWG MTW and 12-10 AWG THHN wire. Package of 300. | Stock | 15.5
STD09-300-2-WH-AD | TE Connectivity snap-on wire marker, single number (2), black on white, accepts wire size 3.2-4.5mm (0.12in-0.17in). For use with most 14-12 AWG MTW and 12-10 AWG THHN wire. Package of 300. | Stock | 15.5
STD09-300-3-WH-AD | TE Connectivity snap-on wire marker, single number (3), black on white, accepts wire size 3.2-4.5mm (0.12in-0.17in). For use with most 14-12 AWG MTW and 12-10 AWG THHN wire. Package of 300. | Stock | 15.5
STD09-300-4-WH-AD | TE Connectivity snap-on wire marker, single number (4), black on white, accepts wire size 3.2-4.5mm (0.12in-0.17in). For use with most 14-12 AWG MTW and 12-10 AWG THHN wire. Package of 300. | Stock | 15.5
STD09-300-5-WH-AD | TE Connectivity snap-on wire marker, single number (5), black on white, accepts wire size 3.2-4.5mm (0.12in-0.17in). For use with most 14-12 AWG MTW and 12-10 AWG THHN wire. Package of 300. | Stock | 15.5
STD09-300-6-WH-AD | TE Connectivity snap-on wire marker, single number (6), black on white, accepts wire size 3.2-4.5mm (0.12in-0.17in). For use with most 14-12 AWG MTW and 12-10 AWG THHN wire. Package of 300. | Stock | 15.5
STD09-300-7-WH-AD | TE Connectivity snap-on wire marker, single number (7), black on white, accepts wire size 3.2-4.5mm (0.12in-0.17in). For use with most 14-12 AWG MTW and 12-10 AWG THHN wire. Package of 300. | Stock | 15.5
STD09-300-8-WH-AD | TE Connectivity snap-on wire marker, single number (8), black on white, accepts wire size 3.2-4.5mm (0.12in-0.17in). For use with most 14-12 AWG MTW and 12-10 AWG THHN wire. Package of 300. | Stock | 15.5
STD09-300-9-WH-AD | TE Connectivity snap-on wire marker, single number (9), black on white, accepts wire size 3.2-4.5mm (0.12in-0.17in). For use with most 14-12 AWG MTW and 12-10 AWG THHN wire. Package of 300. | Stock | 15.5
STD09-300-BLK-WH-AD | TE Connectivity snap-on wire marker, blank, black on white, accepts wire size 3.2-4.5mm (0.12in-0.17in). For use with most 14-12 AWG MTW and 12-10 AWG THHN wire. Package of 300. | Stock | 15.5
STD09-300-MIN-WH-AD | TE Connectivity snap-on wire marker, single character (-), black on white, accepts wire size 3.2-4.5mm (0.12in-0.17in). For use with most 14-12 AWG MTW and 12-10 AWG THHN wire. Package of 300. | Stock | 15.5
STD09-300-PLS-WH-AD | TE Connectivity snap-on wire marker, single character (+), black on white, accepts wire size 3.2-4.5mm (0.12in-0.17in). For use with most 14-12 AWG MTW and 12-10 AWG THHN wire. Package of 300. | Stock | 15.5
STD09-300-0-YL-AD | TE Connectivity snap-on wire marker, single number (0), black on yellow, accepts wire size 3.2-4.5mm (0.12in-0.17in). For use with most 14-12 AWG MTW and 12-10 AWG THHN wire. Package of 300. | Stock | 15.5
STD09-300-1-YL-AD | TE Connectivity snap-on wire marker, single number (1), black on yellow, accepts wire size 3.2-4.5mm (0.12in-0.17in). For use with most 14-12 AWG MTW and 12-10 AWG THHN wire. Package of 300. | Stock | 15.5
STD09-300-2-YL-AD | TE Connectivity snap-on wire marker, single number (2), black on yellow, accepts wire size 3.2-4.5mm (0.12in-0.17in). For use with most 14-12 AWG MTW and 12-10 AWG THHN wire. Package of 300. | Stock | 15.5
STD09-300-3-YL-AD | TE Connectivity snap-on wire marker, single number (3), black on yellow, accepts wire size 3.2-4.5mm (0.12in-0.17in). For use with most 14-12 AWG MTW and 12-10 AWG THHN wire. Package of 300. | Stock | 15.5
STD09-300-4-YL-AD | TE Connectivity snap-on wire marker, single number (4), black on yellow, accepts wire size 3.2-4.5mm (0.12in-0.17in). For use with most 14-12 AWG MTW and 12-10 AWG THHN wire. Package of 300. | Stock | 15.5
STD09-300-5-YL-AD | TE Connectivity snap-on wire marker, single number (5), black on yellow, accepts wire size 3.2-4.5mm (0.12in-0.17in). For use with most 14-12 AWG MTW and 12-10 AWG THHN wire. Package of 300. | Stock | 15.5
STD09-300-6-YL-AD | TE Connectivity snap-on wire marker, single number (6), black on yellow, accepts wire size 3.2-4.5mm (0.12in-0.17in). For use with most 14-12 AWG MTW and 12-10 AWG THHN wire. Package of 300. | Stock | 15.5
STD09-300-7-YL-AD | TE Connectivity snap-on wire marker, single number (7), black on yellow, accepts wire size 3.2-4.5mm (0.12in-0.17in). For use with most 14-12 AWG MTW and 12-10 AWG THHN wire. Package of 300. | Stock | 15.5
STD09-300-8-YL-AD | TE Connectivity snap-on wire marker, single number (8), black on yellow, accepts wire size 3.2-4.5mm (0.12in-0.17in). For use with most 14-12 AWG MTW and 12-10 AWG THHN wire. Package of 300. | Stock | 15.5
STD09-300-9-YL-AD | TE Connectivity snap-on wire marker, single number (9), black on yellow, accepts wire size 3.2-4.5mm (0.12in-0.17in). For use with most 14-12 AWG MTW and 12-10 AWG THHN wire. Package of 300. | Stock | 15.5
STD09-300-BLK-YL-AD | TE Connectivity snap-on wire marker, blank, black on yellow, accepts wire size 3.2-4.5mm (0.12in-0.17in). For use with most 14-12 AWG MTW and 12-10 AWG THHN wire. Package of 300. | Stock | 15.5
STD09-300-MIN-YL-AD | TE Connectivity snap-on wire marker, single character (-), black on yellow, accepts wire size 3.2-4.5mm (0.12in-0.17in). For use with most 14-12 AWG MTW and 12-10 AWG THHN wire. Package of 300. | Stock | 15.5
STD09-300-PLS-YL-AD | TE Connectivity snap-on wire marker, single character (+), black on yellow, accepts wire size 3.2-4.5mm (0.12in-0.17in). For use with most 14-12 AWG MTW and 12-10 AWG THHN wire. Package of 300. | Stock | 15.5
Accessories for Label Printers
APT0615 | Epson LabelWorks PX series AC power adapter, replacement. For use with Epson LabelWorks LW-PX300 portable label printer. | Stock | 51
AST1116 | Epson LabelWorks PX series AC power adapter, replacement. For use with Epson LabelWorks LW-PX400 and LW-PX700 portable label printers. | Stock | 16.5
AST1527 | Epson LabelWorks PX series AC power adapter, replacement. For use with Epson LabelWorks LW-PX900 portable label printer. | Stock | 29.5
LWCS1000 | Epson LabelWorks PX series carrying case, replacement. For use with Epson LabelWorks LW-PX300 portable label printer. | Stock | 68
LWCS1200 | Epson LabelWorks PX series carrying case, replacement. For use with Epson LabelWorks LW-PX700 and LW-PX900 portable label printers. | Stock | 51
LWPXLION | Epson LabelWorks PX series battery, replacement. For use with Epson LabelWorks LW-PX700 and LW-PX900 portable label printers. | Stock | 80
LWPXMAG | Epson LabelWorks PX series mounting magnets, replacement. Package of 2. For use with Epson LabelWorks LW-PX700 and LW-PX900 portable label printers. | Stock | 21.5
LWRG300 | Epson LabelWorks PX series bumper guard, replacement. For use with Epson LabelWorks LW-PX300 portable label printer. | Stock | 42
LWRG400 | Epson LabelWorks PX series bumper guard, replacement. For use with Epson LabelWorks LW-PX400 portable label printer. | Stock | 42
Field Wireable Connectors
7000-08331-0000000 | Murrelektronik connector, field-wireable, M8 barrel 3-pin male axial connection, accepts cable diameter size 2.5-5.1mm, 22 - 26 AWG, insulation displacement (IDC) connection, IP67. | Stock | 15
7000-08351-0000000 | Murrelektronik connector, field-wireable, M8 barrel 4-pin male axial connection, accepts cable diameter size 2.5-5.1mm, 22 - 26 AWG, insulation displacement (IDC) connection, IP67. | Stock | 15
7000-08371-0000000 | Murrelektronik connector, field-wireable, M8 nut 3-pin female axial connection, accepts cable diameter size 2.5-5.1mm, 22 - 26 AWG, insulation displacement (IDC) connection, IP67. | Stock | 15
7000-08391-0000000 | Murrelektronik connector, field-wireable, M8 nut 4-pin female axial connection, accepts cable diameter size 2.5-5.1mm, 22 - 26 AWG, insulation displacement (IDC) connection, IP67. | Stock | 17
7000-12481-0000000 | Murrelektronik connector, field-wireable, M12 barrel 4-pin male axial connection, accepts cable diameter size 4-5.1mm, 20 - 24 AWG, insulation displacement (IDC) connection, IP67. | Stock | 12
7000-12601-0000000 | Murrelektronik connector, field-wireable, M12 nut 4-pin female axial connection, accepts cable diameter size 4-5.1mm, 20 - 24 AWG, insulation displacement (IDC) connection, IP67. | Stock | 13.5
7000-12491-0000000 | Murrelektronik connector, field-wireable, M12 barrel 4-pin male axial connection, accepts cable diameter size 2.9-5.1mm, 22 - 26 AWG, insulation displacement (IDC) connection, IP67. | Stock | 13.5
7000-12611-0000000 | Murrelektronik connector, field-wireable, M12 nut 4-pin female axial connection, accepts cable diameter size 2.9-5.1mm, 22 - 26 AWG, insulation displacement (IDC) connection, IP67. | Stock | 17
7000-12561-0000000 | Murrelektronik connector, field-wireable, M12 barrel 4-pin male right-angle connection, accepts cable diameter size 4-5.1mm, 20 - 24 AWG, insulation displacement (IDC) connection, IP67. | Stock | 18
7000-12681-0000000 | Murrelektronik connector, field-wireable, M12 nut 4-pin female right-angle connection, accepts cable diameter size 4-5.1mm, 20 - 24 AWG, insulation displacement (IDC) connection, IP67. | Stock | 19.5
7000-12701-0000000 | Murrelektronik connector, field-wireable, M12 barrel 4-pin male axial connection, accepts cable diameter size 4-6mm, 18 AWG, screw terminal connection, IP67. | Stock | 11
7000-12721-0000000 | Murrelektronik connector, field-wireable, M12 barrel 5-pin male axial connection, accepts cable diameter size 4-6mm, 18 AWG, screw terminal connection, IP67. | Stock | 13.5
7000-12901-0000000 | Murrelektronik connector, field-wireable, M12 nut 4-pin female axial connection, accepts cable diameter size 4-6mm, 18 AWG, screw terminal connection, IP67. | Stock | 11
7000-12921-0000000 | Murrelektronik connector, field-wireable, M12 nut 5-pin female axial connection, accepts cable diameter size 4-6mm, 18 AWG, screw terminal connection, IP67. | Stock | 13.5
7000-12741-0000000 | Murrelektronik connector, field-wireable, M12 barrel 4-pin male axial connection, accepts cable diameter size 6-8mm, 18 AWG, screw terminal connection, IP67. | Stock | 11
7000-12761-0000000 | Murrelektronik connector, field-wireable, M12 barrel 5-pin male axial connection, accepts cable diameter size 6-8mm, 18 AWG, screw terminal connection, IP67. | Stock | 13.5
7000-12941-0000000 | Murrelektronik connector, field-wireable, M12 nut 4-pin female axial connection, accepts cable diameter size 6-8mm, 18 AWG, screw terminal connection, IP67. | Stock | 11
7000-12961-0000000 | Murrelektronik connector, field-wireable, M12 nut 5-pin female axial connection, accepts cable diameter size 6-8mm, 18 AWG, screw terminal connection, IP67. | Stock | 13.5
7000-12821-0000000 | Murrelektronik connector, field-wireable, M12 barrel 4-pin male right-angle connection, accepts cable diameter size 4-6mm, 18 AWG, screw terminal connection, IP67. | Stock | 11
7000-12981-0000000 | Murrelektronik connector, field-wireable, M12 nut 4-pin female right-angle connection, accepts cable diameter size 4-6mm, 18 AWG, screw terminal connection, IP67. | Stock | 11
7000-13041-0000000 | Murrelektronik connector, field-wireable, M12 nut 5-pin female right-angle connection, accepts cable diameter size 6-8mm, 18 AWG, screw terminal connection, IP67. | Stock | 13.5
7000-13901-0000000 | Murrelektronik connector, field-wireable, 5-pin M12 axial male A-coded, accepts cable diameter size 4-8mm, 26-18 AWG, push-lock spring clamp connection, IP65 IP67. | Stock | 19
7000-13911-0000000 | Murrelektronik connector, field-wireable, 5-pin M12 90-degree male A-coded, accepts cable diameter size 4-8mm, 26-18 AWG, push-lock spring clamp connection, IP65 IP67. | Stock | 19
7000-13941-0000000 | Murrelektronik connector, field-wireable, 5-pin M12 axial female A-coded, accepts cable diameter size 4-8mm, 26-18 AWG, push-lock spring clamp connection, IP65 IP67. | Stock | 19
7000-13951-0000000 | Murrelektronik connector, field-wireable, 5-pin M12 90-degree female A-coded, accepts cable diameter size 4-8mm, 26-18 AWG, push-lock spring clamp connection, IP65 IP67. | Stock | 19
7000-17301-0000000 | Murrelektronik connector, field-wireable, M12 barrel 8-pin male axial connection, accepts cable diameter size 6-8mm, 20 AWG, screw terminal connection, IP67. | Stock | 31.5
7000-17311-0000000 | Murrelektronik connector, field-wireable, M12 barrel 8-pin male right-angle connection, accepts cable diameter size 6-8mm, 20 AWG, screw terminal connection, IP67. | Stock | 31.5
7000-17321-0000000 | Murrelektronik connector, field-wireable, M12 nut 8-pin female axial connection, accepts cable diameter size 6-8mm, 20 AWG, screw terminal connection, IP67. | Stock | 31.5
7000-17331-0000000 | Murrelektronik connector, field-wireable, M12 nut 8-pin female right-angle connection, accepts cable diameter size 6-8mm, 20 AWG, screw terminal connection, IP67. | Stock | 31.5
7000-13321-0000000 | Murrelektronik connector, field-wireable, M12 barrel 5-pin male axial connection, accepts cable diameter size 6-8mm, 18 AWG, screw terminal connection, IP67. | Stock | 29.5
7000-13361-0000000 | Murrelektronik connector, field-wireable, M12 barrel 5-pin male right-angle connection, accepts cable diameter size 6-8mm, 18 AWG, screw terminal connection, IP67. | Stock | 38.5
7000-17341-0000000 | Murrelektronik connector, field-wireable, M12 barrel 8-pin male axial connection, accepts cable diameter size 6-8mm, 20 AWG, screw terminal connection, IP67. | Stock | 38.5
7000-74075-0000000 | Murrelektronik Cat5e Ethernet connector, field-wireable, 8-pin RJ45 axial male heavy duty, accepts cable diameter size 5-9mm, 24-26 AWG, insulation displacement (IDC) connection, IP20. | Stock | 29
7000-74001-0000000 | Murrelektronik Cat5e Ethernet connector, field-wireable, RJ45 4-pole Ethernet male axial, accepts cable diameter size 4.5-9mm, 26-22 AWG, insulation displacement (IDC) connection, IP20. | Stock | 23.5
7000-74011-0000000 | Murrelektronik Cat6a Ethernet connector, field-wireable, RJ45 8-pole Ethernet male axial, accepts cable diameter size 4.5-9mm, 26-22 AWG, insulation displacement (IDC) connection, IP20. | Stock | 27.5
7000-74085-0000000 | Murrelektronik Cat5e Ethernet connector, field-wireable, 8-pin RJ45 90 degree male heavy duty, accepts cable diameter size 5-9mm, 24-26 AWG, insulation displacement (IDC) connection, IP20. | Stock | 31
7000-74021-0000000 | Murrelektronik Cat5e Ethernet connector, field-wireable, RJ45 4-pole Ethernet male 45-degree, accepts cable diameter size 4.5-8mm, 26-22 AWG, insulation displacement (IDC) connection, IP20. | Stock | 25.5
7000-74031-0000000 | Murrelektronik Cat6a Ethernet connector, field-wireable, RJ45 8-pole Ethernet male 45-degree, accepts cable diameter size 4.5-8mm, 26-22 AWG, insulation displacement (IDC) connection, IP20. | Stock | 29.5
7000-14521-0000000 | Murrelektronik connector, field-wireable, M12 D-coded 4-pole male axial, accepts cable diameter size 4.5-8.8mm, 26-22 AWG, insulation displacement (IDC) connection, IP65 IP67. | Stock | 41.5
7000-14621-0000000 | Murrelektronik connector, field-wireable, M12 D-coded 4-pole female axial, accepts cable diameter size 4.5-8.8mm, 26-22 AWG, insulation displacement (IDC) connection, IP65 IP67. | Stock | 48.5
7000-14581-0000000 | Murrelektronik connector, field-wireable, M12 D-coded 4-pole male 90-degree, accepts cable diameter size 6-8mm, 18 AWG max, screw terminal connection, IP67. | Stock | 34.5
7000-14801-0000000 | Murrelektronik connector, field-wireable, 4-pin M12 axial male D-coded, accepts cable diameter size 4-8mm, 26-18 AWG, push-lock spring clamp connection, IP65 IP67. | Stock | 23.5
7000-14811-0000000 | Murrelektronik connector, field-wireable, 4-pin M12 90-degree male D-coded, accepts cable diameter size 4-8mm, 26-18 AWG, push-lock spring clamp connection, IP65 IP67. | Stock | 43.5
7000-P4591-0000000 | Murrelektronik connector, field-wireable, 5-pin M12 axial male L-coded, accepts cable diameter size 8-13mm, 14 AWG, screw terminal connection, IP67. | Stock | 34
7000-P4611-0000000 | Murrelektronik connector, field-wireable, 5-pin M12 axial female L-coded, accepts cable diameter size 8-13mm, 14 AWG, screw terminal connection, IP67. | Stock | 34
7000-P4651-0000000 | Murrelektronik connector, field-wireable, 5-pin M12 axial male L-coded, accepts cable diameter size 9-13mm, 16-14 AWG, push-lock spring clamp connection, IP65. | Stock | 43.5
7000-P4661-0000000 | Murrelektronik connector, field-wireable, 5-pin M12 axial female L-coded, accepts cable diameter size 9-13mm, 16-14 AWG, push-lock spring clamp connection, IP65. | Stock | 45
ZIPLink Connector Cables (Complete List)
ZL-BX-CBL40-S | ZIPLink PLC I/O cable, 40-pin connector to 40-pin connector, shielded, 1.6ft/0.5m cable length. For use with BRX series high-speed modules. | Stock | 46.5
ZL-BX-CBL40-1S | ZIPLink PLC I/O cable, 40-pin connector to 40-pin connector, shielded, 3.2ft/1m cable length. For use with BRX series high-speed modules. | Stock | 57
ZL-BX-CBL15 | ZIPLink PLC I/O cable, 15-position terminal block to 24-pin connector, 1.6ft/0.5m cable length. For use with BRX 18-point and 36-point PLCs. | Stock | 40.5
ZL-BX-CBL15-1 | ZIPLink PLC I/O cable, 15-position terminal block to 24-pin connector, 3.2ft/1m cable length. For use with BRX 18-point and 36-point PLCs. | Stock | 47
ZL-BX-CBL15-2 | ZIPLink PLC I/O cable, 15-position terminal block to 24-pin connector, 6.5ft/2m cable length. For use with BRX 18-point and 36-point PLCs. | Stock | 40.5
ZL-BX-CBL15-1P | ZIPLink PLC I/O cable, 15-position terminal block to pigtail, 3.2ft/1m cable length. For use with BRX 18-point and 36-point PLCs. | Stock | 32
ZL-BX-CBL15-2P | ZIPLink PLC I/O cable, 15-position terminal block to pigtail, 6.5ft/2m cable length. For use with BRX 18-point and 36-point PLCs. | Stock | 36.5
ZL-BX-CBL20 | ZIPLink PLC I/O cable, 20-position terminal block to 24-pin connector, 1.6ft/0.5m cable length. For use with BRX 10-point PLCs. | Stock | 30.5
ZL-BX-CBL20-1 | ZIPLink PLC I/O cable, 20-position terminal block to 24-pin connector, 3.2ft/1m cable length. For use with BRX 10-point PLCs. | Stock | 30
ZL-BX-CBL20-2 | ZIPLink PLC I/O cable, 20-position terminal block to 24-pin connector, 6.5ft/2m cable length. For use with BRX 10-point PLCs. | Stock | 36.5
ZL-BX-CBL20-1P | ZIPLink PLC I/O cable, 20-position terminal block to pigtail, 3.2ft/1m cable length. For use with BRX 10-point PLCs. | Stock | 26
ZL-BX-CBL20-2P | ZIPLink PLC I/O cable, 20-position terminal block to pigtail, 6.5ft/2m cable length. For use with BRX 10-point PLCs. | Stock | 34
ZL-BXEM-CBL10 | ZIPLink PLC I/O cable, 10-position terminal block to 24-pin connector, 1.6ft/0.5m cable length. For use with BRX 8-point expansion modules. | Stock | 26
ZL-BXEM-CBL10-1 | ZIPLink PLC I/O cable, 10-position terminal block to 24-pin connector, 3.2ft/1m cable length. For use with BRX 8-point expansion modules. | Stock | 26
ZL-BXEM-CBL10-2 | ZIPLink PLC I/O cable, 10-position terminal block to 24-pin connector, 6.5ft/2m cable length. For use with BRX 8-point expansion modules. | Stock | 29
ZL-BXEM-CBL10-1P | ZIPLink PLC I/O cable, 10-position terminal block to pigtail, 3.2ft/1m cable length. For use with BRX 8-point expansion modules. | Stock | 25
ZL-BXEM-CBL10-2P | ZIPLink PLC I/O cable, 10-position terminal block to pigtail, 6.5ft/2m cable length. For use with BRX 8-point expansion modules. | Stock | 38.5
ZL-BXEM-CBL15 | ZIPLink PLC I/O cable, 15-position terminal block to 24-pin connector, 1.6ft/0.5m cable length. For use with BRX 5-point and 12-point expansion modules. | Stock | 25
ZL-BXEM-CBL15-1 | ZIPLink PLC I/O cable, 15-position terminal block to 24-pin connector, 3.2ft/1m cable length. For use with BRX 5-point and 12-point expansion modules. | Stock | 28
ZL-BXEM-CBL15-2 | ZIPLink PLC I/O cable, 15-position terminal block to 24-pin connector, 6.5ft/2m cable length. For use with BRX 5-point and 12-point expansion modules. | Stock | 32
ZL-BXEM-CBL15-1P | ZIPLink PLC I/O cable, 15-position terminal block to pigtail, 3.2ft/1m cable length. For use with BRX 5-point and 12-point expansion modules. | Stock | 24.5
ZL-BXEM-CBL15-2P | ZIPLink PLC I/O cable, 15-position terminal block to pigtail, 6.5ft/2m cable length. For use with BRX 5-point and 12-point expansion modules. | Stock | 27.5
ZL-BXEM-CBL20 | ZIPLink PLC I/O cable, 20-position terminal block to 24-pin connector, 1.6ft/0.5m cable length. For use with BRX 16-point expansion modules. | Stock | 40
ZL-BXEM-CBL20-1 | ZIPLink PLC I/O cable, 20-position terminal block to 24-pin connector, 3.2ft/1m cable length. For use with BRX 16-point expansion modules. | Stock | 40.5
ZL-BXEM-CBL20-2 | ZIPLink PLC I/O cable, 20-position terminal block to 24-pin connector, 6.5ft/2m cable length. For use with BRX 16-point expansion modules. | Stock | 48
ZL-BXEM-CBL20-1P | ZIPLink PLC I/O cable, 20-position terminal block to pigtail, 3.2ft/1m cable length. For use with BRX 16-point expansion modules. | Stock | 44
ZL-BXEM-CBL20-2P | ZIPLink PLC I/O cable, 20-position terminal block to pigtail, 6.5ft/2m cable length. For use with BRX 16-point expansion modules. | Stock | 52
ZL-C0-CBL11 | ZIPLink PLC I/O cable, 11-position terminal block to 24-pin connector, 1.6ft/0.5m cable length. For use with CLICK PLC modules. | Stock | 34.5
ZL-C0-CBL11-1 | ZIPLink PLC I/O cable, 11-position terminal block to 24-pin connector, 3.2ft/1m cable length. For use with CLICK PLC modules. | Stock | 38
ZL-C0-CBL11-2 | ZIPLink PLC I/O cable, 11-position terminal block to 24-pin connector, 6.5ft/2m cable length. For use with CLICK PLC modules. | Stock | 44.5
ZL-C0-CBL11-1P | ZIPLink PLC I/O cable, 11-position terminal block to pigtail, 3.2ft/1m cable length. For use with CLICK PLC modules. | Stock | 34.5
ZL-C0-CBL11-2P | ZIPLink PLC I/O cable, 11-position terminal block to pigtail, 6.5ft/2m cable length. For use with CLICK PLC modules. | Stock | 41.5
ZL-C0-CBL20 | ZIPLink PLC I/O cable, 20-position terminal block to 24-pin connector, 1.6ft/0.5m cable length. For use with CLICK PLC modules. | Stock | 38
ZL-C0-CBL20-1 | ZIPLink PLC I/O cable, 20-position terminal block to 24-pin connector, 3.2ft/1m cable length. For use with CLICK PLC modules. | Stock | 42
ZL-C0-CBL20-2 | ZIPLink PLC I/O cable, 20-position terminal block to 24-pin connector, 6.5ft/2m cable length. For use with CLICK PLC modules. | Stock | 51
ZL-C0-CBL20-1P | ZIPLink PLC I/O cable, 20-position terminal block to pigtail, 3.2ft/1m cable length. For use with CLICK PLC modules. | Stock | 38
ZL-C0-CBL20-2P | ZIPLink PLC I/O cable, 20-position terminal block to pigtail, 6.5ft/2m cable length. For use with CLICK PLC modules. | Stock | 48
ZL-CBL24-1P | ZIPLink PLC I/O cable, 24-pin connector to pigtail, 3.2ft/1m cable length. For use with 3rd party devices. | Stock | 29
ZL-CBL24-2P | ZIPLink PLC I/O cable, 24-pin connector to pigtail, 6.5ft/2m cable length. For use with 3rd party devices. | Stock | 36.5
ZL-CBL40 | ZIPLink PLC I/O cable, 40-pin connector to 40-pin connector, 1.6ft/0.5m cable length. For use with Productivity series high-density modules. | Stock | 38
ZL-CBL40-1 | ZIPLink PLC I/O cable, 40-pin connector to 40-pin connector, 3.2ft/1m cable length. For use with Productivity series high-density modules. | Stock | 45.5
ZL-CBL40-2 | ZIPLink PLC I/O cable, 40-pin connector to 40-pin connector, 6.5ft/2m cable length. For use with Productivity series high-density modules. | Stock | 61
ZL-CBL40-1P | ZIPLink PLC I/O cable, 40-pin connector to pigtail, 3.2ft/1m cable length. For use with 3rd party devices. | Stock | 44.5
ZL-CBL40-2P | ZIPLink PLC I/O cable, 40-pin connector to pigtail, 6.5ft/2m cable length. For use with 3rd party devices. | Stock | 61
ZL-CBL40-S | ZIPLink PLC I/O cable, 40-pin connector to 40-pin connector, shielded, 1.6ft/0.5m cable length. For use with Productivity series high-speed modules. | Stock | 44
ZL-CBL40-1S | ZIPLink PLC I/O cable, 40-pin connector to 40-pin connector, shielded, 3.2ft/1m cable length. For use with Productivity series high-speed modules. | Stock | 56
ZL-CBL40-2S | ZIPLink PLC I/O cable, 40-pin connector to 40-pin connector, shielded, 6.5ft/2m cable length. For use with Productivity series high-speed modules. | Stock | 67
ZL-CBL50-1P | ZIPLink servo cable, 50-pin connector to pigtail, shielded, twisted pair, 3.2ft/1m cable length. For use with SureServo amplifiers. | Stock | 64
ZL-CBL50-2P | ZIPLink servo cable, 50-pin connector to pigtail, shielded, twisted pair, 6.5ft/2m cable length. For use with SureServo amplifiers. | Stock | 63
ZL-D06X-CBL20 | ZIPLink PLC I/O cable, 27-position terminal block to 24-pin connector, input side only, 1.6ft/0.5m cable length. For use with DirectLOGIC DL06 PLCs. | Stock | 65
ZL-D06Y-CBL20 | ZIPLink PLC I/O cable, 27-position terminal block to 24-pin connector, output side only, 1.6ft/0.5m cable length. For use with DirectLOGIC DL06 PLCs. | Stock | 54
ZL-D0-CBL13 | ZIPLink PLC I/O cable, 13-position terminal block to 24-pin connector, 1.6ft/0.5m cable length. For use with DirectLOGIC DL05 and DL06 modules. | Stock | 27
ZL-D0-CBL24 | ZIPLink PLC I/O cable, 24-pin connector to 24-pin connector, 1.6ft/0.5m cable length. For use with DirectLOGIC DL05 and DL06 modules. | Stock | 35
ZL-D0-CBL24-1 | ZIPLink PLC I/O cable, 24-pin connector to 24-pin connector, 3.2ft/1m cable length. For use with DirectLOGIC DL05 and DL06 modules. | Stock | 34.5
ZL-D0-CBL24-2 | ZIPLink PLC I/O cable, 24-pin connector to 24-pin connector, 6.5ft/2m cable length. For use with DirectLOGIC DL05 and DL06 modules. | Stock | 44
ZL-D0-CBL24-L | ZIPLink PLC I/O cable, 24-pin connector to 24-pin connector, 1.6ft/0.5m cable length. For use with DirectLOGIC DL05 and DL06 LED modules. | Stock | 32.5
ZL-D0-CBL24-1L | ZIPLink PLC I/O cable, 24-pin connector to 24-pin connector, 3.2ft/1m cable length. For use with DirectLOGIC DL05 and DL06 LED modules. | Stock | 34.5
ZL-D0-CBL24-2L | ZIPLink PLC I/O cable, 24-pin connector to 24-pin connector, 6.5ft/2m cable length. For use with DirectLOGIC DL05 and DL06 LED modules. | Stock | 44
ZL-D0-CBL24-1P | ZIPLink PLC I/O cable, 24-pin connector to pigtail, 3.2ft/1m cable length. For use with DirectLOGIC DL05 and DL06 modules. | Stock | 29.5
ZL-D0-CBL24-2P | ZIPLink PLC I/O cable, 24-pin connector to pigtail, 6.5ft/2m cable length. For use with DirectLOGIC DL05 and DL06 modules. | Stock | 36.5
ZL-D24-CBL40 | ZIPLink PLC I/O cable, 40-pin connector to 40-pin connector, 180-degree connector angle, 1.6ft/0.5m cable length. For use with BRX modules and DirectLOGIC DL205 and DL405 modules. | Stock | 49.5
ZL-D24-CBL40-1 | ZIPLink PLC I/O cable, 40-pin connector to 40-pin connector, 180-degree connector angle, 3.2ft/1m cable length. For use with BRX modules and DirectLOGIC DL205 and DL405 modules. | Stock | 63
ZL-D24-CBL40-2 | ZIPLink PLC I/O cable, 40-pin connector to 40-pin connector, 180-degree connector angle, 6.5ft/2m cable length. For use with BRX modules and DirectLOGIC DL205 and DL405 modules. | Stock | 74
ZL-D24-CBL40-1P | ZIPLink PLC I/O cable, 40-pin connector to pigtail, 180-degree connector angle, 3.2ft/1m cable length. For use with BRX modules and DirectLOGIC DL205 and DL405 modules. | Stock | 53
ZL-D24-CBL40-2P | ZIPLink PLC I/O cable, 40-pin connector to pigtail, 180-degree connector angle, 6.5ft/2m cable length. For use with BRX modules and DirectLOGIC DL205 and DL405 modules. | Stock | 71
ZL-D24-CBL40-1X | ZIPLink PLC I/O cable, 40-pin connector to 40-pin connector, 45-degree connector angle, 3.2ft/1m cable length. For use with BRX modules and DirectLOGIC DL205 and DL405 modules. | Stock | 86
ZL-D24-CBL40-2XP | ZIPLink PLC I/O cable, 40-pin connector to pigtail, 45-degree connector angle, 6.5ft/2m cable length. For use with BRX modules and DirectLOGIC DL205 and DL405 modules. | Stock | 97
ZL-D24-CBL40-X | ZIPLink PLC I/O cable, 40-pin connector to 40-pin connector, 45-degree connector angle, 1.6ft/0.5m cable length. For use with BRX modules and DirectLOGIC DL205 and DL405 modules. | Stock | 74
ZL-D24-CON | ZIPLink custom connector assembly, 40-pin, 180-degree connector angle. Package of 2. For use with DL205 and DL405 modules. | Stock | 52
ZL-D24-CON-X | ZIPLink custom connector assembly, 40-pin, 45-degree connector angle. Package of 2. For use with DL205 and DL405 modules. | Stock | 98
ZL-D2-CBL10 | ZIPLink PLC I/O cable, 10-position terminal block to 24-pin connector, 1.6ft/0.5m cable length. For use with DirectLOGIC DL205 modules. | Stock | 37
ZL-D2-CBL10-1 | ZIPLink PLC I/O cable, 10-position terminal block to 24-pin connector, 3.2ft/1m cable length. For use with DirectLOGIC DL205 modules. | Stock | 41.5
ZL-D2-CBL10-2 | ZIPLink PLC I/O cable, 10-position terminal block to 24-pin connector, 6.5ft/2m cable length. For use with DirectLOGIC DL205 modules. | Stock | 51
ZL-D2-CBL10-2P | ZIPLink PLC I/O cable, 10-position terminal block to pigtail, 6.5ft/2m cable length. For use with DirectLOGIC DL205 modules. | Stock | 43.5
ZL-D2-CBL19 | ZIPLink PLC I/O cable, 19-position terminal block to 24-pin connector, 1.6ft/0.5m cable length. For use with DirectLOGIC DL205 modules. | Stock | 67
ZL-D2-CBL19-1 | ZIPLink PLC I/O cable, 19-position terminal block to 24-pin connector, 3.2ft/1m cable length. For use with DirectLOGIC DL205 modules. | Stock | 71
ZL-D2-CBL19-2 | ZIPLink PLC I/O cable, 19-position terminal block to 24-pin connector, 6.5ft/2m cable length. For use with DirectLOGIC DL205 modules. | Stock | 77
ZL-D2-CBL19-1P | ZIPLink PLC I/O cable, 19-position terminal block to pigtail, 3.2ft/1m cable length. For use with DirectLOGIC DL205 modules. | Stock | 60
ZL-D2-CBL19-2P | ZIPLink PLC I/O cable, 19-position terminal block to pigtail, 6.5ft/2m cable length. For use with DirectLOGIC DL205 modules. | Stock | 70
ZL-DB9-CBL-2 | ZIPLink communication cable, 9-pin male D-sub to 9-pin female D-sub, 6.5ft/2m cable length. | Stock | 12
ZL-DB15-CBL-2 | ZIPLink communication cable, 15-pin male D-sub to 15-pin female D-sub, 6.5ft/2m cable length. | Stock | 16.5
ZL-DB25-CBL-2 | ZIPLink communication cable, 25-pin male D-sub to 25-pin female D-sub, 6.5ft/2m cable length. | Stock | 19.5
ZL-DB9F-CBL-2P | ZIPLink communication cable, 9-pin female D-sub to pigtail, 6.5ft/2m cable length. | Stock | 14.5
ZL-DB9F-CBL-5P | ZIPLink communication cable, 9-pin female D-sub to pigtail, 16.4ft/5m cable length. | Stock | 27.5
ZL-P1-CBL10 | ZIPLink PLC I/O cable, 10-position terminal block to 24-pin connector, 90-degree connector angle, 1.6ft/0.5m cable length. For use with Productivity1000 modules. | Stock | 30.5
ZL-P1-CBL10-1 | ZIPLink PLC I/O cable, 10-position terminal block to 24-pin connector, 90-degree connector angle, 3.2ft/1m cable length. For use with Productivity1000 modules. | Stock | 30.5
ZL-P1-CBL10-2 | ZIPLink PLC I/O cable, 10-position terminal block to 24-pin connector, 90-degree connector angle, 6.5ft/2m cable length. For use with Productivity1000 modules. | Stock | 35.5
ZL-P1-CBL10-1P | ZIPLink PLC I/O cable, 10-position terminal block to pigtail, 90-degree connector angle, 3.2ft/1m cable length. For use with Productivity1000 modules. | Stock | 25.5
ZL-P1-CBL10-2P | ZIPLink PLC I/O cable, 10-position terminal block to pigtail, 90-degree connector angle, 6.5ft/2m cable length. For use with Productivity1000 modules. | Stock | 31
ZL-P1-CBL18 | ZIPLink PLC I/O cable, 18-position terminal block to 24-pin connector, 90-degree connector angle, 1.6ft/0.5m cable length. For use with Productivity1000 modules. | Stock | 32.5
ZL-P1-CBL18-1 | ZIPLink PLC I/O cable, 18-position terminal block to 24-pin connector, 90-degree connector angle, 3.2ft/1m cable length. For use with Productivity1000 modules. | Stock | 34.5
ZL-P1-CBL18-2 | ZIPLink PLC I/O cable, 18-position terminal block to 24-pin connector, 90-degree connector angle, 6.5ft/2m cable length. For use with Productivity1000 modules. | Stock | 39
ZL-P1-CBL18-1P | ZIPLink PLC I/O cable, 18-position terminal block to pigtail, 90-degree connector angle, 3.2ft/1m cable length. For use with Productivity1000 modules. | Stock | 26
ZL-P1-CBL18-2P | ZIPLink PLC I/O cable, 18-position terminal block to pigtail, 90-degree connector angle, 6.5ft/2m cable length. For use with Productivity1000 modules. | Stock | 30
ZL-P2-CBL18 | ZIPLink PLC I/O cable, 18-position terminal block to 24-pin connector, 1.6ft/0.5m cable length. For use with Productivity2000 modules. | Stock | 38.5
ZL-P2-CBL18-1 | ZIPLink PLC I/O cable, 18-position terminal block to 24-pin connector, 3.2ft/1m cable length. For use with Productivity2000 modules. | Stock | 43
ZL-P2-CBL18-2 | ZIPLink PLC I/O cable, 18-position terminal block to 24-pin connector, 6.5ft/2m cable length. For use with Productivity2000 modules. | Stock | 60
ZL-P2-CBL18-1P | ZIPLink PLC I/O cable, 18-position terminal block to pigtail, 3.2ft/1m cable length. For use with Productivity2000 modules. | Stock | 37
ZL-P2-CBL18-2P | ZIPLink PLC I/O cable, 18-position terminal block to pigtail, 6.5ft/2m cable length. For use with Productivity2000 modules. | Stock | 52
ZL-P2-CBL24 | ZIPLink PLC I/O cable, 24-pin connector to 24-pin connector, 1.6ft/0.5m cable length. For use with Productivity2000 modules. | Stock | 53
ZL-P2-CBL24-1 | ZIPLink PLC I/O cable, 24-pin connector to 24-pin connector, 3.2ft/1m cable length. For use with Productivity2000 modules. | Stock | 53
ZL-P2-CBL24-2 | ZIPLink PLC I/O cable, 24-pin connector to 24-pin connector, 6.5ft/2m cable length. For use with Productivity2000 modules. | Stock | 52
ZL-P2-CBL24-1P | ZIPLink PLC I/O cable, 24-pin connector to pigtail, 3.2ft/1m cable length. For use with Productivity2000 modules. | Stock | 53
ZL-P2-CBL24-2P | ZIPLink PLC I/O cable, 24-pin connector to pigtail, 6.5ft/2m cable length. For use with Productivity2000 modules. | Stock | 52
ZL-P3-CBL20 | ZIPLink PLC I/O cable, 20-position terminal block to 24-pin connector, 1.6ft/0.5m cable length. For use with Productivity3000 modules. | Stock | 54
ZL-P3-CBL20-1 | ZIPLink PLC I/O cable, 20-position terminal block to 24-pin connector, 3.2ft/1m cable length. For use with Productivity3000 modules. | Stock | 64
ZL-P3-CBL20-2 | ZIPLink PLC I/O cable, 20-position terminal block to 24-pin connector, 6.5ft/2m cable length. For use with Productivity3000 modules. | Stock | 73
ZL-P3-CBL20-1L | ZIPLink PLC I/O cable, 20-position terminal block to 24-pin connector, 3.2ft/1m cable length. For use with Productivity3000 LED modules. | Stock | 64
ZL-P3-CBL20-2L | ZIPLink PLC I/O cable, 20-position terminal block to 24-pin connector, 6.5ft/2m cable length. For use with Productivity3000 LED modules. | Stock | 73
ZL-P3-CBL20-P | ZIPLink PLC I/O cable, 20-position terminal block to pigtail, 1.6ft/0.5m cable length. For use with Productivity3000 modules. | Stock | 58
ZL-P3-CBL20-1P | ZIPLink PLC I/O cable, 20-position terminal block to pigtail, 3.2ft/1m cable length. For use with Productivity3000 modules. | Stock | 53
ZL-P3-CBL20-2P | ZIPLink PLC I/O cable, 20-position terminal block to pigtail, 6.5ft/2m cable length. For use with Productivity3000 modules. | Stock | 64
ZL-P3-CBL20-L | ZIPLink PLC I/O cable, 20-position terminal block to 24-pin connector, 1.6ft/0.5m cable length. For use with Productivity3000 LED modules. | Stock | 60
ZL-P3-CBL40-1P | ZIPLink PLC I/O cable, 40-pin connector to pigtail, 3.2ft/1m cable length. For use with Productivity series modules. | Stock | 44
ZL-P3-CBL40-2P | ZIPLink PLC I/O cable, 40-pin connector to pigtail, 6.5ft/2m cable length. For use with Productivity series modules. | Stock | 63
ZL-RJ12-CBL-2 | ZIPLink communication cable, 6-pin RJ12 to 6-pin RJ12, 6.5ft/2m cable length. | Stock | 8.25
ZL-RJ12-CBL-2P | ZIPLink communication cable, 6-pin RJ12 to pigtail, 6.5ft/2m cable length. | Stock | 9.5
GS-485RJ12-CBL-2 | ZIPLink GS drive cable, 6-pin RJ12 to 6-pin RJ12, RS-485, 6.5ft/2m cable length. For use with GS series drives and ZL-CDM-RJ12Xnn distribution module. | Stock | 9.75
GS-EDRV-CBL-2 | ZIPLink GS drive cable, 6-pin RJ12 to 6-pin RJ12, 6.5ft/2m cable length. For use with GS series drives and GS-EDRV communications module. | Stock | 9.25
GS-ISOCON-CBL-2 | ZIPLink GS drive cable, 6-pin RJ12 to 5-pin terminal block, 6.5ft/2m cable length. For use with GS series drives and FA-ISOCON converter. | Stock | 13
SR44-485HD15-CBL-2 | ZIPLink soft starter cable, 6-pin RJ45 to 15-pin D-sub HD15 male, shielded, twisted pair, RS-485, 6.5ft/2m cable length. For use with Stellar soft starters. | Stock | 18.5
SVC-485CFG-CBL-2 | ZIPLink servo cable, 6-pin RJ45 to 6-pin IEEE connector, shielded, twisted pair, RS-485, 6.5ft/2m cable length. For use with SureServo amplifiers. | Stock | 20.5
SVC-485HD15-CBL-2 | ZIPLink servo cable, 15-pin D-sub HD15 male to 6-pin IEEE connector, shielded, twisted pair, RS-485, 6.5ft/2m cable length. For use with SureServo amplifiers. | Stock | 13.5
SVC-485RJ12-CBL-2 | ZIPLink servo cable, 6-pin RJ12 to 6-pin IEEE connector, shielded, twisted pair, RS-485, 6.5ft/2m cable length. For use with SureServo amplifiers. | Stock | 17.5
ZIPLink Connector and Communications Modules (Complete List)
ZL-RTB20 | ZIPLink feedthrough module, 20-pole, DIN rail mount. | Stock | 34.5
ZL-RTB20-1 | ZIPLink reduced-width feedthrough module, 24-pole, DIN rail mount. | Stock | 47
ZL-RTB40 | ZIPLink feedthrough module, 40-pole, DIN rail mount. | Stock | 58
ZL-RTB40-1 | ZIPLink reduced-width feedthrough module, 48-pole, DIN rail mount. | Stock | 80
ZL-RTB50 | ZIPLink feedthrough module, 50-pole, DIN rail mount. | Stock | 81
ZL-RFU20 | ZIPLink fuse module, 16-point, user-supplied external fuse, 0-75 VDC/0-250 VAC, 2A/circuit, DIN rail mount. | Stock | 161
ZL-RFU40 | ZIPLink fuse module, 32-point, user-supplied external fuse, 0-30 VDC, 0.4A/circuit, DIN rail mount. | Stock | 262
ZL-FUSE-16 | ZIPLink reduced-width stand-alone fuse module, 16-point, user-supplied external fuse, 250 VAC/VDC, 5A/circuit, DIN rail mount. | Stock | 155
ZL-RRL16-24-1 | ZIPLink relay output module, 16-point, sinking, (16) Form C (SPDT) relays, LED indication, 24 VDC (coil), 8A at 250 VAC, 10A at 30 VDC, DIN rail mount. For replacement relays, use ZL-RELAY-24X4. | Stock | 237
ZL-RRL16-24-2 | ZIPLink relay output module, 16-point, sourcing, (16) Form C (SPDT) relays, LED indication, 24 VDC (coil), 8A at 250 VAC, 10A at 30 VDC, DIN rail mount. For replacement relays, use ZL-RELAY-24X4. | Stock | 237
ZL-RRL16W-24-1 | ZIPLink reduced-width relay output module, 16-point, sinking, (16) Form C (SPDT) relays, LED indication, 24 VDC (coil), 8A at 250 VAC, 10A at 30 VDC, DIN rail mount. For replacement relays, use ZL-RELAY-24X4. | Stock | 230
ZL-RRL16W-24-2 | ZIPLink reduced-width relay output module, 16-point, sourcing, (16) Form C (SPDT) relays, LED indication, 24 VDC (coil), 8A at 250 VAC, 10A at 30 VDC, DIN rail mount. For replacement relays, use ZL-RELAY-24X4. | Stock | 230
ZL-RELAY-24X4 | ZIPLink relay, replacement, 24 VDC (coil), 8A at 250 VAC, 10A at 30 VDC. Package of 4. For use with ZL-RRL16(W)-24-1, ZL-RRL16(W)-24-2 and ZL-RS4-24 relay modules. | Stock | 23.5
ZL-RELAY-120X4 | ZIPLink relay, replacement, 120 VAC (coil), 8A at 250 VAC, 10A at 30 VDC. Package of 4. For use with ZL-RLS1-120 and ZL-RLS4-120 relay modules. | Stock | 32
ZL-RRL16F-24-1 | ZIPLink fused relay output module, 16-point, sinking, (16) Form C (SPDT) relays, LED indication, 24 VDC (coil), 8A at 250 VAC, 8A at 30 VDC, DIN rail mount. For replacement relays, use ZL-RELAY-F24X4. Fuses sold separately. | Stock | 307
ZL-RRL16F-24-2 | ZIPLink fused relay output module, 16-point, sourcing, (16) Form C (SPDT) relays, LED indication, 24 VDC (coil), 8A at 250 VAC, 8A at 30 VDC, DIN rail mount. For replacement relays, use ZL-RELAY-F24X4. Fuses sold separately. | Stock | 307
ZL-RELAY-F24X4 | ZIPLink relay, replacement, 24 VDC (coil), 8A at 250 VAC, 8A at 30 VDC. Package of 4. For use with ZL-RRL16F-24-1 and ZL-RRL16F-24-2 relay modules. | Stock | 26.5
ZL-RLS1-120 | ZIPLink stand-alone relay output module, 1-point, (1) Form C (SPDT) relay, LED indication, 120 VAC (coil), 8A at 250 VAC, 10A at 30 VDC, DIN rail mount. For replacement relays, use ZL-RELAY-120X4. | Stock | 38
ZL-RLS1-24 | ZIPLink stand-alone relay output module, 1-point, (1) Form C (SPDT) relay, LED indication, 24 VDC (coil), 8A at 250 VAC, 10A at 30 VDC, DIN rail mount. For replacement relays, use ZL-RELAY-24X4. | Stock | 34.5
ZL-RLS4-120 | ZIPLink stand-alone relay output module, 4-point, (4) Form C (SPDT) relays, LED indication, 120 VAC (coil), 8A at 250 VAC, 10A at 30 VDC, DIN rail mount. For replacement relays, use ZL-RELAY-120X4. | Stock | 112
ZL-RLS4-24 | ZIPLink stand-alone relay output module, 4-point, (4) Form C (SPDT) relays, LED indication, 24 VDC (coil), 8A at 250 VAC, 10A at 30 VDC, DIN rail mount. For replacement relays, use ZL-RELAY-24X4. | Stock | 95
ZL-TSD8-120 | ZIPLink transorb module, 8-pole, 120 VAC, DIN rail mount. | Stock | 48
ZL-TSD8-24 | ZIPLink transorb module, 8-pole, 24 VDC, DIN rail mount. | Stock | 47.5
ZL-LTB16-24-1 | ZIPLink sensor input module, 16-point, LED indication, 24 VDC, DIN rail mount. | Stock | 115
ZL-LTB32-24-1 | ZIPLink sensor input module, 32-point, LED indication, 24 VDC, DIN rail mount. | Stock | 184
ZL-RTB-COM | ZIPLink common terminal module, 40-pole, DIN rail mount. | Stock | 79
ZL-RTB-DB09 | ZIPLink feedthrough communication module, 10-position terminal block to 9-pin D-sub male/female, DIN rail mount. | Stock | 38
ZL-RTB-DB15 | ZIPLink feedthrough communication module, 16-position terminal block to 15-pin D-sub male/female, DIN rail mount. | Stock | 48.5
ZL-RTB-DB25 | ZIPLink feedthrough communication module, 26-position terminal block to 25-pin D-sub male/female, DIN rail mount. | Stock | 60
ZL-RTB-RJ12 | ZIPLink feedthrough communication module, 8-position terminal block to RJ12 6P6C female, DIN rail mount. | Stock | 32
ZL-RTB-RJ45 | ZIPLink feedthrough communication module, 10-position terminal block to RJ45 8P8C female, DIN rail mount. | Stock | 41
ZL-CMA9 | ZIPLink port adapter communication module, 1 port, 9-position terminal block to 9-pin D-sub female. | Stock | 26.5
ZL-CMA15 | ZIPLink port adapter communication module, 8-position terminal block to 15-pin D-sub HD15 male. For use with all 15-pin high-density communication ports on all DirectLOGIC PLCs. | Stock | 20
ZL-CMA15L | ZIPLink port adapter communication module, LED indication, 8-position terminal block to 15-pin D-sub HD15 male. For use with all 15-pin high-density communication ports on all DirectLOGIC PLCs. | Stock | 60
ZL-CDM-RJ12X4 | ZIPLink port distribution communication module, 4 ports, RJ12 6P6C to 6-position terminal block, DIN rail mount. | Stock | 32
ZL-CDM-RJ12X10 | ZIPLink port distribution communication module, 10 ports, RJ12 6P6C to 6-position terminal block, DIN rail mount. | Stock | 40
Single-level Feedthrough Terminal Blocks
KN-RNG2P5 | Konnect-It ring feedthrough terminal block, single-level, M3 stud, accepts wire size 26-14 AWG, gray, 15A, 600 VAC/VDC, 35mm DIN rail mount. Package of 20. | Stock | 131
KN-RNG2P5TP | Konnect-It ring feedthrough terminal block, single-level, M3 stud, with test point, accepts wire size 26-14 AWG, gray, 15A, 600 VAC/VDC, 35mm DIN rail mount. Package of 20. | Stock | 135
KN-RNG6 | Konnect-It ring feedthrough terminal block, single-level, M4 stud, accepts wire size 22-8 AWG, gray, 45A, 600 VAC/VDC, 35mm DIN rail mount. Package of 40. | Stock | 148
KN-RNG6-20 | Konnect-It ring feedthrough terminal block, single-level, M4 stud, accepts wire size 22-8 AWG, gray, 45A, 600 VAC/VDC, 35mm DIN rail mount. Package of 20. | Stock | 74
KN-RNG6TP | Konnect-It ring feedthrough terminal block, single-level, M4 stud, with test point, accepts wire size 22-8 AWG, gray, 45A, 600 VAC/VDC, 35mm DIN rail mount. Package of 40. | Stock | 153
KN-RNG6TP-20 | Konnect-It ring feedthrough terminal block, single-level, M4 stud, with test point, accepts wire size 22-8 AWG, gray, 45A, 600 VAC/VDC, 35mm DIN rail mount. Package of 20. | Stock | 77
KN-RNG25M5 | Konnect-It ring feedthrough terminal block, single-level, M5 stud, accepts wire size 26-4 AWG, gray, 85A, 600 VAC/VDC, 35mm DIN rail mount. Package of 10. | Stock | 68
KN-RNG25M6 | Konnect-It ring feedthrough terminal block, single-level, M6 stud, accepts wire size 26-4 AWG, gray, 85A, 600 VAC/VDC, 35mm DIN rail mount. Package of 10. | Stock | 70
KN-FRK6 | Konnect-It fork feedthrough terminal block, single-level, M3.5 screw, accepts wire size 20-10 AWG, gray, 40A, 600 VAC/VDC, 35mm DIN rail mount. Package of 50. | Stock | 53
KN-FRK6-25 | Konnect-It fork feedthrough terminal block, single-level, M3.5 screw, accepts wire size 20-10 AWG, gray, 40A, 600 VAC/VDC, 35mm DIN rail mount. Package of 25. | Stock | 26
KN-FRK10 | Konnect-It fork feedthrough terminal block, single-level, M4 screw, accepts wire size 20-10 AWG, gray, 43A, 600 VAC/VDC, 35mm DIN rail mount. Package of 25. | Stock | 50
KN-FRK10DBL | Konnect-It fork feedthrough terminal block, single-level, 2 inputs to 2 outputs, M4 screw, accepts wire size 20-10 AWG, gray, 41A, 300 VAC/VDC, 35mm DIN rail mount. Package of 25. | Stock | 48
KN-FS4 | Konnect-It quick connect feedthrough terminal block, single-level, 12-2.8mm or 6-6.3mm connections, accepts wire size 28-12 AWG, gray, 23A, 600 VAC/VDC, 35mm DIN rail mount. Package of 80. | Stock | 125
KN-FS4-20 | Konnect-It quick connect feedthrough terminal block, single-level, 12-2.8mm or 6-6.3mm connections, accepts wire size 28-12 AWG, gray, 23A, 600 VAC/VDC, 35mm DIN rail mount. Package of 20. | Stock | 31
KN-VFS4 | Konnect-It quick connect/screw feedthrough terminal block, single-level, 8-2.8mm or 4-6.3mm connections, 1 screw terminal, accepts wire size 28-12 AWG, gray, 23A, 600 VAC/VDC, 35mm DIN rail mount. Package of 80. | Stock | 163
KN-VFS4-20 | Konnect-It quick connect/screw feedthrough terminal block, single-level, 8-2.8mm or 4-6.3mm connections, 1 screw terminal, accepts wire size 28-12 AWG, gray, 23A, 600 VAC/VDC, 35mm DIN rail mount. Package of 20. | Stock | 41
KN-T12GRY-100 | Konnect-It screw single-level feedthrough terminal block, accepts wire size 26-12 AWG, gray, 20A, 35mm DIN rail mount, 100kA SCCR. Package of 100. For use with jumpers KN-2J12, KN-3J12, KN-4J12 and KN-10J12. | Stock | 36.5
KN-T12GRY-25 | Konnect-It screw single-level feedthrough terminal block, accepts wire size 26-12 AWG, gray, 20A, 35mm DIN rail mount, 100kA SCCR. Package of 25. For use with jumpers KN-2J12, KN-3J12, KN-4J12 and KN-10J12. | Stock | 9.75
KN-T12SP4 | Konnect-It screw common point feedthrough terminal block, single-level, 2 input to 2 outputs, accepts wire size 26-12 AWG, gray, 20A, 600V rated (UL), 35mm DIN rail mount. Package of 100. | Stock | 206
KN-T12SP4-25 | Konnect-It screw common point feedthrough terminal block, single-level, 2 input to 2 outputs, accepts wire size 26-12 AWG, gray, 20A, 600V rated (UL), 35mm DIN rail mount. Package of 25. | Stock | 67
KN-T12BLU-100 | Konnect-It screw single-level feedthrough terminal block, accepts wire size 26-12 AWG, blue, 20A, 35mm DIN rail mount, 100kA SCCR. Package of 100. For use with jumpers KN-2J12, KN-3J12, KN-4J12 and KN-10J12. | Stock | 36.5
KN-T12BLU-25 | Konnect-It screw single-level feedthrough terminal block, accepts wire size 26-12 AWG, blue, 20A, 35mm DIN rail mount, 100kA SCCR. Package of 25. For use with jumpers KN-2J12, KN-3J12, KN-4J12 and KN-10J12. | Stock | 9.75
KN-T12BLK-100 | Konnect-It screw single-level feedthrough terminal block, accepts wire size 26-12 AWG, black, 20A, 35mm DIN rail mount, 100kA SCCR. Package of 100. For use with jumpers KN-2J12, KN-3J12, KN-4J12 and KN-10J12. | Stock | 36.5
KN-T12BLK-25 | Konnect-It screw single-level feedthrough terminal block, accepts wire size 26-12 AWG, black, 20A, 35mm DIN rail mount, 100kA SCCR. Package of 25. For use with jumpers KN-2J12, KN-3J12, KN-4J12 and KN-10J12. | Stock | 9.75
KN-T12BRN-100 | Konnect-It screw single-level feedthrough terminal block, accepts wire size 26-12 AWG, brown, 20A, 35mm DIN rail mount, 100kA SCCR. Package of 100. For use with jumpers KN-2J12, KN-3J12, KN-4J12 and KN-10J12. | Stock | 36.5
KN-T12BRN-25 | Konnect-It screw single-level feedthrough terminal block, accepts wire size 26-12 AWG, brown, 20A, 35mm DIN rail mount, 100kA SCCR. Package of 25. For use with jumpers KN-2J12, KN-3J12, KN-4J12 and KN-10J12. | Stock | 9.75
KN-T12GRN-100 | Konnect-It screw single-level feedthrough terminal block, accepts wire size 26-12 AWG, green, 20A, 35mm DIN rail mount, 100kA SCCR. Package of 100. For use with jumpers KN-2J12, KN-3J12, KN-4J12 and KN-10J12. | Stock | 36.5
KN-T12GRN-25 | Konnect-It screw single-level feedthrough terminal block, accepts wire size 26-12 AWG, green, 20A, 35mm DIN rail mount, 100kA SCCR. Package of 25. For use with jumpers KN-2J12, KN-3J12, KN-4J12 and KN-10J12. | Stock | 9.75
KN-T12ORG-100 | Konnect-It screw single-level feedthrough terminal block, accepts wire size 26-12 AWG, orange, 20A, 35mm DIN rail mount, 100kA SCCR. Package of 100. For use with jumpers KN-2J12, KN-3J12, KN-4J12 and KN-10J12. | Stock | 36.5
KN-T12ORG-25 | Konnect-It screw single-level feedthrough terminal block, accepts wire size 26-12 AWG, orange, 20A, 35mm DIN rail mount, 100kA SCCR. Package of 25. For use with jumpers KN-2J12, KN-3J12, KN-4J12 and KN-10J12. | Stock | 9.75
KN-T12RED-100 | Konnect-It screw single-level feedthrough terminal block, accepts wire size 26-12 AWG, red, 20A, 35mm DIN rail mount, 100kA SCCR. Package of 100. For use with jumpers KN-2J12, KN-3J12, KN-4J12 and KN-10J12. | Stock | 36.5
KN-T12RED-25 | Konnect-It screw single-level feedthrough terminal block, accepts wire size 26-12 AWG, red, 20A, 35mm DIN rail mount, 100kA SCCR. Package of 25. For use with jumpers KN-2J12, KN-3J12, KN-4J12 and KN-10J12. | Stock | 9.75
KN-T12WHT-100 | Konnect-It screw single-level feedthrough terminal block, accepts wire size 26-12 AWG, white, 20A, 35mm DIN rail mount, 100kA SCCR. Package of 100. For use with jumpers KN-2J12, KN-3J12, KN-4J12 and KN-10J12. | Stock | 36.5
KN-T12WHT-25 | Konnect-It screw single-level feedthrough terminal block, accepts wire size 26-12 AWG, white, 20A, 35mm DIN rail mount, 100kA SCCR. Package of 25. For use with jumpers KN-2J12, KN-3J12, KN-4J12 and KN-10J12. | Stock | 9.75
KN-T12YEL-100 | Konnect-It screw single-level feedthrough terminal block, accepts wire size 26-12 AWG, yellow, 20A, 35mm DIN rail mount, 100kA SCCR. Package of 100. For use with jumpers KN-2J12, KN-3J12, KN-4J12 and KN-10J12. | Stock | 36.5
KN-T12YEL-25 | Konnect-It screw single-level feedthrough terminal block, accepts wire size 26-12 AWG, yellow, 20A, 35mm DIN rail mount, 100kA SCCR. Package of 25. For use with jumpers KN-2J12, KN-3J12, KN-4J12 and KN-10J12. | Stock | 9.75
KN-T10GRY-80 | Konnect-It screw single-level feedthrough terminal block, accepts wire size 26-10 AWG, gray, 30A, 35mm DIN rail mount, 100kA SCCR. Package of 80. For use with jumpers KN-2J10, KN-3J10, KN-4J10 and KN-10J10. | Stock | 32
KN-T10GRY-20 | Konnect-It screw single-level feedthrough terminal block, accepts wire size 26-10 AWG, gray, 30A, 35mm DIN rail mount, 100kA SCCR. Package of 20. For use with jumpers KN-2J10, KN-3J10, KN-4J10 and KN-10J10. | Stock | 8.5
KN-T10BLU-80 | Konnect-It screw single-level feedthrough terminal block, accepts wire size 26-10 AWG, blue, 30A, 35mm DIN rail mount, 100kA SCCR. Package of 80. For use with jumpers KN-2J10, KN-3J10, KN-4J10 and KN-10J10. | Stock | 32
KN-T10BLU-20 | Konnect-It screw single-level feedthrough terminal block, accepts wire size 26-10 AWG, blue, 30A, 35mm DIN rail mount, 100kA SCCR. Package of 20. For use with jumpers KN-2J10, KN-3J10, KN-4J10 and KN-10J10. | Stock | 8.5
KN-T10BLK-80 | Konnect-It screw single-level feedthrough terminal block, accepts wire size 26-10 AWG, black, 30A, 35mm DIN rail mount, 100kA SCCR. Package of 80. For use with jumpers KN-2J10, KN-3J10, KN-4J10 and KN-10J10. | Stock | 32
KN-T10BLK-20 | Konnect-It screw single-level feedthrough terminal block, accepts wire size 26-10 AWG, black, 30A, 35mm DIN rail mount, 100kA SCCR. Package of 20. For use with jumpers KN-2J10, KN-3J10, KN-4J10 and KN-10J10. | Stock | 8.5
KN-T10BRN-80 | Konnect-It screw single-level feedthrough terminal block, accepts wire size 26-10 AWG, brown, 30A, 35mm DIN rail mount, 100kA SCCR. Package of 80. For use with jumpers KN-2J10, KN-3J10, KN-4J10 and KN-10J10. | Stock | 32
KN-T10BRN-20 | Konnect-It screw single-level feedthrough terminal block, accepts wire size 26-10 AWG, brown, 30A, 35mm DIN rail mount, 100kA SCCR. Package of 20. For use with jumpers KN-2J10, KN-3J10, KN-4J10 and KN-10J10. | Stock | 8.5
KN-T10GRN-80 | Konnect-It screw single-level feedthrough terminal block, accepts wire size 26-10 AWG, green, 30A, 35mm DIN rail mount, 100kA SCCR. Package of 80. For use with jumpers KN-2J10, KN-3J10, KN-4J10 and KN-10J10. | Stock | 32
KN-T10GRN-20 | Konnect-It screw single-level feedthrough terminal block, accepts wire size 26-10 AWG, green, 30A, 35mm DIN rail mount, 100kA SCCR. Package of 20. For use with jumpers KN-2J10, KN-3J10, KN-4J10 and KN-10J10. | Stock | 8.5
KN-T10ORG-80 | Konnect-It screw single-level feedthrough terminal block, accepts wire size 26-10 AWG, orange, 30A, 35mm DIN rail mount, 100kA SCCR. Package of 80. For use with jumpers KN-2J10, KN-3J10, KN-4J10 and KN-10J10. | Stock | 32
KN-T10ORG-20 | Konnect-It screw single-level feedthrough terminal block, accepts wire size 26-10 AWG, orange, 30A, 35mm DIN rail mount, 100kA SCCR. Package of 20. For use with jumpers KN-2J10, KN-3J10, KN-4J10 and KN-10J10. | Stock | 8.5
KN-T10RED-80 | Konnect-It screw single-level feedthrough terminal block, accepts wire size 26-10 AWG, red, 30A, 35mm DIN rail mount, 100kA SCCR. Package of 80. For use with jumpers KN-2J10, KN-3J10, KN-4J10 and KN-10J10. | Stock | 32
KN-T10RED-20 | Konnect-It screw single-level feedthrough terminal block, accepts wire size 26-10 AWG, red, 30A, 35mm DIN rail mount, 100kA SCCR. Package of 20. For use with jumpers KN-2J10, KN-3J10, KN-4J10 and KN-10J10. | Stock | 8.5
KN-T10WHT-80 | Konnect-It screw single-level feedthrough terminal block, accepts wire size 26-10 AWG, white, 30A, 35mm DIN rail mount, 100kA SCCR. Package of 80. For use with jumpers KN-2J10, KN-3J10, KN-4J10 and KN-10J10. | Stock | 32
KN-T10WHT-20 | Konnect-It screw single-level feedthrough terminal block, accepts wire size 26-10 AWG, white, 30A, 35mm DIN rail mount, 100kA SCCR. Package of 20. For use with jumpers KN-2J10, KN-3J10, KN-4J10 and KN-10J10. | Stock | 8.5
KN-T10YEL-80 | Konnect-It screw single-level feedthrough terminal block, accepts wire size 26-10 AWG, yellow, 30A, 35mm DIN rail mount, 100kA SCCR. Package of 80. For use with jumpers KN-2J10, KN-3J10, KN-4J10 and KN-10J10. | Stock | 32
KN-T10YEL-20 | Konnect-It screw single-level feedthrough terminal block, accepts wire size 26-10 AWG, yellow, 30A, 35mm DIN rail mount, 100kA SCCR. Package of 20. For use with jumpers KN-2J10, KN-3J10, KN-4J10 and KN-10J10. | Stock | 8.5
KN-T8GRY-60 | Konnect-It screw single-level feedthrough terminal block, accepts wire size 26-8 AWG, gray, 50A, 35mm DIN rail mount, 100kA SCCR. Package of 60. For use with jumpers KN-2J8, KN-3J8, KN-4J8 and KN-10J8. | Stock | 50
KN-T8GRY-20 | Konnect-It screw single-level feedthrough terminal block, accepts wire size 26-8 AWG, gray, 50A, 35mm DIN rail mount, 100kA SCCR. Package of 20. For use with jumpers KN-2J8, KN-3J8, KN-4J8 and KN-10J8. | Stock | 17.5
KN-T8BLU-60 | Konnect-It screw single-level feedthrough terminal block, accepts wire size 26-8 AWG, blue, 50A, 35mm DIN rail mount, 100kA SCCR. Package of 60. For use with jumpers KN-2J8, KN-3J8, KN-4J8 and KN-10J8. | Stock | 50
KN-T8BLU-20 | Konnect-It screw single-level feedthrough terminal block, accepts wire size 26-8 AWG, blue, 50A, 35mm DIN rail mount, 100kA SCCR. Package of 20. For use with jumpers KN-2J8, KN-3J8, KN-4J8 and KN-10J8. | Stock | 17.5
KN-T8BLK-60 | Konnect-It screw single-level feedthrough terminal block, accepts wire size 26-8 AWG, black, 50A, 35mm DIN rail mount, 100kA SCCR. Package of 60. For use with jumpers KN-2J8, KN-3J8, KN-4J8 and KN-10J8. | Stock | 50
KN-T8BLK-20 | Konnect-It screw single-level feedthrough terminal block, accepts wire size 26-8 AWG, black, 50A, 35mm DIN rail mount, 100kA SCCR. Package of 20. For use with jumpers KN-2J8, KN-3J8, KN-4J8 and KN-10J8. | Stock | 17.5
KN-T8BRN-60 | Konnect-It screw single-level feedthrough terminal block, accepts wire size 26-8 AWG, brown, 50A, 35mm DIN rail mount, 100kA SCCR. Package of 60. For use with jumpers KN-2J8, KN-3J8, KN-4J8 and KN-10J8. | Stock | 50
KN-T8BRN-20 | Konnect-It screw single-level feedthrough terminal block, accepts wire size 26-8 AWG, brown, 50A, 35mm DIN rail mount, 100kA SCCR. Package of 20. For use with jumpers KN-2J8, KN-3J8, KN-4J8 and KN-10J8. | Stock | 17.5
KN-T8GRN-60 | Konnect-It screw single-level feedthrough terminal block, accepts wire size 26-8 AWG, green, 50A, 35mm DIN rail mount, 100kA SCCR. Package of 60. For use with jumpers KN-2J8, KN-3J8, KN-4J8 and KN-10J8. | Stock | 50
KN-T8GRN-20 | Konnect-It screw single-level feedthrough terminal block, accepts wire size 26-8 AWG, green, 50A, 35mm DIN rail mount, 100kA SCCR. Package of 20. For use with jumpers KN-2J8, KN-3J8, KN-4J8 and KN-10J8. | Stock | 17.5
KN-T8ORG-60 | Konnect-It screw single-level feedthrough terminal block, accepts wire size 26-8 AWG, orange, 50A, 35mm DIN rail mount, 100kA SCCR. Package of 60. For use with jumpers KN-2J8, KN-3J8, KN-4J8 and KN-10J8. | Stock | 50
KN-T8ORG-20 | Konnect-It screw single-level feedthrough terminal block, accepts wire size 26-8 AWG, orange, 50A, 35mm DIN rail mount, 100kA SCCR. Package of 20. For use with jumpers KN-2J8, KN-3J8, KN-4J8 and KN-10J8. | Stock | 17.5
KN-T8RED-60 | Konnect-It screw single-level feedthrough terminal block, accepts wire size 26-8 AWG, red, 50A, 35mm DIN rail mount, 100kA SCCR. Package of 60. For use with jumpers KN-2J8, KN-3J8, KN-4J8 and KN-10J8. | Stock | 50
KN-T8RED-20 | Konnect-It screw single-level feedthrough terminal block, accepts wire size 26-8 AWG, red, 50A, 35mm DIN rail mount, 100kA SCCR. Package of 20. For use with jumpers KN-2J8, KN-3J8, KN-4J8 and KN-10J8. | Stock | 17.5
KN-T8WHT-60 | Konnect-It screw single-level feedthrough terminal block, accepts wire size 26-8 AWG, white, 50A, 35mm DIN rail mount, 100kA SCCR. Package of 60. For use with jumpers KN-2J8, KN-3J8, KN-4J8 and KN-10J8. | Stock | 50
KN-T8WHT-20 | Konnect-It screw single-level feedthrough terminal block, accepts wire size 26-8 AWG, white, 50A, 35mm DIN rail mount, 100kA SCCR. Package of 20. For use with jumpers KN-2J8, KN-3J8, KN-4J8 and KN-10J8. | Stock | 17.5
KN-T8YEL-60 | Konnect-It screw single-level feedthrough terminal block, accepts wire size 26-8 AWG, yellow, 50A, 35mm DIN rail mount, 100kA SCCR. Package of 60. For use with jumpers KN-2J8, KN-3J8, KN-4J8 and KN-10J8. | Stock | 50
KN-T8YEL-20 | Konnect-It screw single-level feedthrough terminal block, accepts wire size 26-8 AWG, yellow, 50A, 35mm DIN rail mount, 100kA SCCR. Package of 20. For use with jumpers KN-2J8, KN-3J8, KN-4J8 and KN-10J8. | Stock | 17.5
KN-T6GRY-50 | Konnect-It screw single-level feedthrough terminal block, accepts wire size 16-6 AWG, gray, 65A, 35mm DIN rail mount, 100kA SCCR. Package of 50. For use with jumpers KN-2J6, KN-3J6, KN-4J6 and KN-10J6. | Stock | 56
KN-T6GRY-25 | Konnect-It screw single-level feedthrough terminal block, accepts wire size 16-6 AWG, gray, 65A, 35mm DIN rail mount, 100kA SCCR. Package of 25. For use with jumpers KN-2J6, KN-3J6, KN-4J6 or KN-10J6. | Stock | 28.5
KN-T6BLU-50 | Konnect-It screw single-level feedthrough terminal block, accepts wire size 16-6 AWG, blue, 65A, 35mm DIN rail mount, 100kA SCCR. Package of 50. For use with jumpers KN-2J6, KN-3J6, KN-4J6 and KN-10J6. | Stock | 56
KN-T6BLU-25 | Konnect-It screw single-level feedthrough terminal block, accepts wire size 16-6 AWG, blue, 65A, 35mm DIN rail mount, 100kA SCCR. Package of 25. For use with jumpers KN-2J6, KN-3J6, KN-4J6 or KN-10J6. | Stock | 28.5
KN-T6BLK-50 | Konnect-It screw single-level feedthrough terminal block, accepts wire size 16-6 AWG, black, 65A, 35mm DIN rail mount, 100kA SCCR. Package of 50. For use with jumpers KN-2J6, KN-3J6, KN-4J6 and KN-10J6. | Stock | 56
KN-T6BLK-25 | Konnect-It screw single-level feedthrough terminal block, accepts wire size 16-6 AWG, black, 65A, 35mm DIN rail mount, 100kA SCCR. Package of 25. For use with jumpers KN-2J6, KN-3J6, KN-4J6 and KN-10J6. | Stock | 28.5
KN-T6BRN-50 | Konnect-It screw single-level feedthrough terminal block, accepts wire size 16-6 AWG, brown, 65A, 35mm DIN rail mount, 100kA SCCR. Package of 50. For use with jumpers KN-2J6, KN-3J6, KN-4J6 and KN-10J6. | Stock | 56
KN-T6BRN-25 | Konnect-It screw single-level feedthrough terminal block, accepts wire size 16-6 AWG, brown, 65A, 35mm DIN rail mount, 100kA SCCR. Package of 25. For use with jumpers KN-2J6, KN-3J6, KN-4J6 and KN-10J6. | Stock | 28.5
KN-T6GRN-50 | Konnect-It screw single-level feedthrough terminal block, accepts wire size 16-6 AWG, green, 65A, 35mm DIN rail mount, 100kA SCCR. Package of 50. For use with jumpers KN-2J6, KN-3J6, KN-4J6 and KN-10J6. | Stock | 56
KN-T6GRN-25 | Konnect-It screw single-level feedthrough terminal block, accepts wire size 16-6 AWG, green, 65A, 35mm DIN rail mount, 100kA SCCR. Package of 25. For use with jumpers KN-2J6, KN-3J6, KN-4J6 and KN-10J6. | Stock | 28.5
KN-T6ORG-50 | Konnect-It screw single-level feedthrough terminal block, accepts wire size 16-6 AWG, orange, 65A, 35mm DIN rail mount, 100kA SCCR. Package of 50. For use with jumpers KN-2J6, KN-3J6, KN-4J6 and KN-10J6. | Stock | 56
KN-T6ORG-25 | Konnect-It screw single-level feedthrough terminal block, accepts wire size 16-6 AWG, orange, 65A, 35mm DIN rail mount, 100kA SCCR. Package of 25. For use with jumpers KN-2J6, KN-3J6, KN-4J6 and KN-10J6. | Stock | 28.5
KN-T6RED-50 | Konnect-It screw single-level feedthrough terminal block, accepts wire size 16-6 AWG, red, 65A, 35mm DIN rail mount, 100kA SCCR. Package of 50. For use with jumpers KN-2J6, KN-3J6, KN-4J6 and KN-10J6. | Stock | 56
KN-T6RED-25 | Konnect-It screw single-level feedthrough terminal block, accepts wire size 16-6 AWG, red, 65A, 35mm DIN rail mount, 100kA SCCR. Package of 25. For use with jumpers KN-2J6, KN-3J6, KN-4J6 and KN-10J6. | Stock | 28.5
KN-T6WHT-50 | Konnect-It screw single-level feedthrough terminal block, accepts wire size 16-6 AWG, white, 65A, 35mm DIN rail mount, 100kA SCCR. Package of 50. For use with jumpers KN-2J6, KN-3J6, KN-4J6 and KN-10J6. | Stock | 56
KN-T6WHT-25 | Konnect-It screw single-level feedthrough terminal block, accepts wire size 16-6 AWG, white, 65A, 35mm DIN rail mount, 100kA SCCR. Package of 25. For use with jumpers KN-2J6, KN-3J6, KN-4J6 and KN-10J6. | Stock | 28.5
KN-T6YEL-50 | Konnect-It screw single-level feedthrough terminal block, accepts wire size 16-6 AWG, yellow, 65A, 35mm DIN rail mount, 100kA SCCR. Package of 50. For use with jumpers KN-2J6, KN-3J6, KN-4J6 and KN-10J6. | Stock | 56
KN-T6YEL-25 | Konnect-It screw single-level feedthrough terminal block, accepts wire size 16-6 AWG, yellow, 65A, 35mm DIN rail mount, 100kA SCCR. Package of 25. For use with jumpers KN-2J6, KN-3J6, KN-4J6 and KN-10J6. | Stock | 28.5
KN-T4GRY | Konnect-It screw single-level feedthrough terminal block, accepts wire size 12-4 AWG, gray, 80A, 35mm DIN rail mount, 100kA SCCR. Package of 50. For use with jumpers KN-2J4, KN-3J4, KN-4J4 and KN-10J4. | Stock | 93
KN-T4GRY-25 | Konnect-It screw single-level feedthrough terminal block, accepts wire size 12-4 AWG, gray, 80A, 35mm DIN rail mount, 100kA SCCR. Package of 25. For use with jumpers KN-2J4, KN-3J4, KN-4J4 or KN-10J4. | Stock | 58
KN-T4BLU | Konnect-It screw single-level feedthrough terminal block, accepts wire size 12-4 AWG, blue, 80A, 35mm DIN rail mount, 100kA SCCR. Package of 50. For use with jumpers KN-2J4, KN-3J4, KN-4J4 and KN-10J4. | Stock | 93
KN-T4BLU-25 | Konnect-It screw single-level feedthrough terminal block, accepts wire size 12-4 AWG, blue, 80A, 35mm DIN rail mount, 100kA SCCR. Package of 25. For use with jumpers KN-2J4, KN-3J4, KN-4J4 or KN-10J4. | Stock | 58
KN-T2GRY | Konnect-It screw single-level feedthrough terminal block, accepts wire size 12-2 AWG, gray, 115A, 35mm DIN rail mount, 100kA SCCR. Package of 40. For use with jumpers KN-2J2, KN-3J2, KN-4J2 and KN-10J2. | Stock | 116
KN-T2GRY-10 | Konnect-It screw single-level feedthrough terminal block, accepts wire size 12-2 AWG, gray, 115A, 35mm DIN rail mount, 100kA SCCR. Package of 10. For use with jumpers KN-2J2, KN-3J2, KN-4J2 or KN-10J2. | Stock | 30
KN-T2BLU | Konnect-It screw single-level feedthrough terminal block, accepts wire size 12-2 AWG, blue, 115A, 35mm DIN rail mount, 100kA SCCR. Package of 40. For use with jumpers KN-2J2, KN-3J2, KN-4J2 and KN-10J2. | Stock | 116
KN-T2BLU-10 | Konnect-It screw single-level feedthrough terminal block, accepts wire size 12-2 AWG, blue, 115A, 35mm DIN rail mount, 100kA SCCR. Package of 10. For use with jumpers KN-2J2, KN-3J2, KN-4J2 or KN-10J2. | Stock | 30
KN-T1/0GRY | Konnect-It screw single-level feedthrough terminal block, accepts wire size 6-1/0 AWG, gray, 150A, 35mm DIN rail mount, 100kA SCCR. Package of 25. For use with jumpers KN-2J1/0, KN-3J1/0 and KN-4J1/0. | Stock | 112
KN-T1/0GRY-10 | Konnect-It screw single-level feedthrough terminal block, accepts wire size 6-1/0 AWG, gray, 150A, 35mm DIN rail mount, 100kA SCCR. Package of 10. For use with jumpers KN-2J1/0, KN-3J1/0 or KN-4J1/0. | Stock | 43.5
KN-T1/0BLU | Konnect-It screw single-level feedthrough terminal block, accepts wire size 6-1/0 AWG, blue, 150A, 35mm DIN rail mount, 100kA SCCR. Package of 25. For use with jumpers KN-2J1/0, KN-3J1/0 and KN-4J1/0. | Stock | 112
KN-T1/0BLU-10 | Konnect-It screw single-level feedthrough terminal block, accepts wire size 6-1/0 AWG, blue, 150A, 35mm DIN rail mount, 100kA SCCR. Package of 10. For use with jumpers KN-2J1/0, KN-3J1/0 or KN-4J1/0. | Stock | 43.5
KN-T2/0GRY | Konnect-It screw single-level feedthrough terminal block, accepts wire size 6-2/0 AWG, gray, 175A, 35mm DIN rail mount, 100kA SCCR. Package of 10. | Stock | 70
KN-T2/0BLU | Konnect-It screw single-level feedthrough terminal block, accepts wire size 6-2/0 AWG, blue, 175A, 35mm DIN rail mount, 100kA SCCR. Package of 10. | Stock | 101
KN-P25 | Konnect-It screwless feedthrough terminal block, single-level, accepts wire size 28-12 AWG, gray, 20A, 600 VAC/VDC, 35mm DIN rail mount. Package of 100. | Stock | 56
KN-P25-25 | Konnect-It screwless feedthrough terminal block, single-level, accepts wire size 28-12 AWG, gray, 20A, 600 VAC/VDC, 35mm DIN rail mount. Package of 25. | Stock | 15.5
KN-P25-1-2 | Konnect-It screwless feedthrough terminal block, single-level, 2 inputs to 1 output, accepts wire size 28-12 AWG, gray, 20A, 600 VAC/VDC, 35mm DIN rail mount. Package of 50. | Stock | 66
KN-P25-1-2-25 | Konnect-It screwless feedthrough terminal block, single-level, 2 inputs to 1 output, accepts wire size 28-12 AWG, gray, 20A, 600 VAC/VDC, 35mm DIN rail mount. Package of 25. | Stock | 36
KN-P25-2-2 | Konnect-It screwless common point feedthrough terminal block, single-level, 2 inputs to 2 outputs, accepts wire size 28-12 AWG, gray, 20A, 600 VAC/VDC, 35mm DIN rail mount. Package of 50. | Stock | 81
KN-P25-2-2-25 | Konnect-It screwless common point feedthrough terminal block, single-level, 2 inputs to 2 outputs, accepts wire size 28-12 AWG, gray, 20A, 600 VAC/VDC, 35mm DIN rail mount. Package of 25. | Stock | 46
KN-P25E | Konnect-It screwless feedthrough terminal block, single-level, bridged disconnect, accepts wire size 28-12 AWG, gray, 20A, 300 VAC/VDC, 35mm DIN rail mount. Package of 50. | Stock | 144
KN-P25E-25 | Konnect-It screwless feedthrough terminal block, single-level, bridged disconnect, accepts wire size 28-12 AWG, gray, 20A, 300 VAC/VDC, 35mm DIN rail mount. Package of 25. | Stock | 81
KN-P25E-1-2 | Konnect-It screwless common point feedthrough terminal block, single-level, 1 input to 2 outputs bridged, accepts wire size 28-12 AWG, gray, 20A, 300 VAC/VDC, 35mm DIN rail mount. Package of 50. | Stock | 167
KN-P25E-1-2-25 | Konnect-It screwless common point feedthrough terminal block, single-level, 1 input to 2 outputs bridged, accepts wire size 28-12 AWG, gray, 20A, 300 VAC/VDC, 35mm DIN rail mount. Package of 25. | Stock | 94
KN-P25C-2-2 | Konnect-It screwless common point feedthrough terminal block, single-level, 2 inputs to 2 outputs bridged with disconnect, accepts wire size 28-12 AWG, gray, 20A, 300 VAC/VDC, 35mm DIN rail mount. Package of 50. | Stock | 186
KN-P25C-2-2-25 | Konnect-It screwless common point feedthrough terminal block, single-level, 2 inputs to 2 outputs bridged with disconnect, accepts wire size 28-12 AWG, gray, 20A, 300 VAC/VDC, 35mm DIN rail mount. Package of 25. | Stock | 105
KN-P25C-2-2NC | Konnect-It screwless common point feedthrough terminal block, single-level, 2 inputs to 2 outputs with no connection, accepts wire size 28-12 AWG, gray, 20A, 300 VAC/VDC, 35mm DIN rail mount. Package of 50. | Stock | 95
KN-P25C-2-2NC-25 | Konnect-It screwless common point feedthrough terminal block, single-level, 2 inputs to 2 outputs with no connection, accepts wire size 28-12 AWG, gray, 20A, 300 VAC/VDC, 35mm DIN rail mount. Package of 25. | Stock | 55
KN-P25DA | Konnect-It screwless feedthrough terminal block, single-level with diode, cathode on input, accepts wire size 28-12 AWG, gray, 1A, 600 VAC/VDC, 35mm DIN rail mount. Package of 50. | Stock | 97
KN-P25DA-25 | Konnect-It screwless feedthrough terminal block, single-level with diode, cathode on input, accepts wire size 28-12 AWG, gray, 1A, 600 VAC/VDC, 35mm DIN rail mount. Package of 25. | Stock | 55
KN-P25DB | Konnect-It screwless feedthrough terminal block, single-level with diode, cathode on output, accepts wire size 28-12 AWG, gray, 1A, 600 VAC/VDC, 35mm DIN rail mount. Package of 50. | Stock | 97
KN-P25DB-25 | Konnect-It screwless feedthrough terminal block, single-level with diode, cathode on output, accepts wire size 28-12 AWG, gray, 1A, 600 VAC/VDC, 35mm DIN rail mount. Package of 25. | Stock | 55
KN-P25EDA | Konnect-It screwless feedthrough terminal block, single-level, 1 input to 1 output with diode, cathode on input, accepts wire size 28-12 AWG, gray, 1A, 300 VAC/VDC, 35mm DIN rail mount. Package of 50. | Stock | 133
KN-P25EDA-25 | Konnect-It screwless feedthrough terminal block, single-level, 1 input to 1 output with diode, cathode on input, accepts wire size 28-12 AWG, gray, 1A, 300 VAC/VDC, 35mm DIN rail mount. Package of 25. | Stock | 75
KN-P25EDB | Konnect-It screwless feedthrough terminal block, single-level, 1 input to 1 output with diode, cathode on output, accepts wire size 28-12 AWG, gray, 1A, 300 VAC/VDC, 35mm DIN rail mount. Package of 50. | Stock | 133
KN-P25EDB-25 | Konnect-It screwless feedthrough terminal block, single-level, 1 input to 1 output with diode, cathode on output, accepts wire size 28-12 AWG, gray, 1A, 300 VAC/VDC, 35mm DIN rail mount. Package of 25. | Stock | 75
KN-P25DA-1-2 | Konnect-It screwless common point feedthrough terminal block, single-level, 2 inputs to 1 output with diode, cathode on input, accepts wire size 28-12 AWG, gray, 1A, 600 VAC/VDC, 35mm DIN rail mount. Package of 50. | Stock | 126
KN-P25DA-1-2-25 | Konnect-It screwless common point feedthrough terminal block, single-level, 2 inputs to 1 output with diode, cathode on input, accepts wire size 28-12 AWG, gray, 1A, 600 VAC/VDC, 35mm DIN rail mount. Package of 25. | Stock | 70
KN-P25DB-1-2 | Konnect-It screwless common point feedthrough terminal block, single-level, 2 inputs to 1 output with diode, cathode on output, accepts wire size 28-12 AWG, gray, 1A, 600 VAC/VDC, 35mm DIN rail mount. Package of 50. | Stock | 126
KN-P25DB-1-2-25 | Konnect-It screwless common point feedthrough terminal block, single-level, 2 inputs to 1 output with diode, cathode on output, accepts wire size 28-12 AWG, gray, 1A, 600 VAC/VDC, 35mm DIN rail mount. Package of 25. | Stock | 70
KN-P25CDA-2-2 | Konnect-It screwless common point feedthrough terminal block, single-level, 2 inputs to 2 outputs bridged with diode, cathode on input, accepts wire size 28-12 AWG, gray, 1A, 300 VAC/VDC, 35mm DIN rail mount. Package of 50. | Stock | 177
KN-P25CDA-2-2-25 | Konnect-It screwless common point feedthrough terminal block, single-level, 2 inputs to 2 outputs bridged with diode, cathode on input, accepts wire size 28-12 AWG, gray, 1A, 300 VAC/VDC, 35mm DIN rail mount. Package of 25. | Stock | 101
KN-P25CDB-2-2 | Konnect-It screwless common point feedthrough terminal block, single-level, 2 inputs to 2 outputs bridged with diode, cathode on output, accepts wire size 28-12 AWG, gray, 1A, 300 VAC/VDC, 35mm DIN rail mount. Package of 50. | Stock | 177
KN-P25CDB-2-2-25 | Konnect-It screwless common point feedthrough terminal block, single-level, 2 inputs to 2 outputs bridged with diode, cathode on output, accepts wire size 28-12 AWG, gray, 1A, 300 VAC/VDC, 35mm DIN rail mount. Package of 25. | Stock | 101
KN-P25EDA-1-2 | Konnect-It screwless common point feedthrough terminal block, single-level, 1 input to 2 outputs with diode, cathode on input, accepts wire size 28-12 AWG, gray, 1A, 300 VAC/VDC, 35mm DIN rail mount. Package of 50. | Stock | 234
KN-P25EDA-1-2-25 | Konnect-It screwless common point feedthrough terminal block, single-level, 1 input to 2 outputs with diode, cathode on input, accepts wire size 28-12 AWG, gray, 1A, 300 VAC/VDC, 35mm DIN rail mount. Package of 25. | Stock | 131
KN-P25EDB-1-2 | Konnect-It screwless common point feedthrough terminal block, single-level, 1 input to 2 outputs with diode, cathode on output, accepts wire size 28-12 AWG, gray, 1A, 300 VAC/VDC, 35mm DIN rail mount. Package of 50. | Stock | 234
KN-P25EDB-1-2-25 | Konnect-It screwless common point feedthrough terminal block, single-level, 1 input to 2 outputs with diode, cathode on output, accepts wire size 28-12 AWG, gray, 1A, 300 VAC/VDC, 35mm DIN rail mount. Package of 25. | Stock | 131
KN-P25EDA-2-2 | Konnect-It screwless common point feedthrough terminal block, single-level, 2 inputs to 2 outputs bridged with diode, cathode on input, accepts wire size 28-12 AWG, gray, 1A, 600 VAC/VDC, 35mm DIN rail mount. Package of 50. | Stock | 146
KN-P25EDA-2-2-25 | Konnect-It screwless common point feedthrough terminal block, single-level, 2 inputs to 2 outputs bridged with diode, cathode on input, accepts wire size 28-12 AWG, gray, 1A, 600 VAC/VDC, 35mm DIN rail mount. Package of 25. | Stock | 82
KN-P25EDB-2-2 | Konnect-It screwless common point feedthrough terminal block, single-level, 2 inputs to 2 outputs bridged with diode, cathode on output, accepts wire size 28-12 AWG, gray, 1A, 600 VAC/VDC, 35mm DIN rail mount. Package of 50. | Stock | 146
KN-P25EDB-2-2-25 | Konnect-It screwless common point feedthrough terminal block, single-level, 2 inputs to 2 outputs bridged with diode, cathode on output, accepts wire size 28-12 AWG, gray, 1A, 600 VAC/VDC, 35mm DIN rail mount. Package of 25. | Stock | 82
KN-P25CLD110 | Konnect-It screwless common point feedthrough terminal block, single-level, 2 inputs to 2 outputs bridged with power indicator, accepts wire size 28-12 AWG, gray, 20A, 110 VAC/VDC, LED indicator(s), 35mm DIN rail mount. Package of 50. | Stock | 227
KN-P25CLD110-25 | Konnect-It screwless common point feedthrough terminal block, single-level, 2 inputs to 2 outputs bridged with power indicator, accepts wire size 28-12 AWG, gray, 20A, 110 VAC/VDC, LED indicator(s), 35mm DIN rail mount. Package of 25. | Stock | 128
KN-P25CLD220 | Konnect-It screwless common point feedthrough terminal block, single-level, 2 inputs to 2 outputs bridged with power indicator, accepts wire size 28-12 AWG, gray, 20A, 220 VAC/VDC, LED indicator(s), 35mm DIN rail mount. Package of 50. | Stock | 227
KN-P25CLD220-25 | Konnect-It screwless common point feedthrough terminal block, single-level, 2 inputs to 2 outputs bridged with power indicator, accepts wire size 28-12 AWG, gray, 20A, 220 VAC/VDC, LED indicator(s), 35mm DIN rail mount. Package of 25. | Stock | 128
KN-P25CLD24 | Konnect-It screwless common point feedthrough terminal block, single-level, 2 inputs to 2 outputs bridged with power indicator, accepts wire size 28-12 AWG, gray, 20A, 24 VAC/VDC, LED indicator(s), 35mm DIN rail mount. Package of 50. | Stock | 227
KN-P25CLD24-25 | Konnect-It screwless common point feedthrough terminal block, single-level, 2 inputs to 2 outputs bridged with power indicator, accepts wire size 28-12 AWG, gray, 20A, 24 VAC/VDC, LED indicator(s), 35mm DIN rail mount. Package of 25. | Stock | 128
KN-P25CLD48 | Konnect-It screwless common point feedthrough terminal block, single-level, 2 inputs to 2 outputs bridged with power indicator, accepts wire size 28-12 AWG, gray, 20A, 48 VAC/VDC, LED indicator(s), 35mm DIN rail mount. Package of 50. | Stock | 227
KN-P25CLD48-25 | Konnect-It screwless common point feedthrough terminal block, single-level, 2 inputs to 2 outputs bridged with power indicator, accepts wire size 28-12 AWG, gray, 20A, 48 VAC/VDC, LED indicator(s), 35mm DIN rail mount. Package of 25. | Stock | 128
DN-T12-A | DINnector screw single-level feedthrough terminal block, accepts wire size 24-12 AWG, gray, 20A, 35mm DIN rail mount, 100kA SCCR. Package of 100. For use with jumpers DN-24J2Y, DN-2J2Y and DN-3J2Y. | Stock | 75
DN-T12B-A | DINnector screw single-level feedthrough terminal block, accepts wire size 24-12 AWG, blue, 20A, 35mm DIN rail mount, 100kA SCCR. Package of 100. For use with jumpers DN-24J2Y, DN-2J2Y and DN-3J2Y. | Stock | 83
DN-T12BLK-A | DINnector screw single-level feedthrough terminal block, accepts wire size 24-12 AWG, black, 20A, 35mm DIN rail mount, 100kA SCCR. Package of 100. For use with jumpers DN-24J2Y, DN-2J2Y and DN-3J2Y. | Stock | 83
DN-T12BR-A | DINnector screw single-level feedthrough terminal block, accepts wire size 24-12 AWG, brown, 20A, 35mm DIN rail mount, 100kA SCCR. Package of 100. For use with jumpers DN-24J2Y, DN-2J2Y and DN-3J2Y. | Stock | 83
DN-T12GRN-A | DINnector screw single-level feedthrough terminal block, accepts wire size 24-12 AWG, green, 20A, 35mm DIN rail mount, 100kA SCCR. Package of 100. For use with jumpers DN-24J2Y, DN-2J2Y and DN-3J2Y. | Stock | 83
DN-T12ORG-A | DINnector screw single-level feedthrough terminal block, accepts wire size 24-12 AWG, orange, 20A, 35mm DIN rail mount, 100kA SCCR. Package of 100. For use with jumpers DN-24J2Y, DN-2J2Y and DN-3J2Y. | Stock | 83
DN-T12RED-A | DINnector screw single-level feedthrough terminal block, accepts wire size 24-12 AWG, red, 20A, 35mm DIN rail mount, 100kA SCCR. Package of 100. For use with jumpers DN-24J2Y, DN-2J2Y and DN-3J2Y. | Stock | 83
DN-T12W-A | DINnector screw single-level feedthrough terminal block, accepts wire size 24-12 AWG, white, 20A, 35mm DIN rail mount, 100kA SCCR. Package of 100. For use with jumpers DN-24J2Y, DN-2J2Y and DN-3J2Y. | Stock | 83
DN-T12YEL-A | DINnector screw single-level feedthrough terminal block, accepts wire size 24-12 AWG, yellow, 20A, 35mm DIN rail mount, 100kA SCCR. Package of 100. For use with jumpers DN-24J2Y, DN-2J2Y and DN-3J2Y. | Stock | 83
DN-T10-A | DINnector screw single-level feedthrough terminal block, accepts wire size 24-10 AWG, gray, 30A, 35mm DIN rail mount, 100kA SCCR. Package of 100. For use with jumpers DN-24J4Y, DN-2J4Y and DN-3J4Y. | Stock | 87
DN-T10B-A | DINnector screw single-level feedthrough terminal block, accepts wire size 24-10 AWG, blue, 30A, 35mm DIN rail mount, 100kA SCCR. Package of 100. For use with jumpers DN-24J4Y, DN-2J4Y and DN-3J4Y. | Stock | 95
DN-T10BLK-A | DINnector screw single-level feedthrough terminal block, accepts wire size 24-10 AWG, black, 30A, 35mm DIN rail mount, 100kA SCCR. Package of 100. For use with jumpers DN-24J4Y, DN-2J4Y and DN-3J4Y. | Stock | 95
DN-T10BR-A | DINnector screw single-level feedthrough terminal block, accepts wire size 24-10 AWG, brown, 30A, 35mm DIN rail mount, 100kA SCCR. Package of 100. For use with jumpers DN-24J4Y, DN-2J4Y and DN-3J4Y. | Stock | 95
DN-T10GRN-A | DINnector screw single-level feedthrough terminal block, accepts wire size 24-10 AWG, green, 30A, 35mm DIN rail mount, 100kA SCCR. Package of 100. For use with jumpers DN-24J4Y, DN-2J4Y and DN-3J4Y. | Stock | 95
DN-T10ORG-A | DINnector screw single-level feedthrough terminal block, accepts wire size 24-10 AWG, orange, 30A, 35mm DIN rail mount, 100kA SCCR. Package of 100. For use with jumpers DN-24J4Y, DN-2J4Y and DN-3J4Y. | Stock | 95
DN-T10RED-A | DINnector screw single-level feedthrough terminal block, accepts wire size 24-10 AWG, red, 30A, 35mm DIN rail mount, 100kA SCCR. Package of 100. For use with jumpers DN-24J4Y, DN-2J4Y and DN-3J4Y. | Stock | 95
DN-T10W-A | DINnector screw single-level feedthrough terminal block, accepts wire size 24-10 AWG, white, 30A, 35mm DIN rail mount, 100kA SCCR. Package of 100. For use with jumpers DN-24J4Y, DN-2J4Y and DN-3J4Y. | Stock | 95
DN-T10YEL-A | DINnector screw single-level feedthrough terminal block, accepts wire size 24-10 AWG, yellow, 30A, 35mm DIN rail mount, 100kA SCCR. Package of 100. For use with jumpers DN-24J4Y, DN-2J4Y and DN-3J4Y. | Stock | 95
DN-T8 | DINnector screw single-level feedthrough terminal block, accepts wire size 22-8 AWG, gray, 50A, 35mm DIN rail mount, 100kA SCCR. Package of 50. | Stock | 70
DN-T8B | DINnector screw single-level feedthrough terminal block, accepts wire size 22-8 AWG, blue, 50A, 35mm DIN rail mount, 100kA SCCR. Package of 50. | Stock | 75
DN-T8BLK | DINnector screw single-level feedthrough terminal block, accepts wire size 22-8 AWG, black, 50A, 35mm DIN rail mount, 100kA SCCR. Package of 50. | Stock | 75
DN-T8GRN | DINnector screw single-level feedthrough terminal block, accepts wire size 22-8 AWG, green, 50A, 35mm DIN rail mount, 100kA SCCR. Package of 50. | Stock | 75
DN-T8ORG | DINnector screw single-level feedthrough terminal block, accepts wire size 22-8 AWG, orange, 50A, 35mm DIN rail mount, 100kA SCCR. Package of 50. | Stock | 75
DN-T8RED | DINnector screw single-level feedthrough terminal block, accepts wire size 22-8 AWG, red, 50A, 35mm DIN rail mount, 100kA SCCR. Package of 50. | Stock | 75
DN-T8W | DINnector screw single-level feedthrough terminal block, accepts wire size 22-8 AWG, white, 50A, 35mm DIN rail mount, 100kA SCCR. Package of 50. | Stock | 75
DN-T8YEL | DINnector screw single-level feedthrough terminal block, accepts wire size 22-8 AWG, yellow, 50A, 35mm DIN rail mount, 100kA SCCR. Package of 50. | Stock | 75
DN-T6 | DINnector screw single-level feedthrough terminal block, accepts wire size 20-6 AWG, gray, 65A, 600V rated (UL), 35mm DIN rail mount. Package of 50. | Stock | 92
DN-T6B | DINnector screw single-level feedthrough terminal block, accepts wire size 18-6 AWG, blue, 65A, 35mm DIN rail mount, 100kA SCCR. Package of 50. | Stock | 99
DN-T4 | DINnector screw single-level feedthrough terminal block, accepts wire size 14-4 AWG, gray, 85A, 35mm DIN rail mount, 100kA SCCR. Package of 25. | Stock | 79
DN-T4B | DINnector screw single-level feedthrough terminal block, accepts wire size 14-4 AWG, blue, 85A, 35mm DIN rail mount, 100kA SCCR. Package of 25. | Stock | 82
DN-T1/0 | DINnector screw single-level feedthrough terminal block, accepts wire size 14-1/0 AWG, gray, 130A, 35mm DIN rail mount, 100kA SCCR. Package of 25. | Stock | 110
DN-T1/0B | DINnector screw single-level feedthrough terminal block, accepts wire size 14-1/0 AWG, blue, 130A, 35mm DIN rail mount, 100kA SCCR. Package of 25. | Stock | 115
DN-T3/0 | DINnector screw single-level feedthrough terminal block, accepts wire size 4-3/0 AWG, gray, 185A, 35mm DIN rail mount, 100kA SCCR. Package of 10. | Stock | 163
DN-Q12-A | DINnector screwless single-level feedthrough terminal block, accepts wire size 24-12 AWG, gray, 20A, 35mm DIN rail mount, 10kA SCCR. Package of 50. For use with jumpers DN-24J2Y, DN-2J2Y or DN-3J2Y. | Stock | 49.5
DN-Q12B-A | DINnector screwless single-level feedthrough terminal block, accepts wire size 24-12 AWG, blue, 20A, 35mm DIN rail mount, 10kA SCCR. Package of 50. For use with jumpers DN-24J2Y, DN-2J2Y or DN-3J2Y. | Stock | 51
DN-Q10-A | DINnector screwless single-level feedthrough terminal block, accepts wire size 24-10 AWG, gray, 30A, 35mm DIN rail mount, 10kA SCCR. Package of 50. For use with jumpers DN-24J4Y, DN-2J4Y and DN-3J4Y. | Stock | 48.5
DN-Q10B-A | DINnector screwless single-level feedthrough terminal block, accepts wire size 24-10 AWG, blue, 30A, 35mm DIN rail mount, 10kA SCCR. Package of 50. For use with jumpers DN-24J4Y, DN-2J4Y and DN-3J4Y. | Stock | 51
DN-Q8-A | DINnector screwless single-level feedthrough terminal block, accepts wire size 22-8 AWG, gray, 45A, 35mm DIN rail mount, 10kA SCCR. Package of 50. For use with jumpers DN-12J6Y, DN-2J6Y or DN-3J6Y. | Stock | 75
DN-Q8B-A | DINnector screwless single-level feedthrough terminal block, accepts wire size 22-8 AWG, blue, 45A, 35mm DIN rail mount, 10kA SCCR. Package of 50. For use with jumpers DN-12J6Y, DN-2J6Y or DN-3J6Y. | Stock | 81
Double-level Feedthrough Terminal Blocks
KN-D12GRY | Konnect-It screw double-level feedthrough terminal block, accepts wire size 26-12 AWG, gray, 20A, 35mm DIN rail mount, 100kA SCCR. Package of 100. For use with jumpers KN-2J12, KN-3J12, KN-4J12 and KN-10J12. | Stock | 156
KN-D12GRY-25 | Konnect-It screw double-level feedthrough terminal block, accepts wire size 26-12 AWG, gray, 20A, 35mm DIN rail mount, 100kA SCCR. Package of 25. For use with jumpers KN-2J12, KN-3J12, KN-4J12 and KN-10J12. | Stock | 43
KN-D12BLU | Konnect-It screw double-level feedthrough terminal block, accepts wire size 26-12 AWG, blue, 20A, 35mm DIN rail mount, 100kA SCCR. Package of 100. For use with jumpers KN-2J12, KN-3J12, KN-4J12 and KN-10J12. | Stock | 156
KN-D12BLU-25 | Konnect-It screw double-level feedthrough terminal block, accepts wire size 26-12 AWG, blue, 20A, 35mm DIN rail mount, 100kA SCCR. Package of 25. For use with jumpers KN-2J12, KN-3J12, KN-4J12 and KN-10J12. | Stock | 43
KN-D12BLK | Konnect-It screw double-level feedthrough terminal block, accepts wire size 26-12 AWG, black, 20A, 35mm DIN rail mount, 100kA SCCR. Package of 100. For use with jumpers KN-2J12, KN-3J12, KN-4J12 and KN-10J12. | Stock | 156
KN-D12BLK-25 | Konnect-It screw double-level feedthrough terminal block, accepts wire size 26-12 AWG, black, 20A, 35mm DIN rail mount, 100kA SCCR. Package of 25. For use with jumpers KN-2J12, KN-3J12, KN-4J12 and KN-10J12. | Stock | 43
KN-D12GRN | Konnect-It screw double-level feedthrough terminal block, accepts wire size 26-12 AWG, green, 20A, 35mm DIN rail mount, 100kA SCCR. Package of 100. For use with jumpers KN-2J12, KN-3J12, KN-4J12 and KN-10J12. | Stock | 165
KN-D12GRN-25 | Konnect-It screw double-level feedthrough terminal block, accepts wire size 26-12 AWG, green, 20A, 35mm DIN rail mount, 100kA SCCR. Package of 25. For use with jumpers KN-2J12, KN-3J12, KN-4J12 and KN-10J12. | Stock | 43
KN-D12ORG | Konnect-It screw double-level feedthrough terminal block, accepts wire size 26-12 AWG, orange, 20A, 35mm DIN rail mount, 100kA SCCR. Package of 100. For use with jumpers KN-2J12, KN-3J12, KN-4J12 and KN-10J12. | Stock | 165
KN-D12ORG-25 | Konnect-It screw double-level feedthrough terminal block, accepts wire size 26-12 AWG, orange, 20A, 35mm DIN rail mount, 100kA SCCR. Package of 25. For use with jumpers KN-2J12, KN-3J12, KN-4J12 and KN-10J12. | Stock | 43
KN-D12RED | Konnect-It screw double-level feedthrough terminal block, accepts wire size 26-12 AWG, red, 20A, 35mm DIN rail mount, 100kA SCCR. Package of 100. For use with jumpers KN-2J12, KN-3J12, KN-4J12 and KN-10J12. | Stock | 165
KN-D12RED-25 | Konnect-It screw double-level feedthrough terminal block, accepts wire size 26-12 AWG, red, 20A, 35mm DIN rail mount, 100kA SCCR. Package of 25. For use with jumpers KN-2J12, KN-3J12, KN-4J12 and KN-10J12. | Stock | 43
KN-D12YEL | Konnect-It screw double-level feedthrough terminal block, accepts wire size 26-12 AWG, yellow, 20A, 35mm DIN rail mount, 100kA SCCR. Package of 100. For use with jumpers KN-2J12, KN-3J12, KN-4J12 and KN-10J12. | Stock | 165
KN-D12YEL-25 | Konnect-It screw double-level feedthrough terminal block, accepts wire size 26-12 AWG, yellow, 20A, 35mm DIN rail mount, 100kA SCCR. Package of 25. For use with jumpers KN-2J12, KN-3J12, KN-4J12 and KN-10J12. | Stock | 43
KN-DG12 | Konnect-It screw double-level feedthrough terminal block, with ground, accepts wire size 24-12 AWG, gray, 24A, 300V rated (UL), 35mm DIN rail mount. Package of 20. | Stock | 116
KN-D12X | Konnect-It screw double-level feedthrough terminal block, connected between levels, accepts wire size 26-12 AWG, gray, 20A, 35mm DIN rail mount, 100kA SCCR. Package of 20. For use with jumpers KN-2J12, KN-3J12, KN-4J12 and KN-10J12. | Stock | 72
KN-D12DR1 | Konnect-It screw double-level feedthrough terminal block, connected between levels and diode, accepts wire size 26-12 AWG, gray, 20A, 35mm DIN rail mount, 100kA SCCR. Package of 20. For use with jumpers KN-2J12, KN-3J12, KN-4J12 and KN-10J12. | Stock | 70
KN-D12LED-24DC | Konnect-It screw double-level feedthrough terminal block, connected between levels and power indicator, accepts wire size 26-12 AWG, gray, 20A, 24 VDC LED indicator(s), 35mm DIN rail mount, 100kA SCCR. Package of 20. | Stock | 89
KN-D12LED-24AC | Konnect-It screw double-level feedthrough terminal block, connected between levels and power indicator, accepts wire size 26-12 AWG, gray, 20A, 24 VAC LED indicator(s), 35mm DIN rail mount, 100kA SCCR. Package of 20. | Stock | 89
KN-D12LED-110DC | Konnect-It screw double-level feedthrough terminal block, connected between levels and power indicator, accepts wire size 26-12 AWG, gray, 20A, 110 VDC LED indicator(s), 35mm DIN rail mount, 100kA SCCR. Package of 20. | Stock | 89
KN-D12LED-110AC | Konnect-It screw double-level feedthrough terminal block, connected between levels and power indicator, accepts wire size 26-12 AWG, gray, 20A, 110 VAC LED indicator(s), 35mm DIN rail mount, 100kA SCCR. Package of 20. | Stock | 89
KN-D10GRY | Konnect-It screw double-level feedthrough terminal block, accepts wire size 26-10 AWG, gray, 30A, 35mm DIN rail mount, 100kA SCCR. Package of 100. For use with jumpers KN-2J10, KN-3J10, KN-4J10 and KN-10J10. | Stock | 184
KN-D10GRY-25 | Konnect-It screw double-level feedthrough terminal block, accepts wire size 26-10 AWG, gray, 30A, 35mm DIN rail mount, 100kA SCCR. Package of 25. For use with jumpers KN-2J10, KN-3J10, KN-4J10 and KN-10J10. | Stock | 44
KN-D10BLU | Konnect-It screw double-level feedthrough terminal block, accepts wire size 26-10 AWG, blue, 30A, 35mm DIN rail mount, 100kA SCCR. Package of 100. For use with jumpers KN-2J10, KN-3J10, KN-4J10 and KN-10J10. | Stock | 184
KN-D10BLU-25 | Konnect-It screw double-level feedthrough terminal block, accepts wire size 26-10 AWG, blue, 30A, 35mm DIN rail mount, 100kA SCCR. Package of 25. For use with jumpers KN-2J10, KN-3J10, KN-4J10 and KN-10J10. | Stock | 44
KN-D10BLK | Konnect-It screw double-level feedthrough terminal block, accepts wire size 26-10 AWG, black, 30A, 35mm DIN rail mount, 100kA SCCR. Package of 100. For use with jumpers KN-2J10, KN-3J10, KN-4J10 and KN-10J10. | Stock | 184
KN-D10BLK-25 | Konnect-It screw double-level feedthrough terminal block, accepts wire size 26-10 AWG, black, 30A, 35mm DIN rail mount, 100kA SCCR. Package of 25. For use with jumpers KN-2J10, KN-3J10, KN-4J10 and KN-10J10. | Stock | 44
KN-D10GRN | Konnect-It screw double-level feedthrough terminal block, accepts wire size 26-10 AWG, green, 30A, 35mm DIN rail mount, 100kA SCCR. Package of 100. For use with jumpers KN-2J10, KN-3J10, KN-4J10 and KN-10J10. | Stock | 184
KN-D10GRN-25 | Konnect-It screw double-level feedthrough terminal block, accepts wire size 26-10 AWG, green, 30A, 35mm DIN rail mount, 100kA SCCR. Package of 25. For use with jumpers KN-2J10, KN-3J10, KN-4J10 and KN-10J10. | Stock | 44
KN-D10ORG | Konnect-It screw double-level feedthrough terminal block, accepts wire size 26-10 AWG, orange, 30A, 35mm DIN rail mount, 100kA SCCR. Package of 100. For use with jumpers KN-2J10, KN-3J10, KN-4J10 and KN-10J10. | Stock | 184
KN-D10ORG-25 | Konnect-It screw double-level feedthrough terminal block, accepts wire size 26-10 AWG, orange, 30A, 35mm DIN rail mount, 100kA SCCR. Package of 25. For use with jumpers KN-2J10, KN-3J10, KN-4J10 and KN-10J10. | Stock | 44
KN-D10RED | Konnect-It screw double-level feedthrough terminal block, accepts wire size 26-10 AWG, red, 30A, 35mm DIN rail mount, 100kA SCCR. Package of 100. For use with jumpers KN-2J10, KN-3J10, KN-4J10 and KN-10J10. | Stock | 184
KN-D10RED-25 | Konnect-It screw double-level feedthrough terminal block, accepts wire size 26-10 AWG, red, 30A, 35mm DIN rail mount, 100kA SCCR. Package of 25. For use with jumpers KN-2J10, KN-3J10, KN-4J10 and KN-10J10. | Stock | 44
KN-D10YEL | Konnect-It screw double-level feedthrough terminal block, accepts wire size 26-10 AWG, yellow, 30A, 35mm DIN rail mount, 100kA SCCR. Package of 100. For use with jumpers KN-2J10, KN-3J10, KN-4J10 and KN-10J10. | Stock | 184
KN-D10YEL-25 | Konnect-It screw double-level feedthrough terminal block, accepts wire size 26-10 AWG, yellow, 30A, 35mm DIN rail mount, 100kA SCCR. Package of 25. For use with jumpers KN-2J10, KN-3J10, KN-4J10 and KN-10J10. | Stock | 44
KN-D10X | Konnect-It screw double-level feedthrough terminal block, connected between levels, accepts wire size 26-10 AWG, gray, 30A, 35mm DIN rail mount, 100kA SCCR. Package of 20. For use with jumpers KN-2J10, KN-3J10, KN-4J10 and KN-10J10. | Stock | 79
KN-D10DR1 | Konnect-It screw double-level feedthrough terminal block, connected between levels and diode, accepts wire size 26-10 AWG, gray, 30A, 35mm DIN rail mount, 100kA SCCR. Package of 20. For use with jumpers KN-2J10, KN-3J10, KN-4J10 and KN-10J10. | Stock | 77
KN-D10LED-24DC | Konnect-It screw double-level feedthrough terminal block, connected between levels and power indicator, accepts wire size 26-10 AWG, gray, 30A, 24 VDC LED indicator(s), 35mm DIN rail mount, 100kA SCCR. Package of 20. | Stock | 103
KN-D10LED-24AC | Konnect-It screw double-level feedthrough terminal block, connected between levels and power indicator, accepts wire size 26-10 AWG, gray, 30A, 24 VAC LED indicator(s), 35mm DIN rail mount, 100kA SCCR. Package of 20. | Stock | 103
KN-D10LED-110DC | Konnect-It screw double-level feedthrough terminal block, connected between levels and power indicator, accepts wire size 26-10 AWG, gray, 30A, 110 VDC LED indicator(s), 35mm DIN rail mount, 100kA SCCR. Package of 20. | Stock | 103
KN-D10LED-110AC | Konnect-It screw double-level feedthrough terminal block, connected between levels and power indicator, accepts wire size 26-10 AWG, gray, 30A, 110 VAC LED indicator(s), 35mm DIN rail mount, 100kA SCCR. Package of 20. | Stock | 103
KN-PD25 | Konnect-It screwless feedthrough terminal block, double-level, accepts wire size 28-12 AWG, gray, 20A, 300 VAC/VDC, 35mm DIN rail mount. Package of 50. | Stock | 105
KN-PD25-25 | Konnect-It screwless feedthrough terminal block, double-level, accepts wire size 28-12 AWG, gray, 20A, 300 VAC/VDC, 35mm DIN rail mount. Package of 25. | Stock | 59
KN-PD25-2-2 | Konnect-It screwless feedthrough terminal block, double-level, 2 inputs to 2 outputs each level, accepts wire size 28-12 AWG, gray, 20A, 300 VAC/VDC, 35mm DIN rail mount. Package of 50. | Stock | 263
KN-PD25-2-2-25 | Konnect-It screwless feedthrough terminal block, double-level, 2 inputs to 2 outputs each level, accepts wire size 28-12 AWG, gray, 20A, 300 VAC/VDC, 35mm DIN rail mount. Package of 25. | Stock | 149
KN-PD25-1-GND | Konnect-It screwless feedthrough terminal block, double-level with ground and marked for neutral and ground, accepts wire size 28-12 AWG, gray, 20A, 300 VAC/VDC, 35mm DIN rail mount. Package of 50. | Stock | 235
KN-PD25-1-GND-25 | Konnect-It screwless feedthrough terminal block, double-level with ground and marked for neutral and ground, accepts wire size 28-12 AWG, gray, 20A, 300 VAC/VDC, 35mm DIN rail mount. Package of 25. | Stock | 132
KN-PD25-2-2GND | Konnect-It screwless feedthrough terminal block, double-level, 4 inputs to 4 outputs with ground, accepts wire size 28-12 AWG, gray, 20A, 300 VAC/VDC, 35mm DIN rail mount. Package of 50. | Stock | 331
KN-PD25-2-2GND-25 | Konnect-It screwless feedthrough terminal block, double-level, 4 inputs to 4 outputs with ground, accepts wire size 28-12 AWG, gray, 20A, 300 VAC/VDC, 35mm DIN rail mount. Package of 25. | Stock | 187
KN-PD25B | Konnect-It screwless feedthrough terminal block, double-level, marked for phase and neutral, accepts wire size 28-12 AWG, gray, 20A, 300 VAC/VDC, 35mm DIN rail mount. Package of 50. | Stock | 115
KN-PD25B-25 | Konnect-It screwless feedthrough terminal block, double-level, marked for phase and neutral, accepts wire size 28-12 AWG, gray, 20A, 300 VAC/VDC, 35mm DIN rail mount. Package of 25. | Stock | 65
KN-PD25C | Konnect-It screwless feedthrough terminal block, double-level with ground and marked for phase and ground, accepts wire size 28-12 AWG, gray, 20A, 300 VAC/VDC, 35mm DIN rail mount. Package of 50. | Stock | 235
KN-PD25C-25 | Konnect-It screwless feedthrough terminal block, double-level with ground and marked for phase and ground, accepts wire size 28-12 AWG, gray, 20A, 300 VAC/VDC, 35mm DIN rail mount. Package of 25. | Stock | 132
KN-PD25X | Konnect-It screwless feedthrough terminal block, double-level, connected between levels, accepts wire size 28-12 AWG, gray, 20A, 300 VAC/VDC, 35mm DIN rail mount. Package of 50. | Stock | 186
KN-PD25X-25 | Konnect-It screwless feedthrough terminal block, double-level, connected between levels, accepts wire size 28-12 AWG, gray, 20A, 300 VAC/VDC, 35mm DIN rail mount. Package of 25. | Stock | 105
KN-PD25DA | Konnect-It screwless feedthrough terminal block, double-level, 1 diode connected between levels, cathode on lower level, accepts wire size 28-12 AWG, gray, 1A, 300 VAC/VDC, 35mm DIN rail mount. Package of 25. | Stock | 146
KN-PD25DA2 | Konnect-It screwless feedthrough terminal block, double-level, 2 diodes connected between levels, lower level no connection, cathodes on lower level, accepts wire size 28-12 AWG, gray, 1A, 300 VAC/VDC, 35mm DIN rail mount. Package of 25. | Stock | 166
KN-PD25DB | Konnect-It screwless feedthrough terminal block, double-level, 1 diode connected between levels, cathode on top level, accepts wire size 28-12 AWG, gray, 1A, 300 VAC/VDC, 35mm DIN rail mount. Package of 25. | Stock | 146
KN-PD25DB2 | Konnect-It screwless feedthrough terminal block, double-level, 1 diode connected between levels, 1 diode on lower level, cathodes on output, accepts wire size 28-12 AWG, gray, 1A, 300 VAC/VDC, 35mm DIN rail mount. Package of 25. | Stock | 166
KN-PD25DC2 | Konnect-It screwless feedthrough terminal block, double-level, 2 diodes connected between levels, lower level no connection, cathodes on top level, accepts wire size 28-12 AWG, gray, 1A, 300 VAC/VDC, 35mm DIN rail mount. Package of 25. | Stock | 166
KN-PD25DR | Konnect-It screwless feedthrough terminal block, double-level, 1 diode connected lower level, cathode on output, accepts wire size 28-12 AWG, gray, 1A, 300 VAC/VDC, 35mm DIN rail mount. Package of 25. | Stock | 143
KN-PD25DL | Konnect-It screwless feedthrough terminal block, double-level, 1 diode connected lower level, cathode on input, accepts wire size 28-12 AWG, gray, 1A, 300 VAC/VDC, 35mm DIN rail mount. Package of 25. | Stock | 126
KN-PD25LD24 | Konnect-It screwless feedthrough terminal block, double-level, connected between levels with power indicator, accepts wire size 28-12 AWG, gray, 20A, 24 VAC/VDC, LED indicator(s), 35mm DIN rail mount. Package of 25. | Stock | 152
KN-PD25LD48 | Konnect-It screwless feedthrough terminal block, double-level, connected between levels with power indicator, accepts wire size 28-12 AWG, gray, 20A, 48 VAC/VDC, LED indicator(s), 35mm DIN rail mount. Package of 25. | Stock | 152
KN-PD25LD110 | Konnect-It screwless feedthrough terminal block, double-level, connected between levels with power indicator, accepts wire size 28-12 AWG, gray, 20A, 110 VAC/VDC, LED indicator(s), 35mm DIN rail mount. Package of 25. | Stock | 152
KN-PD25LD220 | Konnect-It screwless feedthrough terminal block, double-level, connected between levels with power indicator, accepts wire size 28-12 AWG, gray, 20A, 220 VAC/VDC, LED indicator(s), 35mm DIN rail mount. Package of 25. | Stock | 152
KN-PMD25 | Konnect-It screwless compact feedthrough terminal block, double-level, accepts wire size 28-12 AWG, gray, 20A, 150 VAC/VDC, 35mm DIN rail mount. Package of 50. | Stock | 142
KN-PMD25-25 | Konnect-It screwless compact feedthrough terminal block, double-level, accepts wire size 28-12 AWG, gray, 20A, 150 VAC/VDC, 35mm DIN rail mount. Package of 25. | Stock | 80
KN-PMD25-1-1-GND | Konnect-It screwless compact feedthrough terminal block, double-level with ground, accepts wire size 28-12 AWG, gray, 20A, 150 VAC/VDC, 35mm DIN rail mount. Package of 50. | Stock | 247
KN-PMD25-1-1-GND-25 | Konnect-It screwless compact feedthrough terminal block, double-level with ground, accepts wire size 28-12 AWG, gray, 20A, 150 VAC/VDC, 35mm DIN rail mount. Package of 25. | Stock | 139
DN-D10-A | DINnector screw double-level feedthrough terminal block, accepts wire size 24-10 AWG, gray, 30A, 35mm DIN rail mount, 100kA SCCR. Package of 50. For use with jumpers DN-24J4Y, DN-2J4Y and DN-3J4Y. | Stock | 155
DN-D10B-A | DINnector screw double-level feedthrough terminal block, accepts wire size 24-10 AWG, blue, 30A, 35mm DIN rail mount, 100kA SCCR. Package of 50. For use with jumpers DN-24J4Y, DN-2J4Y and DN-3J4Y. | Stock | 162
DN-D10BLK-A | DINnector screw double-level feedthrough terminal block, accepts wire size 24-10 AWG, black, 30A, 35mm DIN rail mount, 100kA SCCR. Package of 50. For use with jumpers DN-24J4Y, DN-2J4Y and DN-3J4Y. | Stock | 162
DN-D10GRN-A | DINnector screw double-level feedthrough terminal block, accepts wire size 24-10 AWG, green, 30A, 35mm DIN rail mount, 100kA SCCR. Package of 50. For use with jumpers DN-24J4Y, DN-2J4Y and DN-3J4Y. | Stock | 162
DN-D10ORG-A | DINnector screw double-level feedthrough terminal block, accepts wire size 24-10 AWG, orange, 30A, 35mm DIN rail mount, 100kA SCCR. Package of 50. For use with jumpers DN-24J4Y, DN-2J4Y and DN-3J4Y. | Stock | 162
DN-D10RED-A | DINnector screw double-level feedthrough terminal block, accepts wire size 24-10 AWG, red, 30A, 35mm DIN rail mount, 100kA SCCR. Package of 50. For use with jumpers DN-24J4Y, DN-2J4Y and DN-3J4Y. | Stock | 162
DN-D10YEL-A | DINnector screw double-level feedthrough terminal block, accepts wire size 24-10 AWG, yellow, 30A, 35mm DIN rail mount, 100kA SCCR. Package of 50. For use with jumpers DN-24J4Y, DN-2J4Y and DN-3J4Y. | Stock | 162
DN-D10X-A | DINnector screw double-level feedthrough terminal block, connected between levels, accepts wire size 24-10 AWG, gray, 30A, 35mm DIN rail mount, 100kA SCCR. Package of 50. For use with jumpers DN-24J4Y, DN-2J4Y and DN-3J4Y. | Stock | 234
DN-D10LED1-A | DINnector screw double-level feedthrough terminal block, connected between levels and power indicator, accepts wire size 24-10 AWG, gray, 30A, 12-24 VAC/VDC LED indicator(s), 35mm DIN rail mount, 100kA SCCR. Package of 10. | Stock | 63
DN-D10DR-A | DINnector screw double-level feedthrough terminal block, connected between levels and diode, accepts wire size 24-10 AWG, gray, 30A, 35mm DIN rail mount, 100kA SCCR. Package of 50. For use with jumpers DN-24J4Y, DN-2J4Y and DN-3J4Y. | Stock | 237
DN-QD12-A | DINnector screwless double-level feedthrough terminal block, accepts wire size 24-12 AWG, gray, 20A, 35mm DIN rail mount, 10kA SCCR. Package of 25. For use with jumpers DN-24J2Y, DN-2J2Y or DN-3J2Y. | Stock | 71
DN-QD12B-A | DINnector screwless double-level feedthrough terminal block, accepts wire size 24-12 AWG, blue, 20A, 35mm DIN rail mount, 10kA SCCR. Package of 25. For use with jumpers DN-24J2Y, DN-2J2Y or DN-3J2Y. | Stock | 75
DN-QD12DR-A | DINnector screwless double-level feedthrough terminal block, connected between levels and diode, accepts wire size 24-12 AWG, gray, 20A, 35mm DIN rail mount, 10kA SCCR. Package of 10. For use with jumpers DN-24J2Y, DN-2J2Y or DN-3J2Y. | Stock | 48.5
DN-QD12L2-A | DINnector screwless double-level feedthrough terminal block, connected between levels and power indicator, accepts wire size 24-12 AWG, gray, 20A, 12-24 VAC/VDC LED indicator(s), 35mm DIN rail mount, 10kA SCCR. Package of 10. | Stock | 49.5
DN-QD12X-A | DINnector screwless double-level feedthrough terminal block, connected between levels, accepts wire size 24-12 AWG, gray, 20A, 35mm DIN rail mount, 10kA SCCR. Package of 10. For use with jumpers DN-24J2Y, DN-2J2Y or DN-3J2Y. | Stock | 48.5
DN-QD12XB-A | DINnector screwless double-level feedthrough terminal block, connected between levels, accepts wire size 24-12 AWG, blue, 20A, 35mm DIN rail mount, 10kA SCCR. Package of 10. For use with jumpers DN-24J2Y, DN-2J2Y or DN-3J2Y. | Stock | 50
Triple-level Feedthrough Terminal Blocks
KN-TL14 | Konnect-It screw triple-level feedthrough terminal block, accepts wire size 24-12 AWG, gray, 24A, 35mm DIN rail mount, 100kA SCCR. Package of 20. For use with jumpers KN-2JTL12, KN-3JTL12, KN-4JTL12 and KN-10JTL12. | Stock | 43.5
DN-TL14-A | DINnector screw triple-level feedthrough terminal block, accepts wire size 26-14 AWG, gray, 10A, 35mm DIN rail mount, 10kA SCCR. Package of 25. For use with jumpers DN-12JL14B-A, DN-12JL14-A, DN-2JL14B-A, DN-2JL14-A, DN-3JL14B-A, and DN-3JL14-A. | Stock | 81
DN-TL14S-A | DINnector screw triple-level sensor terminal block, accepts wire size 26-14 AWG, gray, 10A, 35mm DIN rail mount, 10kA SCCR. Package of 25. For use with jumpers DN-12JL14B-A, DN-12JL14-A, DN-2JL14B-A, DN-2JL14-A, DN-3JL14B-A, and DN-3JL14-A. | Stock | 71
DN-TL14SLN-A | DINnector screw triple-level sensor terminal block, power indicator, accepts wire size 26-14 AWG, gray, 10A, NPN LED indicator(s), 35mm DIN rail mount, 10kA SCCR. Package of 25. | Stock | 142
DN-TL14SLP-A | DINnector screw triple-level sensor terminal block, power indicator, accepts wire size 26-14 AWG, gray, 10A, PNP LED indicator(s), 35mm DIN rail mount, 10kA SCCR. Package of 25. | Stock | 142
KN-TL14S | Konnect-It screw triple-level sensor terminal block, accepts wire size 24-12 AWG, gray, 24A, 35mm DIN rail mount, 100kA SCCR. Package of 20. For use with jumpers KN-2JTL12, KN-3JTL12, KN-4JTL12 and KN-10JTL12. | Stock | 39
KN-TL14SLN | Konnect-It screw triple-level sensor terminal block, connected between levels and power indicator, accepts wire size 24-12 AWG, gray, 24A, NPN LED indicator(s), 35mm DIN rail mount, 100kA SCCR. Package of 20. | Stock | 71
KN-TL14SLP | Konnect-It screw triple-level sensor terminal block, connected between levels and power indicator, accepts wire size 24-12 AWG, gray, 24A, PNP LED indicator(s), 35mm DIN rail mount, 100kA SCCR. Package of 20. | Stock | 71
KN-TG12 | Konnect-It screw triple-level feedthrough terminal block, with ground, accepts wire size 24-12 AWG, gray, 24A, 35mm DIN rail mount, 100kA SCCR. Package of 20. For use with jumpers KN-2JTL12, KN-3JTL12, KN-4JTL12 and KN-10JTL12. | Stock | 115
KN-PT25 | Konnect-It screwless feedthrough terminal block, triple-level, accepts wire size 28-12 AWG, gray, 20A, 300 VAC/VDC, 35mm DIN rail mount. Package of 50. | Stock | 179
KN-PT25-25 | Konnect-It screwless feedthrough terminal block, triple-level, accepts wire size 28-12 AWG, gray, 20A, 300 VAC/VDC, 35mm DIN rail mount. Package of 25. | Stock | 102
KN-PT25-1-1-1GND | Konnect-It screwless feedthrough terminal block, triple-level with ground, accepts wire size 28-12 AWG, gray, 20A, 300 VAC/VDC, 35mm DIN rail mount. Package of 50. | Stock | 349
KN-PT25-1-1-1GND-25 | Konnect-It screwless feedthrough terminal block, triple-level with ground, accepts wire size 28-12 AWG, gray, 20A, 300 VAC/VDC, 35mm DIN rail mount. Package of 25. | Stock | 196
KN-PT25-1X-1X-1 | Konnect-It screwless feedthrough terminal block, triple-level, connected between levels 2 and 3, accepts wire size 28-12 AWG, gray, 20A, 300 VAC/VDC, 35mm DIN rail mount. Package of 50. | Stock | 211
KN-PT25-1X-1X-1-25 | Konnect-It screwless feedthrough terminal block, triple-level, connected between levels two and three, accepts wire size 28-12 AWG, gray, 20A, 300 VAC/VDC, 35mm DIN rail mount. Package of 25. | Stock | 119
KN-PT25-1X-1X-1X | Konnect-It screwless feedthrough terminal block, triple-level, connected between all levels, accepts wire size 28-12 AWG, gray, 20A, 300 VAC/VDC, 35mm DIN rail mount. Package of 50. | Stock | 228
KN-PT25-1X-1X-1X-25 | Konnect-It screwless feedthrough terminal block, triple-level, connected between all levels, accepts wire size 28-12 AWG, gray, 20A, 300 VAC/VDC, 35mm DIN rail mount. Package of 25. | Stock | 128
KN-PT25-1-1S-1S | Konnect-It screwless feedthrough terminal block, triple-level, sensor, accepts wire size 28-12 AWG, gray, 20A, 300 VAC/VDC, 35mm DIN rail mount. Package of 50. | Stock | 190
KN-PT25-1-1S-1S-25 | Konnect-It screwless feedthrough terminal block, triple-level, sensor, accepts wire size 28-12 AWG, gray, 20A, 300 VAC/VDC, 35mm DIN rail mount. Package of 25. | Stock | 107
KN-PT25-1-1-GND | Konnect-It screwless feedthrough terminal block, triple-level with ground and marked for phase neutral and ground, accepts wire size 28-12 AWG, gray, 20A, 300 VAC/VDC, 35mm DIN rail mount. Package of 50. | Stock | 303
KN-PT25-1-1-GND-25 | Konnect-It screwless feedthrough terminal block, triple-level with ground and marked for phase neutral and ground, accepts wire size 28-12 AWG, gray, 20A, 300 VAC/VDC, 35mm DIN rail mount. Package of 25. | Stock | 171
KN-PT25-1-1S-1SGND | Konnect-It screwless feedthrough terminal block, triple-level, sensor with ground, accepts wire size 28-12 AWG, gray, 20A, 300 VAC/VDC, 35mm DIN rail mount. Package of 50. | Stock | 242
KN-PT25-1-1S-1SGND-25 | Konnect-It screwless feedthrough terminal block, triple-level, sensor with ground, accepts wire size 28-12 AWG, gray, 20A, 300 VAC/VDC, 35mm DIN rail mount. Package of 25. | Stock | 136
KN-PT25-NPN | Konnect-It screwless feedthrough terminal block, triple-level, sensor NPN power indicator, accepts wire size 28-12 AWG, gray, 20A, 24 VAC/VDC, LED indicator(s), 35mm DIN rail mount. Package of 50. | Stock | 267
KN-PT25-NPN-25 | Konnect-It screwless feedthrough terminal block, triple-level, sensor NPN power indicator, accepts wire size 28-12 AWG, gray, 20A, 24 VAC/VDC, LED indicator(s), 35mm DIN rail mount. Package of 25. | Stock | 151
KN-PT25-PNP | Konnect-It screwless feedthrough terminal block, triple-level, sensor PNP power indicator, accepts wire size 28-12 AWG, gray, 20A, 24 VAC/VDC, LED indicator(s), 35mm DIN rail mount. Package of 50. | Stock | 267
KN-PT25-PNP-25 | Konnect-It screwless feedthrough terminal block, triple-level, sensor PNP power indicator, accepts wire size 28-12 AWG, gray, 20A, 24 VAC/VDC, LED indicator(s), 35mm DIN rail mount. Package of 25. | Stock | 151
KN-PT25LD110 | Konnect-It screwless feedthrough terminal block, triple-level, power indicator between levels 2 and 3, accepts wire size 28-12 AWG, gray, 20A, 110 VAC/VDC, LED indicator(s), 35mm DIN rail mount. Package of 50. | Stock | 384
KN-PT25LD110-25 | Konnect-It screwless feedthrough terminal block, triple-level, power indicator between levels 2 and 3, accepts wire size 28-12 AWG, gray, 20A, 110 VAC/VDC, LED indicator(s), 35mm DIN rail mount. Package of 25. | Stock | 215
KN-PT25LD220 | Konnect-It screwless feedthrough terminal block, triple-level, power indicator between levels 2 and 3, accepts wire size 28-12 AWG, gray, 20A, 220 VAC/VDC, LED indicator(s), 35mm DIN rail mount. Package of 50. | Stock | 384
KN-PT25LD220-25 | Konnect-It screwless feedthrough terminal block, triple-level, power indicator between levels 2 and 3, accepts wire size 28-12 AWG, gray, 20A, 220 VAC/VDC, LED indicator(s), 35mm DIN rail mount. Package of 25. | Stock | 215
KN-PT25LD24 | Konnect-It screwless feedthrough terminal block, triple-level, power indicator between levels 2 and 3, accepts wire size 28-12 AWG, gray, 20A, 24 VAC/VDC, LED indicator(s), 35mm DIN rail mount. Package of 50. | Stock | 384
KN-PT25LD24-25 | Konnect-It screwless feedthrough terminal block, triple-level, power indicator between levels 2 and 3, accepts wire size 28-12 AWG, gray, 20A, 24 VAC/VDC, LED indicator(s), 35mm DIN rail mount. Package of 25. | Stock | 215
KN-PT25LD48 | Konnect-It screwless feedthrough terminal block, triple-level, power indicator between levels 2 and 3, accepts wire size 28-12 AWG, gray, 20A, 48 VAC/VDC, LED indicator(s), 35mm DIN rail mount. Package of 50. | Stock | 384
KN-PT25LD48-25 | Konnect-It screwless feedthrough terminal block, triple-level, power indicator between levels 2 and 3, accepts wire size 28-12 AWG, gray, 20A, 48 VAC/VDC, LED indicator(s), 35mm DIN rail mount. Package of 25. | Stock | 215
Mini Terminal Blocks
KN-M12GRY | Konnect-It screw mini single-level feedthrough terminal block, accepts wire size 26-12 AWG, gray, 20A, 15mm DIN rail mount, 100kA SCCR. Package of 100. For use with jumpers KN-2JM12, KN-3JM12, KN-4JM12 and KN-10JM12. | Stock | 69
KN-M12GRY-25 | Konnect-It screw mini single-level feedthrough terminal block, accepts wire size 26-12 AWG, gray, 20A, 15mm DIN rail mount, 100kA SCCR. Package of 25. For use with jumpers KN-2JM12, KN-3JM12, KN-4JM12 and KN-10JM12. | Stock | 17.5
KN-M12BLU | Konnect-It screw mini single-level feedthrough terminal block, accepts wire size 26-12 AWG, blue, 20A, 15mm DIN rail mount, 100kA SCCR. Package of 100. For use with jumpers KN-2JM12, KN-3JM12, KN-4JM12 and KN-10JM12. | Stock | 69
KN-M12BLU-25 | Konnect-It screw mini single-level feedthrough terminal block, accepts wire size 26-12 AWG, blue, 20A, 15mm DIN rail mount, 100kA SCCR. Package of 25. For use with jumpers KN-2JM12, KN-3JM12, KN-4JM12 and KN-10JM12. | Stock | 17.5
KN-M10GRY | Konnect-It screw mini single-level feedthrough terminal block, accepts wire size 26-10 AWG, gray, 30A, 15mm DIN rail mount, 100kA SCCR. Package of 100. For use with jumpers KN-2JM10, KN-3JM10, KN-4JM10 and KN-10JM10. | Stock | 86
KN-M10GRY-25 | Konnect-It screw mini single-level feedthrough terminal block, accepts wire size 26-10 AWG, gray, 30A, 15mm DIN rail mount, 100kA SCCR. Package of 25. For use with jumpers KN-2JM10, KN-3JM10, KN-4JM10 and KN-10JM10. | Stock | 20
KN-M10BLU | Konnect-It screw mini single-level feedthrough terminal block, accepts wire size 26-10 AWG, blue, 30A, 15mm DIN rail mount, 100kA SCCR. Package of 100. For use with jumpers KN-2JM10, KN-3JM10, KN-4JM10 and KN-10JM10. | Stock | 86
KN-M10BLU-25 | Konnect-It screw mini single-level feedthrough terminal block, accepts wire size 26-10 AWG, blue, 30A, 15mm DIN rail mount, 100kA SCCR. Package of 25. For use with jumpers KN-2JM10, KN-3JM10, KN-4JM10 and KN-10JM10. | Stock | 20
DN-M10-A | DINnector screw mini single-level feedthrough terminal block, accepts wire size 24-10 AWG, gray, 30A, 15mm DIN rail mount, 10kA SCCR. Package of 100. For use with jumpers DN-24J4Y, DN-2J4Y and DN-3J4Y. | Stock | 115
DN-M10B-A | DINnector screw mini single-level feedthrough terminal block, accepts wire size 24-10 AWG, blue, 30A, 15mm DIN rail mount, 10kA SCCR. Package of 100. For use with jumpers DN-24J4Y, DN-2J4Y and DN-3J4Y. | Stock | 155
Common Point Terminal Blocks
DN-Q12-1-2-A | DINnector screwless common point single-level feedthrough terminal block, one-connection to two-connection, accepts wire size 24-12 AWG, gray, 20A, 35mm DIN rail mount, 10kA SCCR. Package of 25. For use with jumpers DN-24J2Y, DN-2J2Y or DN-3J2Y. | Stock | 46.5
DN-Q12B-1-2-A | DINnector screwless common point single-level feedthrough terminal block, one-connection to two-connection, accepts wire size 24-12 AWG, blue, 20A, 35mm DIN rail mount, 10kA SCCR. Package of 25. For use with jumpers DN-24J2Y, DN-2J2Y or DN-3J2Y. | Stock | 49.5
DN-Q12-1-2DR-A | DINnector screwless common point single-level feedthrough terminal block, diode, accepts wire size 24-12 AWG, gray, 20A, 35mm DIN rail mount, 10kA SCCR. Package of 10. For use with jumpers DN-24J2Y, DN-2J2Y or DN-3J2Y. | Stock | 41
DN-Q12-1-2L1-A | DINnector screwless common point single-level feedthrough terminal block, one-connection to two-connection and power indicator, accepts wire size 24-12 AWG, gray, 20A, 12-24 VAC/VDC LED indicator(s), 35mm DIN rail mount, 10kA SCCR. Package of 10. | Stock | 46
DN-Q12-1-2L2-A | DINnector screwless common point single-level feedthrough terminal block, power indicator, accepts wire size 24-12 AWG, gray, 20A, 12-24 VAC/VDC LED indicator(s), 35mm DIN rail mount, 10kA SCCR. Package of 10. | Stock | 46
DN-Q12-2-2-A | DINnector screwless common point single-level feedthrough terminal block, two-connection to two-connection, accepts wire size 24-12 AWG, gray, 20A, 35mm DIN rail mount, 10kA SCCR. Package of 25. For use with jumpers DN-24J2Y, DN-2J2Y or DN-3J2Y. | Stock | 49.5
DN-Q12B-2-2-A | DINnector screwless common point single-level feedthrough terminal block, two-connection to two-connection, accepts wire size 24-12 AWG, blue, 20A, 35mm DIN rail mount, 10kA SCCR. Package of 25. For use with jumpers DN-24J2Y, DN-2J2Y or DN-3J2Y. | Stock | 51
DN-Q12-2-2D2-A | DINnector screwless common point single-level feedthrough terminal block, diode, accepts wire size 24-12 AWG, gray, 20A, 35mm DIN rail mount, 10kA SCCR. Package of 10. | Stock | 42
DN-Q12-2-2L2-A | DINnector screwless common point single-level feedthrough terminal block, two-connection to two-connection and power indicator, accepts wire size 24-12 AWG, gray, 20A, 12-24 VAC/VDC LED indicator(s), 35mm DIN rail mount, 10kA SCCR. Package of 10. | Stock | 50
Grounding Terminal Blocks
KN-GRNG2P5 | Konnect-It ring grounding terminal block, single-level, M3 stud, accepts wire size 26-14 AWG, yellow/green, 35mm DIN rail mount. Package of 20. | Stock | 219
KN-GRNG6 | Konnect-It ring grounding terminal block, single-level, M4 stud, accepts wire size 22-8 AWG, yellow/green, 35mm DIN rail mount. Package of 40. | Stock | 210
KN-GRNG6-20 | Konnect-It ring grounding terminal block, single-level, M4 stud, accepts wire size 22-8 AWG, yellow/green, 35mm DIN rail mount. Package of 20. | Stock | 105
KN-G12SP | Konnect-It screw grounding terminal block, accepts wire size 26-12 AWG, green and yellow, 35mm DIN rail mount, 100kA SCCR. Package of 50. Use to mechanically and electrically connect wires to 35mm DIN rail through the snap-on clamping foot. | Stock | 131
KN-G12SP-10 | Konnect-It screw grounding terminal block, accepts wire size 26-12 AWG, green and yellow, 35mm DIN rail mount, 100kA SCCR. Package of 10. Use to mechanically and electrically connect wires to 35mm DIN rail through the snap-on clamping foot. | Stock | 29
KN-G12SP4 | Konnect-It screw grounding terminal block, accepts wire size 26-12 AWG, green and yellow, 35mm DIN rail mount, 100kA SCCR. Package of 25. Use to mechanically and electrically connect wires to 35mm DIN rail through the snap-on clamping foot. | Stock | 104
KN-G12SP4-10 | Konnect-It screw grounding terminal block, accepts wire size 26-12 AWG, green and yellow, 35mm DIN rail mount, 100kA SCCR. Package of 10. Use to mechanically and electrically connect wires to 35mm DIN rail through the snap-on clamping foot. | Stock | 44
KN-G10SP | Konnect-It screw grounding terminal block, accepts wire size 26-10 AWG, green and yellow, 35mm DIN rail mount, 100kA SCCR. Package of 50. Use to mechanically and electrically connect wires to 35mm DIN rail through the snap-on clamping foot. | Stock | 148
KN-G10SP-10 | Konnect-It screw grounding terminal block, accepts wire size 26-10 AWG, green and yellow, 35mm DIN rail mount, 100kA SCCR. Package of 10. Use to mechanically and electrically connect wires to 35mm DIN rail through the snap-on clamping foot. | Stock | 33
KN-G10 | Konnect-It screw grounding terminal block, accepts wire size 26-10 AWG, green and yellow, 35mm DIN rail mount, 100kA SCCR. Package of 50. Use to mechanically and electrically connect wires to 35mm DIN rail through the screw-down clamping foot. | Stock | 165
KN-G10-10 | Konnect-It screw grounding terminal block, accepts wire size 26-10 AWG, green and yellow, 35mm DIN rail mount, 100kA SCCR. Package of 10. Use to mechanically and electrically connect wires to 35mm DIN rail through the screw-down clamping foot. | Stock | 35
KN-G8 | Konnect-It screw grounding terminal block, accepts wire size 16-8 AWG, green and yellow, 35mm DIN rail mount, 100kA SCCR. Package of 25. Use to mechanically and electrically connect wires to 35mm DIN rail through the screw-down clamping foot. | Stock | 104
KN-G8-10 | Konnect-It screw grounding terminal block, accepts wire size 16-8 AWG, green and yellow, 35mm DIN rail mount, 100kA SCCR. Package of 10. Use to mechanically and electrically connect wires to 35mm DIN rail through the screw-down clamping foot. | Stock | 43
KN-G4 | Konnect-It screw grounding terminal block, accepts wire size 12-4 AWG, green and yellow, 35mm DIN rail mount, 100kA SCCR. Package of 50. Use to mechanically and electrically connect wires to 35mm DIN rail through the screw-down clamping foot. | Stock | 404
KN-G4-10 | Konnect-It screw grounding terminal block, accepts wire size 12-4 AWG, green and yellow, 35mm DIN rail mount, 100kA SCCR. Package of 10. Use to mechanically and electrically connect wires to 35mm DIN rail through the screw-down clamping foot. | Stock | 79
KN-G2 | Konnect-It screw grounding terminal block, accepts wire size 12-2 AWG, green and yellow, 35mm DIN rail mount, 100kA SCCR. Package of 40. Use to mechanically and electrically connect wires to 35mm DIN rail through the screw-down clamping foot. | Stock | 355
KN-G2-10 | Konnect-It screw grounding terminal block, accepts wire size 12-2 AWG, green and yellow, 35mm DIN rail mount, 100kA SCCR. Package of 10. Use to mechanically and electrically connect wires to 35mm DIN rail through the screw-down clamping foot. | Stock | 86
KN-G1/0 | Konnect-It screw grounding terminal block, accepts wire size 6-1/0 AWG, green and yellow, 35mm DIN rail mount, 100kA SCCR. Package of 10. Use to mechanically and electrically connect wires to 35mm DIN rail through the screw-down clamping foot. | Stock | 103
KN-G1/0-5 | Konnect-It screw grounding terminal block, accepts wire size 6-1/0 AWG, green and yellow, 35mm DIN rail mount, 100kA SCCR. Package of 5. Use to mechanically and electrically connect wires to 35mm DIN rail through the screw-down clamping foot. | Stock | 55
KN-MG12 | Konnect-It screw mini grounding terminal block, accepts wire size 26-12 AWG, green and yellow, 15mm DIN rail mount, 100kA SCCR. Package of 50. Use to mechanically and electrically connect wires to 15mm DIN rail through the snap-on clamping foot. | Stock | 169
KN-MG12-10 | Konnect-It screw mini grounding terminal block, accepts wire size 26-12 AWG, green and yellow, 15mm DIN rail mount, 100kA SCCR. Package of 10. Use to mechanically and electrically connect wires to 15mm DIN rail through the snap-on clamping foot. | Stock | 35
KN-MG10 | Konnect-It screw mini grounding terminal block, accepts wire size 26-10 AWG, green and yellow, 15mm DIN rail mount, 100kA SCCR. Package of 50. Use to mechanically and electrically connect wires to 15mm DIN rail through the snap-on clamping foot. | Stock | 131
KN-MG10-10 | Konnect-It screw mini grounding terminal block, accepts wire size 26-10 AWG, green and yellow, 15mm DIN rail mount, 100kA SCCR. Package of 10. Use to mechanically and electrically connect wires to 15mm DIN rail through the snap-on clamping foot. | Stock | 38.5
KN-PG25 | Konnect-It screwless grounding terminal block, single-level, accepts wire size 28-12 AWG, yellow/green, 600 VAC/VDC, 35mm DIN rail mount. Package of 50. | Stock | 95
KN-PG25-25 | Konnect-It screwless grounding terminal block, single-level, accepts wire size 28-12 AWG, yellow/green, 600 VAC/VDC, 35mm DIN rail mount. Package of 25. | Stock | 55
KN-PG25-2-2 | Konnect-It screwless grounding terminal block, single-level, 2 inputs to 2 outputs, accepts wire size 28-12 AWG, yellow/green, 600 VAC/VDC, 35mm DIN rail mount. Package of 50. | Stock | 128
KN-PG25-2-2-25 | Konnect-It screwless grounding terminal block, single-level, 2 inputs to 2 outputs, accepts wire size 28-12 AWG, yellow/green, 600 VAC/VDC, 35mm DIN rail mount. Package of 25. | Stock | 71
KN-PG25E-1-2 | Konnect-It screwless grounding terminal block, single-level, 2 inputs to 1 output, accepts wire size 28-12 AWG, yellow/green, 600 VAC/VDC, 35mm DIN rail mount. Package of 50. | Stock | 129
KN-PG25E-1-2-25 | Konnect-It screwless grounding terminal block, single-level, 2 inputs to 1 output, accepts wire size 28-12 AWG, yellow/green, 600 VAC/VDC, 35mm DIN rail mount. Package of 25. | Stock | 72
KN-PDG25 | Konnect-It screwless grounding terminal block, double-level connected between levels, accepts wire size 28-12 AWG, yellow/green, 300 VAC/VDC, 35mm DIN rail mount. Package of 50. | Stock | 191
KN-PDG25-25 | Konnect-It screwless grounding terminal block, double-level connected between levels, accepts wire size 28-12 AWG, yellow/green, 300 VAC/VDC, 35mm DIN rail mount. Package of 25. | Stock | 108
KN-PTG25 | Konnect-It screwless grounding terminal block, triple-level connected between levels, accepts wire size 28-12 AWG, yellow/green, 300 VAC/VDC, 35mm DIN rail mount. Package of 50. | Stock | 380
KN-PTG25-25 | Konnect-It screwless grounding terminal block, triple-level connected between levels, accepts wire size 28-12 AWG, yellow/green, 300 VAC/VDC, 35mm DIN rail mount. Package of 25. | Stock | 214
DN-G10 | DINnector screw grounding terminal block, accepts wire size 24-10 AWG, green and yellow, 35mm DIN rail mount, 10kA SCCR. Package of 50. Use to mechanically and electrically connect wires to 35mm DIN rail through the clamping foot. | Stock | 232
DN-G10-10 | DINnector screw grounding terminal block, accepts wire size 24-10 AWG, green and yellow, 35mm DIN rail mount, 10kA SCCR. Package of 10. Use to mechanically and electrically connect wires to 35mm DIN rail through the clamping foot. | Stock | 46
DN-G8 | DINnector screw grounding terminal block, accepts wire size 22-8 AWG, green and yellow, 35mm DIN rail mount, 10kA SCCR. Package of 50. Use to mechanically and electrically connect wires to 35mm DIN rail through the clamping foot. | Stock | 274
DN-G8-10 | DINnector screw grounding terminal block, accepts wire size 22-8 AWG, green and yellow, 35mm DIN rail mount, 10kA SCCR. Package of 10. Use to mechanically and electrically connect wires to 35mm DIN rail through the clamping foot. | Stock | 90
DN-G6 | DINnector screw grounding terminal block, accepts wire size 20-6 AWG, green and yellow, 35mm DIN rail mount, 10kA SCCR. Package of 50. Use to mechanically and electrically connect wires to 35mm DIN rail through the clamping foot. | Stock | 376
DN-G6-10 | DINnector screw grounding terminal block, accepts wire size 20-6 AWG, green and yellow, 35mm DIN rail mount, 10kA SCCR. Package of 10. Use to mechanically and electrically connect wires to 35mm DIN rail through the clamping foot. | Stock | 77
DN-G4 | DINnector screw grounding terminal block, accepts wire size 14-4 AWG, green and yellow, 35mm DIN rail mount, 10kA SCCR. Package of 25. Use to mechanically and electrically connect wires to 35mm DIN rail through the clamping foot. | Stock | 232
DN-G4MN | DINnector screw grounding terminal block, accepts wire size 14-4 AWG, green and yellow, 35mm DIN rail mount, 10kA SCCR. Package of 8. Use to mechanically and electrically connect wires to 35mm DIN rail through the clamping foot. | Stock | 54
DN-G1/0 | DINnector screw grounding terminal block, accepts wire size 14-1/0 AWG, green and yellow, 35mm DIN rail mount, 10kA SCCR. Package of 25. Use to mechanically and electrically connect wires to 35mm DIN rail through the clamping foot. | Stock | 292
DN-G1/0MN | DINnector screw grounding terminal block, accepts wire size 14-1/0 AWG, green and yellow, 35mm DIN rail mount, 10kA SCCR. Package of 5. Use to mechanically and electrically connect wires to 35mm DIN rail through the clamping foot. | Stock | 48
DN-MG10 | DINnector screw mini grounding terminal block, accepts wire size 24-10 AWG, green and yellow, 15mm DIN rail mount, 10kA SCCR. Package of 20. Use to mechanically and electrically connect wires to 15mm DIN rail through the screw-down clamping foot. | Stock | 95
DN-QG12 | DINnector screwless grounding terminal block, accepts wire size 24-12 AWG, green and yellow, 35mm DIN rail mount, 10kA SCCR. Package of 10. Use to mechanically and electrically connect wires to 35mm DIN rail through the clamping foot. | Stock | 37.5
DN-QG10 | DINnector screwless grounding terminal block, accepts wire size 24-10 AWG, green and yellow, 35mm DIN rail mount, 10kA SCCR. Package of 10. Use to mechanically and electrically connect wires to 35mm DIN rail through the clamping foot. | Stock | 39.5
DN-QG8 | DINnector screwless grounding terminal block, accepts wire size 22-8 AWG, green and yellow, 35mm DIN rail mount, 10kA SCCR. Package of 10. Use to mechanically and electrically connect wires to 35mm DIN rail through the clamping foot. | Stock | 48.5
DN-QG12-1-2 | DINnector screwless grounding terminal block, one-connection to two-connection, accepts wire size 24-12 AWG, green and yellow, 35mm DIN rail mount, 10kA SCCR. Package of 10. | Stock | 66
DN-QG12-2-2 | DINnector screwless grounding terminal block, two-connection to two-connection, accepts wire size 24-12 AWG, green and yellow, 35mm DIN rail mount, 10kA SCCR. Package of 10. | Stock | 75
Circuit Protection Terminal Blocks
KN-FSK5L110GRY | Konnect-It screw circuit protection terminal block, single-level, fuse holder, accepts wire size 26-10 AWG, gray, 10A, 110 VAC/VDC, LED indicator(s), 35mm DIN rail mount. Package of 50. | Stock | 193
KN-FSK5L110GRY-25 | Konnect-It screw circuit protection terminal block, single-level, fuse holder, accepts wire size 26-10 AWG, gray, 10A, 110 VAC/VDC, LED indicator(s), 35mm DIN rail mount. Package of 25. | Stock | 97
KN-FSK5L220GRY | Konnect-It screw circuit protection terminal block, single-level, fuse holder, accepts wire size 26-10 AWG, gray, 10A, 220 VAC/VDC, LED indicator(s), 35mm DIN rail mount. Package of 50. | Stock | 193
KN-FSK5L220GRY-25 | Konnect-It screw circuit protection terminal block, single-level, fuse holder, accepts wire size 26-10 AWG, gray, 10A, 220 VAC/VDC, LED indicator(s), 35mm DIN rail mount. Package of 25. | Stock | 97
KN-FSK5L24GRY | Konnect-It screw circuit protection terminal block, single-level, fuse holder, accepts wire size 26-10 AWG, gray, 10A, 24 VAC/VDC, LED indicator(s), 35mm DIN rail mount. Package of 50. | Stock | 193
KN-FSK5L24GRY-25 | Konnect-It screw circuit protection terminal block, single-level, fuse holder, accepts wire size 26-10 AWG, gray, 10A, 24 VAC/VDC, LED indicator(s), 35mm DIN rail mount. Package of 25. | Stock | 97
KN-FSK5GRY | Konnect-It screw circuit protection terminal block, single-level, fuse holder, no indicator, accepts wire size 26-10 AWG, gray, 10A, 300 VAC/VDC, 35mm DIN rail mount. Package of 50. | Stock | 129
KN-FSK5GRY-25 | Konnect-It screw circuit protection terminal block, single-level, fuse holder, no indicator, accepts wire size 26-10 AWG, gray, 10A, 300 VAC/VDC, 35mm DIN rail mount. Package of 25. | Stock | 65
KN-F10-NG | Konnect-It screw multi-function terminal block, triple-level, fuse holder, 1 feedthrough and 1 ground, no indicator, accepts wire size 24-10 AWG, gray, fused 6.3A, non-fused 30A, 300 VAC/VDC, 35mm DIN rail mount. Package of 25. | Stock | 125
KN-F10L110-NG | Konnect-It screw multi-function terminal block, triple-level, fuse holder, 1 feedthrough and 1 ground, accepts wire size 24-10 AWG, gray, fused 6.3A, non-fused 30A, fused 110 VAC/VDC, non-fused 300 VAC/VDC, LED indicator(s), 35mm DIN rail mount. Package of 25. | Stock | 143
KN-F10L220-NG | Konnect-It screw multi-function terminal block, triple-level, fuse holder, 1 feedthrough and 1 ground, accepts wire size 24-10 AWG, gray, fused 6.3A, non-fused 30A, fused 220 VAC/VDC, non-fused 300 VAC/VDC, LED indicator(s), 35mm DIN rail mount. Package of 25. | Stock | 143
KN-F10L24-NG | Konnect-It screw multi-function terminal block, triple-level, fuse holder, 1 feedthrough and 1 ground, accepts wire size 24-10 AWG, gray, fused 6.3A, non-fused 30A, fused 24 VAC/VDC, non-fused 300 VAC/VDC, LED indicator(s), 35mm DIN rail mount. Package of 25. | Stock | 143
KN-F10L48-NG | Konnect-It screw multi-function terminal block, triple-level, fuse holder, 1 feedthrough and 1 ground, accepts wire size 24-10 AWG, gray, fused 6.3A, non-fused 30A, fused 48 VAC/VDC, non-fused 300 VAC/VDC, LED indicator(s), 35mm DIN rail mount. Package of 25. | Stock | 143
KN-F10 | Konnect-It screw circuit protection terminal block, accepts wire size 26-8 AWG, gray, 6.3A, 35mm DIN rail mount, 10kA SCCR. Package of 50. For use with GMA, GMC, S500 and S506 series fuses. | Stock | 156
KN-F10-10 | Konnect-It screw circuit protection terminal block, accepts wire size 26-8 AWG, gray, 6.3A, 35mm DIN rail mount, 10kA SCCR. Package of 10. For use with GMA, GMC, S500 and S506 series fuses. | Stock | 35
KN-F10L110AC | Konnect-It screw circuit protection terminal block, blown fuse indicator, accepts wire size 26-8 AWG, gray, 6.3A, 110 VAC LED indicator(s), 35mm DIN rail mount, 10kA SCCR. Package of 25. For use with GMA, GMC, S500 and S506 series fuses. | Stock | 95
KN-F10L110AC-10 | Konnect-It screw circuit protection terminal block, blown fuse indicator, accepts wire size 26-8 AWG, gray, 6.3A, 110 VAC LED indicator(s), 35mm DIN rail mount, 10kA SCCR. Package of 10. For use with GMA, GMC, S500 and S506 series fuses. | Stock | 41.5
KN-F10L220AC | Konnect-It screw circuit protection terminal block, blown fuse indicator, accepts wire size 26-8 AWG, gray, 6.3A, 220 VAC LED indicator(s), 35mm DIN rail mount, 10kA SCCR. Package of 25. For use with GMA, GMC, S500 and S506 series fuses. | Stock | 95
KN-F10L220AC-10 | Konnect-It screw circuit protection terminal block, blown fuse indicator, accepts wire size 26-8 AWG, gray, 6.3A, 220 VAC LED indicator(s), 35mm DIN rail mount, 10kA SCCR. Package of 10. For use with GMA, GMC, S500 and S506 series fuses. | Stock | 41.5
KN-F10L24AC | Konnect-It screw circuit protection terminal block, blown fuse indicator, accepts wire size 26-8 AWG, gray, 6.3A, 24 VAC LED indicator(s), 35mm DIN rail mount, 10kA SCCR. Package of 25. For use with GMA, GMC, S500 and S506 series fuses. | Stock | 95
KN-F10L24AC-10 | Konnect-It screw circuit protection terminal block, blown fuse indicator, accepts wire size 26-8 AWG, gray, 6.3A, 24 VAC LED indicator(s), 35mm DIN rail mount, 10kA SCCR. Package of 10. For use with GMA, GMC, S500 and S506 series fuses. | Stock | 41.5
KN-F10L110DC | Konnect-It screw circuit protection terminal block, blown fuse indicator, accepts wire size 26-8 AWG, gray, 6.3A, 110 VDC LED indicator(s), 35mm DIN rail mount, 10kA SCCR. Package of 25. For use with GMA, GMC, S500 and S506 series fuses. | Stock | 95
KN-F10L110DC-10 | Konnect-It screw circuit protection terminal block, blown fuse indicator, accepts wire size 26-8 AWG, gray, 6.3A, 110 VDC LED indicator(s), 35mm DIN rail mount, 10kA SCCR. Package of 10. For use with GMA, GMC, S500 and S506 series fuses. | Stock | 41.5
KN-F10L220DC | Konnect-It screw circuit protection terminal block, blown fuse indicator, accepts wire size 26-8 AWG, gray, 6.3A, 220 VDC LED indicator(s), 35mm DIN rail mount, 10kA SCCR. Package of 25. For use with GMA, GMC, S500 and S506 series fuses. | Stock | 95
KN-F10L220DC-10 | Konnect-It screw circuit protection terminal block, blown fuse indicator, accepts wire size 26-8 AWG, gray, 6.3A, 220 VDC LED indicator(s), 35mm DIN rail mount, 10kA SCCR. Package of 10. For use with GMA, GMC, S500 and S506 series fuses. | Stock | 41.5
KN-F10L24DC | Konnect-It screw circuit protection terminal block, blown fuse indicator, accepts wire size 26-8 AWG, gray, 6.3A, 24 VDC LED indicator(s), 35mm DIN rail mount, 10kA SCCR. Package of 25. For use with GMA, GMC, S500 and S506 series fuses. | Stock | 95
KN-F10L24DC-10 | Konnect-It screw circuit protection terminal block, blown fuse indicator, accepts wire size 26-8 AWG, gray, 6.3A, 24 VDC LED indicator(s), 35mm DIN rail mount, 10kA SCCR. Package of 10. For use with GMA, GMC, S500 and S506 series fuses. | Stock | 41.5
DN-FE2 | DINnector screw circuit protection terminal block, accepts wire size 24-12 AWG, gray. Package of 50. 20A when used as a disconnect; 10A when used with a DN-SUPP-nn. | Stock | 131
DN-FE2-5 | DINnector screw circuit protection terminal block, accepts wire size 24-12 AWG, gray. Package of 5. 20A when used as a disconnect; 10A when used with a DN-SUPP-nn. | Stock | 15
DN-FE2L12 | DINnector screw circuit protection terminal block, accepts wire size 24-12 AWG, gray, 12 VAC/VDC LED indicator(s). Package of 50. 20A when used as a disconnect; 10A when used with a DN-SUPP-nn. | Stock | 176
DN-FE2L12-5 | DINnector screw circuit protection terminal block, accepts wire size 24-12 AWG, gray, 12 VAC/VDC LED indicator(s). Package of 5. 20A when used as a disconnect; 10A when used with a DN-SUPP-nn. | Stock | 18
DN-FE2L24 | DINnector screw circuit protection terminal block, accepts wire size 24-12 AWG, gray, 24 VAC/VDC LED indicator(s). Package of 50. 20A when used as a disconnect; 10A when used with a DN-SUPP-nn. | Stock | 176
DN-FE2L24-5 | DINnector screw circuit protection terminal block, accepts wire size 24-12 AWG, gray, 24 VAC/VDC LED indicator(s). Package of 5. 20A when used as a disconnect; 10A when used with a DN-SUPP-nn. | Stock | 18
DN-FE4 | DINnector screw circuit protection terminal block, accepts wire size 24-10 AWG, gray. Package of 50. 25A when used as a disconnect; 10A when used with a DN-SUPP-nn. | Stock | 131
DN-FE4-5 | DINnector screw circuit protection terminal block, accepts wire size 24-10 AWG, gray. Package of 5. 25A when used as a disconnect; 10A when used with a DN-SUPP-nn. | Stock | 15
DN-FE4L12 | DINnector screw circuit protection terminal block, accepts wire size 24-10 AWG, gray, 12 VAC/VDC LED indicator(s). Package of 50. 25A when used as a disconnect; 10A when used with a DN-SUPP-nn. | Stock | 176
DN-FE4L12-5 | DINnector screw circuit protection terminal block, accepts wire size 24-10 AWG, gray, 12 VAC/VDC LED indicator(s). Package of 5. 25A when used as a disconnect; 10A when used with a DN-SUPP-nn. | Stock | 18
DN-FE4L24 | DINnector screw circuit protection terminal block, accepts wire size 24-10 AWG, gray, 24 VAC/VDC LED indicator(s). Package of 50. 25A when used as a disconnect; 10A when used with a DN-SUPP-nn. | Stock | 176
DN-FE4L24-5 | DINnector screw circuit protection terminal block, accepts wire size 24-10 AWG, gray, 24 VAC/VDC LED indicator(s). Package of 5. 25A when used as a disconnect; 10A when used with a DN-SUPP-nn. | Stock | 18
DN-F6 | DINnector screw circuit protection terminal block, accepts wire size 20-6 AWG, gray, 30A, 35mm DIN rail mount, 10kA SCCR. Package of 25. For use with ABC, AGC, MDA and MDL series fuses. | Stock | 168
DN-F6MN | DINnector screw circuit protection terminal block, accepts wire size 20-6 AWG, gray, 30A, 35mm DIN rail mount, 10kA SCCR. Package of 7. For use with ABC, AGC, MDA and MDL series fuses. | Stock | 49
DN-F6L110 | DINnector screw circuit protection terminal block, blown fuse indicator, accepts wire size 20-6 AWG, gray, 30A, 110 VAC/VDC LED indicator(s), 35mm DIN rail mount, 10kA SCCR. Package of 10. For use with ABC, AGC, MDA and MDL series fuses. | Stock | 105
DN-F6L220 | DINnector screw circuit protection terminal block, blown fuse indicator, accepts wire size 20-6 AWG, gray, 30A, 220 VAC/VDC LED indicator(s), 35mm DIN rail mount, 10kA SCCR. Package of 10. For use with ABC, AGC, MDA and MDL series fuses. | Stock | 105
DN-F6L24 | DINnector screw circuit protection terminal block, blown fuse indicator, accepts wire size 20-6 AWG, gray, 30A, 24 VAC/VDC LED indicator(s), 35mm DIN rail mount, 10kA SCCR. Package of 10. For use with ABC, AGC, MDA and MDL series fuses. | Stock | 105
DN-F10 | DINnector screw circuit protection terminal block, accepts wire size 24-10 AWG, gray, 6.3A, 35mm DIN rail mount, 10kA SCCR. Package of 50. For use with GMA, GMC, S500 and S506 series fuses. | Stock | 269
DN-F10MN | DINnector screw circuit protection terminal block, accepts wire size 24-10 AWG, gray, 6.3A, 35mm DIN rail mount, 10kA SCCR. Package of 10. For use with GMA, GMC, S500 and S506 series fuses. | Stock | 58
DN-F10L110 | DINnector screw circuit protection terminal block, blown fuse indicator, accepts wire size 24-10 AWG, gray, 6.3A, 110 VAC/VDC LED indicator(s), 35mm DIN rail mount, 10kA SCCR. Package of 10. For use with GMA, GMC, S500 and S506 series fuses. | Stock | 103
DN-F10L220 | DINnector screw circuit protection terminal block, blown fuse indicator, accepts wire size 24-10 AWG, gray, 6.3A, 220 VAC/VDC LED indicator(s), 35mm DIN rail mount, 10kA SCCR. Package of 10. For use with GMA, GMC, S500 and S506 series fuses. | Stock | 103
DN-F10L24 | DINnector screw circuit protection terminal block, blown fuse indicator, accepts wire size 24-10 AWG, gray, 6.3A, 24 VAC/VDC LED indicator(s), 35mm DIN rail mount, 10kA SCCR. Package of 10. For use with GMA, GMC, S500 and S506 series fuses. | Stock | 103
Disconnect Terminal Blocks
KN-F10-DCH | Konnect-It screw disconnect terminal block, accepts wire size 26-8 AWG, gray, 6.3A, 35mm DIN rail mount, 10kA SCCR. Package of 25. | Stock | 70
KN-F10-DCH-10 | Konnect-It screw disconnect terminal block, accepts wire size 26-8 AWG, gray, 6.3A, 35mm DIN rail mount, 10kA SCCR. Package of 10. | Stock | 37.5
KN-KBD10 | Konnect-It screw disconnect terminal block, accepts wire size 26-10 AWG, gray, 16A, 35mm DIN rail mount, 10kA SCCR. Package of 50. | Stock | 116
KN-KBD10-10 | Konnect-It screw disconnect terminal block, accepts wire size 26-10 AWG, gray, 16A, 35mm DIN rail mount, 10kA SCCR. Package of 10. | Stock | 29
KN-P25CDIS-2-2 | Konnect-It screwless disconnect terminal block, single-level, 2 inputs to 2 outputs with disconnect, accepts wire size 28-12 AWG, gray, 20A, 300 VAC/VDC, 35mm DIN rail mount. Package of 50. | Stock | 169
KN-P25CDIS-2-2-25 | Konnect-It screwless common point feedthrough terminal block, single-level, 2 inputs to 2 outputs with disconnect, accepts wire size 28-12 AWG, gray, 20A, 300 VAC/VDC, 35mm DIN rail mount. Package of 25. | Stock | 95
KN-P25EDIS | Konnect-It screwless disconnect terminal block, single-level disconnect, accepts wire size 28-12 AWG, gray, 20A, 300 VAC/VDC, 35mm DIN rail mount. Package of 50. | Stock | 109
KN-P25EDIS-25 | Konnect-It screwless disconnect terminal block, single-level disconnect, accepts wire size 28-12 AWG, gray, 20A, 300 VAC/VDC, 35mm DIN rail mount. Package of 25. | Stock | 62
KN-P25EDIS-1-2 | Konnect-It screwless disconnect terminal block, single-level, 1 input to 2 outputs with disconnect, accepts wire size 28-12 AWG, gray, 20A, 300 VAC/VDC, 35mm DIN rail mount. Package of 50. | Stock | 163
KN-P25EDIS-1-2-25 | Konnect-It screwless common point feedthrough terminal block, single-level, 1 input to 2 outputs bridged with disconnect, accepts wire size 28-12 AWG, gray, 20A, 300 VAC/VDC, 35mm DIN rail mount. Package of 25. | Stock | 92
KN-PD25DIS | Konnect-It screwless disconnect terminal block, double-level disconnect, accepts wire size 28-12 AWG, gray, 20A, 300 VAC/VDC, 35mm DIN rail mount. Package of 50. | Stock | 214
KN-PD25DIS-25 | Konnect-It screwless disconnect terminal block, double-level disconnect, accepts wire size 28-12 AWG, gray, 20A, 300 VAC/VDC, 35mm DIN rail mount. Package of 25. | Stock | 121
DN-DIS2 | DINnector screw disconnect terminal block, accepts wire size 24-12 AWG, gray, 20A, 35mm DIN rail mount, 10kA SCCR. Package of 50. | Stock | 151
DN-DIS2MN | DINnector screw disconnect terminal block, accepts wire size 24-12 AWG, gray, 20A, 35mm DIN rail mount, 10kA SCCR. Package of 10. | Stock | 36.5
DN-DIS2L12 | DINnector screw disconnect terminal block, power indicator, accepts wire size 24-12 AWG, gray, 20A, 12 VAC/VDC LED indicator(s), 35mm DIN rail mount, 10kA SCCR. Package of 50. | Stock | 191
DN-DIS2L12MN | DINnector screw disconnect terminal block, power indicator, accepts wire size 24-12 AWG, gray, 20A, 12 VAC/VDC LED indicator(s), 35mm DIN rail mount, 10kA SCCR. Package of 10. | Stock | 43.5
DN-DIS2L24 | DINnector screw disconnect terminal block, power indicator, accepts wire size 24-12 AWG, gray, 20A, 24 VAC/VDC LED indicator(s), 35mm DIN rail mount, 10kA SCCR. Package of 50. | Stock | 191
DN-DIS2L24MN | DINnector screw disconnect terminal block, power indicator, accepts wire size 24-12 AWG, gray, 20A, 24 VAC/VDC LED indicator(s), 35mm DIN rail mount, 10kA SCCR. Package of 10. | Stock | 43.5
DN-DIS4 | DINnector screw disconnect terminal block, accepts wire size 24-10 AWG, gray, 25A, 35mm DIN rail mount, 10kA SCCR. Package of 50. | Stock | 151
DN-DIS4MN | DINnector screw disconnect terminal block, accepts wire size 24-10 AWG, gray, 25A, 35mm DIN rail mount, 10kA SCCR. Package of 10. | Stock | 36.5
DN-DIS4L12 | DINnector screw disconnect terminal block, power indicator, accepts wire size 24-10 AWG, gray, 25A, 12 VAC/VDC LED indicator(s), 35mm DIN rail mount, 10kA SCCR. Package of 50. | Stock | 191
DN-DIS4L12MN | DINnector screw disconnect terminal block, power indicator, accepts wire size 24-10 AWG, gray, 25A, 12 VAC/VDC LED indicator(s), 35mm DIN rail mount, 10kA SCCR. Package of 10. | Stock | 43.5
DN-DIS4L24 | DINnector screw disconnect terminal block, power indicator, accepts wire size 24-10 AWG, gray, 25A, 24 VAC/VDC LED indicator(s), 35mm DIN rail mount, 10kA SCCR. Package of 50. | Stock | 191
DN-DIS4L24MN | DINnector screw disconnect terminal block, power indicator, accepts wire size 24-10 AWG, gray, 25A, 24 VAC/VDC LED indicator(s), 35mm DIN rail mount, 10kA SCCR. Package of 10. | Stock | 43.5
DN-DIS10 | DINnector screw disconnect terminal block, accepts wire size 24-10 AWG, gray, 30A, 35mm DIN rail mount, 10kA SCCR. Package of 50. | Stock | 322
DN-DIS10MN | DINnector screw disconnect terminal block, accepts wire size 24-10 AWG, gray, 30A, 35mm DIN rail mount, 10kA SCCR. Package of 10. | Stock | 51
DN-KBD12 | DINnector screw disconnect terminal block, accepts wire size 22-12 AWG, gray, 20A, 35mm DIN rail mount, 10kA SCCR. Package of 50. | Stock | 177
DN-KBD12MN | DINnector screw disconnect terminal block, accepts wire size 22-12 AWG, gray, 20A, 35mm DIN rail mount, 10kA SCCR. Package of 10. | Stock | 30.5
DN-QKBD12-A | DINnector screwless disconnect terminal block, accepts wire size 24-12 AWG, gray, 20A, 35mm DIN rail mount, 10kA SCCR. Package of 25. For use with jumpers DN-24J2Y, DN-2J2Y or DN-3J2Y. | Stock | 84
Plug-In Terminal Blocks
DN-EMXM1 | DINnector screw plug-in single-level feedthrough terminal block, accepts wire size 24-12 AWG, gray, 12A, 35mm DIN rail mount, 10kA SCCR. Package of 32. | Stock | 62
DN-EMXDV | DINnector screw plug-in double-level feedthrough terminal block, accepts wire size 24-12 AWG, gray, 12A, 35mm DIN rail mount, 10kA SCCR. Package of 32. | Stock | 92
DN-QEMXM1 | DINnector screwless plug-in single-level feedthrough terminal block, accepts wire size 24-12 AWG, gray, 12A, 35mm DIN rail mount, 10kA SCCR. Package of 32. | Stock | 74
DN-QEMXDV | DINnector screwless plug-in double-level feedthrough terminal block, accepts wire size 24-12 AWG, gray, 12A, 35mm DIN rail mount, 10kA SCCR. Package of 32. | Stock | 95
KN-P25-1-PN | Konnect-It screwless feedthrough terminal block, single-level, pin connection input, accepts wire size 28-12 AWG, gray, 10A, 150 VAC/VDC, 35mm DIN rail mount. Package of 50. | Stock | 102
KN-P25-1-PN-25 | Konnect-It screwless feedthrough terminal block, single-level, pin connection input, accepts wire size 28-12 AWG, gray, 10A, 150 VAC/VDC, 35mm DIN rail mount. Package of 25. | Stock | 57
KN-P25-1-PNBLU | Konnect-It screwless feedthrough terminal block, single-level, pin connection input, accepts wire size 28-12 AWG, blue, 10A, 150 VAC/VDC, 35mm DIN rail mount. Package of 50. | Stock | 116
KN-P25-1-PNBLU-25 | Konnect-It screwless feedthrough terminal block, single-level, pin connection input, accepts wire size 28-12 AWG, blue, 10A, 150 VAC/VDC, 35mm DIN rail mount. Package of 25. | Stock | 66
KN-P25LD24-1-PN | Konnect-It screwless feedthrough terminal block, single-level, pin connection input power indicator, accepts wire size 28-12 AWG, gray, 10A, 24 VAC/VDC, LED indicator(s), 35mm DIN rail mount. Package of 50. | Stock | 172
KN-P25LD24-1-PN-25 | Konnect-It screwless feedthrough terminal block, single-level, pin connection input power indicator, accepts wire size 28-12 AWG, gray, 10A, 24 VAC/VDC, LED indicator(s), 35mm DIN rail mount. Package of 25. | Stock | 97
KN-PD25-1-PN | Konnect-It screwless feedthrough terminal block, double-level, pin connection input, accepts wire size 28-12 AWG, gray, 10A, 150 VAC/VDC, 35mm DIN rail mount. Package of 50. | Stock | 192
KN-PD25-1-PN-25 | Konnect-It screwless feedthrough terminal block, double-level, pin connection input, accepts wire size 28-12 AWG, gray, 10A, 150 VAC/VDC, 35mm DIN rail mount. Package of 25. | Stock | 109
KN-PD25-1-PNBLU | Konnect-It screwless feedthrough terminal block, double-level, pin connection input, accepts wire size 28-12 AWG, blue, 10A, 150 VAC/VDC, 35mm DIN rail mount. Package of 50. | Stock | 239
KN-PD25-1-PNBLU-25 | Konnect-It screwless feedthrough terminal block, double-level, pin connection input, accepts wire size 28-12 AWG, blue, 10A, 150 VAC/VDC, 35mm DIN rail mount. Package of 25. | Stock | 135
KN-PD25-1-PNLD24 | Konnect-It screwless feedthrough terminal block, double-level, pin connection input with power indicator, accepts wire size 28-12 AWG, gray, 10A, 24 VAC/VDC, LED indicator(s), 35mm DIN rail mount. Package of 25. | Stock | 169
Thermocouple Terminal Blocks
DN-THERM1 | DINnector screw thermocouple terminal block, accepts wire size 30-20 AWG, gray, 35mm DIN rail mount, 10kA SCCR. Package of 50. | Stock | 239
DN-THERM1MN | DINnector screw thermocouple terminal block, accepts wire size 30-20 AWG, gray, 35mm DIN rail mount, 10kA SCCR. Package of 10. | Stock | 58
DN-THERM2 | DINnector screw thermocouple terminal block, accepts wire size 20-16 AWG, gray, 35mm DIN rail mount, 10kA SCCR. Package of 50. | Stock | 239
DN-THERM2MN | DINnector screw thermocouple terminal block, accepts wire size 20-16 AWG, gray, 35mm DIN rail mount, 10kA SCCR. Package of 10. | Stock | 54
Mini Supplementary Protectors for Terminal Blocks
DN-SUPP-P25 | DINnector mini supplementary protector, with reset, 0.25A, 250 VAC/75 VDC, blade connection, 1-pole, UL 1077 recognized. Package of 20. For use with DN-FE2 and DN-FE4 series socket. | Stock | 390
DN-SUPP-P25-1 | DINnector mini supplementary protector, with reset, 0.25A, 250 VAC/75 VDC, blade connection, 1-pole, UL 1077 recognized. For use with DN-FE2 and DN-FE4 series socket. | Stock | 21
DN-SUPP-P5 | DINnector mini supplementary protector, with reset, 0.5A, 250 VAC/75 VDC, blade connection, 1-pole, UL 1077 recognized. Package of 20. For use with DN-FE2 and DN-FE4 series socket. | Stock | 390
DN-SUPP-P5-1 | DINnector mini supplementary protector, with reset, 0.5A, 250 VAC/75 VDC, blade connection, 1-pole, UL 1077 recognized. For use with DN-FE2 and DN-FE4 series socket. | Stock | 21
DN-SUPP-1 | DINnector mini supplementary protector, with reset, 1A, 250 VAC/75 VDC, blade connection, 1-pole, UL 1077 recognized. Package of 20. For use with DN-FE2 and DN-FE4 series socket. | Stock | 390
DN-SUPP-1-1 | DINnector mini supplementary protector, with reset, 1A, 250 VAC/75 VDC, blade connection, 1-pole, UL 1077 recognized. For use with DN-FE2 and DN-FE4 series socket. | Stock | 21
DN-SUPP-2 | DINnector mini supplementary protector, with reset, 2A, 250 VAC/75 VDC, blade connection, 1-pole, UL 1077 recognized. Package of 20. For use with DN-FE2 and DN-FE4 series socket. | Stock | 390
DN-SUPP-2-1 | DINnector mini supplementary protector, with reset, 2A, 250 VAC/75 VDC, blade connection, 1-pole, UL 1077 recognized. For use with DN-FE2 and DN-FE4 series socket. | Stock | 21
DN-SUPP-3 | DINnector mini supplementary protector, with reset, 3A, 250 VAC/75 VDC, blade connection, 1-pole, UL 1077 recognized. Package of 20. For use with DN-FE2 and DN-FE4 series socket. | Stock | 390
DN-SUPP-3-1 | DINnector mini supplementary protector, with reset, 3A, 250 VAC/75 VDC, blade connection, 1-pole, UL 1077 recognized. For use with DN-FE2 and DN-FE4 series socket. | Stock | 21
DN-SUPP-4 | DINnector mini supplementary protector, with reset, 4A, 250 VAC/75 VDC, blade connection, 1-pole, UL 1077 recognized. Package of 20. For use with DN-FE2 and DN-FE4 series socket. | Stock | 390
DN-SUPP-4-1 | DINnector mini supplementary protector, with reset, 4A, 250 VAC/75 VDC, blade connection, 1-pole, UL 1077 recognized. For use with DN-FE2 and DN-FE4 series socket. | Stock | 21
DN-SUPP-6 | DINnector mini supplementary protector, with reset, 6A, 250 VAC/75 VDC, blade connection, 1-pole, UL 1077 recognized. Package of 20. For use with DN-FE2 and DN-FE4 series socket. | Stock | 390
DN-SUPP-6-1 | DINnector mini supplementary protector, with reset, 6A, 250 VAC/75 VDC, blade connection, 1-pole, UL 1077 recognized. For use with DN-FE2 and DN-FE4 series socket. | Stock | 21
DN-SUPP-8 | DINnector mini supplementary protector, with reset, 8A, 250 VAC/75 VDC, blade connection, 1-pole, UL 1077 recognized. Package of 20. For use with DN-FE2 and DN-FE4 series socket. | Stock | 390
DN-SUPP-8-1 | DINnector mini supplementary protector, with reset, 8A, 250 VAC/75 VDC, blade connection, 1-pole, UL 1077 recognized. For use with DN-FE2 and DN-FE4 series socket. | Stock | 21
DN-SUPP-10 | DINnector mini supplementary protector, with reset, 10A, 250 VAC/75 VDC, blade connection, 1-pole, UL 1077 recognized. Package of 20. For use with DN-FE2 and DN-FE4 series socket. | Stock | 390
DN-SUPP-10-1 | DINnector mini supplementary protector, with reset, 10A, 250 VAC/75 VDC, blade connection, 1-pole, UL 1077 recognized. For use with DN-FE2 and DN-FE4 series socket. | Stock | 21
Terminal Plugs for Terminal Blocks
DN-2PLUG | DINnector terminal plug, 2-pole, accepts wire size 22-14 AWG, green, 12A, 300V rated (UL), top wire entry with terminal screw 90 degrees from entry. For use with DN-EMXM1 or DN-EMXDV series terminal block. Package of 200. | Stock | 135
DN-2PLUGMN | DINnector terminal plug, 2-pole, accepts wire size 22-14 AWG, green, 12A, 300V rated (UL), top wire entry with terminal screw 90 degrees from entry. For use with DN-EMXM1 or DN-EMXDV series terminal block. Package of 10. | Stock | 8.75
DN-3PLUG | DINnector terminal plug, 3-pole, accepts wire size 22-14 AWG, green, 12A, 300V rated (UL), top wire entry with terminal screw 90 degrees from entry. For use with DN-EMXM1 or DN-EMXDV series terminal block. Package of 200. | Stock | 209
DN-3PLUGMN | DINnector terminal plug, 3-pole, accepts wire size 22-14 AWG, green, 12A, 300V rated (UL), top wire entry with terminal screw 90 degrees from entry. For use with DN-EMXM1 or DN-EMXDV series terminal block. Package of 10. | Stock | 13
DN-4PLUG | DINnector terminal plug, 4-pole, accepts wire size 22-14 AWG, green, 12A, 300V rated (UL), top wire entry with terminal screw 90 degrees from entry. For use with DN-EMXM1 or DN-EMXDV series terminal block. Package of 100. | Stock | 139
DN-4PLUGMN | DINnector terminal plug, 4-pole, accepts wire size 22-14 AWG, green, 12A, 300V rated (UL), top wire entry with terminal screw 90 degrees from entry. For use with DN-EMXM1 or DN-EMXDV series terminal block. Package of 10. | Stock | 17.5
DN-5PLUG | DINnector terminal plug, 5-pole, accepts wire size 22-14 AWG, green, 12A, 300V rated (UL), top wire entry with terminal screw 90 degrees from entry. For use with DN-EMXM1 or DN-EMXDV series terminal block. Package of 100. | Stock | 160
DN-5PLUGMN | DINnector terminal plug, 5-pole, accepts wire size 22-14 AWG, green, 12A, 300V rated (UL), top wire entry with terminal screw 90 degrees from entry. For use with DN-EMXM1 or DN-EMXDV series terminal block. Package of 10. | Stock | 21.5
DN-6PLUG | DINnector terminal plug, 6-pole, accepts wire size 22-14 AWG, green, 12A, 300V rated (UL), top wire entry with terminal screw 90 degrees from entry. For use with DN-EMXM1 or DN-EMXDV series terminal block. Package of 100. | Stock | 208
DN-6PLUGMN | DINnector terminal plug, 6-pole, accepts wire size 22-14 AWG, green, 12A, 300V rated (UL), top wire entry with terminal screw 90 degrees from entry. For use with DN-EMXM1 or DN-EMXDV series terminal block. Package of 10. | Stock | 21.5
DN-7PLUG | DINnector terminal plug, 7-pole, accepts wire size 22-14 AWG, green, 12A, 300V rated (UL), top wire entry with terminal screw 90 degrees from entry. For use with DN-EMXM1 or DN-EMXDV series terminal block. Package of 50. | Stock | 108
DN-7PLUGMN | DINnector terminal plug, 7-pole, accepts wire size 22-14 AWG, green, 12A, 300V rated (UL), top wire entry with terminal screw 90 degrees from entry. For use with DN-EMXM1 or DN-EMXDV series terminal block. Package of 5. | Stock | 17.5
DN-8PLUG | DINnector terminal plug, 8-pole, accepts wire size 22-14 AWG, green, 12A, 300V rated (UL), top wire entry with terminal screw 90 degrees from entry. For use with DN-EMXM1 or DN-EMXDV series terminal block. Package of 50. | Stock | 137
DN-8PLUGMN | DINnector terminal plug, 8-pole, accepts wire size 22-14 AWG, green, 12A, 300V rated (UL), top wire entry with terminal screw 90 degrees from entry. For use with DN-EMXM1 or DN-EMXDV series terminal block. Package of 5. | Stock | 17.5
DN-9PLUG | DINnector terminal plug, 9-pole, accepts wire size 22-14 AWG, green, 12A, 300V rated (UL), top wire entry with terminal screw 90 degrees from entry. For use with DN-EMXM1 or DN-EMXDV series terminal block. Package of 50. | Stock | 151
DN-9PLUGMN | DINnector terminal plug, 9-pole, accepts wire size 22-14 AWG, green, 12A, 300V rated (UL), top wire entry with terminal screw 90 degrees from entry. For use with DN-EMXM1 or DN-EMXDV series terminal block. Package of 5. | Stock | 18
DN-10PLUG | DINnector terminal plug, 10-pole, accepts wire size 22-14 AWG, green, 12A, 300V rated (UL), top wire entry with terminal screw 90 degrees from entry. For use with DN-EMXM1 or DN-EMXDV series terminal block. Package of 50. | Stock | 161
DN-10PLUGMN | DINnector terminal plug, 10-pole, accepts wire size 22-14 AWG, green, 12A, 300V rated (UL), top wire entry with terminal screw 90 degrees from entry. For use with DN-EMXM1 or DN-EMXDV series terminal block. Package of 5. | Stock | 20
DN-11PLUG | DINnector terminal plug, 11-pole, accepts wire size 22-14 AWG, green, 12A, 300V rated (UL), top wire entry with terminal screw 90 degrees from entry. For use with DN-EMXM1 or DN-EMXDV series terminal block. Package of 50. | Stock | 189
DN-11PLUGMN | DINnector terminal plug, 11-pole, accepts wire size 22-14 AWG, green, 12A, 300V rated (UL), top wire entry with terminal screw 90 degrees from entry. For use with DN-EMXM1 or DN-EMXDV series terminal block. Package of 5. | Stock | 23
DN-12PLUG | DINnector terminal plug, 12-pole, accepts wire size 22-14 AWG, green, 12A, 300V rated (UL), top wire entry with terminal screw 90 degrees from entry. For use with DN-EMXM1 or DN-EMXDV series terminal block. Package of 50. | Stock | 208
DN-12PLUGMN | DINnector terminal plug, 12-pole, accepts wire size 22-14 AWG, green, 12A, 300V rated (UL), top wire entry with terminal screw 90 degrees from entry. For use with DN-EMXM1 or DN-EMXDV series terminal block. Package of 5. | Stock | 23.5
End Brackets for Terminal Blocks
KN-EB3V0 | Konnect-It screw-down end bracket, 8mm wide. Package of 100. For use with 35mm DIN rail. | Stock | 67
KN-EB3V0-10 | Konnect-It screw-down end bracket, 8mm wide. Package of 10. For use with 35mm DIN rail. | Stock | 8.75
KN-EB3 | Konnect-It screw-down end bracket, 8mm wide. Package of 100. For use with 35mm DIN rail. | Stock | 57
KN-EB3-10 | Konnect-It screw-down end bracket, 8mm wide. Package of 10. For use with 35mm DIN rail. | Stock | 7.5
KN-EB4V0 | Konnect-It snap-on end bracket, 8mm wide. Package of 100. For use with 35mm DIN rail. | Stock | 70
KN-EB4V0-10 | Konnect-It snap-on end bracket, 8mm wide. Package of 10. For use with 35mm DIN rail. | Stock | 8.25
KN-EB4 | Konnect-It snap-on end bracket, 8mm wide. Package of 100. For use with 35mm DIN rail. | Stock | 59
KN-EB4-10 | Konnect-It snap-on end bracket, 8mm wide. Package of 10. For use with 35mm DIN rail. | Stock | 5.25
KN-EB5 | Konnect-It snap-on end bracket, 8mm wide. Package of 100. For use with 15mm DIN rail. | Stock | 86
KN-EB5-10 | Konnect-It snap-on end bracket, 8mm wide. Package of 10. For use with 15mm DIN rail. | Stock | 9.75
KN-EB7V0 | Konnect-It screw-down end bracket, 10mm wide. Package of 50. For use with 35mm DIN rail. | Stock | 65
KN-EB7V0-10 | Konnect-It screw-down end bracket, 10mm wide. Package of 10. For use with 35mm DIN rail. | Stock | 13.5
KN-EB7 | Konnect-It screw-down end bracket, 10mm wide. Package of 50. For use with 35mm DIN rail. | Stock | 59
KN-EB7-10 | Konnect-It screw-down end bracket, 10mm wide. Package of 10. For use with 35mm DIN rail. | Stock | 11.5
KN-EM8V0 | Konnect-It snap-on end bracket, 5mm wide. Package of 125. For use with 35mm DIN rail. | Stock | 65
KN-EM8V0-25 | Konnect-It snap-on end bracket, 5mm wide. Package of 25. For use with 35mm DIN rail. | Stock | 15
DN-EB15 | DINnector snap-on end bracket, 7mm wide. Package of 100. For use with 15mm DIN rail. | Stock | 127
DN-EB15MN | DINnector snap-on end bracket, 7mm wide. Package of 20. For use with 15mm DIN rail. | Stock | 30
DN-EB35 | DINnector screw-down end bracket, 9mm wide. Package of 50. For use with 35mm DIN rail. | Stock | 79
DN-EB35MN | DINnector screw-down end bracket, 9mm wide. Package of 20. For use with 35mm DIN rail. | Stock | 36.5
DN-EB35-A | DINnector screw-down end bracket, 6mm wide. Package of 50. For use with 35mm DIN rail. | Stock | 56
DN-EB35-A-10 | DINnector screw-down end bracket, 6mm wide. Package of 10. For use with 35mm DIN rail. | Stock | 13.5
DN-QEB35 | DINnector snap-on end bracket, 6mm wide. Package of 50. For use with 35mm DIN rail. | Stock | 50
DN-QEB35-10 | DINnector snap-on end bracket, 6mm wide. Package of 10. For use with 35mm DIN rail. | Stock | 13
End Covers for Terminal Blocks
KN-EC-F10-NG | Konnect-It terminal block end cover, gray. Package of 10. For use with KN-F10xx-NG series blocks. | Stock | 10
KN-ECRNG-1GRY | Konnect-It terminal block end cover, gray. Package of 25. For use with KN-RNG2P5 series blocks. | Stock | 6
KN-ECRNG-2GRY | Konnect-It terminal block end cover, gray. Package of 25. For use with KN-RNG6 series blocks. | Stock | 6
KN-ECRNG-3GRY | Konnect-It terminal block end cover, gray. Package of 25. For use with KN-RNG25 series blocks. | Stock | 7
KN-ECFRK6GRY | Konnect-It terminal block end cover, gray. Package of 50. For use with KN-FRK6 series blocks. | Stock | 13
KN-ECFRK6GRY-25 | Konnect-It terminal block end cover, gray. Package of 25. For use with KN-FRK6 series blocks. | Stock | 6
KN-ECFRK10GRY | Konnect-It terminal block end cover, gray. Package of 50. For use with KN-FRK10 series blocks. | Stock | 18
KN-ECFRK10GRY-25 | Konnect-It terminal block end cover, gray. Package of 25. For use with KN-FRK10 series blocks. | Stock | 9
KN-ECFS4 | Konnect-It terminal block end cover, gray. Package of 50. For use with KN-VFS4, KN-FS4. | Stock | 15
KN-ECFS4-25 | Konnect-It terminal block end cover, gray. Package of 25. For use with KN-VFS4, KN-FS4. | Stock | 8
KN-ECT6GRY | Konnect-It terminal block end cover, gray. Package of 100. For use with KN-T12 to KN-T6 series terminal blocks except KN-T12SP4 and KN-T12SP4-25. | Stock | 31
KN-ECT6GRY-25 | Konnect-It terminal block end cover, gray. Package of 25. For use with KN-T12 to KN-T6 series terminal blocks except KN-T12SP4 and KN-T12SP4-25. | Stock | 6.75
KN-ECT6BLU | Konnect-It terminal block end cover, blue. Package of 10. For use with KN-T12 to KN-T6 series terminal blocks except KN-T12SP4 and KN-T12SP4-25. | Stock | 3.75
KN-ECT6BLK | Konnect-It terminal block end cover, black. Package of 10. For use with KN-T12 to KN-T6 series terminal blocks except KN-T12SP4 and KN-T12SP4-25. | Stock | 3.75
KN-ECT6BRN | Konnect-It terminal block end cover, brown. Package of 10. For use with KN-T12 to KN-T6 series terminal blocks except KN-T12SP4 and KN-T12SP4-25. | Stock | 3.75
KN-ECT6GRN | Konnect-It terminal block end cover, green. Package of 10. For use with KN-T12 to KN-T6 series terminal blocks except KN-T12SP4 and KN-T12SP4-25. | Stock | 3.75
KN-ECT6ORG | Konnect-It terminal block end cover, orange. Package of 10. For use with KN-T12 to KN-T6 series terminal blocks except KN-T12SP4 and KN-T12SP4-25. | Stock | 3.75
KN-ECT6RED | Konnect-It terminal block end cover, red. Package of 10. For use with KN-T12 to KN-T6 series terminal blocks except KN-T12SP4 and KN-T12SP4-25. | Stock | 3.75
KN-ECT6WHT | Konnect-It terminal block end cover, white. Package of 10. For use with KN-T12 to KN-T6 series terminal blocks except KN-T12SP4 and KN-T12SP4-25. | Stock | 3.75
KN-ECT6YEL | Konnect-It terminal block end cover, yellow. Package of 10. For use with KN-T12 to KN-T6 series terminal blocks except KN-T12SP4 and KN-T12SP4-25. | Stock | 3.75
KN-ECT4GRY | Konnect-It terminal block end cover, gray. Package of 25. For use with KN-T4 series terminal blocks. | Stock | 15
KN-ECT4BLU | Konnect-It terminal block end cover, blue. Package of 10. For use with KN-T4 series terminal blocks. | Stock | 6.25
KN-ECDGRY | Konnect-It terminal block end cover, gray. Package of 25. For use with KN-D10 or KN-D12 series terminal blocks. | Stock | 16
KN-ECDBLU | Konnect-It terminal block end cover, blue. Package of 10. For use with KN-D10 or KN-D12 series terminal blocks. | Stock | 7.5
KN-ECDBLK | Konnect-It terminal block end cover, black. Package of 10. For use with KN-D10 or KN-D12 series terminal blocks. | Stock | 7.5
KN-ECDGRN | Konnect-It terminal block end cover, green. Package of 10. For use with KN-D10 or KN-D12 series terminal blocks. | Stock | 7.5
KN-ECDORG | Konnect-It terminal block end cover, orange. Package of 10. For use with KN-D10 or KN-D12 series terminal blocks. | Stock | 7.5
KN-ECDRED | Konnect-It terminal block end cover, red. Package of 10. For use with KN-D10 or KN-D12 series terminal blocks. | Stock | 7.5
KN-ECDYEL | Konnect-It terminal block end cover, yellow. Package of 10. For use with KN-D10 or KN-D12 series terminal blocks. | Stock | 7.5
KN-ECTL | Konnect-It terminal block end cover, gray. Package of 10. For use with KN-TL14 series terminal blocks. | Stock | 4.25
KN-ECTLS | Konnect-It terminal block end cover, gray. Package of 10. For use with KN-TL14S series terminal blocks. | Stock | 5.25
KN-ECDG12 | Konnect-It terminal block end cover, gray. Package of 10. For use with KN-DG12 series terminal blocks. | Stock | 5.25
KN-ECTG12 | Konnect-It terminal block end cover, gray. Package of 10. For use with KN-TG12 series terminal blocks. | Stock | 5.25
KN-ECMGRY | Konnect-It terminal block end cover, gray. Package of 100. For use with KN-M12 and KN-M10 series terminal blocks. | Stock | 65
KN-ECMGRY-10 | Konnect-It terminal block end cover, gray. Package of 10. For use with KN-M12 or KN-M10 series terminal blocks. | Stock | 6.75
KN-ECMBLU | Konnect-It terminal block end cover, blue. Package of 10. For use with KN-M12 or KN-M10 series terminal blocks. | Stock | 6.75
KN-ECMGRN | Konnect-It terminal block end cover, green and yellow. Package of 10. For use with KN-MG12 or KN-MG10 series terminal blocks. | Stock | 6.75
KN-ECG12SP4 | Konnect-It terminal block end cover, green and yellow. Package of 10. For use with KN-G12SP4 series terminal blocks. | Stock | 5.25
KN-ECT12SP4 | Konnect-It terminal block end cover, gray. Package of 25. For use with KN-T12SP4 series terminal blocks. | Stock | 13.5
KN-ECF10 | Konnect-It terminal block end cover, gray. Package of 25. For use with KN-F10 series terminal blocks. | Stock | 17.5
KN-ECKBD | Konnect-It terminal block end cover, gray. Package of 10. For use with KN-KDB10 series terminal blocks. | Stock | 6.75
KN-PEC25-10 | Konnect-It terminal block end cover, gray. Package of 50. For use with KN-PD25DIS series blocks. | Stock | 37.5
KN-PEC25-10-25 | Konnect-It terminal block end cover, gray. Package of 25. For use with KN-PD25DIS series blocks. | Stock | 21.5
KN-PEC25-11 | Konnect-It terminal block end cover, gray. Package of 50. For use with KN-PD25-2-2 series blocks. | Stock | 27.5
KN-PEC25-11-25 | Konnect-It terminal block end cover, gray. Package of 25. For use with KN-PD25-2-2 series blocks. | Stock | 15.5
KN-PEC25-12 | Konnect-It terminal block end cover, gray. Package of 50. For use with KN-PD25-1-PN series blocks. | Stock | 48.5
KN-PEC25-12-25 | Konnect-It terminal block end cover, gray. Package of 25. For use with KN-PD25-1-PN series blocks. | Stock | 27.5
KN-PEC25-13 | Konnect-It terminal block end cover, gray. Package of 50. For use with KN-PMD25 series blocks. | Stock | 30.5
KN-PEC25-13-25 | Konnect-It terminal block end cover, gray. Package of 25. For use with KN-PMD25 series blocks. | Stock | 17
KN-PEC25-14 | Konnect-It terminal block end cover, gray. Package of 50. For use with KN-P25-1-PN series blocks. | Stock | 20
KN-PEC25-14-25 | Konnect-It terminal block end cover, gray. Package of 25. For use with KN-P25-1-PN series blocks. | Stock | 10.5
KN-PEC25-15 | Konnect-It terminal block end cover, gray. Package of 50. For use with KN-P25 series blocks. | Stock | 11.5
KN-PEC25-15-25 | Konnect-It terminal block end cover, gray. Package of 25. For use with KN-P25 series blocks. | Stock | 6.75
KN-PEC25-16 | Konnect-It terminal block end cover, yellow/green. Package of 50. For use with KN-PG25 series blocks. | Stock | 11.5
KN-PEC25-16-25 | Konnect-It terminal block end cover, yellow/green. Package of 25. For use with KN-PG25 series blocks. | Stock | 6.75
KN-PEC25-17 | Konnect-It terminal block end cover, gray. Package of 25. For use with KN-PD25 series blocks. | Stock | 15.5
KN-PEC25-18 | Konnect-It terminal block end cover, yellow/green. Package of 25. For use with KN-PDG25 series blocks. | Stock | 15.5
KN-PEC25-19 | Konnect-It terminal block end cover, yellow/green. Package of 50. For use with KN-PTG25 series blocks. | Stock | 31.5
KN-PEC25-19-25 | Konnect-It terminal block end cover, yellow/green. Package of 25. For use with KN-PTG25 series blocks. | Stock | 18
KN-PEC25-20 | Konnect-It terminal block end cover, gray. Package of 50. For use with KN-PT25 series blocks. | Stock | 31.5
KN-PEC25-20-25 | Konnect-It terminal block end cover, gray. Package of 25. For use with KN-PT25 series blocks. | Stock | 18
KN-PEC25-21 | Konnect-It terminal block end cover, yellow/green. Package of 50. For use with KN-PG25E-1-2 series blocks. | Stock | 20
KN-PEC25-21-25 | Konnect-It terminal block end cover, yellow/green. Package of 25. For use with KN-PG25E-1-2 series blocks. | Stock | 10.5
KN-PEC25-22 | Konnect-It terminal block end cover, gray. Package of 50. For use with KN-P25-1-2 series blocks. | Stock | 20
KN-PEC25-22-25 | Konnect-It terminal block end cover, gray. Package of 25. For use with KN-P25-1-2 series blocks. | Stock | 10.5
KN-PEC25-23 | Konnect-It terminal block end cover, gray. Package of 50. For use with KN-P25CDIS-2-2 series blocks. | Stock | 25.5
KN-PEC25-23-25 | Konnect-It terminal block end cover, gray. Package of 25. For use with KN-P25CDIS-2-2 series blocks. | Stock | 15.5
KN-PEC25-24 | Konnect-It terminal block end cover, gray. Package of 50. For use with KN-PT25-1-1S-1S series blocks. | Stock | 34
KN-PEC25-24-25 | Konnect-It terminal block end cover, gray. Package of 25. For use with KN-PT25-1-1S-1S series blocks. | Stock | 19
KN-PEC25-25 | Konnect-It terminal block end cover, yellow/green. Package of 50. For use with KN-PG25-2-2 series blocks. | Stock | 23.5
KN-PEC25-25-25 | Konnect-It terminal block end cover, yellow/green. Package of 25. For use with KN-PG25-2-2 series blocks. | Stock | 12.5
KN-PEC25-26 | Konnect-It terminal block end cover, gray. Package of 50. For use with KN-P25-2-2 series blocks. | Stock | 23.5
KN-PEC25-26-25 | Konnect-It terminal block end cover, gray. Package of 25. For use with KN-P25-2-2 series blocks. | Stock | 12.5
DN-DEC10 | DINnector terminal block end cover, gray. Package of 50. For use with DN-D10-A series terminal blocks. | Stock | 36.5
DN-DEC10MN | DINnector terminal block end cover, gray. Package of 10. For use with DN-D10-A series terminal blocks. | Stock | 6.75
DN-EC1/0 | DINnector terminal block end cover, gray. Package of 50. For use with DN-T1/0 series terminal blocks. | Stock | 39.5
DN-EC1/0MN | DINnector terminal block end cover, gray. Package of 10. For use with DN-T1/0 series terminal blocks. | Stock | 9.75
DN-EC1210 | DINnector terminal block end cover, gray. Package of 100. For use with DN-T12 or DN-T10 series terminal blocks. | Stock | 51
DN-EC1210MN | DINnector terminal block end cover, gray. Package of 25. For use with DN-T12 or DN-T10 series terminal blocks. | Stock | 17.5
DN-EC4 | DINnector terminal block end cover, gray. Package of 50. For use with DN-T4 series terminal blocks. | Stock | 34.5
DN-EC4MN | DINnector terminal block end cover, gray. Package of 10. For use with DN-T4 series terminal blocks. | Stock | 6.75
DN-EC86 | DINnector terminal block end cover, gray. Package of 100. For use with DN-T8 or DN-T6 series terminal blocks. | Stock | 55
DN-EC86MN | DINnector terminal block end cover, gray. Package of 25. For use with DN-T8 or DN-T6 series terminal blocks. | Stock | 17.5
DN-ECKBD | DINnector terminal block end cover, gray. Package of 100. For use with DN-KBD12 series terminal blocks. | Stock | 51
DN-ECKBDMN | DINnector terminal block end cover, gray. Package of 10. For use with DN-KBD12 series terminal blocks. | Stock | 6.75
DN-ECM10 | DINnector terminal block end cover, gray. Package of 100. For use with DN-M10-A series terminal blocks. | Stock | 51
DN-ECM10MN | DINnector terminal block end cover, gray. Package of 25. For use with DN-M10-A series terminal blocks. | Stock | 17.5
DN-EC14 | DINnector terminal block end cover, gray. Package of 25. For use with DN-TL14 series terminal blocks. | Stock | 21.5
DN-EC14S | DINnector terminal block end cover, gray. Package of 25. For use with DN-TL14S series terminal blocks. | Stock | 18
DN-FESPA | DINnector terminal block spacer, gray. Package of 50. For use with DN-FE or DN-DIS series terminal block. | Stock | 31
DN-FESPA-10 | DINnector terminal block spacer, gray. Package of 10. For use with DN-FE or DN-DIS series terminal block. | Stock | 6.25
DN-EMXM1EC1 | DINnector terminal block end cover, gray. Package of 25. For use with DN-EMXM1 series terminal block leftside. | Stock | 18
DN-EMXM1EC2 | DINnector terminal block end cover, gray. Package of 25. For use with DN-EMXM1 series terminal block rightside. | Stock | 18
DN-EMXDVEC1 | DINnector terminal block end cover, gray. Package of 25. For use with DN-EMXDV series terminal block leftside. | Stock | 18
DN-EMXDVEC2 | DINnector terminal block end cover, gray. Package of 25. For use with DN-EMXDV series terminal block rightside. | Stock | 18
DN-QEC12 | DINnector terminal block end cover, gray. Package of 50. For use with DN-Q12-A or DN-QG12 series terminal blocks. | Stock | 25
DN-QEC12MN | DINnector terminal block end cover, gray. Package of 10. For use with DN-Q12-A or DN-QG12 series terminal blocks. | Stock | 6.25
DN-QEC10 | DINnector terminal block end cover, gray. Package of 50. For use with DN-Q10-A or DN-QG10 series terminal blocks. | Stock | 25
DN-QEC10MN | DINnector terminal block end cover, gray. Package of 10. For use with DN-Q10-A or DN-QG10 series terminal blocks. | Stock | 6.25
DN-QEC8 | DINnector terminal block end cover, gray. Package of 50. For use with DN-Q8-A or DN-QG8 series terminal blocks. | Stock | 30
DN-QEC8MN | DINnector terminal block end cover, gray. Package of 10. For use with DN-Q8-A or DN-QG8 series terminal blocks. | Stock | 6.75
DN-QDEC12 | DINnector terminal block end cover, gray. Package of 25. For use with DN-QD12 series terminal blocks. | Stock | 19.5
DN-QEC12-1-2 | DINnector terminal block end cover, gray. Package of 25. For use with DN-Q12-1-2-A series terminal blocks. | Stock | 18
DN-QEC12-2-2 | DINnector terminal block end cover, gray. Package of 25. For use with DN-Q12-2-2-A series terminal blocks. | Stock | 19.5
Separators for Terminal Blocks
KN-STRNG-1GRY | Konnect-It terminal block separator, gray. Package of 25. For use with KN-RNG2P5 & KN-RNG6 series blocks. | Stock | 11
KN-STRNG-2GRY | Konnect-It terminal block separator, gray. Package of 25. For use with KN-RNG25 series blocks. | Stock | 14
KN-ST1GRY | Konnect-It terminal block separator, gray. Package of 25. For use with KN-T12 to KN-T6 series terminal blocks except KN-T12SP4 and KN-T12SP4-25. | Stock | 13
KN-ST1BLU | Konnect-It terminal block separator, blue. Package of 10. For use with KN-T12 to KN-T6 series terminal blocks except KN-T12SP4 and KN-T12SP4-25. | Stock | 5
KN-ST1BLK | Konnect-It terminal block separator, black. Package of 10. For use with KN-T12 to KN-T6 series terminal blocks except KN-T12SP4 and KN-T12SP4-25. | Stock | 5
KN-ST1BRN | Konnect-It terminal block separator, brown. Package of 10. For use with KN-T12 to KN-T6 series terminal blocks except KN-T12SP4 and KN-T12SP4-25. | Stock | 5
KN-ST1GRN | Konnect-It terminal block separator, green. Package of 10. For use with KN-T12 to KN-T6 series terminal blocks except KN-T12SP4 and KN-T12SP4-25. | Stock | 5
KN-ST1ORG | Konnect-It terminal block separator, orange. Package of 10. For use with KN-T12 to KN-T6 series terminal blocks except KN-T12SP4 and KN-T12SP4-25. | Stock | 5
KN-ST1RED | Konnect-It terminal block separator, red. Package of 10. For use with KN-T12 to KN-T6 series terminal blocks except KN-T12SP4 and KN-T12SP4-25. | Stock | 5
KN-ST1WHT | Konnect-It terminal block separator, white. Package of 10. For use with KN-T12 to KN-T6 series terminal blocks except KN-T12SP4 and KN-T12SP4-25. | Stock | 5
KN-ST1YEL | Konnect-It terminal block separator, yellow. Package of 10. For use with KN-T12 to KN-T6 series terminal blocks except KN-T12SP4 and KN-T12SP4-25. | Stock | 5
KN-ST2GRY | Konnect-It terminal block separator, gray. Package of 25. For use with KN-T4 series block. | Stock | 17.5
KN-ST2BLU | Konnect-It terminal block separator, blue. Package of 10. For use with KN-T4 series block. | Stock | 17.5
KN-ST3GRY | Konnect-It terminal block separator, gray. Package of 10. For use with KN-T2 series block. | Stock | 8.75
KN-ST3BLU | Konnect-It terminal block separator, blue. Package of 10. For use with KN-T2 series block. | Stock | 8.75
KN-PS25-10 | Konnect-It terminal block separator, gray. Package of 50. For use with KN-P25 series blocks. | Stock | 28.5
KN-PS25-10-25 | Konnect-It terminal block separator, gray. Package of 25. For use with KN-P25 series blocks. | Stock | 17
KN-PS25-11 | Konnect-It terminal block separator, gray. Package of 25. For use with KN-PD25 series blocks. | Stock | 28.5
KN-PS25-12 | Konnect-It terminal block separator, gray. Package of 50. For use with KN-P25-1-2 series blocks. | Stock | 38.5
KN-PS25-12-25 | Konnect-It terminal block separator, gray. Package of 25. For use with KN-P25-1-2 series blocks. | Stock | 22.5
KN-PS25-13 | Konnect-It terminal block separator, gray. Package of 50. For use with KN-P25CDIS-2-2 series blocks. | Stock | 47
KN-PS25-13-25 | Konnect-It terminal block separator, gray. Package of 25. For use with KN-P25CDIS-2-2 series blocks. | Stock | 27.5
KN-PS25-14 | Konnect-It terminal block separator, gray. Package of 50. For use with KN-PT25-1-1S-1S series blocks. | Stock | 55
KN-PS25-14-25 | Konnect-It terminal block separator, gray. Package of 25. For use with KN-PT25-1-1S-1S series blocks. | Stock | 30.5
KN-PS25-15 | Konnect-It terminal block separator, gray. Package of 50. For use with KN-P25-2-2 series blocks. | Stock | 47
KN-PS25-15-25 | Konnect-It terminal block separator, gray. Package of 25. For use with KN-P25-2-2 series blocks. | Stock | 27.5
DN-S1210 | DINnector terminal block spacer, gray. Package of 100. For use with DN-T12-A or DN-T10-A series terminal block. | Stock | 60
DN-S1210MN | DINnector terminal block spacer, gray. Package of 25. For use with DN-T12-A or DN-T10-A series terminal block. | Stock | 19
DN-S86 | DINnector terminal block spacer, gray. Package of 100. For use with DN-T8 or DN-T6 series terminal block. | Stock | 71
DN-S86MN | DINnector terminal block spacer, gray. Package of 25. For use with DN-T8 or DN-T6 series terminal block. | Stock | 17
DN-FESEP | DINnector terminal block end cover, gray. Package of 50. For use with DN-FE and DN-DIS series terminal blocks. | Stock | 31
DN-FESEP-10 | DINnector terminal block end cover, gray. Package of 10. For use with DN-FE and DN-DIS series terminal blocks. | Stock | 6.25
DN-EMXM1SPA1 | DINnector terminal block spacer, gray. Package of 25. For use with DN-EMXM1 or DN-QEMXM1 series terminal block. | Stock | 15.5
DN-EMXDVSPA1 | DINnector terminal block spacer, gray. Package of 25. For use with DN-EMXDV or DN-QEMXDV series terminal block. | Stock | 17.5
Top Covers for Terminal Blocks
KN-TC-1 | Konnect-It terminal block top cover, white. Package of 25. For use with KN-T12 to KN-T6 series terminal blocks except KN-T12SP4 and KN-T12SP4-25. | Stock | 10
KN-TC-1S | Konnect-It terminal block top cover, white, printed electrical symbol. Package of 25. For use with KN-T12 to KN-T6 series terminal blocks except KN-T12SP4 and KN-T12SP4-25. | Stock | 15
KN-TC-2 | Konnect-It terminal block top cover, white. Package of 25. For use with KN-T4 or KN-T2 series terminal blocks. | Stock | 26.5
KN-TC-2S | Konnect-It terminal block top cover, white, printed electrical symbol. Package of 25. For use with KN-T4 or KN-T2 series terminal blocks. | Stock | 26.5
DN-C10 | DINnector terminal block top cover, clear, printed electrical symbol. Package of 100. For use with DN-T10-A series terminal blocks. | Stock | 72
DN-C10MN | DINnector terminal block top cover, clear, printed electrical symbol. Package of 25. For use with DN-T10-A series terminal blocks. | Stock | 17
DN-C12 | DINnector terminal block top cover, clear, printed electrical symbol. Package of 100. For use with DN-T12-A series terminal blocks. | Stock | 72
DN-C12MN | DINnector terminal block top cover, clear, printed electrical symbol. Package of 25. For use with DN-T12-A series terminal blocks. | Stock | 17
DN-C86 | DINnector terminal block top cover, clear, printed electrical symbol. Package of 100. For use with DN-T8 or DN-T6 series terminal blocks. | Stock | 72
DN-C86MN | DINnector terminal block top cover, clear, printed electrical symbol. Package of 25. For use with DN-T8 or DN-T6 series terminal blocks. | Stock | 17
DN-DC10 | DINnector terminal block top cover, clear, printed electrical symbol. Package of 100. For use with DN-D10 series terminal blocks. | Stock | 70
DN-DC10MN | DINnector terminal block top cover, clear, printed electrical symbol. Package of 25. For use with DN-D10 series terminal blocks. | Stock | 17
DN-MC10 | DINnector terminal block top cover, clear, printed electrical symbol. Package of 100. For use with DN-M10 series terminal blocks. | Stock | 75
DN-MC10MN | DINnector terminal block top cover, clear, printed electrical symbol. Package of 25. For use with DN-M10 series terminal blocks. | Stock | 17
DN-EMPEG1 | DINnector plug-in type pin protector, package of 16. For use with DN-EMXM1 or DN-EMXDV series terminal block. | Stock | 4.75
Jumpers for Terminal Blocks
KN-10JFSK5 | Konnect-It terminal block jumper, push-in type, 10-pole, orange, 41A, 300V. Package of 5. For use with KN-FSK5 series blocks. | Stock | 16
KN-2JFSK5 | Konnect-It terminal block jumper, push-in type, 2-pole, orange, 41A, 300V. Package of 25. For use with KN-FSK5 series blocks. | Stock | 14
KN-3JFSK5 | Konnect-It terminal block jumper, push-in type, 3-pole, orange, 41A, 300V. Package of 20. For use with KN-FSK5 series blocks. | Stock | 19
KN-4JFSK5 | Konnect-It terminal block jumper, push-in type, 4-pole, orange, 41A, 300V. Package of 10. For use with KN-FSK5 series blocks. | Stock | 14
KN-10JRNG2P5 | Konnect-It terminal block jumper, ring-type type, 10-pole, orange, 24A, 600V. Package of 5. For use with KN-RNG2P5 series blocks. | Stock | 18
KN-7JRNG2P5 | Konnect-It terminal block jumper, ring-type type, 7-pole, orange, 24A, 600V. Package of 5. For use with KN-RNG2P5 series blocks. | Stock | 13
KN-4JRNG2P5 | Konnect-It terminal block jumper, ring-type type, 4-pole, orange, 24A, 600V. Package of 10. For use with KN-RNG2P5 series blocks. | Stock | 12
KN-3JRNG2P5 | Konnect-It terminal block jumper, ring-type type, 3-pole, orange, 24A, 600V. Package of 20. For use with KN-RNG2P5 series blocks. | Stock | 17
KN-2JRNG2P5 | Konnect-It terminal block jumper, ring-type type, 2-pole, orange, 24A, 600V. Package of 25. For use with KN-RNG2P5 series blocks. | Stock | 18
KN-10JRNG6 | Konnect-It terminal block jumper, ring-type type, 10-pole, orange, 41A, 600V. Package of 5. For use with KN-RNG6 series blocks. | Stock | 21
KN-7JRNG6 | Konnect-It terminal block jumper, ring-type type, 7-pole, orange, 41A, 600V. Package of 5. For use with KN-RNG6 series blocks. | Stock | 14
KN-4JRNG6 | Konnect-It terminal block jumper, ring-type type, 4-pole, orange, 41A, 600V. Package of 10. For use with KN-RNG6 series blocks. | Stock | 20
KN-3JRNG6 | Konnect-It terminal block jumper, ring-type type, 3-pole, orange, 41A, 600V. Package of 20. For use with KN-RNG6 series blocks. | Stock | 20
KN-2JRNG6 | Konnect-It terminal block jumper, ring-type type, 2-pole, orange, 41A, 600V. Package of 25. For use with KN-RNG6 series blocks. | Stock | 20
KN-2JRNG25 | Konnect-It terminal block jumper, ring-type type, 2-pole, orange, 101A, 600V. Package of 25. For use with KN-RNG25 series blocks. | Stock | 50
KN-10JFRK6 | Konnect-It terminal block jumper, screw-down type, 10-pole, 41A, 600V. Package of 5. For use with KN-FRK6 series blocks. | Stock | 14
KN-7FRK6 | Konnect-It terminal block jumper, screw-down type, 7-pole, 41A, 600V. Package of 10. For use with KN-FRK6 series blocks. | Stock | 21
KN-4JFRK6 | Konnect-It terminal block jumper, screw-down type, 4-pole, 41A, 600V. Package of 10. For use with KN-FRK6 series blocks. | Stock | 12
KN-3JFRK6 | Konnect-It terminal block jumper, screw-down type, 3-pole, 41A, 600V. Package of 20. For use with KN-FRK6 series blocks. | Stock | 18
KN-2JFRK6 | Konnect-It terminal block jumper, screw-down type, 2-pole, 41A, 600V. Package of 25. For use with KN-FRK6 series blocks. | Stock | 16
KN-10JFRK10 | Konnect-It terminal block jumper, screw-down type, 10-pole, 57A, 600V. Package of 5. For use with KN-FRK10 series blocks. | Stock | 25
KN-7JFRK10 | Konnect-It terminal block jumper, screw-down type, 7-pole, 57A, 600V. Package of 10. For use with KN-FRK10 series blocks. | Stock | 34
KN-4JFRK10 | Konnect-It terminal block jumper, screw-down type, 4-pole, 57A, 600V. Package of 10. For use with KN-FRK10 series blocks. | Stock | 20
KN-3JFRK10 | Konnect-It terminal block jumper, screw-down type, 3-pole, 57A, 600V. Package of 20. For use with KN-FRK10 series blocks. | Stock | 31
KN-2JFRK10 | Konnect-It terminal block jumper, screw-down type, 2-pole, 57A, 600V. Package of 25. For use with KN-FRK10 series blocks. | Stock | 26
KN-2J12 | Konnect-It terminal block jumper, screw-down type, 2-pole, 24A, 750V. Package of 25. For use with KN-T12 or KN-D12 series block. | Stock | 13.5
KN-3J12 | Konnect-It terminal block jumper, screw-down type, 3-pole, 24A, 750V. Package of 20. For use with KN-T12 or KN-D12 series block. | Stock | 17.5
KN-4J12 | Konnect-It terminal block jumper, screw-down type, 4-pole, 24A, 750V. Package of 15. For use with KN-T12 or KN-D12 series block. | Stock | 21.5
KN-10J12 | Konnect-It terminal block jumper, screw-down type, 10-pole, 24A, 750V. Package of 5. For use with KN-T12 or KN-D12 series block. | Stock | 13.5
KN-2J10 | Konnect-It terminal block jumper, screw-down type, 2-pole, 32A, 750V. Package of 25. For use with KN-T10 or KN-D10 series block. | Stock | 20.5
KN-3J10 | Konnect-It terminal block jumper, screw-down type, 3-pole, 32A, 750V. Package of 20. For use with KN-T10 or KN-D10 series block. | Stock | 24.5
KN-4J10 | Konnect-It terminal block jumper, screw-down type, 4-pole, 32A, 750V. Package of 15. For use with KN-T10 or KN-D10 series block. | Stock | 24.5
KN-10J10 | Konnect-It terminal block jumper, screw-down type, 10-pole, 32A, 750V. Package of 5. For use with KN-T10 or KN-D10 series block. | Stock | 17.5
KN-2J8 | Konnect-It terminal block jumper, screw-down type, 2-pole, 41A, 630V. Package of 25. For use with KN-T8 series block. | Stock | 21.5
KN-3J8 | Konnect-It terminal block jumper, screw-down type, 3-pole, 41A, 630V. Package of 20. For use with KN-T8 series block. | Stock | 25.5
KN-4J8 | Konnect-It terminal block jumper, screw-down type, 4-pole, 41A, 630V. Package of 15. For use with KN-T8 series block. | Stock | 25.5
KN-10J8 | Konnect-It terminal block jumper, screw-down type, 10-pole, 41A, 630V. Package of 5. For use with KN-T8 series block. | Stock | 20.5
KN-2J6 | Konnect-It terminal block jumper, screw-down type, 2-pole, 57A, 630V. Package of 25. For use with KN-T6 series block. | Stock | 26.5
KN-3J6 | Konnect-It terminal block jumper, screw-down type, 3-pole, 57A, 630V. Package of 20. For use with KN-T6 series block. | Stock | 28
KN-4J6 | Konnect-It terminal block jumper, screw-down type, 4-pole, 57A, 630V. Package of 15. For use with KN-T6 series block. | Stock | 28
KN-10J6 | Konnect-It terminal block jumper, screw-down type, 10-pole, 57A, 630V. Package of 5. For use with KN-T6 series block. | Stock | 21.5
KN-2J4 | Konnect-It terminal block jumper, screw-down type, 2-pole, 76A, 750V. Package of 25. For use with KN-T4 series block. | Stock | 41.5
KN-3J4 | Konnect-It terminal block jumper, screw-down type, 3-pole, 76A, 750V. Package of 20. For use with KN-T4 series block. | Stock | 44
KN-4J4 | Konnect-It terminal block jumper, screw-down type, 4-pole, 76A, 750V. Package of 15. For use with KN-T4 series block. | Stock | 44
KN-10J4 | Konnect-It terminal block jumper, screw-down type, 10-pole, 76A, 750V. Package of 5. For use with KN-T4 series block. | Stock | 34
KN-2J2 | Konnect-It terminal block jumper, screw-down type, 2-pole, 125A, 750V. Package of 25. For use with KN-T2 series block. | Stock | 43
KN-3J2 | Konnect-It terminal block jumper, screw-down type, 3-pole, 125A, 750V. Package of 20. For use with KN-T2 series block. | Stock | 46
KN-4J2 | Konnect-It terminal block jumper, screw-down type, 4-pole, 125A, 750V. Package of 15. For use with KN-T2 series block. | Stock | 46
KN-10J2 | Konnect-It terminal block jumper, screw-down type, 10-pole, 125A, 750V. Package of 5. For use with KN-T2 series block. | Stock | 34
KN-2J1/0 | Konnect-It terminal block jumper, screw-down type, 2-pole, 150A, 1000V. Package of 5. For use with KN-T1/0 series block. | Stock | 12.5
KN-3J1/0 | Konnect-It terminal block jumper, screw-down type, 3-pole, 150A, 1000V. Package of 5. For use with KN-T1/0 series block. | Stock | 21.5
KN-4J1/0 | Konnect-It terminal block jumper, screw-down type, 4-pole, 150A, 1000V. Package of 5. For use with KN-T1/0 series block. | Stock | 28
KN-2JM12 | Konnect-It terminal block jumper, push-in type, 2-pole, orange, 24A, 750V. Package of 25. For use with KN-M12 or KN-T12SP4 series block. | Stock | 12.5
KN-3JM12 | Konnect-It terminal block jumper, push-in type, 3-pole, orange, 24A, 750V. Package of 20. For use with KN-M12 or KN-T12SP4 series block. | Stock | 13.5
KN-4JM12 | Konnect-It terminal block jumper, push-in type, 4-pole, orange, 24A, 750V. Package of 15. For use with KN-M12 or KN-T12SP4 series block. | Stock | 13.5
KN-10JM12 | Konnect-It terminal block jumper, push-in type, 10-pole, orange, 24A, 750V. Package of 5. For use with KN-M12 or KN-T12SP4 series block. | Stock | 16.5
KN-2JM10 | Konnect-It terminal block jumper, push-in type, 2-pole, orange, 32A, 750V. Package of 25. For use with KN-M10 or KN-KBD10 series block. | Stock | 12.5
KN-3JM10 | Konnect-It terminal block jumper, push-in type, 3-pole, orange, 32A, 750V. Package of 20. For use with KN-M10 or KN-KBD10 series block. | Stock | 16.5
KN-4JM10 | Konnect-It terminal block jumper, push-in type, 4-pole, orange, 32A, 750V. Package of 15. For use with KN-M10 or KN-KBD10 series block. | Stock | 18.5
KN-10JM10 | Konnect-It terminal block jumper, push-in type, 10-pole, orange, 32A, 750V. Package of 5. For use with KN-M10 or KN-KBD10 series block. | Stock | 17.5
KN-2JCC12 | Konnect-It terminal block jumper, screwless comb type, 2-pole, orange, 24A, 750V. Package of 25. For use with KN-T12 or KN-D12 series block. | Stock | 18.5
KN-2JCC10 | Konnect-It terminal block jumper, screwless comb type, 2-pole, orange, 32A, 750V. Package of 25. For use with KN-T10 or KN-D10 series block. | Stock | 36
KN-2JCC8 | Konnect-It terminal block jumper, screwless comb type, 2-pole, orange, 41A, 630V. Package of 25. For use with KN-T8 series block. | Stock | 38.5
KN-2JCC6 | Konnect-It terminal block jumper, screwless comb type, 2-pole, orange, 57A, 630V. Package of 25. For use with KN-T6 series block. | Stock | 43
KN-2JTL12 | Konnect-It terminal block jumper, screw-down type, 2-pole, 24A, 440V. Package of 25. For use with multiple terminal blocks. | Stock | 21.5
KN-3JTL12 | Konnect-It terminal block jumper, screw-down type, 3-pole, 24A, 440V. Package of 20. For use with multiple terminal blocks. | Stock | 26.5
KN-4JTL12 | Konnect-It terminal block jumper, screw-down type, 4-pole, 24A, 440V. Package of 15. For use with multiple terminal blocks. | Stock | 25.5
KN-10JTL12 | Konnect-It terminal block jumper, screw-down type, 10-pole, 24A, 440V. Package of 5. For use with multiple terminal blocks. | Stock | 21.5
KN-P2J25 | Konnect-It terminal block jumper, push-in type, 2-pole, yellow, 24A, 600V. Package of 25. For use with KN-P25, KN-PD25 or KN-PT25 series blocks. | Stock | 9.75
KN-P3J25 | Konnect-It terminal block jumper, push-in type, 3-pole, yellow, 24A, 600V. Package of 20. For use with KN-P25, KN-PD25 or KN-PT25 series blocks. | Stock | 9.75
KN-P4J25 | Konnect-It terminal block jumper, push-in type, 4-pole, yellow, 24A, 600V. Package of 10. For use with KN-P25, KN-PD25 or KN-PT25 series blocks. | Stock | 6.75
KN-P5J25 | Konnect-It terminal block jumper, push-in type, 5-pole, yellow, 24A, 600V. Package of 10. For use with KN-P25, KN-PD25 or KN-PT25 series blocks. | Stock | 6.75
KN-P10J25 | Konnect-It terminal block jumper, push-in type, 10-pole, yellow, 24A, 600V. Package of 5. For use with KN-P25, KN-PD25 or KN-PT25 series blocks. | Stock | 5.75
KN-P20J25 | Konnect-It terminal block jumper, push-in type, 20-pole, yellow, 24A, 600V. Package of 10. For use with KN-P25, KN-PD25 or KN-PT25 series blocks. | Stock | 23.5
DN-2J2Y | DINnector terminal block jumper, push-in type, 2-pole, orange, 25A, 600V rated (UL). Package of 100. For use with multiple terminal blocks. | Stock | 51
DN-2J2YMN | DINnector terminal block jumper, push-in type, 2-pole, orange, 25A, 600V rated (UL). Package of 25. For use with multiple terminal blocks. | Stock | 15.5
DN-2J4Y | DINnector terminal block jumper, push-in type, 2-pole, yellow, 25A, 600V rated (UL). Package of 100. For use with DN-T10-A, DN-D10-A, DN-M10-A and DN-Q10-A series terminal block. | Stock | 54
DN-2J4YMN | DINnector terminal block jumper, push-in type, 2-pole, yellow, 25A, 600V rated (UL). Package of 25. For use with DN-T10-A, DN-D10-A, DN-M10-A or DN-Q10-A series terminal block. | Stock | 17.5
DN-2J6Y | DINnector terminal block jumper, push-in type, 2-pole, green, 30A, 600V rated (UL). Package of 100. For use with DN-Q8-A or DN-Q8B-A series terminal block. | Stock | 70
DN-2J6YMN | DINnector terminal block jumper, push-in type, 2-pole, green, 30A, 600V rated (UL). Package of 25. For use with DN-Q8-A or DN-Q8B-A series terminal block. | Stock | 18
DN-2J6 | DINnector terminal block jumper, screw-down type, 2-pole, 65A, 600V rated (UL). Package of 100. For use with DN-T6 series terminal block. | Stock | 90
DN-2JL14-A | DINnector terminal block jumper, push-in type, 2-pole, red, 20A, 300V rated (UL). Package of 100. For use with DN-TL14-A, DN-TL14S-A, DN-TL14SLP or DN-14SLN-A series terminal block. | Stock | 79
DN-2JL14-AMN | DINnector terminal block jumper, push-in type, 2-pole, red, 20A, 300V rated (UL). Package of 25. For use with DN-TL14-A, DN-TL14S-A, DN-TL14SLP or DN-14SLN-A series terminal block. | Stock | 18
DN-2JL14B-A | DINnector terminal block jumper, push-in type, 2-pole, blue, 20A, 300V rated (UL). Package of 100. For use with DN-TL14-A, DN-TL14S-A, DN-TL14SLP or DN-14SLN-A series terminal block. | Stock | 79
DN-2JL14B-AMN | DINnector terminal block jumper, push-in type, 2-pole, blue, 20A, 300V rated (UL). Package of 25. For use with DN-TL14-A, DN-TL14S-A, DN-TL14SLP or DN-14SLN-A series terminal block. | Stock | 18
DN-3J2Y | DINnector terminal block jumper, push-in type, 3-pole, orange, 25A, 600V rated (UL). Package of 100. For use with multiple terminal blocks. | Stock | 72
DN-3J2YMN | DINnector terminal block jumper, push-in type, 3-pole, orange, 25A, 600V rated (UL). Package of 25. For use with multiple terminal blocks. | Stock | 21.5
DN-3J4Y | DINnector terminal block jumper, push-in type, 3-pole, yellow, 25A, 600V rated (UL). Package of 100. For use with DN-T10-A, DN-D10-A, DN-M10-A and DN-Q10-A series terminal block. | Stock | 87
DN-3J4YMN | DINnector terminal block jumper, push-in type, 3-pole, yellow, 25A, 600V rated (UL). Package of 25. For use with DN-T10-A, DN-D10-A, DN-M10-A or DN-Q10-A series terminal block. | Stock | 25.5
DN-3J6Y | DINnector terminal block jumper, push-in type, 3-pole, green. Package of 100. For use with DN-Q8-A or DN-Q8B-A series terminal block. | Stock | 99
DN-3J6YMN | DINnector terminal block jumper, push-in type, 3-pole, green, 30A, 600V rated (UL). Package of 25. For use with DN-Q8-A or DN-Q8B-A series terminal block. | Stock | 28
DN-12J6Y | DINnector terminal block jumper, push-in type, 12-pole, green, 30A, 600V rated (UL). Package of 10. For use with DN-Q8-A or DN-Q8B-A series terminal block. | Stock | 41.5
DN-3J6 | DINnector terminal block jumper, screw-down type, 3-pole, 65A, 600V rated (UL). Package of 100. For use with DN-T6 series terminal block. | Stock | 155
DN-3JL14-A | DINnector terminal block jumper, push-in type, 3-pole, red, 20A, 300V rated (UL). Package of 100. For use with DN-TL14-A, DN-TL14S-A, DN-TL14SLP or DN-14SLN-A series terminal block. | Stock | 116
DN-3JL14-AMN | DINnector terminal block jumper, push-in type, 3-pole, red, 20A, 300V rated (UL). Package of 25. For use with DN-TL14-A, DN-TL14S-A, DN-TL14SLP or DN-14SLN-A series terminal block. | Stock | 27.5
DN-3JL14B-A | DINnector terminal block jumper, push-in type, 3-pole, blue, 20A, 300V rated (UL). Package of 100. For use with DN-TL14-A, DN-TL14S-A, DN-TL14SLP or DN-14SLN-A series terminal block. | Stock | 116
DN-3JL14B-AMN | DINnector terminal block jumper, push-in type, 3-pole, blue, 20A, 300V rated (UL). Package of 25. For use with DN-TL14-A, DN-TL14S-A, DN-TL14SLP or DN-14SLN-A series terminal block. | Stock | 27.5
DN-4J6 | DINnector terminal block jumper, screw-down type, 4-pole, 65A, 600V rated (UL). Package of 100. For use with DN-T6 series terminal block. | Stock | 199
DN-12JL14-A | DINnector terminal block jumper, push-in type, 12-pole, red, 20A, 300V rated (UL). Package of 10. For use with DN-TL14-A, DN-TL14S-A, DN-TL14SLP or DN-14SLN-A series terminal block. | Stock | 31
DN-12JL14B-A | DINnector terminal block jumper, push-in type, 12-pole, blue, 20A, 300V rated (UL). Package of 10. For use with DN-TL14-A, DN-TL14S-A, DN-TL14SLP or DN-14SLN-A series terminal block. | Stock | 31
DN-12JFE | DINnector terminal block jumper, push-in type, 12-pole, blue, 25A, 300V rated (UL). Package of 10. For use with DN-FE4 series terminal blocks. | Stock | 70
DN-24J2Y | DINnector terminal block jumper, push-in type, 24-pole, orange, 25A, 600V rated (UL). Package of 5. For use with multiple terminal blocks. | Stock | 33
DN-24J4Y | DINnector terminal block jumper, push-in type, 24-pole, yellow, 25A, 600V rated (UL). Package of 5. For use with DN-T10-A, DN-D10-A, DN-M10-A and DN-Q10-A series terminal block. | Stock | 34.5
DN-24J8 | DINnector terminal block jumper bar, screw-down type, 24-pole. Package of 5. For use with DN-T8 series terminal blocks. | Stock | 48.5
DN-55J6 | DINnector terminal block jumper, screw-down type, 55-pole, 65A, 600V rated (UL). For use with DN-T6 series terminal block. | Stock | 31
Marking Tags for Terminal Blocks
KN-L5-BLANK | Konnect-It marking tag, 5 x 5mm, blank. Package of 500. For use with Konnect-It terminal block. | Stock | 21.5
KN-L5-BLANK-250 | Konnect-It marking tag, 5 x 5mm, blank. Package of 250. For use with Konnect-It terminal block. | Stock | 13.5
KN-L5-0 | Konnect-It marking tag, 5 x 5mm, single number (0). Package of 500. For use with Konnect-It terminal block. | Stock | 25.5
KN-L5-0-250 | Konnect-It marking tag, 5 x 5mm, single number (0). Package of 250. For use with Konnect-It terminal block. | Stock | 13.5
KN-L5-1 | Konnect-It marking tag, 5 x 5mm, single number (1). Package of 500. For use with Konnect-It terminal block. | Stock | 25.5
KN-L5-1-250 | Konnect-It marking tag, 5 x 5mm, single number (1). Package of 250. For use with Konnect-It terminal block. | Stock | 13.5
KN-L5-2 | Konnect-It marking tag, 5 x 5mm, single number (2). Package of 500. For use with Konnect-It terminal block. | Stock | 25.5
KN-L5-2-250 | Konnect-It marking tag, 5 x 5mm, single number (2). Package of 250. For use with Konnect-It terminal block. | Stock | 13.5
KN-L5-3 | Konnect-It marking tag, 5 x 5mm, single number (3). Package of 500. For use with Konnect-It terminal block. | Stock | 25.5
KN-L5-3-250 | Konnect-It marking tag, 5 x 5mm, single number (3). Package of 250. For use with Konnect-It terminal block. | Stock | 13.5
KN-L5-4 | Konnect-It marking tag, 5 x 5mm, single number (4). Package of 500. For use with Konnect-It terminal block. | Stock | 25.5
KN-L5-4-250 | Konnect-It marking tag, 5 x 5mm, single number (4). Package of 250. For use with Konnect-It terminal block. | Stock | 13.5
KN-L5-5 | Konnect-It marking tag, 5 x 5mm, single number (5). Package of 500. For use with Konnect-It terminal block. | Stock | 25.5
KN-L5-5-250 | Konnect-It marking tag, 5 x 5mm, single number (5). Package of 250. For use with Konnect-It terminal block. | Stock | 13.5
KN-L5-6 | Konnect-It marking tag, 5 x 5mm, single number (6). Package of 500. For use with Konnect-It terminal block. | Stock | 25.5
KN-L5-6-250 | Konnect-It marking tag, 5 x 5mm, single number (6). Package of 250. For use with Konnect-It terminal block. | Stock | 13.5
KN-L5-7 | Konnect-It marking tag, 5 x 5mm, single number (7). Package of 500. For use with Konnect-It terminal block. | Stock | 25.5
KN-L5-7-250 | Konnect-It marking tag, 5 x 5mm, single number (7). Package of 250. For use with Konnect-It terminal block. | Stock | 13.5
KN-L5-8 | Konnect-It marking tag, 5 x 5mm, single number (8). Package of 500. For use with Konnect-It terminal block. | Stock | 25.5
KN-L5-8-250 | Konnect-It marking tag, 5 x 5mm, single number (8). Package of 250. For use with Konnect-It terminal block. | Stock | 13.5
KN-L5-9 | Konnect-It marking tag, 5 x 5mm, single number (9). Package of 500. For use with Konnect-It terminal block. | Stock | 25.5
KN-L5-9-250 | Konnect-It marking tag, 5 x 5mm, single number (9). Package of 250. For use with Konnect-It terminal block. | Stock | 13.5
KN-L5-10 | Konnect-It marking tag, 5 x 5mm, single number (10). Package of 500. For use with Konnect-It terminal block. | Stock | 25.5
KN-L5-10-250 | Konnect-It marking tag, 5 x 5mm, single number (10). Package of 250. For use with Konnect-It terminal block. | Stock | 13.5
KN-L5-1-10 | Konnect-It marking tag, 5 x 5mm, numbered 1-10 (50 of each number). Package of 500. For use with Konnect-It terminal block. | Stock | 25.5
KN-L5-1-10-250 | Konnect-It marking tag, 5 x 5mm, numbered 1-10 (25 of each number). Package of 250. For use with Konnect-It terminal block. | Stock | 13.5
KN-L5-11-20 | Konnect-It marking tag, 5 x 5mm, numbered 11-20 (50 of each number). Package of 500. For use with Konnect-It terminal block. | Stock | 25.5
KN-L5-11-20-250 | Konnect-It marking tag, 5 x 5mm, numbered 11-20 (25 of each number). Package of 250. For use with Konnect-It terminal block. | Stock | 13.5
KN-L5-21-30 | Konnect-It marking tag, 5 x 5mm, numbered 21-30 (50 of each number). Package of 500. For use with Konnect-It terminal block. | Stock | 25.5
KN-L5-21-30-250 | Konnect-It marking tag, 5 x 5mm, numbered 21-30 (25 of each number). Package of 250. For use with Konnect-It terminal block. | Stock | 13.5
KN-L5-31-40 | Konnect-It marking tag, 5 x 5mm, numbered 31-40 (50 of each number). Package of 500. For use with Konnect-It terminal block. | Stock | 25.5
KN-L5-31-40-250 | Konnect-It marking tag, 5 x 5mm, numbered 31-40 (25 of each number). Package of 250. For use with Konnect-It terminal block. | Stock | 13.5
KN-L5-41-50 | Konnect-It marking tag, 5 x 5mm, numbered 41-50 (50 of each number). Package of 500. For use with Konnect-It terminal block. | Stock | 25.5
KN-L5-41-50-250 | Konnect-It marking tag, 5 x 5mm, numbered 41-50 (25 of each number). Package of 250. For use with Konnect-It terminal block. | Stock | 13.5
KN-L5-1-50 | Konnect-It marking tag, 5 x 5mm, numbered 1-50 (10 of each number). Package of 500. For use with Konnect-It terminal block. | Stock | 25.5
KN-L5-1-50-250 | Konnect-It marking tag, 5 x 5mm, numbered 1-50 (5 of each number). Package of 250. For use with Konnect-It terminal block. | Stock | 13.5
KN-L5-51-100 | Konnect-It marking tag, 5 x 5mm, numbered 51-100 (10 of each number). Package of 500. For use with Konnect-It terminal block. | Stock | 25.5
KN-L5-51-100-250 | Konnect-It marking tag, 5 x 5mm, numbered 51-100 (5 of each number). Package of 250. For use with Konnect-It terminal block. | Stock | 13.5
KN-L5-101-150 | Konnect-It marking tag, 5 x 5mm, numbered 101-150 (10 of each number). Package of 500. For use with Konnect-It terminal block. | Stock | 25.5
KN-L5-101-150-250 | Konnect-It marking tag, 5 x 5mm, numbered 101-150 (5 of each number). Package of 250. For use with Konnect-It terminal block. | Stock | 13.5
KN-L5-151-200 | Konnect-It marking tag, 5 x 5mm, numbered 151-200 (10 of each number). Package of 500. For use with Konnect-It terminal block. | Stock | 25.5
KN-L5-151-200-250 | Konnect-It marking tag, 5 x 5mm, numbered 151-200 (5 of each number). Package of 250. For use with Konnect-It terminal block. | Stock | 13.5
KN-L5-201-250 | Konnect-It marking tag, 5 x 5mm, numbered 201-250 (10 of each number). Package of 500. For use with Konnect-It terminal block. | Stock | 25.5
KN-L5-201-250-250 | Konnect-It marking tag, 5 x 5mm, numbered 201-250 (5 of each number). Package of 250. For use with Konnect-It terminal block. | Stock | 13.5
KN-L5-251-300 | Konnect-It marking tag, 5 x 5mm, numbered 251-300 (10 of each number). Package of 500. For use with Konnect-It terminal block. | Stock | 25.5
KN-L5-251-300-250 | Konnect-It marking tag, 5 x 5mm, numbered 251-300 (5 of each number). Package of 250. For use with Konnect-It terminal block. | Stock | 13.5
KN-L5-301-350 | Konnect-It marking tag, 5 x 5mm, numbered 301-350 (10 of each number). Package of 500. For use with Konnect-It terminal block. | Stock | 25.5
KN-L5-301-350-250 | Konnect-It marking tag, 5 x 5mm, numbered 301-350 (5 of each number). Package of 250. For use with Konnect-It terminal block. | Stock | 13.5
KN-L5-351-400 | Konnect-It marking tag, 5 x 5mm, numbered 351-400 (10 of each number). Package of 500. For use with Konnect-It terminal block. | Stock | 25.5
KN-L5-351-400-250 | Konnect-It marking tag, 5 x 5mm, numbered 351-400 (5 of each number). Package of 250. For use with Konnect-It terminal block. | Stock | 13.5
KN-L5-401-450 | Konnect-It marking tag, 5 x 5mm, numbered 401-450 (10 of each number). Package of 500. For use with Konnect-It terminal block. | Stock | 25.5
KN-L5-401-450-250 | Konnect-It marking tag, 5 x 5mm, numbered 401-450 (5 of each number). Package of 250. For use with Konnect-It terminal block. | Stock | 13.5
KN-L5-451-500 | Konnect-It marking tag, 5 x 5mm, numbered 451-500 (10 of each number). Package of 500. For use with Konnect-It terminal block. | Stock | 25.5
KN-L5-451-500-250 | Konnect-It marking tag, 5 x 5mm, numbered 451-500 (5 of each number). Package of 250. For use with Konnect-It terminal block. | Stock | 13.5
KN-L5-A | Konnect-It marking tag, 5 x 5mm, single character (A). Package of 500. For use with Konnect-It terminal block. | Stock | 25.5
KN-L5-A-250 | Konnect-It marking tag, 5 x 5mm, single character (A). Package of 250. For use with Konnect-It terminal block. | Stock | 13.5
KN-L5-B | Konnect-It marking tag, 5 x 5mm, single character (B). Package of 500. For use with Konnect-It terminal block. | Stock | 25.5
KN-L5-B-250 | Konnect-It marking tag, 5 x 5mm, single character (B). Package of 250. For use with Konnect-It terminal block. | Stock | 13.5
KN-L5-C | Konnect-It marking tag, 5 x 5mm, single character (C). Package of 500. For use with Konnect-It terminal block. | Stock | 25.5
KN-L5-C-250 | Konnect-It marking tag, 5 x 5mm, single character (C). Package of 250. For use with Konnect-It terminal block. | Stock | 13.5
KN-L5-D | Konnect-It marking tag, 5 x 5mm, single character (D). Package of 500. For use with Konnect-It terminal block. | Stock | 25.5
KN-L5-D-250 | Konnect-It marking tag, 5 x 5mm, single character (D). Package of 250. For use with Konnect-It terminal block. | Stock | 13.5
KN-L5-E | Konnect-It marking tag, 5 x 5mm, single character (E). Package of 500. For use with Konnect-It terminal block. | Stock | 25.5
KN-L5-E-250 | Konnect-It marking tag, 5 x 5mm, single character (E). Package of 250. For use with Konnect-It terminal block. | Stock | 13.5
KN-L5-F | Konnect-It marking tag, 5 x 5mm, single character (F). Package of 500. For use with Konnect-It terminal block. | Stock | 25.5
KN-L5-F-250 | Konnect-It marking tag, 5 x 5mm, single character (F). Package of 250. For use with Konnect-It terminal block. | Stock | 13.5
KN-L5-G | Konnect-It marking tag, 5 x 5mm, single character (G). Package of 500. For use with Konnect-It terminal block. | Stock | 25.5
KN-L5-G-250 | Konnect-It marking tag, 5 x 5mm, single character (G). Package of 250. For use with Konnect-It terminal block. | Stock | 13.5
KN-L5-H | Konnect-It marking tag, 5 x 5mm, single character (H). Package of 500. For use with Konnect-It terminal block. | Stock | 25.5
KN-L5-H-250 | Konnect-It marking tag, 5 x 5mm, single character (H). Package of 250. For use with Konnect-It terminal block. | Stock | 13.5
KN-L5-I | Konnect-It marking tag, 5 x 5mm, single character (I). Package of 500. For use with Konnect-It terminal block. | Stock | 25.5
KN-L5-I-250 | Konnect-It marking tag, 5 x 5mm, single character (I). Package of 250. For use with Konnect-It terminal block. | Stock | 13.5
KN-L5-J | Konnect-It marking tag, 5 x 5mm, single character (J). Package of 500. For use with Konnect-It terminal block. | Stock | 27
KN-L5-J-250 | Konnect-It marking tag, 5 x 5mm, single character (J). Package of 250. For use with Konnect-It terminal block. | Stock | 13.5
KN-L5-K | Konnect-It marking tag, 5 x 5mm, single character (K). Package of 500. For use with Konnect-It terminal block. | Stock | 27
KN-L5-K-250 | Konnect-It marking tag, 5 x 5mm, single character (K). Package of 250. For use with Konnect-It terminal block. | Stock | 13.5
KN-L5-L | Konnect-It marking tag, 5 x 5mm, single character (L). Package of 500. For use with Konnect-It terminal block. | Stock | 25.5
KN-L5-L-250 | Konnect-It marking tag, 5 x 5mm, single character (L). Package of 250. For use with Konnect-It terminal block. | Stock | 13
KN-L5-M | Konnect-It marking tag, 5 x 5mm, single character (M). Package of 500. For use with Konnect-It terminal block. | Stock | 27
KN-L5-M-250 | Konnect-It marking tag, 5 x 5mm, single character (M). Package of 250. For use with Konnect-It terminal block. | Stock | 13.5
KN-L5-N | Konnect-It marking tag, 5 x 5mm, single character (N). Package of 500. For use with Konnect-It terminal block. | Stock | 25.5
KN-L5-N-250 | Konnect-It marking tag, 5 x 5mm, single character (N). Package of 250. For use with Konnect-It terminal block. | Stock | 13
KN-L5-O | Konnect-It marking tag, 5 x 5mm, single character (O). Package of 500. For use with Konnect-It terminal block. | Stock | 25.5
KN-L5-O-250 | Konnect-It marking tag, 5 x 5mm, single character (O). Package of 250. For use with Konnect-It terminal block. | Stock | 13
KN-L5-P | Konnect-It marking tag, 5 x 5mm, single character (P). Package of 500. For use with Konnect-It terminal block. | Stock | 27
KN-L5-P-250 | Konnect-It marking tag, 5 x 5mm, single character (P). Package of 250. For use with Konnect-It terminal block. | Stock | 13.5
KN-L5-Q | Konnect-It marking tag, 5 x 5mm, single character (Q). Package of 500. For use with Konnect-It terminal block. | Stock | 27
KN-L5-Q-250 | Konnect-It marking tag, 5 x 5mm, single character (Q). Package of 250. For use with Konnect-It terminal block. | Stock | 13.5
KN-L5-R | Konnect-It marking tag, 5 x 5mm, single character (R). Package of 500. For use with Konnect-It terminal block. | Stock | 25.5
KN-L5-R-250 | Konnect-It marking tag, 5 x 5mm, single character (R). Package of 250. For use with Konnect-It terminal block. | Stock | 13
KN-L5-S | Konnect-It marking tag, 5 x 5mm, single character (S). Package of 500. For use with Konnect-It terminal block. | Stock | 25.5
KN-L5-S-250 | Konnect-It marking tag, 5 x 5mm, single character (S). Package of 250. For use with Konnect-It terminal block. | Stock | 13
KN-L5-T | Konnect-It marking tag, 5 x 5mm, single character (T). Package of 500. For use with Konnect-It terminal block. | Stock | 25.5
KN-L5-T-250 | Konnect-It marking tag, 5 x 5mm, single character (T). Package of 250. For use with Konnect-It terminal block. | Stock | 13
KN-L5-U | Konnect-It marking tag, 5 x 5mm, single character (U). Package of 500. For use with Konnect-It terminal block. | Stock | 27
KN-L5-U-250 | Konnect-It marking tag, 5 x 5mm, single character (U). Package of 250. For use with Konnect-It terminal block. | Stock | 13.5
KN-L5-V | Konnect-It marking tag, 5 x 5mm, single character (V). Package of 500. For use with Konnect-It terminal block. | Stock | 25.5
KN-L5-V-250 | Konnect-It marking tag, 5 x 5mm, single character (V). Package of 250. For use with Konnect-It terminal block. | Stock | 13
KN-L5-W | Konnect-It marking tag, 5 x 5mm, single character (W). Package of 500. For use with Konnect-It terminal block. | Stock | 27
KN-L5-W-250 | Konnect-It marking tag, 5 x 5mm, single character (W). Package of 250. For use with Konnect-It terminal block. | Stock | 13.5
KN-L5-X | Konnect-It marking tag, 5 x 5mm, single character (X). Package of 500. For use with Konnect-It terminal block. | Stock | 25.5
KN-L5-X-250 | Konnect-It marking tag, 5 x 5mm, single character (X). Package of 250. For use with Konnect-It terminal block. | Stock | 13
KN-L5-Y | Konnect-It marking tag, 5 x 5mm, single character (Y). Package of 500. For use with Konnect-It terminal block. | Stock | 25.5
KN-L5-Y-250 | Konnect-It marking tag, 5 x 5mm, single character (Y). Package of 250. For use with Konnect-It terminal block. | Stock | 13
KN-L5-Z | Konnect-It marking tag, 5 x 5mm, single character (Z). Package of 500. For use with Konnect-It terminal block. | Stock | 27
KN-L5-Z-250 | Konnect-It marking tag, 5 x 5mm, single character (Z). Package of 250. For use with Konnect-It terminal block. | Stock | 13.5
KN-L5-L1 | Konnect-It marking tag, 5 x 5mm, printed with (L1). Package of 500. For use with Konnect-It terminal block. | Stock | 25.5
KN-L5-L1-250 | Konnect-It marking tag, 5 x 5mm, printed with (L1). Package of 250. For use with Konnect-It terminal block. | Stock | 13
KN-L5-L2 | Konnect-It marking tag, 5 x 5mm, printed with (L2). Package of 500. For use with Konnect-It terminal block. | Stock | 25.5
KN-L5-L2-250 | Konnect-It marking tag, 5 x 5mm, printed with (L2). Package of 250. For use with Konnect-It terminal block. | Stock | 13
KN-L5-L3 | Konnect-It marking tag, 5 x 5mm, printed with (L3). Package of 500. For use with Konnect-It terminal block. | Stock | 25.5
KN-L5-L3-250 | Konnect-It marking tag, 5 x 5mm, printed with (L3). Package of 250. For use with Konnect-It terminal block. | Stock | 13
KN-L5-POS | Konnect-It marking tag, 5 x 5mm, single character (+). Package of 500. For use with Konnect-It terminal block. | Stock | 25.5
KN-L5-POS-250 | Konnect-It marking tag, 5 x 5mm, single character (+). Package of 250. For use with Konnect-It terminal block. | Stock | 13
KN-L5-NEG | Konnect-It marking tag, 5 x 5mm, single character (-). Package of 500. For use with Konnect-It terminal block. | Stock | 25.5
KN-L5-NEG-250 | Konnect-It marking tag, 5 x 5mm, single character (-). Package of 250. For use with Konnect-It terminal block. | Stock | 13
KN-L5-GND | Konnect-It marking tag, 5 x 5mm, printed with (GND). Package of 500. For use with Konnect-It terminal block. | Stock | 25.5
KN-L5-GND-250 | Konnect-It marking tag, 5 x 5mm, printed with (GND). Package of 250. For use with Konnect-It terminal block. | Stock | 13.5
KN-L6P5-BLNK-300 | Konnect-It marking tag, 6 x 11.5mm, blank. Package of 300. For use with Konnect-It terminal block 6.5mm or wider. | Stock | 16.5
KN-L6P5-1-10-300 | Konnect-It marking tag, 6 x 11.5mm, numbered 1-10 (30 of each number). Package of 300. For use with Konnect-It terminal block 6.5mm or wider. | Stock | 36
KN-L6P5-11-20-300 | Konnect-It marking tag, 6 x 11.5mm, numbered 11-20 (30 of each number). Package of 300. For use with Konnect-It terminal block 6.5mm or wider. | Stock | 36
KN-L6P5-21-30-300 | Konnect-It marking tag, 6 x 11.5mm, numbered 21-30 (30 of each number). Package of 300. For use with Konnect-It terminal block 6.5mm or wider. | Stock | 36
KN-L6P5-31-40-300 | Konnect-It marking tag, 6 x 11.5mm, numbered 31-40 (30 of each number). Package of 300. For use with Konnect-It terminal block 6.5mm or wider. | Stock | 36
KN-L6P5-41-50-300 | Konnect-It marking tag, 6 x 11.5mm, numbered 41-50 (30 of each number). Package of 300. For use with Konnect-It terminal block 6.5mm or wider. | Stock | 36
KN-L6P5-51-60-300 | Konnect-It marking tag, 6 x 11.5mm, numbered 51-60 (30 of each number). Package of 300. For use with Konnect-It terminal block 6.5mm or wider. | Stock | 36
KN-L6P5-61-70-300 | Konnect-It marking tag, 6 x 11.5mm, numbered 61-70 (30 of each number). Package of 300. For use with Konnect-It terminal block 6.5mm or wider. | Stock | 36
KN-L6P5-71-80-300 | Konnect-It marking tag, 6 x 11.5mm, numbered 71-80 (30 of each number). Package of 300. For use with Konnect-It terminal block 6.5mm or wider. | Stock | 36
KN-L5X-BLNK | Konnect-It marking tag, 5 x 10mm, blank. Package of 440. For use with Konnect-It terminal block. | Stock | 23
KN-L5X-BLNK-220 | Konnect-It marking tag, 5 x 10mm, blank. Package of 220. For use with Konnect-It terminal block. | Stock | 12
KN-L6X-BLNK | Konnect-It marking tag, 6 x 10mm, blank. Package of 360. For use with Konnect-It terminal block 6mm or wider. | Stock | 20
KN-L6X-BLNK-180 | Konnect-It marking tag, 6 x 10mm, blank. Package of 180. For use with Konnect-It terminal block 6mm or wider. | Stock | 10
KN-L10X-BLNK | Konnect-It marking tag, 10 x 10mm, blank. Package of 200. For use with Konnect-It terminal block 6mm or wider. | Stock | 31
KN-L10X-BLNK-100 | Konnect-It marking tag, 10 x 10mm, blank. Package of 100. For use with Konnect-It terminal block 6mm or wider. | Stock | 17.5
DN-LA100 | DINnector marking tag, 5 x 12mm, numbered 1-100 (5 of each number). Package of 500. For use with DN-T12-A series terminal block. | Stock | 66
DN-LA200 | DINnector marking tag, 5 x 12mm, numbered 101-200 (5 of each number). Package of 500. For use with DN-T12-A series terminal block. | Stock | 66
DN-LA300 | DINnector marking tag, 5 x 12mm, numbered 201-300 (5 of each number). Package of 500. For use with DN-T12-A series terminal block. | Stock | 66
DN-LA400 | DINnector marking tag, 5 x 12mm, numbered 301-400 (5 of each number). Package of 500. For use with DN-T12-A series terminal block. | Stock | 66
DN-LAB | DINnector marking tag, 5 x 12mm, blank. Package of 500. For use with DN-T12-A series terminal block. | Stock | 66
DN-LAS | DINnector marking tag, 5 x 12mm, printed with L1, L2, L3, L, N, GND, +, -, COM, COM (50 of each number). Package of 500. For use with DN-T12-A series terminal block. | Stock | 66
DN-LAT100-A | DINnector marking tag, 5 x 6mm, numbered 1-100 (5 of each number). Package of 500. For use with DN-TL14-A, DN-TL14S-A, DN-TL14SLP-A or DN-14SLN-A series terminal block. | Stock | 58
DN-LAT200-A | DINnector marking tag, 5 x 6mm, numbered 101-200 (5 of each number). Package of 500. For use with DN-TL14-A, DN-TL14S-A, DN-TL14SLP-A or DN-14SLN-A series terminal block. | Stock | 58
DN-LAT300-A | DINnector marking tag, 5 x 6mm, numbered 201-300 (5 of each number). Package of 500. For use with DN-TL14-A, DN-TL14S-A, DN-TL14SLP-A or DN-14SLN-A series terminal block. | Stock | 58
DN-LAT400-A | DINnector marking tag, 5 x 6mm, numbered 301-400 (5 of each number). Package of 500. For use with DN-TL14-A, DN-TL14S-A, DN-TL14SLP-A or DN-14SLN-A series terminal block. | Stock | 58
DN-LAT500-A | DINnector marking tag, 5 x 6mm, numbered 401-500 (5 of each number). Package of 500. For use with DN-TL14-A, DN-TL14S-A, DN-TL14SLP-A or DN-14SLN-A series terminal block. | Stock | 58
DN-LAT600-A | DINnector marking tag, 5 x 6mm, numbered 501-600 (5 of each number). Package of 500. For use with DN-TL14-A, DN-TL14S-A, DN-TL14SLP-A or DN-14SLN-A series terminal block. | Stock | 58
DN-LATB-A | DINnector marking tag, 5 x 6mm, blank. Package of 500. For use with DN-TL14, DN-TL14S, DN-TL14SLP and DN-TL14SLN terminal blocks. | Stock | 41.5
DN-LATS-A | DINnector marking tag, 5 x 6mm, printed with L1, L2, L3, L, N, GND, +, -, COM, COM, (50 of each number). Package of 500. For use with DN-TL14-A, DN-TL14S-A, DN-TL14SLP-A or DN-14SLN-A series terminal block. | Stock | 58
DN-L50 | DINnector marking tag, 6 x 12mm, numbered 1-50 (10 of each number). Package of 500. For use with DN-T10-A, DN-D10-A, DN-T8 or DN-F6 series terminal block. | Stock | 66
DN-L100 | DINnector marking tag, 6 x 12mm, numbered 51-100 (10 of each number). Package of 500. For use with DN-T10-A, DN-D10-A, DN-T8 or DN-F6 series terminal block. | Stock | 66
DN-L150 | DINnector marking tag, 6 x 12mm, numbered 101-150 (10 of each number). Package of 500. For use with DN-T10-A, DN-D10-A, DN-T8 or DN-F6 series terminal block. | Stock | 66
DN-L200 | DINnector marking tag, 6 x 12mm, numbered 151-200 (10 of each number). Package of 500. For use with DN-T10-A, DN-D10-A, DN-T8 or DN-F6 series terminal block. | Stock | 66
DN-L250 | DINnector marking tag, 6 x 12mm, numbered 201-250 (10 of each number). Package of 500. For use with DN-T10-A, DN-D10-A, DN-T8 or DN-F6 series terminal block. | Stock | 66
DN-L300 | DINnector marking tag, 6 x 12mm, numbered 251-300 (10 of each number). Package of 500. For use with DN-T10-A, DN-D10-A, DN-T8 or DN-F6 series terminal block. | Stock | 66
DN-L350 | DINnector marking tag, 6 x 12mm, numbered 301-350 (10 of each number). Package of 500. For use with DN-T10-A, DN-D10-A, DN-T8 or DN-F6 series terminal block. | Stock | 66
DN-L400 | DINnector marking tag, 6 x 12mm, numbered 351-400 (10 of each number). Package of 500. For use with DN-T10-A, DN-D10-A, DN-T8 or DN-F6 series terminal block. | Stock | 66
DN-L450 | DINnector marking tag, 6 x 12mm, numbered 401-450 (10 of each number). Package of 500. For use with DN-T10-A, DN-D10-A, DN-T8 or DN-F6 series terminal block. | Stock | 66
DN-LB | DINnector marking tag, 6 x 12mm, blank. Package of 500. For use with DN-T10-A, DN-D10-A, DN-T8 or DN-F6 series terminal block. | Stock | 45
DN-LS | DINnector marking tag, 6 x 12mm, printed with L1, L2, L3, L, N, GND, +, -, COM, COM (50 of each number). Package of 500. For use with DN-T10-A, DN-D10-A, DN-T8 or DN-F6 series terminal block. | Stock | 66
DN-LTBLNK | DINnector marking tag, 3 x 5mm, blank. Package of 100. For use with DINnector terminal block except DN-Q series. | Stock | 11.5
DN-LT0 | DINnector marking tag, 3 x 5mm, single number (0). Package of 100. For use with DINnector terminal block except DN-Q series. | Stock | 11.5
DN-LT1 | DINnector marking tag, 3 x 5mm, single number (1). Package of 100. For use with DINnector terminal block except DN-Q series. | Stock | 11.5
DN-LT2 | DINnector marking tag, 3 x 5mm, single number (2). Package of 100. For use with DINnector terminal block except DN-Q series. | Stock | 11.5
DN-LT3 | DINnector marking tag, 3 x 5mm, single number (3). Package of 100. For use with DINnector terminal block except DN-Q series. | Stock | 11.5
DN-LT4 | DINnector marking tag, 3 x 5mm, single number (4). Package of 100. For use with DINnector terminal block except DN-Q series. | Stock | 11.5
DN-LT5 | DINnector marking tag, 3 x 5mm, single number (5). Package of 100. For use with DINnector terminal block except DN-Q series. | Stock | 11.5
DN-LT6 | DINnector marking tag, 3 x 5mm, single number (6). Package of 100. For use with DINnector terminal block except DN-Q series. | Stock | 11.5
DN-LT7 | DINnector marking tag, 3 x 5mm, single number (7). Package of 100. For use with DINnector terminal block except DN-Q series. | Stock | 11.5
DN-LT8 | DINnector marking tag, 3 x 5mm, single number (8). Package of 100. For use with DINnector terminal block except DN-Q series. | Stock | 11.5
DN-LT9 | DINnector marking tag, 3 x 5mm, single number (9). Package of 100. For use with DINnector terminal block except DN-Q series. | Stock | 11.5
DN-LT15 | DINnector marking tag, 3 x 5mm, numbered 1-5 (20 of each number). Package of 100. For use with DINnector terminal block except DN-Q series. | Stock | 11.5
DN-LT60 | DINnector marking tag, 3 x 5mm, numbered 6-0 (20 of each number). Package of 100. For use with DINnector terminal block except DN-Q series. | Stock | 11.5
DN-LTA | DINnector marking tag, 3 x 5mm, single character (A). Package of 100. For use with DINnector terminal block except DN-Q series. | Stock | 11.5
DN-LTB | DINnector marking tag, 3 x 5mm, single character (B). Package of 100. For use with DINnector terminal block except DN-Q series. | Stock | 11.5
DN-LTC | DINnector marking tag, 3 x 5mm, single character (C). Package of 100. For use with DINnector terminal block except DN-Q series. | Stock | 11.5
DN-LTD | DINnector marking tag, 3 x 5mm, single character (D). Package of 100. For use with DINnector terminal block except DN-Q series. | Stock | 11.5
DN-LTE | DINnector marking tag, 3 x 5mm, single character (E). Package of 100. For use with DINnector terminal block except DN-Q series. | Stock | 11.5
DN-LTF | DINnector marking tag, 3 x 5mm, single character (F). Package of 100. For use with DINnector terminal block except DN-Q series. | Stock | 11.5
DN-LTG | DINnector marking tag, 3 x 5mm, single character (G). Package of 100. For use with DINnector terminal block except DN-Q series. | Stock | 11.5
DN-LTH | DINnector marking tag, 3 x 5mm, single character (H). Package of 100. For use with DINnector terminal block except DN-Q series. | Stock | 11.5
DN-LTI | DINnector marking tag, 3 x 5mm, single character (I). Package of 100. For use with DINnector terminal block except DN-Q series. | Stock | 11.5
DN-LTJ | DINnector marking tag, 3 x 5mm, single character (J). Package of 100. For use with DINnector terminal block except DN-Q series. | Stock | 11.5
DN-LTK | DINnector marking tag, 3 x 5mm, single character (K). Package of 100. For use with DINnector terminal block except DN-Q series. | Stock | 11.5
DN-LTL | DINnector marking tag, 3 x 5mm, single character (L). Package of 100. For use with DINnector terminal block except DN-Q series. | Stock | 11.5
DN-LTM | DINnector marking tag, 3 x 5mm, single character (M). Package of 100. For use with DINnector terminal block except DN-Q series. | Stock | 11.5
DN-LTN | DINnector marking tag, 3 x 5mm, single character (N). Package of 100. For use with DINnector terminal block except DN-Q series. | Stock | 11.5
DN-LTP | DINnector marking tag, 3 x 5mm, single character (P). Package of 100. For use with DINnector terminal block except DN-Q series. | Stock | 11.5
DN-LTQ | DINnector marking tag, 3 x 5mm, single character (Q). Package of 100. For use with DINnector terminal block except DN-Q series. | Stock | 11.5
DN-LTR | DINnector marking tag, 3 x 5mm, single character (R). Package of 100. For use with DINnector terminal block except DN-Q series. | Stock | 11.5
DN-LTS | DINnector marking tag, 3 x 5mm, single character (S). Package of 100. For use with DINnector terminal block except DN-Q series. | Stock | 11.5
DN-LTT | DINnector marking tag, 3 x 5mm, single character (T). Package of 100. For use with DINnector terminal block except DN-Q series. | Stock | 11.5
DN-LTU | DINnector marking tag, 3 x 5mm, single character (U). Package of 100. For use with DINnector terminal block except DN-Q series. | Stock | 11.5
DN-LTV | DINnector marking tag, 3 x 5mm, single character (V). Package of 100. For use with DINnector terminal block except DN-Q series. | Stock | 11.5
DN-LTW | DINnector marking tag, 3 x 5mm, single character (W). Package of 100. For use with DINnector terminal block except DN-Q series. | Stock | 11.5
DN-LTX | DINnector marking tag, 3 x 5mm, single character (X). Package of 100. For use with DINnector terminal block except DN-Q series. | Stock | 11.5
DN-LTY | DINnector marking tag, 3 x 5mm, single character (Y). Package of 100. For use with DINnector terminal block except DN-Q series. | Stock | 11.5
DN-LTZ | DINnector marking tag, 3 x 5mm, single character (Z). Package of 100. For use with DINnector terminal block except DN-Q series. | Stock | 11.5
DN-LTGND | DINnector marking tag, 3 x 5mm, single character (GND symbol). Package of 100. For use with DINnector terminal block except DN-Q series. | Stock | 11.5
DN-LTPOS | DINnector marking tag, 3 x 5mm, single character (+). Package of 100. For use with DINnector terminal block except DN-Q series. | Stock | 11.5
DN-LTNEG | DINnector marking tag, 3 x 5mm, single character (-). Package of 100. For use with DINnector terminal block except DN-Q series. | Stock | 11.5
DN-LTAC | DINnector marking tag, 3 x 5mm, single character (~). Package of 100. For use with DINnector terminal block except DN-Q series. | Stock | 11.5
DN-LTDC | DINnector marking tag, 3 x 5mm, single character (=). Package of 100. For use with DINnector terminal block except DN-Q series. | Stock | 11.5
DN-EMLBL1 | DINnector pin label sheet, blank. Package of 100. For use with plug-in type terminal blocks. Can be used on DN-EMPEG1. | Stock | 10.5
DN-EMLBL2 | DINnector pin label sheet, numbered 1-12. Package of 100. For use with plug-in type terminal blocks. Can be used on DN-EMPEG1. | Stock | 15.5
DN-EMLBL3 | DINnector pin label sheet, numbered 13-24. Package of 100. For use with plug-in type terminal blocks. Can be used on DN-EMPEG1. | Stock | 15.5
DN-WMTAG1 | DINnector blank wire tags, white. Package of 525. For use with wire tag holders. | Stock | 70
DN-QLB | DINnector marking tag, 4.7 x 8.4mm, blank. Package of 500. For use with DN-Q series terminal block. | Stock | 42
DN-QL100 | DINnector marking tag, 4.7 x 8.4mm, numbered 1-100 (5 of each number). Package of 500. For use with DN-Q series terminal block. | Stock | 50
DN-QL200 | DINnector marking tag, 4.7 x 8.4mm, numbered 101-200 (5 of each number). Package of 500. For use with DN-Q series terminal block. | Stock | 50
DN-QL300 | DINnector marking tag, 4.7 x 8.4mm, numbered 201-300 (5 of each number). Package of 500. For use with DN-Q series terminal block. | Stock | 50
DN-QL400 | DINnector marking tag, 4.7 x 8.4mm, numbered 301-400 (5 of each number). Package of 500. For use with DN-Q series terminal block. | Stock | 50
DN-QL500 | DINnector marking tag, 4.7 x 8.4mm, numbered 401-500 (5 of each number). Package of 500. For use with DN-Q series terminal block. | Stock | 50
DN-QLS | DINnector marking tag, 4.7 x 8.4mm, printed with L1, L2, L3, L, N, GND, +, -, COM, COM (50 of each number). Package of 500. For use with DN-Q series terminal block. | Stock | 58
DN-MTA | DINnector marking tag adapter, package of 50. For use with DINnector terminal block except DN-T12-A series. | Stock | 17.5
Accessories for Terminal Blocks
KN-MA-1 | Konnect-It label holder, 0.5 x 1.5in. Package of 25. For use with KN-EB4 end bracket. Label media not included. | Stock | 25
KN-MA-1-10 | Konnect-It label holder, 0.5 x 1.5in. Package of 10. For use with KN-EB4 end bracket. Label media not included. | Stock | 11
KN-MA-2 | Konnect-It label holder, 0.5 x 1.5in. Package of 50. For use with KN-EB7 end bracket. Label media not included. | Stock | 63
KN-MA-2-10 | Konnect-It label holder, 0.5 x 1.5in. Package of 10. For use with KN-EB7 end bracket. Label media not included. | Stock | 15
KN-MA-3 | Konnect-It marking tag adapter, package of 25. For use with KN-L5X5 marking tags and KN-T4 or KN-T2 series terminal blocks. | Stock | 17
KN-MA-4 | Konnect-It marking tag adapter, package of 25. For use with KN-L5X5 marking tags and KN-T12 to KN-T6 series terminal blocks. | Stock | 15
KN-MA-5 | Konnect-It label holder, 0.5 x 1.5in. Package of 50. For use with any 35mm DIN rail. Label media included. | Stock | 51
KN-MA-5-25 | Konnect-It label holder, 0.5 x 1.5in. Package of 25. For use with any 35mm DIN rail. Label media included. | Stock | 31.5
DN-DIS-BLADE | DINnector disconnect knife blade insert, package of 50. | Stock | 42
DN-DIS-BMN | DINnector disconnect knife blade insert, package of 10. | Stock | 11
DN-MP | Staedtler-Mars marking pen, for use with blank marking tags. Permanent Ink, fine tip. | Stock | 4.5
DN-WM-1 | DINnector wire tag holder, clear, accepts wire size 22-16 AWG, 12mm length. Package of 200. For use with DN-WMTAG1 wire tags. | Stock | 15
DN-WM-2 | DINnector wire tag holder, clear, accepts wire size 16-12 AWG, 12mm length. Package of 200. For use with DN-WMTAG1 wire tags. | Stock | 15
DN-WM-3 | DINnector wire tag holder, clear, accepts wire size 14-5 AWG, 12mm length. Package of 100. For use with DN-WMTAG1 wire tags. | Stock | 9.75
DN-WM-4 | DINnector wire tag holder, clear, accepts wire size 5 AWG, 12mm length. Package of 100. For use with DN-WMTAG1 wire tags. | Stock | 9.25
DN-TPR | DINnector terminal test plug, red. Package of 10. For use with DN-T10-A or DN-D10-A series terminal blocks. | Stock | 49.5
DN-TPB | DINnector terminal test plug, black. Package of 10. For use with DN-T10-A or DN-D10-A series terminal blocks. | Stock | 49.5
SCE-PAINTSETUP1 | Custom Enclosure Paint Setup Fee. | Stock | 140
Panel Interface Connectors
4000-68000-1040000 | Murrelektronik Modlink panel interface insert, (1) RJ45 Cat5e female exterior/female interior, (1) 15-pin D-sub HD15 connector with female exterior/male interior and (2) USB A port with female exterior/female interior, single frame. For use with Modlink series frames. | Stock | 220
4000-68000-1120000 | Murrelektronik Modlink panel interface insert, (1) RJ45 Cat5e female exterior/female interior, (1) 9-pin D-sub connector with female exterior/female interior and (1) RJ12 with female exterior/female interior, single frame. For use with Modlink series frames. | Stock | 105
4000-68000-1210000 | Murrelektronik Modlink panel interface insert, (1) RJ45 Cat5e female exterior/female interior, single frame. For use with Modlink series frames. | Stock | 48.5
4000-68000-1310000 | Murrelektronik Modlink panel interface insert, (1) RJ45 Cat5e female exterior/female interior, (1) USB A port with female exterior/ female interior, single frame. For use with Modlink series frames. | Stock | 120
4000-68000-3240000 | Murrelektronik Modlink panel interface insert, single 120 VAC outlet, single frame. For use with Modlink series frames. | Stock | 71
4000-68000-4030000 | Murrelektronik Modlink panel interface insert, single 120 VAC outlet, (1) RJ45 Cat5e female exterior/female interior, (1) USB A port with female exterior/ female interior, single frame. For use with Modlink series frames. | Stock | 164
4000-68000-4040000 | Murrelektronik Modlink panel interface insert, single 120 VAC outlet, (1) RJ45 Cat5e female exterior/female interior, single frame. For use with Modlink series frames. | Stock | 115
4000-68000-4070000 | Murrelektronik Modlink panel interface insert, single 120 VAC outlet, (1) RJ45 Cat5e female exterior/female interior, 3A circuit breaker, single frame. For use with Modlink series frames. | Stock | 142
4000-68000-8900000 | Murrelektronik Modlink panel interface insert, blank insert, single frame. For use with Modlink series frames. | Stock | 9.75
4000-68000-9140000 | Murrelektronik Modlink touch protection cover, ABS plastic, black. For use with Modlink series double frames sizes. | Stock | 47
4000-68000-9180000 | Murrelektronik Modlink touch protection cover, ABS plastic, black. For use with Modlink series single frames sizes. | Stock | 25.5
4000-68512-0000001 | Murrelektronik Modlink panel interface frame, single frame, polyamide housing, black, single hinged, polycarbonate cover, transparent. For use with (1) Modlink series insert. | Stock | 41
4000-68513-0000001 | Murrelektronik Modlink panel interface frame, single frame, polyamide housing, black, single hinged, ABS plastic cover, metallic. For use with (1) Modlink series insert. | Stock | 45
4000-68514-0000001 | Murrelektronik Modlink panel interface frame, single frame, polyamide housing, black, single hinged, PBT thermoplastic elastomer cover, gray. For use with (1) Modlink series insert. | Stock | 46
4000-68522-0000001 | Murrelektronik Modlink panel interface frame, double frame, polyamide housing, black, single hinged, polycarbonate cover, transparent. For use with (2) Modlink series inserts. | Stock | 66
4000-68523-0000001 | Murrelektronik Modlink panel interface frame, double frame, polyamide housing, black, single hinged, ABS plastic cover, metallic. For use with (2) Modlink series inserts. | Stock | 72
4000-68524-0000001 | Murrelektronik Modlink panel interface frame, double frame, polyamide housing, black, single hinged, PBT thermoplastic elastomer cover, gray. For use with (2) Modlink series inserts. | Stock | 74
ZP-PNA-06-100 | ZIPport panel interface connector, (1) 9-pin D-sub connector with female exterior/male interior. | Stock | 84
ZP-PNA-06-101 | ZIPport panel interface connector, (1) RJ45 Ethernet port with female exterior/female interior. | Stock | 75
ZP-PNA-10-200 | ZIPport panel interface connector, (2) 9-pin D-sub connectors with female exterior/male interior. | Stock | 88
ZP-PSA-16-100 | ZIPport panel interface connector, single 120 VAC outlet, (1) 9-pin D-sub connector with female exterior/male interior. | Stock | 142
ZP-PSA-16-101 | ZIPport panel interface connector, single 120 VAC outlet, (1) RJ45 Ethernet port with female exterior/female interior. | Stock | 144
ZP-PSA-16-102 | ZIPport panel interface connector, single 120 VAC outlet, (1) RJ12 6-pin port with female exterior/female interior. | Stock | 144
ZP-PSA-16-103 | ZIPport panel interface connector, single 120 VAC outlet, (1) 15-pin D-sub HD15 connector with female exterior/male interior. | Stock | 144
ZP-PSA-16-104 | ZIPport panel interface connector, single 120 VAC outlet, (1) 15-pin D-sub connector with female exterior/male interior. | Stock | 144
ZP-PSA-16-200 | ZIPport panel interface connector, single 120 VAC outlet, (1) 9-pin D-sub connector with female exterior/male interior, 3A circuit breaker. | Stock | 150
ZP-PSA-24-100 | ZIPport panel interface connector, single 120 VAC outlet, (1) 25-pin D-sub connector with female exterior/male interior. | Stock | 150
ZP-PSA-32-300 | ZIPport panel interface connector, single 120 VAC outlet, (1) 9-pin D-sub connector with female exterior/male interior, (1) USB B port with female exterior/USB A female interior, 3A circuit breaker. | Stock | 230
ZP-PSA-32-400 | ZIPport panel interface connector, single 120 VAC outlet, (2) 9-pin D-sub connectors with female exterior/male interior, (1) RJ45 Ethernet port with female exterior/female interior, 3A circuit breaker. | Stock | 247
ZP-PDA-32-200 | ZIPport panel interface connector, duplex 120 VAC outlet, (1) 9-pin D-sub connector with female exterior/male interior, 3A circuit breaker. | Stock | 183
ZP-PDA-32-201 | ZIPport panel interface connector, duplex 120 VAC outlet, (1) RJ45 Ethernet port with female exterior/female interior, 3A circuit breaker. | Stock | 187
ZP-PDA-32-202 | ZIPport panel interface connector, duplex 120 VAC outlet, (1) USB A port with female exterior/USB A female interior, 3A circuit breaker. | Stock | 193
ZP-PDA-32-300 | ZIPport panel interface connector, duplex 120 VAC outlet, (1) 9-pin D-sub connector with female exterior/male interior, (1) RJ45 Ethernet port with female exterior/female interior, 3A circuit breaker. | Stock | 193
ZP-PDA-32-301 | ZIPport panel interface connector, duplex 120 VAC outlet, (1) 9-pin D-sub connector with female exterior/9-position screw terminal block interior, (1) RJ45 Ethernet port with female exterior/female interior, 3A circuit breaker. | Stock | 240
ZP-PDA-32-302 | ZIPport panel interface connector, duplex 120 VAC outlet, (1) 9-pin D-sub connector with female exterior/male interior, (1) USB B port with female exterior/USB A female interior, 3A circuit breaker. | Stock | 188
ZP-PDA-32-303 | ZIPport panel interface connector, duplex 120 VAC outlet, (1) 9-pin D-sub connector with female exterior/Data Highway 3-pin terminal block interior, (1) 8-pin mini-DIN female exterior/Data Highway 3-pin terminal block interior, 3A circuit breaker. | Stock | 233
ZP-PDA-32-304 | ZIPport panel interface connector, duplex 120 VAC outlet, (1) 9-pin D-sub connector with female exterior/Data Highway 3-pin terminal block interior, (1) RJ45 Ethernet port with female exterior/female interior, 3A circuit breaker. | Stock | 235
ZP-PDA-32-305 | ZIPport panel interface connector, duplex 120 VAC outlet, (1) 9-pin D-sub connector with female exterior/male interior, (1) USB A port with female exterior/USB A female interior, 3A circuit breaker. | Stock | 188
ZP-PDA-32-400 | ZIPport panel interface connector, duplex 120 VAC outlet, (2) 9-pin D-sub connectors with female exterior/male interior, (1) USB B port with female exterior/USB A female interior, 3A circuit breaker. | Stock | 211
ZP-PDA-32-401 | ZIPport panel interface connector, duplex 120 VAC outlet, (1) 9-pin D-sub connector with female exterior/male interior, (1) USB B port with female exterior/USB A female interior, (1) USB A port with female exterior/USB B female interior. | Stock | 243
ZP-PDA-32-402 | ZIPport panel interface connector, duplex 120 VAC outlet, (1) RJ45 Ethernet port with female exterior/female interior, (1) USB B port with female exterior/USB A female interior, (1) USB A port with female exterior/USB B female interior. | Stock | 244
ZP-PDA-32-403 | ZIPport panel interface connector, duplex 120 VAC outlet, (1) 9-pin D-sub connector with female exterior/male interior, (1) RJ12 6-pin port with female exterior/RJ12 6-pin female interior, (1) USB A port with female exterior/USB A female interior. | Stock | 218
ZP-PGA-32-200 | ZIPport panel interface connector, GFCI duplex 120 VAC outlet, (1) 9-pin D-sub connector with female exterior/male interior, 3A circuit breaker. | Stock | 232
ZP-PGA-32-201 | ZIPport panel interface connector, GFCI duplex 120 VAC outlet, (1) RJ45 Ethernet port with female exterior/female interior, 3A circuit breaker. | Stock | 232
ZP-PGA-32-300 | ZIPport panel interface connector, GFCI duplex 120 VAC outlet, (1) 9-pin D-sub connector with female exterior/male interior, (1) RJ45 Ethernet port with female exterior/female interior, 3A circuit breaker. | Stock | 235
ZP-PGA-32-301 | ZIPport panel interface connector, GFCI duplex 120 VAC outlet, (1) 9-pin D-sub connector with female exterior/male interior, (1) USB B port with female exterior/USB A female interior, 3A circuit breaker. | Stock | 304
ZP-PGA-48-400 | ZIPport panel interface connector, GFCI duplex 120 VAC outlet, (1) 9-pin D-sub connector with female exterior/male interior, (1) USB B port with female exterior/USB A female interior, (1) USB A port with female exterior/USB B female interior. | Stock | 407
ZP-PGA-48-500 | ZIPport panel interface connector, GFCI duplex 120 VAC outlet, (2) 9-pin D-sub connectors with female exterior/male interior, (1) USB B port with female exterior/USB A female interior, (1) USB A port with female exterior/USB B female interior. | Stock | 378
Pin and Sleeve Style Plugs, Connectors, Receptacles and Inlets
BRY320P6W | Bryant watertight pin and sleeve plug, 20A, 250 VAC, 1-phase, 2-pole, 3-wire, 6 hour, accepts cord size 0.37-0.595in, IP67, nylon housing, blue. | Stock | 75
BRY320C6W | Bryant watertight pin and sleeve connector, 20A, 250 VAC, 1-phase, 2-pole, 3-wire, 6 hour, accepts cord size 0.37-0.595in, IP67, nylon housing, blue. | Stock | 90
BRY320R6W | Bryant watertight single pin and sleeve receptacle, 20A, 250 VAC, 1-phase, 2-pole, 3-wire, 6 hour, IP67, nylon housing, blue. | Stock | 83
BRY420P9W | Bryant watertight pin and sleeve plug, 20A, 250 VAC, 3-phase, 3-pole, 4-wire, 9 hour, accepts cord size 0.41-0.65in, IP67, nylon housing, blue. | Stock | 83
BRY420C9W | Bryant watertight pin and sleeve connector, 20A, 250 VAC, 3-phase, 3-pole, 4-wire, 9 hour, accepts cord size 0.41-0.65in, IP67, nylon housing, blue. | Stock | 97
BRY420R9W | Bryant watertight single pin and sleeve receptacle, 20A, 250 VAC, 3-phase, 3-pole, 4-wire, 9 hour, IP67, nylon housing, blue. | Stock | 90
BRY420P7W | Bryant watertight pin and sleeve plug, 20A, 480 VAC, 3-phase, 3-pole, 4-wire, 7 hour, accepts cord size 0.41-0.65in, IP67, nylon housing, red. | Stock | 83
BRY420C7W | Bryant watertight pin and sleeve connector, 20A, 480 VAC, 3-phase, 3-pole, 4-wire, 7 hour, accepts cord size 0.41-0.65in, IP67, nylon housing, red. | Stock | 97
BRY420R7W | Bryant watertight single pin and sleeve receptacle, 20A, 480 VAC, 3-phase, 3-pole, 4-wire, 7 hour, IP67, nylon housing, red. | Stock | 90
BRY330P6W | Bryant watertight pin and sleeve plug, 30A, 250 VAC, 1-phase, 2-pole, 3-wire, 6 hour, accepts cord size 0.565-0.93in, IP67, nylon housing, blue. | Stock | 114
BRY330C6W | Bryant watertight pin and sleeve connector, 30A, 250 VAC, 1-phase, 2-pole, 3-wire, 6 hour, accepts cord size 0.565-0.93in, IP67, nylon housing, blue. | Stock | 121
BRY330R6W | Bryant watertight single pin and sleeve receptacle, 30A, 250 VAC, 1-phase, 2-pole, 3-wire, 6 hour, IP67, nylon housing, blue. | Stock | 116
BRY430P9W | Bryant watertight pin and sleeve plug, 30A, 250 VAC, 3-phase, 3-pole, 4-wire, 9 hour, accepts cord size 0.625-1.05in, IP67, nylon housing, blue. | Stock | 114
BRY430C9W | Bryant watertight pin and sleeve connector, 30A, 250 VAC, 3-phase, 3-pole, 4-wire, 9 hour, accepts cord size 0.625-1.05in, IP67, nylon housing, blue. | Stock | 142
BRY430R9W | Bryant watertight single pin and sleeve receptacle, 30A, 250 VAC, 3-phase, 3-pole, 4-wire, 9 hour, IP67, nylon housing, blue. | Stock | 117
BRY430P7W | Bryant watertight pin and sleeve plug, 30A, 480 VAC, 3-phase, 3-pole, 4-wire, 7 hour, accepts cord size 0.625-1.05in, IP67, nylon housing, red. | Stock | 114
BRY430C7W | Bryant watertight pin and sleeve connector, 30A, 480 VAC, 3-phase, 3-pole, 4-wire, 7 hour, accepts cord size 0.625-1.05in, IP67, nylon housing, red. | Stock | 142
BRY430R7W | Bryant watertight single pin and sleeve receptacle, 30A, 480 VAC, 3-phase, 3-pole, 4-wire, 7 hour, IP67, nylon housing, red. | Stock | 117
BRY430P5W | Bryant watertight pin and sleeve plug, 30A, 600 VAC, 3-phase, 3-pole, 4-wire, 5 hour, accepts cord size 0.625-1.05in, IP67, nylon housing, black. | Stock | 114
BRY430C5W | Bryant watertight pin and sleeve connector, 30A, 600 VAC, 3-phase, 3-pole, 4-wire, 5 hour, accepts cord size 0.625-1.05in, IP67, nylon housing, black. | Stock | 142
BRY430R5W | Bryant watertight single pin and sleeve receptacle, 30A, 600 VAC, 3-phase, 3-pole, 4-wire, 5 hour, IP67, nylon housing, black. | Stock | 117
BRY530P7W | Bryant watertight pin and sleeve plug, 30A, 277/480VAC, 3-phase, 4-pole, 5-wire, 7 hour, accepts cord size 0.76-1.15in, IP67, nylon housing, red. | Stock | 132
BRY530C7W | Bryant watertight pin and sleeve connector, 30A, 277/480VAC, 3-phase, 4-pole, 5-wire, 7 hour, accepts cord size 0.76-1.15in, IP67, nylon housing, red. | Stock | 142
BRY530R7W | Bryant watertight single pin and sleeve receptacle, 30A, 277/480VAC, 3-phase, 4-pole, 5-wire, 7 hour, IP67, nylon housing, red. | Stock | 137
BRY360P6W | Bryant watertight pin and sleeve plug, 60A, 250 VAC, 1-phase, 2-pole, 3-wire, 6 hour, accepts cord size 0.97-1.45in, IP67, nylon housing, blue. | Stock | 165
BRY360C6W | Bryant watertight pin and sleeve connector, 60A, 250 VAC, 1-phase, 2-pole, 3-wire, 6 hour, accepts cord size 0.97-1.45in, IP67, nylon housing, blue. | Stock | 201
BRY360R6W | Bryant watertight single pin and sleeve receptacle, 60A, 250 VAC, 1-phase, 2-pole, 3-wire, 6 hour, IP67, nylon housing, blue. | Stock | 213
BRY460P9W | Bryant watertight pin and sleeve plug, 60A, 250 VAC, 3-phase, 3-pole, 4-wire, 9 hour, accepts cord size 1.05-1.45in, IP67, nylon housing, blue. | Stock | 224
BRY460C9W | Bryant watertight pin and sleeve connector, 60A, 250 VAC, 3-phase, 3-pole, 4-wire, 9 hour, accepts cord size 1.05-1.45in, IP67, nylon housing, blue. | Stock | 249
BRY460R9W | Bryant watertight single pin and sleeve receptacle, 60A, 250 VAC, 3-phase, 3-pole, 4-wire, 9 hour, IP67, nylon housing, blue. | Stock | 260
BRY460P7W | Bryant watertight pin and sleeve plug, 60A, 480 VAC, 3-phase, 3-pole, 4-wire, 7 hour, accepts cord size 1.05-1.45in, IP67, nylon housing, red. | Stock | 224
BRY460C7W | Bryant watertight pin and sleeve connector, 60A, 480 VAC, 3-phase, 3-pole, 4-wire, 7 hour, accepts cord size 1.05-1.45in, IP67, nylon housing, red. | Stock | 249
BRY460R7W | Bryant watertight single pin and sleeve receptacle, 60A, 480 VAC, 3-phase, 3-pole, 4-wire, 7 hour, IP67, nylon housing, red. | Stock | 260
BRY460P5W | Bryant watertight pin and sleeve plug, 60A, 600 VAC, 3-phase, 3-pole, 4-wire, 5 hour, accepts cord size 1.05-1.45in, IP67, nylon housing, black. | Stock | 220
BRY460C5W | Bryant watertight pin and sleeve connector, 60A, 600 VAC, 3-phase, 3-pole, 4-wire, 5 hour, accepts cord size 1.05-1.45in, IP67, nylon housing, black. | Stock | 249
BRY460R5W | Bryant watertight single pin and sleeve receptacle, 60A, 600 VAC, 3-phase, 3-pole, 4-wire, 5 hour, IP67, nylon housing, black. | Stock | 260
BRY560P7W | Bryant watertight pin and sleeve plug, 60A, 277/480 VAC, 3-phase, 4-pole, 5-wire, 7 hour, accepts cord size 1.18-1.45in, IP67, nylon housing, red. | Stock | 236
BRY560C7W | Bryant watertight pin and sleeve connector, 60A, 277/480 VAC, 3-phase, 4-pole, 5-wire, 7 hour, accepts cord size 1.18-1.45in, IP67, nylon housing, red. | Stock | 260
BRY560R7W | Bryant watertight single pin and sleeve receptacle, 60A, 277/480 VAC, 3-phase, 4-pole, 5-wire, 7 hour, IP67, nylon housing, red. | Stock | 274
BRY560P9W | Bryant watertight pin and sleeve plug, 60A, 120/208 VAC, 3-phase, 4-pole, 5-wire, 9 hour, accepts cord size 1.18-1.45in, IP67, nylon housing, blue. | Stock | 236
BRY560C9W | Bryant watertight pin and sleeve connector, 60A, 120/208 VAC, 3-phase, 4-pole, 5-wire, 9 hour, accepts cord size 1.18-1.45in, IP67, nylon housing, blue. | Stock | 260
BRY560R9W | Bryant watertight single pin and sleeve receptacle, 60A, 120/208 VAC, 3-phase, 4-pole, 5-wire, 9 hour, IP67, nylon housing, blue. | Stock | 274
BRY560B9W | Bryant watertight pin and sleeve inlet, 60A, 120/208 VAC, 3-phase, 4-pole, 5-wire, 9 hour, IP67, nylon housing, blue. | Stock | 248
BRY4100P9W | Bryant watertight pin and sleeve plug, 100A, 250 VAC, 3-phase, 3-pole, 4-wire, 9 hour, accepts cord size 0.905-1.68in, IP67, nylon housing, blue. | Stock | 335
BRY4100C9W | Bryant watertight pin and sleeve connector, 100A, 250 VAC, 3-phase, 3-pole, 4-wire, 9 hour, accepts cord size 0.905-1.68in, IP67, nylon housing, blue. | Stock | 355
BRY4100R9W | Bryant watertight single pin and sleeve receptacle, 100A, 250 VAC, 3-phase, 3-pole, 4-wire, 9 hour, IP67, nylon housing, blue. | Stock | 318
BRY4100P7W | Bryant watertight pin and sleeve plug, 100A, 480 VAC, 3-phase, 3-pole, 4-wire, 7 hour, accepts cord size 0.905-1.68in, IP67, nylon housing, red. | Stock | 335
BRY4100C7W | Bryant watertight pin and sleeve connector, 100A, 480 VAC, 3-phase, 3-pole, 4-wire, 7 hour, accepts cord size 0.905-1.68in, IP67, nylon housing, red. | Stock | 355
BRY4100R7W | Bryant watertight single pin and sleeve receptacle, 100A, 480 VAC, 3-phase, 3-pole, 4-wire, 7 hour, IP67, nylon housing, red. | Stock | 318
BRY4100P5W | Bryant watertight pin and sleeve plug, 100A, 600 VAC, 3-phase, 3-pole, 4-wire, 5 hour, accepts cord size 0.905-1.68in, IP67, nylon housing, black. | Stock | 335
BRY4100C5W | Bryant watertight pin and sleeve connector, 100A, 600 VAC, 3-phase, 3-pole, 4-wire, 5 hour, accepts cord size 0.905-1.68in, IP67, nylon housing, black. | Stock | 355
BRY4100R5W | Bryant watertight single pin and sleeve receptacle, 100A, 600 VAC, 3-phase, 3-pole, 4-wire, 5 hour, IP67, nylon housing, black. | Stock | 318
BRY5100P9W | Bryant watertight pin and sleeve plug, 100A, 120/208 VAC, 3-phase, 4-pole, 5-wire, 9 hour, accepts cord size 1.063-1.88in, IP67, nylon housing, blue. | Stock | 379
BRY5100C9W | Bryant watertight pin and sleeve connector, 100A, 120/208 VAC, 3-phase, 4-pole, 5-wire, 9 hour, accepts cord size 1.063-1.88in, IP67, nylon housing, blue. | Stock | 402
BRY5100R9W | Bryant watertight single pin and sleeve receptacle, 100A, 120/208 VAC, 3-phase, 4-pole, 5-wire, 9 hour, IP67, nylon housing, blue. | Stock | 365
Accessories for Pin and Sleeve Wiring Devices
BB201WA | Bryant dead end back box, (1) 3/4in female NPT conduit entries, cast aluminum housing, gray. For use with Bryant 20A and 30A devices. Requires AP2030 adapter plate. | Stock | 108
BB301WA | Bryant dead end back box, (1) 1in female NPT conduit entries, cast aluminum housing, gray. For use with Bryant 20A and 30A devices. Requires AP2030 adapter plate. | Stock | 103
BB601WA | Bryant dead end back box, (1) 1-1/4in female NPT conduit entries, cast aluminum housing, gray. For use with Bryant 60A devices. Requires AP60 adapter plate. | Stock | 161
BB602WA | Bryant dead end back box, (1) 1-1/2in female NPT conduit entries, cast aluminum housing, gray. For use with Bryant 60A devices. Requires AP60 adapter plate. | Stock | 161
BB1001WA | Bryant dead end back box, (1) 1-1/2in female NPT conduit entries, cast aluminum housing, gray. For use with Bryant 100A devices. Requires AP100 adapter plate. | Stock | 190
BB1002WA | Bryant dead end back box, (1) 2in female NPT conduit entries, cast aluminum housing, gray. For use with Bryant 100A devices. Requires AP100 adapter plate. | Stock | 237
FT202WA | Bryant feed through back box, (2) 3/4in female NPT conduit entries, cast aluminum housing, gray. For use with Bryant 20A and 30A devices. Requires AP2030 adapter plate. | Stock | 160
FT302WA | Bryant feed through back box, (2) 1in female NPT conduit entries, cast aluminum housing, gray. For use with Bryant 20A and 30A devices. Requires AP2030 adapter plate. | Stock | 160
FW60100A | Bryant four-way back box, (1) 1-1/2in female NPT conduit entries, cast aluminum housing, gray. For use with Bryant 60A and 100A devices. Requires AP60 adapter plate for 60A devices or AP100 adapter plate for 100A devices. | Stock | 391
AP2030 | Bryant adapter plate, nylon, gray. For use with Bryant back boxes using 20A and 30A devices. | Stock | 16
AP60 | Bryant adapter plate, nylon, gray. For use with Bryant back boxes using 60A devices. | Stock | 18
AP100 | Bryant adapter plate, nylon, gray. For use with Bryant back boxes using 100A devices. | Stock | 19
DM20301 | Bryant dead end direct mount back box, (1) 3/4in female NPT conduit entries, cast aluminum housing, gray. For use with Bryant 20A and 30A devices. Mounting hardware included. | Stock | 76
DM602 | Bryant dead end direct mount back box, (1) 1-1/4in female NPT conduit entries, cast aluminum housing, gray. For use with Bryant 60A devices. AP60 adapter plate and mounting hardware included. | Stock | 105
CC320A | Bryant closure cap, nylon, white. For use with Bryant 20A 3-wire devices. | Stock | 34.5
CC420A | Bryant closure cap, nylon, white. For use with Bryant 20A 4-wire devices. | Stock | 37.5
CC520 | Bryant closure cap, nylon, white. For use with Bryant 20A 5-wire devices. | Stock | 45
CC330 | Bryant closure cap, nylon, white. For use with Bryant 30A 3- and 4-wire devices. | Stock | 39.5
CC530 | Bryant closure cap, nylon, white. For use with Bryant 30A 5-wire devices. | Stock | 43
CC560 | Bryant closure cap, nylon, white. For use with Bryant 60A 3-, 4- and 5-wire devices. | Stock | 49
CC510 | Bryant closure cap, nylon, white. For use with Bryant 100A 3-, 4-, and 5-wire devices. | Stock | 53
Electrical Plugs
BRY5266NP | Bryant industrial heavy duty straight blade plug, 15A, 125 VAC, 1-phase, 2-pole, 3-wire, NEMA 5-15, accepts cord size 0.3-0.65in, nylon housing, black and white. | Stock | 13
BRY14W47 | Bryant watertight straight blade plug, 15A, 125 VAC, 1-phase, 2-pole, 3-wire, NEMA 5-15, accepts cord size 0.325-0.625in, UL Type 4, 4X, 6 and 6P, thermoplastic elastomer (PTE) housing, yellow. | Stock | 23.5
BRY5366NP | Bryant industrial heavy duty straight blade plug, 20A, 125 VAC, 1-phase, 2-pole, 3-wire, NEMA 5-20, accepts cord size 0.3-0.65in, nylon housing, black and white. | Stock | 18.5
BRY14W33 | Bryant watertight straight blade plug, 20A, 125 VAC, 1-phase, 2-pole, 3-wire, NEMA 5-20, accepts cord size 0.325-0.625in, UL Type 4, 4X, 6 and 6P, thermoplastic elastomer (PTE) housing, yellow. | Stock | 25
9530NP | Bryant industrial heavy duty straight blade plug, 30A, 125 VAC, 1-phase, 2-pole, 3-wire, NEMA 5-30, accepts cord size 0.42-1.32in, thermoplastic housing, gray. | Stock | 122
BRY5666NP | Bryant industrial heavy duty straight blade plug, 15A, 250 VAC, 1-phase, 2-pole, 3-wire, NEMA 6-15, accepts cord size 0.3-0.65in, nylon housing, black and white. | Stock | 22.5
BRY5466NP | Bryant industrial heavy duty straight blade plug, 20A, 250 VAC, 1-phase, 2-pole, 3-wire, NEMA 6-20, accepts cord size 0.3-0.65in, nylon housing, black and white. | Stock | 30
9630NP | Bryant industrial heavy duty straight blade plug, 30A, 250 VAC, 1-phase, 2-pole, 3-wire, NEMA 6-30, accepts cord size 0.42-1.32in, thermoplastic housing, gray. | Stock | 116
4721NP | Bryant industrial heavy duty locking blade plug, 15A, 125 VAC, 1-phase, 2-pole, 3-wire, NEMA L5-15, accepts cord size 0.3-0.65in, nylon housing, black and white. | Stock | 13
BRY24W47 | Bryant watertight locking blade plug, 15A, 125 VAC, 1-phase, 2-pole, 3-wire, NEMA L5-15, accepts cord size 0.3-0.62in, UL Type 4, 4X, 6 and 6P, thermoplastic elastomer (PTE) housing, yellow. | Stock | 26
70520NP | Bryant industrial heavy duty locking blade plug, 20A, 125 VAC, 1-phase, 2-pole, 3-wire, NEMA L5-20, accepts cord size 0.3-0.95in, nylon housing, black and white. | Stock | 16.5
BRY26W47 | Bryant watertight locking blade plug, 20A, 125 VAC, 1-phase, 2-pole, 3-wire, NEMA L5-20, accepts cord size 0.325-0.75in, UL Type 4, 4X, 6 and 6P, thermoplastic elastomer (PTE) housing, yellow. | Stock | 40
70530NP | Bryant industrial heavy duty locking blade plug, 30A, 125 VAC, 1-phase, 2-pole, 3-wire, NEMA L5-30, accepts cord size 0.3-0.95in, nylon housing, black and white. | Stock | 26.5
70615NP | Bryant industrial heavy duty locking blade plug, 15A, 250 VAC, 1-phase, 2-pole, 3-wire, NEMA L6-15, accepts cord size 0.3-0.65in, nylon housing, black and white. | Stock | 14.5
70620NP | Bryant industrial heavy duty locking blade plug, 20A, 250 VAC, 1-phase, 2-pole, 3-wire, NEMA L6-20, accepts cord size 0.3-0.95in, nylon housing, black and white. | Stock | 16.5
BRY26W48 | Bryant watertight locking blade plug, 20A, 250 VAC, 1-phase, 2-pole, 3-wire, NEMA L6-20, accepts cord size 0.325-0.75in, UL Type 4, 4X, 6 and 6P, thermoplastic elastomer (PTE) housing, yellow. | Stock | 42
70630NP | Bryant industrial heavy duty locking blade plug, 30A, 250 VAC, 1-phase, 2-pole, 3-wire, NEMA L6-30, accepts cord size 0.3-0.95in, nylon housing, black and white. | Stock | 26.5
4770NP | Bryant industrial heavy duty locking blade plug, 15A, 277 VAC, 1-phase, 2-pole, 3-wire, NEMA L7-15, accepts cord size 0.3-0.65in, nylon housing, black and white. | Stock | 15.5
BRY24W34 | Bryant watertight locking blade plug, 15A, 277 VAC, 1-phase, 2-pole, 3-wire, NEMA L7-15, accepts cord size 0.3-0.62in, UL Type 4, 4X, 6 and 6P, thermoplastic elastomer (PTE) housing, yellow. | Stock | 30
70720NP | Bryant industrial heavy duty locking blade plug, 20A, 277 VAC, 1-phase, 2-pole, 3-wire, NEMA L7-20, accepts cord size 0.3-0.95in, nylon housing, black and white. | Stock | 14
70730NP | Bryant industrial heavy duty locking blade plug, 30A, 277 VAC, 1-phase, 2-pole, 3-wire, NEMA L7-30, accepts cord size 0.3-0.95in, nylon housing, black and white. | Stock | 23.5
70820NP | Bryant industrial heavy duty locking blade plug, 20A, 480 VAC, 1-phase, 2-pole, 3-wire, NEMA L8-20, accepts cord size 0.3-0.95in, nylon housing, black and white. | Stock | 16
70830NP | Bryant industrial heavy duty locking blade plug, 30A, 480 VAC, 1-phase, 2-pole, 3-wire, NEMA L8-30, accepts cord size 0.3-0.95in, nylon housing, black and white. | Stock | 24.5
70920NP | Bryant industrial heavy duty locking blade plug, 20A, 600 VAC, 1-phase, 2-pole, 3-wire, NEMA L9-20, accepts cord size 0.3-0.95in, nylon housing, black and white. | Stock | 16.5
70930NP | Bryant industrial heavy duty locking blade plug, 30A, 600 VAC, 1-phase, 2-pole, 3-wire, NEMA L9-30, accepts cord size 0.3-0.95in, nylon housing, black and white. | Stock | 23.5
71420NP | Bryant industrial heavy duty locking blade plug, 20A, 125/250 VAC, 1-phase, 3-pole, 4-wire, NEMA L14-20, accepts cord size 0.46-1.15in, nylon housing, black and white. | Stock | 26.5
71430NP | Bryant industrial heavy duty locking blade plug, 30A, 125/250 VAC, 1-phase, 3-pole, 4-wire, NEMA L14-30, accepts cord size 0.46-1.15in, nylon housing, black and white. | Stock | 33.5
71520NP | Bryant industrial heavy duty locking blade plug, 20A, 250 VAC, 3-phase, 3-pole, 4-wire, NEMA L15-20, accepts cord size 0.46-1.15in, nylon housing, black and white. | Stock | 28.5
BRY26W75 | Bryant watertight locking blade plug, 20A, 250 VAC, 3-phase, 3-pole, 4-wire, NEMA L15-20, accepts cord size 0.325-0.875in, UL Type 4, 4X, 6 and 6P, thermoplastic elastomer (PTE) housing, yellow. | Stock | 56
71530NP | Bryant industrial heavy duty locking blade plug, 30A, 250 VAC, 3-phase, 3-pole, 4-wire, NEMA L15-30, accepts cord size 0.46-1.15in, nylon housing, black and white. | Stock | 33.5
BRY28W75 | Bryant watertight locking blade plug, 30A, 250 VAC, 3-phase, 3-pole, 4-wire, NEMA L15-30, accepts cord size 0.385-1.05in, UL Type 4, 4X, 6 and 6P, thermoplastic elastomer (PTE) housing, yellow. | Stock | 70
71620NP | Bryant industrial heavy duty locking blade plug, 20A, 480 VAC, 3-phase, 3-pole, 4-wire, NEMA L16-20, accepts cord size 0.46-1.15in, nylon housing, black and white. | Stock | 27.5
BRY26W76 | Bryant watertight locking blade plug, 20A, 480 VAC, 3-phase, 3-pole, 4-wire, NEMA L16-20, accepts cord size 0.325-0.875in, UL Type 4, 4X, 6 and 6P, thermoplastic elastomer (PTE) housing, yellow. | Stock | 60
71630NP | Bryant industrial heavy duty locking blade plug, 30A, 480 VAC, 3-phase, 3-pole, 4-wire, NEMA L16-30, accepts cord size 0.46-1.15in, nylon housing, black and white. | Stock | 33.5
BRY28W76 | Bryant watertight locking blade plug, 30A, 480 VAC, 3-phase, 3-pole, 4-wire, NEMA L16-30, accepts cord size 0.385-1.05in, UL Type 4, 4X, 6 and 6P, thermoplastic elastomer (PTE) housing, yellow. | Stock | 72
71730NP | Bryant industrial heavy duty locking blade plug, 30A, 600 VAC, 3-phase, 3-pole, 4-wire, NEMA L17-30, accepts cord size 0.46-1.15in, nylon housing, black and white. | Stock | 35
72120NP | Bryant industrial heavy duty locking blade plug, 20A, 120/208 VAC, 3-phase, 4-pole, 5-wire, NEMA L21-20, accepts cord size 0.46-1.15in, nylon housing, black and white. | Stock | 35
72130NP | Bryant industrial heavy duty locking blade plug, 30A, 120/208 VAC, 3-phase, 4-pole, 5-wire, NEMA L21-30, accepts cord size 0.46-1.15in, nylon housing, black and white. | Stock | 39
72220NP | Bryant industrial heavy duty locking blade plug, 20A, 277/480 VAC, 3-phase, 4-pole, 5-wire, NEMA L22-20, accepts cord size 0.46-1.15in, nylon housing, black and white. | Stock | 32
72230NP | Bryant industrial heavy duty locking blade plug, 30A, 277/480 VAC, 3-phase, 4-pole, 5-wire, NEMA L22-30, accepts cord size 0.46-1.15in, nylon housing, black and white. | Stock | 39.5
Electrical Connectors
BRY5269NC | Bryant industrial heavy duty straight blade connector, 15A, 125 VAC, 1-phase, 2-pole, 3-wire, NEMA 5-15, accepts cord size 0.3-0.65in, nylon housing, black and white. | Stock | 23.5
BRY15W47 | Bryant watertight straight blade connector with cap, 15A, 125 VAC, 1-phase, 2-pole, 3-wire, NEMA 5-15, accepts cord size 0.325-0.625in, UL Type 4, 4X, 6 and 6P, thermoplastic elastomer (PTE) housing, yellow. | Stock | 30.5
BRY5369NC | Bryant industrial heavy duty straight blade connector, 20A, 125 VAC, 1-phase, 2-pole, 3-wire, NEMA 5-20, accepts cord size 0.3-0.65in, nylon housing, black and white. | Stock | 32.5
BRY15W33 | Bryant watertight straight blade connector with cap, 20A, 125 VAC, 1-phase, 2-pole, 3-wire, NEMA 5-20, accepts cord size 0.325-0.625in, UL Type 4, 4X, 6 and 6P, thermoplastic elastomer (PTE) housing, yellow. | Stock | 33
9530NC | Bryant industrial heavy duty straight blade connector, 30A, 125 VAC, 1-phase, 2-pole, 3-wire, NEMA 5-30, accepts cord size 0.42-1.32in, thermoplastic housing, gray. | Stock | 140
BRY5669NC | Bryant industrial heavy duty straight blade connector, 15A, 250 VAC, 1-phase, 2-pole, 3-wire, NEMA 6-15, accepts cord size 0.3-0.65in, nylon housing, black and white. | Stock | 39
BRY5469NC | Bryant industrial heavy duty straight blade connector, 20A, 250 VAC, 1-phase, 2-pole, 3-wire, NEMA 6-20, accepts cord size 0.3-0.65in, nylon housing, black and white. | Stock | 47
9630NC | Bryant industrial heavy duty straight blade connector, 30A, 250 VAC, 1-phase, 2-pole, 3-wire, NEMA 6-30, accepts cord size 0.42-1.32in, thermoplastic housing, gray. | Stock | 130
4732NC | Bryant industrial heavy duty locking blade connector, 15A, 125 VAC, 1-phase, 2-pole, 3-wire, NEMA L5-15, accepts cord size 0.3-0.65in, nylon housing, black and white. | Stock | 24.5
BRY25W47 | Bryant watertight locking blade connector with cap, 15A, 125 VAC, 1-phase, 2-pole, 3-wire, NEMA L5-15, accepts cord size 0.3-0.62in, UL Type 4, 4X, 6 and 6P, thermoplastic elastomer (PTE) housing, yellow. | Stock | 32
70520NC | Bryant industrial heavy duty locking blade connector, 20A, 125 VAC, 1-phase, 2-pole, 3-wire, NEMA L5-20, accepts cord size 0.3-0.95in, nylon housing, black and white. | Stock | 26.5
BRY27W47 | Bryant watertight locking blade connector with cap, 20A, 125 VAC, 1-phase, 2-pole, 3-wire, NEMA L5-20, accepts cord size 0.325-0.75in, UL Type 4, 4X, 6 and 6P, thermoplastic elastomer (PTE) housing, yellow. | Stock | 61
70530NC | Bryant industrial heavy duty locking blade connector, 30A, 125 VAC, 1-phase, 2-pole, 3-wire, NEMA L5-30, accepts cord size 0.3-0.95in, nylon housing, black and white. | Stock | 49
70615NC | Bryant industrial heavy duty locking blade connector, 15A, 250 VAC, 1-phase, 2-pole, 3-wire, NEMA L6-15, accepts cord size 0.3-0.65in, nylon housing, black and white. | Stock | 25.5
70620NC | Bryant industrial heavy duty locking blade connector, 20A, 250 VAC, 1-phase, 2-pole, 3-wire, NEMA L6-20, accepts cord size 0.3-0.95in, nylon housing, black and white. | Stock | 26.5
BRY27W48 | Bryant watertight locking blade connector with cap, 20A, 250 VAC, 1-phase, 2-pole, 3-wire, NEMA L6-20, accepts cord size 0.325-0.75in, UL Type 4, 4X, 6 and 6P, thermoplastic elastomer (PTE) housing, yellow. | Stock | 61
70630NC | Bryant industrial heavy duty locking blade connector, 30A, 250 VAC, 1-phase, 2-pole, 3-wire, NEMA L6-30, accepts cord size 0.3-0.95in, nylon housing, black and white. | Stock | 54
4779NC | Bryant industrial heavy duty locking blade connector, 15A, 277 VAC, 1-phase, 2-pole, 3-wire, NEMA L7-15, accepts cord size 0.3-0.65in, nylon housing, black and white. | Stock | 26.5
BRY25W34 | Bryant watertight locking blade connector with cap, 15A, 277 VAC, 1-phase, 2-pole, 3-wire, NEMA L7-15, accepts cord size 0.3-0.62in, UL Type 4, 4X, 6 and 6P, thermoplastic elastomer (PTE) housing, yellow. | Stock | 48.5
70720NC | Bryant industrial heavy duty locking blade connector, 20A, 277 VAC, 1-phase, 2-pole, 3-wire, NEMA L7-20, accepts cord size 0.3-0.95in, nylon housing, black and white. | Stock | 23.5
70730NC | Bryant industrial heavy duty locking blade connector, 30A, 277 VAC, 1-phase, 2-pole, 3-wire, NEMA L7-30, accepts cord size 0.3-0.95in, nylon housing, black and white. | Stock | 45
70820NC | Bryant industrial heavy duty locking blade connector, 20A, 480 VAC, 1-phase, 2-pole, 3-wire, NEMA L8-20, accepts cord size 0.3-0.95in, nylon housing, black and white. | Stock | 28
70830NC | Bryant industrial heavy duty locking blade connector, 30A, 480 VAC, 1-phase, 2-pole, 3-wire, NEMA L8-30, accepts cord size 0.3-0.95in, nylon housing, black and white. | Stock | 46
70920NC | Bryant industrial heavy duty locking blade connector, 20A, 600 VAC, 1-phase, 2-pole, 3-wire, NEMA L9-20, accepts cord size 0.3-0.95in, nylon housing, black and white. | Stock | 25
70930NC | Bryant industrial heavy duty locking blade connector, 30A, 600 VAC, 1-phase, 2-pole, 3-wire, NEMA L9-30, accepts cord size 0.3-0.95in, nylon housing, black and white. | Stock | 46
71420NC | Bryant industrial heavy duty locking blade connector, 20A, 125/250 VAC, 1-phase, 3-pole, 4-wire, NEMA L14-20, accepts cord size 0.46-1.15in, nylon housing, black and white. | Stock | 35.5
71430NC | Bryant industrial heavy duty locking blade connector, 30A, 125/250 VAC, 1-phase, 3-pole, 4-wire, NEMA L14-30, accepts cord size 0.46-1.15in, nylon housing, black and white. | Stock | 70
71520NC | Bryant industrial heavy duty locking blade connector, 20A, 250 VAC, 3-phase, 3-pole, 4-wire, NEMA L15-20, accepts cord size 0.46-1.15in, nylon housing, black and white. | Stock | 35.5
BRY27W75 | Bryant watertight locking blade connector with cap, 20A, 250 VAC, 3-phase, 3-pole, 4-wire, NEMA L15-20, accepts cord size 0.325-0.875in, UL Type 4, 4X, 6 and 6P, thermoplastic elastomer (PTE) housing, yellow. | Stock | 75
71530NC | Bryant industrial heavy duty locking blade connector, 30A, 250 VAC, 3-phase, 3-pole, 4-wire, NEMA L15-30, accepts cord size 0.46-1.15in, nylon housing, black and white. | Stock | 71
BRY29W75 | Bryant watertight locking blade connector with cap, 30A, 250 VAC, 3-phase, 3-pole, 4-wire, NEMA L15-30, accepts cord size 0.385-1.05in, UL Type 4, 4X, 6 and 6P, thermoplastic elastomer (PTE) housing, yellow. | Stock | 123
71620NC | Bryant industrial heavy duty locking blade connector, 20A, 480 VAC, 3-phase, 3-pole, 4-wire, NEMA L16-20, accepts cord size 0.46-1.15in, nylon housing, black and white. | Stock | 35.5
BRY27W76 | Bryant watertight locking blade connector with cap, 20A, 480 VAC, 3-phase, 3-pole, 4-wire, NEMA L16-20, accepts cord size 0.325-0.875in, UL Type 4, 4X, 6 and 6P, thermoplastic elastomer (PTE) housing, yellow. | Stock | 74
71630NC | Bryant industrial heavy duty locking blade connector, 30A, 480 VAC, 3-phase, 3-pole, 4-wire, NEMA L16-30, accepts cord size 0.46-1.15in, nylon housing, black and white. | Stock | 75
BRY29W76 | Bryant watertight locking blade connector with cap, 30A, 480 VAC, 3-phase, 3-pole, 4-wire, NEMA L16-30, accepts cord size 0.385-1.05in, UL Type 4, 4X, 6 and 6P, thermoplastic elastomer (PTE) housing, yellow. | Stock | 125
71730NC | Bryant industrial heavy duty locking blade connector, 30A, 600 VAC, 3-phase, 3-pole, 4-wire, NEMA L17-30, accepts cord size 0.46-1.15in, nylon housing, black and white. | Stock | 66
72120NC | Bryant industrial heavy duty locking blade connector, 20A, 120/208 VAC, 3-phase, 4-pole, 5-wire, NEMA L21-20, accepts cord size 0.46-1.15in, nylon housing, black and white. | Stock | 57
72130NC | Bryant industrial heavy duty locking blade connector, 30A, 120/208 VAC, 3-phase, 4-pole, 5-wire, NEMA L21-30, accepts cord size 0.46-1.15in, nylon housing, black and white. | Stock | 70
72220NC | Bryant industrial heavy duty locking blade connector, 20A, 277/480 VAC, 3-phase, 4-pole, 5-wire, NEMA L22-20, accepts cord size 0.46-1.15in, nylon housing, black and white. | Stock | 58
72230NC | Bryant industrial heavy duty locking blade connector, 30A, 277/480 VAC, 3-phase, 4-pole, 5-wire, NEMA L22-30, accepts cord size 0.46-1.15in, nylon housing, black and white. | Stock | 74
Electrical Receptacles
5251 | Bryant industrial heavy duty single straight blade receptacle, 15A, 125 VAC, 1-phase, 2-pole, 3-wire, NEMA 5-15, nylon housing, brown. | Stock | 8
5361 | Bryant industrial heavy duty single straight blade receptacle, 20A, 125 VAC, 1-phase, 2-pole, 3-wire, NEMA 5-20, nylon housing, brown. | Stock | 15.5
9530FR | Bryant industrial heavy duty single straight blade receptacle, 30A, 125 VAC, 1-phase, 2-pole, 3-wire, NEMA 5-30, thermoplastic molded housing, gray. | Stock | 36.5
5661 | Bryant industrial heavy duty single straight blade receptacle, 15A, 250 VAC, 1-phase, 2-pole, 3-wire, NEMA 6-15, nylon housing, brown. | Stock | 16
5461 | Bryant industrial heavy duty single straight blade receptacle, 20A, 250 VAC, 1-phase, 2-pole, 3-wire, NEMA 6-20, nylon housing, brown. | Stock | 18
9630FR | Bryant industrial heavy duty single straight blade receptacle, 30A, 250 VAC, 1-phase, 2-pole, 3-wire, NEMA 6-30, thermoplastic molded housing, gray. | Stock | 41.5
4710 | Bryant industrial heavy duty single locking blade receptacle, 15A, 125 VAC, 1-phase, 2-pole, 3-wire, NEMA L5-15, nylon molded housing, black. | Stock | 14.5
70520FR | Bryant industrial heavy duty single locking blade receptacle, 20A, 125 VAC, 1-phase, 2-pole, 3-wire, NEMA L5-20, nylon molded housing, black. | Stock | 21
70530FR | Bryant industrial heavy duty single locking blade receptacle, 30A, 125 VAC, 1-phase, 2-pole, 3-wire, NEMA L5-30, nylon molded housing, black. | Stock | 26
70615FR | Bryant industrial heavy duty single locking blade receptacle, 15A, 250 VAC, 1-phase, 2-pole, 3-wire, NEMA L6-15, nylon molded housing, black. | Stock | 19
70620FR | Bryant industrial heavy duty single locking blade receptacle, 20A, 250 VAC, 1-phase, 2-pole, 3-wire, NEMA L6-20, nylon molded housing, black. | Stock | 21
70630FR | Bryant industrial heavy duty single locking blade receptacle, 30A, 250 VAC, 1-phase, 2-pole, 3-wire, NEMA L6-30, nylon molded housing, black. | Stock | 28
4760 | Bryant industrial heavy duty single locking blade receptacle, 15A, 277 VAC, 1-phase, 2-pole, 3-wire, NEMA L7-15, nylon molded housing, black. | Stock | 16
70720FR | Bryant industrial heavy duty single locking blade receptacle, 20A, 277 VAC, 1-phase, 2-pole, 3-wire, NEMA L7-20, nylon molded housing, black. | Stock | 22
70730FR | Bryant industrial heavy duty single locking blade receptacle, 30A, 277 VAC, 1-phase, 2-pole, 3-wire, NEMA L7-30, nylon molded housing, black. | Stock | 28
70820FR | Bryant industrial heavy duty single locking blade receptacle, 20A, 480 VAC, 1-phase, 2-pole, 3-wire, NEMA L8-20, nylon molded housing, black. | Stock | 21.5
70830FR | Bryant industrial heavy duty single locking blade receptacle, 30A, 480 VAC, 1-phase, 2-pole, 3-wire, NEMA L8-30, nylon molded housing, black. | Stock | 29
70920FR | Bryant industrial heavy duty single locking blade receptacle, 20A, 600 VAC, 1-phase, 2-pole, 3-wire, NEMA L9-20, nylon molded housing, black. | Stock | 25.5
70930FR | Bryant industrial heavy duty single locking blade receptacle, 30A, 600 VAC, 1-phase, 2-pole, 3-wire, NEMA L9-30, nylon molded housing, black. | Stock | 29
71420FR | Bryant industrial heavy duty single locking blade receptacle, 20A, 125/250 VAC, 1-phase, 3-pole, 4-wire, NEMA L14-20, nylon molded housing, black. | Stock | 29
71430FR | Bryant industrial heavy duty single locking blade receptacle, 30A, 125/250 VAC, 1-phase, 3-pole, 4-wire, NEMA L14-30, nylon molded housing, black. | Stock | 40.5
71520FR | Bryant industrial heavy duty single locking blade receptacle, 20A, 250 VAC, 3-phase, 3-pole, 4-wire, NEMA L15-20, nylon molded housing, black. | Stock | 29
71530FR | Bryant industrial heavy duty single locking blade receptacle, 30A, 250 VAC, 3-phase, 3-pole, 4-wire, NEMA L15-30, nylon molded housing, black. | Stock | 41
71620FR | Bryant industrial heavy duty single locking blade receptacle, 20A, 480 VAC, 3-phase, 3-pole, 4-wire, NEMA L16-20, nylon molded housing, black. | Stock | 29
71630FR | Bryant industrial heavy duty single locking blade receptacle, 30A, 480 VAC, 3-phase, 3-pole, 4-wire, NEMA L16-30, nylon molded housing, black. | Stock | 46
71730FR | Bryant industrial heavy duty single locking blade receptacle, 30A, 600 VAC, 3-phase, 3-pole, 4-wire, NEMA L17-30, nylon molded housing, black. | Stock | 40.5
72120FR | Bryant industrial heavy duty single locking blade receptacle, 20A, 120/208 VAC, 3-phase, 4-pole, 5-wire, NEMA L21-20, nylon molded housing, black. | Stock | 36
72130FR | Bryant industrial heavy duty single locking blade receptacle, 30A, 120/208 VAC, 3-phase, 4-pole, 5-wire, NEMA L21-30, nylon molded housing, black. | Stock | 50
72220FR | Bryant industrial heavy duty single locking blade receptacle, 20A, 277/480 VAC, 3-phase, 4-pole, 5-wire, NEMA L22-20, nylon molded housing, black. | Stock | 36.5
72230FR | Bryant industrial heavy duty single locking blade receptacle, 30A, 277/480 VAC, 3-phase, 4-pole, 5-wire, NEMA L22-30, nylon molded housing, black. | Stock | 51
BRY5262 | Bryant industrial heavy duty duplex straight blade receptacle, 15A, 125 VAC, 1-phase, 2-pole, 3-wire, NEMA 5-15, nylon molded housing, brown. | Stock | 21
BRY5262GRY | Bryant industrial heavy duty duplex straight blade receptacle, 15A, 125 VAC, 1-phase, 2-pole, 3-wire, NEMA 5-15, nylon molded housing, gray. | Stock | 18.5
BRY5262CR | Bryant industrial heavy duty duplex straight blade receptacle, 15A, 125 VAC, 1-phase, 2-pole, 3-wire, NEMA 5-15, nylon molded housing, yellow. | Stock | 32.5
BRY5362 | Bryant industrial heavy duty duplex straight blade receptacle, 20A, 125 VAC, 1-phase, 2-pole, 3-wire, NEMA 5-20, nylon molded housing, brown. | Stock | 26
BRY5362GRY | Bryant industrial heavy duty duplex straight blade receptacle, 20A, 125 VAC, 1-phase, 2-pole, 3-wire, NEMA 5-20, nylon molded housing, gray. | Stock | 22.5
BRY5362CR | Bryant industrial heavy duty duplex straight blade receptacle, 20A, 125 VAC, 1-phase, 2-pole, 3-wire, NEMA 5-20, nylon molded housing, yellow. | Stock | 41
BRY5662 | Bryant industrial heavy duty duplex straight blade receptacle, 15A, 250 VAC, 1-phase, 2-pole, 3-wire, NEMA 6-15, nylon molded housing, brown. | Stock | 27
BRY5462 | Bryant industrial heavy duty duplex straight blade receptacle, 20A, 250 VAC, 1-phase, 2-pole, 3-wire, NEMA 6-20, nylon molded housing, brown. | Stock | 31.5
DIN Rail Receptacles
GR-REC2 | Gladiator (2) straight blade receptacle, 15A, 125 VAC, 1-phase, 2-pole, 3-wire, nylon housing, panel or 35mm DIN rail mount. | Stock | 32.5
GR-REC4 | Gladiator (4) straight blade receptacle, 15A, 125 VAC, 1-phase, 2-pole, 3-wire, glass fiber reinforced polyamide housing, panel or 35mm DIN rail mount. | Stock | 59
GR-REC2-GFCI | Gladiator (2) straight blade receptacle, 15A, 125 VAC, 1-phase, 2-pole, 3-wire, ground-fault circuit interruption protection, nylon housing, panel or 35mm DIN rail mount. | Stock | 53
GR-REC4-GFCI | Gladiator (4) straight blade receptacle, 15A, 125 VAC, 1-phase, 2-pole, 3-wire, ground-fault circuit interruption protection, glass fiber reinforced polyamide housing, panel or 35mm DIN rail mount. | Stock | 82
GR-REC2-USB-AC | Gladiator (2) straight blade, (1) USB Type A and (1) USB Type C receptacle, 15A, 125 VAC, 1-phase, 2-pole, 3-wire, nylon housing, panel or 35mm DIN rail mount. | Stock | 53
GR-REC2-USB-2C | Gladiator (2) straight blade and (2) USB Type C receptacle, 15A, 125 VAC, 1-phase, 2-pole, 3-wire, nylon housing, panel or 35mm DIN rail mount. | Stock | 53
GR-REC2-USB-2A | Gladiator (2) straight blade and (2) USB Type A receptacle, 15A, 125 VAC, 1-phase, 2-pole, 3-wire, nylon housing, panel or 35mm DIN rail mount. | Stock | 53
GR-USB-4A | Gladiator (4) USB Type A receptacle, 15A, 125 VAC, 1-phase, 2-pole, 3-wire, nylon housing, panel or 35mm DIN rail mount. | Stock | 58
FA-REC2 | AutomationDirect (2) straight blade receptacle, 15A, 125 VAC, 1-phase, 2-pole, 3-wire, nylon housing, panel or 35mm DIN rail mount. | Stock | 44.5
FA-GFCI | AutomationDirect (2) straight blade receptacle, 15A, 125 VAC, 1-phase, 2-pole, 3-wire, ground-fault circuit interruption protection, nylon housing, panel or 35mm DIN rail mount. | Stock | 63
FA-REC3 | AutomationDirect (3) straight blade receptacle, 15A, 125 VAC, 1-phase, 2-pole, 3-wire, plastic housing, 35mm DIN rail, 32mm DIN rail or 15mm DIN rail mount. | Stock | 36.5
Accessories for Wiring Devices
SS7 | Bryant cover plate, for use with 15A and 20A single receptacles in 1 gang electrical boxes. | Stock | 3.25
SS8 | Bryant cover plate, for use with 15A and 20A duplex receptacles in 1 gang electrical boxes. | Stock | 2.75
SS720 | Bryant cover plate, for use with 20A and 30A single receptacles in 1 gang electrical boxes. | Stock | 4.75
SS723 | Bryant cover plate, for use with 30A single receptacles in 1 gang electrical boxes. | Stock | 6
SS703 | Bryant cover plate, for use with 30A single receptacles in 2 gang electrical boxes. | Stock | 9.5
BRY3099 | Bryant dead end portable outlet box, (1) 3/4in female NPT conduit entries, accepts cord size 0.38 - 0.5in, NEMA 1, PBT thermoplastic elastomer housing, yellow. | Stock | 64
BRY3056 | Bryant cover plate, UL Type 3R, lift cover, gray. For use with 15A and 20A duplex receptacles in portable outlet box BRY3099. | Stock | 28
BRY3054 | Bryant cover plate, UL Type 3R, gray. For use with portable outlet box BRY3099. | Stock | 5.25
70204ANA | Bryant 90 degree angle adapter, black. For use with 20A and 30A locking plugs and connectors. | Stock | 25.5
5200BP | Bryant weather boot, high visibility yellow. For use with 15A locking, 15A straight blade, and 20A straight blade plugs. | Stock | 17
5200BC | Bryant weather boot, high visibility yellow. For use with 15A locking, 15A straight blade, and 20A straight blade connectors. | Stock | 20
5200BSR | Bryant weather boot cap, high visibility yellow. For use with 5200BC boot. | Stock | 24
5200BPB | Bryant weather boot, black. For use with 15A locking, 15A straight blade, and 20A straight blade plugs. | Stock | 17
5200BCB | Bryant weather boot, black. For use with 15A locking, 15A straight blade, and 20A straight blade connectors. | Stock | 20
5200BSRB | Bryant weather boot cap, black. For use with 5200BCB boot. | Stock | 24
72002BP | Bryant weather boot, high visibility yellow. For use with 20A and 30A locking plugs. | Stock | 26
72002BC | Bryant weather boot, high visibility yellow. For use with 20A and 30A locking connectors. | Stock | 32.5
72002BPB | Bryant weather boot, black. For use with 20A and 30A locking plugs, chemical and ultraviolet resistant thermoplastic elastomer construction, black. | Stock | 24.5
72002BCB | Bryant weather boot, black. For use with 20A and 30A locking connectors. | Stock | 26
Inserts for Multi-Wire Connectors
ZP-MC03A-1-MS003 | ZIPport male insert, connector housing size 3A, 3-pole, screw terminals, accepts wire size 20-14 AWG, 10 amp, 600 VAC/VDC, poles numbered 1 to 3. For use with ZIPport multi-wire housings. | Stock | 5
ZP-MC03A-1-FS003 | ZIPport female insert, connector housing size 3A, 3-pole, screw terminals, accepts wire size 20-14 AWG, 10 amp, 600 VAC/VDC, poles numbered 1 to 3. For use with ZIPport multi-wire housings. | Stock | 5
ZP-MC03A-1-MS004 | ZIPport male insert, connector housing size 3A, 4-pole, screw terminals, accepts wire size 20-14 AWG, 10 amp, 600 VAC/VDC, poles numbered 1 to 4. For use with ZIPport multi-wire housings. | Stock | 5
ZP-MC03A-1-FS004 | ZIPport female insert, connector housing size 3A, 4-pole, screw terminals, accepts wire size 20-14 AWG, 10 amp, 600 VAC/VDC, poles numbered 1 to 4. For use with ZIPport multi-wire housings. | Stock | 6.5
ZP-MC03A-1-MC005 | ZIPport male insert, connector housing size 3A, 5-pole, crimped contact, 16 amp, 600 VAC/VDC, poles numbered 1 to 5. For use with ZIPport multi-wire housings. Requires 16 amp male contacts ZP-MC-CC-M16A-xxx. | Stock | 5
ZP-MC03A-1-FC005 | ZIPport female insert, connector housing size 3A, 5-pole, crimped contact, 16 amp, 600 VAC/VDC, poles numbered 1 to 5. For use with ZIPport multi-wire housings. Requires 16 amp female contacts ZP-MC-CC-F16A-xxx. | Stock | 6
ZP-MC03A-1-MC007 | ZIPport male insert, connector housing size 3A, 7-pole, crimped contact, 10 amp, 600 VAC/VDC, poles numbered 1 to 7. For use with ZIPport multi-wire housings. Requires 10 amp male contacts ZP-MC-CC-M10A-xxx. | Stock | 7.5
ZP-MC03A-1-FC007 | ZIPport female insert, connector housing size 3A, 7-pole, crimped contact, 10 amp, 600 VAC/VDC, poles numbered 1 to 7. For use with ZIPport multi-wire housings. Requires 10 amp female contacts ZP-MC-CC-F10A-xxx. | Stock | 7.5
ZP-MC03A-1-MC012 | ZIPport male insert, connector housing size 3A, 12-pole, crimped contact, 10 amp, 600 VAC/VDC, poles numbered 1 to 12. For use with ZIPport multi-wire housings. Requires 10 amp male contacts ZP-MC-CC-M10A-xxx. | Stock | 11
ZP-MC03A-1-FC012 | ZIPport female insert, connector housing size 3A, 12-pole, crimped contact, 10 amp, 600 VAC/VDC, poles numbered 1 to 12. For use with ZIPport multi-wire housings. Requires 10 amp female contacts ZP-MC-CC-F10A-xxx. | Stock | 11
ZP-MC10A-1-FS010 | ZIPport female insert, connector housing size 10A, 10-pole, screw terminals, accepts wire size 20-14 AWG, 16 amp, 600 VAC/VDC, poles numbered 1 to 10. For use with ZIPport multi-wire housings. | Stock | 18.5
ZP-MC10A-1-MS010 | ZIPport male insert, connector housing size 10A, 10-pole, screw terminals, accepts wire size 20-14 AWG, 16 amp, 600 VAC/VDC, poles numbered 1 to 10. For use with ZIPport multi-wire housings. | Stock | 18.5
ZP-MC10A-1-FC010 | ZIPport female insert, connector housing size 10A, 10-pole, crimped contact, 16 amp, 600 VAC/VDC, poles numbered 1 to 10. For use with ZIPport multi-wire housings. Requires 16 amp female contacts ZP-MC-CC-F16A-xxx. | Stock | 17.5
ZP-MC10A-1-MC010 | ZIPport male insert, connector housing size 10A, 10-pole, crimped contact, 16 amp, 600 VAC/VDC, poles numbered 1 to 10. For use with ZIPport multi-wire housings. Requires 16 amp male contacts ZP-MC-CC-M16A-xxx. | Stock | 15
ZP-MC10A-1-FC015 | ZIPport female insert, connector housing size 10A, 15-pole, crimped contact, 10 amp, 600 VAC/VDC, poles numbered 1 to 15. For use with ZIPport multi-wire housings. Requires 10 amp female contacts ZP-MC-CC-F10A-xxx. | Stock | 16
ZP-MC10A-1-MC015 | ZIPport male insert, connector housing size 10A, 15-pole, crimped contact, 10 amp, 600 VAC/VDC, poles numbered 1 to 15. For use with ZIPport multi-wire housings. Requires 10 amp male contacts ZP-MC-CC-M10A-xxx. | Stock | 16
ZP-MC16A-1-FS016 | ZIPport female insert, connector housing size 16A, 16-pole, screw terminals, accepts wire size 20-14 AWG, 16 amp, 600 VAC/VDC, poles numbered 1 to 16. For use with ZIPport multi-wire housings. | Stock | 26.5
ZP-MC16A-1-MS016 | ZIPport male insert, connector housing size 16A, 16-pole, screw terminals, accepts wire size 20-14 AWG, 16 amp, 600 VAC/VDC, poles numbered 1 to 16. For use with ZIPport multi-wire housings. | Stock | 25
ZP-MC16A-1-FC016 | ZIPport female insert, connector housing size 16A, 16-pole, crimped contact, 16 amp, 600 VAC/VDC, poles numbered 1 to 16. For use with ZIPport multi-wire housings. Requires 16 amp female contacts ZP-MC-CC-F16A-xxx. | Stock | 20
ZP-MC16A-1-MC016 | ZIPport male insert, connector housing size 16A, 16-pole, crimped contact, 16 amp, 600 VAC/VDC, poles numbered 1 to 16. For use with ZIPport multi-wire housings. Requires 16 amp male contacts ZP-MC-CC-M16A-xxx. | Stock | 20
ZP-MC16A-1-FC025 | ZIPport female insert, connector housing size 16A, 25-pole, crimped contact, 10 amp, 600 VAC/VDC, poles numbered 1 to 25. For use with ZIPport multi-wire housings. Requires 10 amp female contacts ZP-MC-CC-F10A-xxx. | Stock | 16
ZP-MC16A-1-MC025 | ZIPport male insert, connector housing size 16A, 25-pole, crimped contact, 10 amp, 600 VAC/VDC, poles numbered 1 to 25. For use with ZIPport multi-wire housings. Requires 10 amp male contacts ZP-MC-CC-M10A-xxx. | Stock | 16
ZP-MC06B-1-MS006 | ZIPport male insert, connector housing size 6B, 6-pole, screw terminals, accepts wire size 20-14 AWG, 16 amp, 600 VAC/VDC, poles numbered 1 to 6. For use with ZIPport multi-wire housings. | Stock | 11
ZP-MC06B-1-FS006 | ZIPport female insert, connector housing size 6B, 6-pole, screw terminals, accepts wire size 20-14 AWG, 16 amp, 600 VAC/VDC, poles numbered 1 to 6. For use with ZIPport multi-wire housings. | Stock | 11.5
ZP-MC06B-1-MC006 | ZIPport male insert, connector housing size 6B, 6-pole, crimped contact, 16 amp, 600 VAC/VDC, poles numbered 1 to 6. For use with ZIPport multi-wire housings. Requires 16 amp male contacts ZP-MC-CC-M16A-xxx. | Stock | 10
ZP-MC06B-1-FC006 | ZIPport female insert, connector housing size 6B, 6-pole, crimped contact, 16 amp, 600 VAC/VDC, poles numbered 1 to 6. For use with ZIPport multi-wire housings. Requires 16 amp female contacts ZP-MC-CC-F16A-xxx. | Stock | 10
ZP-MC06B-1-MC024 | ZIPport male insert, connector housing size 6B, 24-pole, crimped contact, 10 amp, 600 VAC/VDC, poles numbered 1 to 24. For use with ZIPport multi-wire housings. Requires 10 amp male contacts ZP-MC-CC-M10A-xxx. | Stock | 19
ZP-MC06B-1-FC024 | ZIPport female insert, connector housing size 6B, 24-pole, crimped contact, 10 amp, 600 VAC/VDC, poles numbered 1 to 24. For use with ZIPport multi-wire housings. Requires 10 amp female contacts ZP-MC-CC-F10A-xxx. | Stock | 20.5
ZP-MC10B-1-MS010 | ZIPport male insert, connector housing size 10B, 10-pole, screw terminals, accepts wire size 20-12 AWG, 16 amp, 600 VAC/VDC, poles numbered 1 to 10. For use with ZIPport multi-wire housings. | Stock | 13.5
ZP-MC10B-1-FS010 | ZIPport female insert, connector housing size 10B, 10-pole, screw terminals, accepts wire size 20-12 AWG, 16 amp, 600 VAC/VDC, poles numbered 1 to 10. For use with ZIPport multi-wire housings. | Stock | 13
ZP-MC10B-1-MC010 | ZIPport male insert, connector housing size 10B, 10-pole, crimped contact, 16 amp, 600 VAC/VDC, poles numbered 1 to 10. For use with ZIPport multi-wire housings. Requires 16 amp male contacts ZP-MC-CC-M16A-xxx. | Stock | 11.5
ZP-MC10B-1-FC010 | ZIPport female insert, connector housing size 10B, 10-pole, crimped contact, 16 amp, 600 VAC/VDC, poles numbered 1 to 10. For use with ZIPport multi-wire housings. Requires 16 amp female contacts ZP-MC-CC-F16A-xxx. | Stock | 11
ZP-MC10B-1-MC042 | ZIPport male insert, connector housing size 10B, 42-pole, crimped contact, 10 amp, 600 VAC/VDC, poles numbered 1 to 42. For use with ZIPport multi-wire housings. Requires 10 amp male contacts ZP-MC-CC-M10A-xxx. | Stock | 22.5
ZP-MC10B-1-FC042 | ZIPport female insert, connector housing size 10B, 42-pole, crimped contact, 10 amp, 600 VAC/VDC, poles numbered 1 to 42. For use with ZIPport multi-wire housings. Requires 10 amp female contacts ZP-MC-CC-F10A-xxx. | Stock | 27
ZP-MC16B-1-MS006 | ZIPport male insert, connector housing size 16B, 6-pole, screw terminals, accepts wire size 20-10 AWG, 35 amp, 600 VAC/VDC, poles numbered 1 to 6. For use with ZIPport multi-wire housings. | Stock | 31.5
ZP-MC16B-1-FS006 | ZIPport female insert, connector housing size 16B, 6-pole, screw terminals, accepts wire size 20-10 AWG, 35 amp, 600 VAC/VDC, poles numbered 1 to 6. For use with ZIPport multi-wire housings. | Stock | 31.5
ZP-MC16B-1-MS016 | ZIPport male insert, connector housing size 16B, 16-pole, screw terminals, accepts wire size 20-12 AWG, 16 amp, 600 VAC/VDC, poles numbered 1 to 16. For use with ZIPport multi-wire housings. | Stock | 18.5
ZP-MC16B-1-FS016 | ZIPport female insert, connector housing size 16B, 16-pole, screw terminals, accepts wire size 20-12 AWG, 16 amp, 600 VAC/VDC, poles numbered 1 to 16. For use with ZIPport multi-wire housings. | Stock | 18.5
ZP-MC16B-1-MC016 | ZIPport male insert, connector housing size 16B, 16-pole, crimped contact, 16 amp, 600 VAC/VDC, poles numbered 1 to 16. For use with ZIPport multi-wire housings. Requires 16 amp male contacts ZP-MC-CC-M16A-xxx. | Stock | 13.5
ZP-MC16B-1-FC016 | ZIPport female insert, connector housing size 16B, 16-pole, crimped contact, 16 amp, 600 VAC/VDC, poles numbered 1 to 16. For use with ZIPport multi-wire housings. Requires 16 amp female contacts ZP-MC-CC-F16A-xxx. | Stock | 13.5
ZP-MC16B-1-MC040 | ZIPport male insert, connector housing size 16B, 40-pole, crimped contact, 10 amp, 600 VAC/VDC, poles numbered 1 to 40. For use with ZIPport multi-wire housings. Requires 10 amp male contacts ZP-MC-CC-M10A-xxx. | Stock | 27
ZP-MC16B-1-FC040 | ZIPport female insert, connector housing size 16B, 40-pole, crimped contact, 10 amp, 600 VAC/VDC, poles numbered 1 to 40. For use with ZIPport multi-wire housings. Requires 10 amp female contacts ZP-MC-CC-F10A-xxx. | Stock | 27
ZP-MC16B-1-MC072 | ZIPport male insert, connector housing size 16B, 72-pole, crimped contact, 10 amp, 600 VAC/VDC, poles numbered 1 to 72. For use with ZIPport multi-wire housings. Requires 10 amp male contacts ZP-MC-CC-M10A-xxx. | Stock | 27
ZP-MC16B-1-FC072 | ZIPport female insert, connector housing size 16B, 72-pole, crimped contact, 10 amp, 600 VAC/VDC, poles numbered 1 to 72. For use with ZIPport multi-wire housings. Requires 10 amp female contacts ZP-MC-CC-F10A-xxx. | Stock | 27
ZP-MC24B-1-MS048 | ZIPport male insert, connector housing size 24B, 12-pole, screw terminals, accepts wire size 6-16 AWG, 20-14 AWG, 80 amp (4-pole), 16 amp (8-pole), 600 VAC/VDC, poles numbered 1 to 4 and 1 to 8. For use with ZIPport multi-wire housings. | Stock | 38
ZP-MC24B-1-FS048 | ZIPport female insert, connector housing size 24B, 12-pole, screw terminals, accepts wire size 6-16 AWG, 20-14 AWG, 80 amp (4-pole), 16 amp (8-pole), 600 VAC/VDC, poles numbered 1 to 4 and 1 to 8. For use with ZIPport multi-wire housings. | Stock | 39.5
ZP-MC24B-1-MS024 | ZIPport male insert, connector housing size 24B, 24-pole, screw terminals, accepts wire size 20-14 AWG, 16 amp, 600 VAC/VDC, poles numbered 1 to 24. For use with ZIPport multi-wire housings. | Stock | 24
ZP-MC24B-1-FS024 | ZIPport female insert, connector housing size 24B, 24-pole, screw terminals, accepts wire size 20-14 AWG, 16 amp, 600 VAC/VDC, poles numbered 1 to 24. For use with ZIPport multi-wire housings. | Stock | 24
ZP-MC24B-1-MC024 | ZIPport male insert, connector housing size 24B, 24-pole, crimped contact, 16 amp, 600 VAC/VDC, poles numbered 1 to 24. For use with ZIPport multi-wire housings. Requires 16 amp male contacts ZP-MC-CC-M16A-xxx. | Stock | 17.5
ZP-MC24B-1-FC024 | ZIPport female insert, connector housing size 24B, 24-pole, crimped contact, 16 amp, 600 VAC/VDC, poles numbered 1 to 24. For use with ZIPport multi-wire housings. Requires 16 amp female contacts ZP-MC-CC-F16A-xxx. | Stock | 18
ZP-MC24B-1-MC064 | ZIPport male insert, connector housing size 24B, 64-pole, crimped contact, 10 amp, 600 VAC/VDC, poles numbered A to D/1 to 16. For use with ZIPport multi-wire housings. Requires 10 amp male contacts ZP-MC-CC-M10A-xxx. | Stock | 29
29006 | METE female insert, connector housing size 3A, 2-pole, screw terminals, accepts wire size 8-14 AWG, 10 amp, 600 VAC/VDC, poles numbered 2 to 3. For use with METE multi-wire housings. | Stock | 3.75
29007 | METE male insert, connector housing size 3A, 2-pole, screw terminals, accepts wire size 8-14 AWG, 10 amp, 600 VAC/VDC, poles numbered 2 to 3. For use with METE multi-wire housings. | Stock | 2.5
29008 | METE female insert, connector housing size 3A, 3-pole, screw terminals, accepts wire size 8-14 AWG, 10 amp, 600 VAC/VDC, poles numbered 1 to 3. For use with METE multi-wire housings. | Stock | 3.75
29009 | METE male insert, connector housing size 3A, 3-pole, screw terminals, accepts wire size 18-14 AWG, 10 amp, 600 VAC/VDC, poles numbered 1 to 3. For use with METE multi-wire housings. | Stock | 3.75
29010 | METE female insert, connector housing size 3A, 4-pole, screw terminals, accepts wire size 18-14 AWG, 10 amp, 600 VAC/VDC, poles numbered 1 to 4. For use with METE multi-wire housings. | Stock | 4.25
29011 | METE male insert, connector housing size 3A, 4-pole, screw terminals, accepts wire size 18-14 AWG, 10 amp, 600 VAC/VDC, poles numbered 1 to 4. For use with METE multi-wire housings. | Stock | 4.25
29420 | METE female insert, connector housing size 10A, 10-pole, screw terminals, accepts wire size 18-14 AWG, 16 amp, 600 VAC/VDC, poles numbered 1 to 10. For use with METE multi-wire housings. | Stock | 11
29421 | METE male insert, connector housing size 10A, 10-pole, screw terminals, accepts wire size 18-14 AWG, 16 amp, 600 VAC/VDC, poles numbered 1 to 10. For use with METE multi-wire housings. | Stock | 9.5
294203015 | METE female insert, connector housing size 10A, 15-pole, crimped contact, 10 amp, 600 VAC/VDC, poles numbered 1 to 15. For use with METE multi-wire housings. Requires 10 amp female contacts METE 14103xxx. | Stock | 12
294213015 | METE male insert, connector housing size 10A, 15-pole, crimped contact, 10 amp, 600 VAC/VDC, poles numbered 1 to 15. For use with METE multi-wire housings. Requires 10 amp male contacts METE 14104xxx. | Stock | 11.5
294223025 | METE female insert, connector housing size 16A, 25-pole, crimped contact, 10 amp, 600 VAC/VDC, poles numbered 1 to 25. For use with METE multi-wire housings. Requires 10 amp female contacts METE 14103xxx. | Stock | 13.5
294233025 | METE male insert, connector housing size 16A, 25-pole, crimped contact, 10 amp, 600 VAC/VDC, poles numbered 1 to 25. For use with METE multi-wire housings. Requires 10 amp male contacts METE 14104xxx. | Stock | 13
29422 | METE female insert, connector housing size 16A, 16-pole, screw terminals, accepts wire size 18-14 AWG, 16 amp, 600 VAC/VDC, poles numbered 1 to 16. For use with METE multi-wire housings. | Stock | 14.5
29423 | METE male insert, connector housing size 16A, 16-pole, screw terminals, accepts wire size 18-14 AWG, 16 amp, 600 VAC/VDC, poles numbered 1 to 16. For use with METE multi-wire housings. | Stock | 14
29120 | METE female insert, connector housing size 6B, 6-pole, screw terminals, accepts wire size 18-14 AWG, 16 amp, 600 VAC/VDC, poles numbered 1 to 6. For use with METE multi-wire housings. | Stock | 6.5
29121 | METE male insert, connector housing size 6B, 6-pole, screw terminals, accepts wire size 18-14 AWG, 16 amp, 600 VAC/VDC, poles numbered 1 to 6. For use with METE multi-wire housings. | Stock | 6.5
291203010 | METE female insert, connector housing size 6B, 10-pole, crimped contact, 16 amp, 600 VAC/VDC, poles numbered 1 to 10. For use with METE multi-wire housings. Requires 16 amp female contacts METE 14105xxx. | Stock | 7.75
291213010 | METE male insert, connector housing size 6B, 10-pole, crimped contact, 16 amp, 600 VAC/VDC, poles numbered 1 to 10. For use with METE multi-wire housings. Requires 16 amp male contacts METE 14106xxx. | Stock | 7.25
291203024 | METE female insert, connector housing size 6B, 24-pole, crimped contact, 10 amp, 600 VAC/VDC, poles numbered 1 to 24. For use with METE multi-wire housings. Requires 10 amp female contacts METE 14103xxx. | Stock | 14.5
291213024 | METE male insert, connector housing size 6B, 24-pole, crimped contact, 10 amp, 600 VAC/VDC, poles numbered 1 to 24. For use with METE multi-wire housings. Requires 10 amp male contacts METE 14104xxx. | Stock | 14
29020 | METE female insert, connector housing size 10B, 10-pole, screw terminals, accepts wire size 18-14 AWG, 16 amp, 600 VAC/VDC, poles numbered 1 to 10. For use with METE multi-wire housings. | Stock | 8.5
29021 | METE male insert, connector housing size 10B, 10-pole, screw terminals, accepts wire size 18-14 AWG, 16 amp, 600 VAC/VDC, poles numbered 1 to 10. For use with METE multi-wire housings. | Stock | 8.75
290203018 | METE female insert, connector housing size 10B, 18-pole, crimped contact, 16 amp, 600 VAC/VDC, poles numbered 1 to 18. For use with METE multi-wire housings. Requires 16 amp female contacts METE 14105xxx. | Stock | 9.5
290213018 | METE male insert, connector housing size 10B, 18-pole, crimped contact, 16 amp, 600 VAC/VDC, poles numbered 1 to 18. For use with METE multi-wire housings. Requires 16 amp male contacts METE 14106xxx. | Stock | 8.75
290203042 | METE female insert, connector housing size 10B, 42-pole, crimped contact, 10 amp, 600 VAC/VDC, poles numbered 1 to 42. For use with METE multi-wire housings. Requires 10 amp female contacts METE 14103xxx. | Stock | 19
290213042 | METE male insert, connector housing size 10B, 42-pole, crimped contact, 10 amp, 600 VAC/VDC, poles numbered 1 to 42. For use with METE multi-wire housings. Requires 10 amp male contacts METE 14104xxx. | Stock | 17.5
29124 | METE female insert, connector housing size 16B, 6-pole, screw terminals, accepts wire size 10 AWG, 35 amp, 600 VAC/VDC, poles numbered 1 to 6. For use with METE multi-wire housings. | Stock | 20.5
29125 | METE male insert, connector housing size 16B, 6-pole, screw terminals, accepts wire size 11 AWG, 35 amp, 600 VAC/VDC, poles numbered 1 to 6. For use with METE multi-wire housings. | Stock | 19.5
29022 | METE female insert, connector housing size 16B, 16-pole, screw terminals, accepts wire size 18-14 AWG, 16 amp, 600 VAC/VDC, poles numbered 1 to 16. For use with METE multi-wire housings. | Stock | 11.5
29023 | METE male insert, connector housing size 16B, 16-pole, screw terminals, accepts wire size 18-14 AWG, 16 amp, 600 VAC/VDC, poles numbered 1 to 16. For use with METE multi-wire housings. | Stock | 11.5
290223032 | METE female insert, connector housing size 16B, 32-pole, crimped contact, 16 amp, 600 VAC/VDC, poles numbered 1 to 32. For use with METE multi-wire housings. Requires 16 amp female contacts METE 14105xxx. | Stock | 19
290233032 | METE male insert, connector housing size 16B, 32-pole, crimped contact, 16 amp, 600 VAC/VDC, poles numbered 1 to 32. For use with METE multi-wire housings. Requires 16 amp male contacts METE 14106xxx. | Stock | 18
290223040 | METE female insert, connector housing size 16B, 40-pole, crimped contact, 10 amp, 600 VAC/VDC, poles numbered 1 to 40. For use with METE multi-wire housings. Requires 10 amp female contacts METE 14103xxx. | Stock | 15.5
290233040 | METE male insert, connector housing size 16B, 40-pole, crimped contact, 10 amp, 600 VAC/VDC, poles numbered 1 to 40. For use with METE multi-wire housings. Requires 10 amp male contacts METE 14104xxx. | Stock | 15
290223072 | METE female insert, connector housing size 16B, 72-pole, crimped contact, 10 amp, 600 VAC/VDC, poles numbered 1 to 72. For use with METE multi-wire housings. Requires 10 amp female contacts METE 14103xxx. | Stock | 25
290233072 | METE male insert, connector housing size 16B, 72-pole, crimped contact, 10 amp, 600 VAC/VDC, poles numbered 1 to 72. For use with METE multi-wire housings. Requires 10 amp male contacts METE 14104xxx. | Stock | 24.5
29112 | METE female insert, connector housing size 24B, 12-pole, screw terminals, accepts wire size 6-16 AWG, 26-14 AWG, 80 amp (4-pole), 16 amp (8-pole), 600 VAC/VDC, poles numbered 1 to 12. For use with METE multi-wire housings. | Stock | 28.5
29113 | METE male insert, connector housing size 24B, 12-pole, screw terminals, accepts wire size 6-16 AWG, 26-14 AWG, 80 amp (4-pole), 16 amp (8-pole), 600 VAC/VDC, poles numbered 1 to 12. For use with METE multi-wire housings. | Stock | 25.5
29024 | METE female insert, connector housing size 24B, 24-pole, screw terminals, accepts wire size 18-14 AWG, 16 amp, 600 VAC/VDC, poles numbered 1 to 24. For use with METE multi-wire housings. | Stock | 14
29025 | METE male insert, connector housing size 24B, 24-pole, screw terminals, accepts wire size 18-14 AWG, 16 amp, 600 VAC/VDC, poles numbered 1 to 24. For use with METE multi-wire housings. | Stock | 14.5
290243046 | METE female insert, connector housing size 24B, 46-pole, crimped contact, 16 amp, 600 VAC/VDC, poles numbered 1 to 46. For use with METE multi-wire housings. Requires 16 amp female contacts METE 14105xxx. | Stock | 21.5
290253046 | METE male insert, connector housing size 24B, 46-pole, crimped contact, 16 amp, 600 VAC/VDC, poles numbered 1 to 46. For use with METE multi-wire housings. Requires 16 amp male contacts METE 14106xxx. | Stock | 17.5
290243064 | METE female insert, connector housing size 24B, 64-pole, crimped contact, 10 amp, 600 VAC/VDC, poles numbered 1 to 64. For use with METE multi-wire housings. Requires 10 amp female contacts METE 14103xxx. | Stock | 19
290253064 | METE male insert, connector housing size 24B, 64-pole, crimped contact, 10 amp, 600 VAC/VDC, poles numbered 1 to 64. For use with METE multi-wire housings. Requires 10 amp male contacts METE 14104xxx. | Stock | 17.5
290243108 | METE female insert, connector housing size 24B, 108-pole, crimped contact, 10 amp, 600 VAC/VDC, poles numbered 1 to 108. For use with METE multi-wire housings. Requires 10 amp female contacts METE 14103xxx. | Stock | 25
290253108 | METE male insert, connector housing size 24B, 108-pole, crimped contact, 10 amp, 600 VAC/VDC, poles numbered 1 to 108. For use with METE multi-wire housings. Requires 10 amp male contacts METE 14104xxx. | Stock | 23
ZP-MC24B-1-FC064 | ZIPport female insert, connector housing size 24B, 64-pole, crimped contact, 10 amp, 600 VAC/VDC, poles numbered A to D/1 to 16. For use with ZIPport multi-wire housings. Requires 10 amp female contacts ZP-MC-CC-F10A-xxx. | Stock | 29
ZP-MC24B-1-MC108 | ZIPport male insert, connector housing size 24B, 108-pole, crimped contact, 10 amp, 600 VAC/VDC, poles numbered 1 to 108. For use with ZIPport multi-wire housings. Requires 10 amp male contacts ZP-MC-CC-M10A-xxx. | Stock | 34.5
ZP-MC24B-1-FC108 | ZIPport female insert, connector housing size 24B, 108-pole, crimped contact, 10 amp, 600 VAC/VDC, poles numbered 1 to 108. For use with ZIPport multi-wire housings. Requires 10 amp female contacts ZP-MC-CC-F10A-xxx. | Stock | 34.5
ZP-MC16B-1-FS016-2 | ZIPport female insert, connector housing size 16B, 16-pole, screw terminals, accepts wire size 20-14 AWG, 16 amp, 600 VAC/VDC, poles numbered 17 to 32. For use with ZIPport multi-wire housings. | Stock | 18.5
ZP-MC16B-1-MS016-2 | ZIPport male insert, connector housing size 16B, 16-pole, screw terminals, accepts wire size 20-14 AWG, 16 amp, 600 VAC/VDC, poles numbered 17 to 32. For use with ZIPport multi-wire housings. | Stock | 17.5
ZP-MC16B-1-FC016-2 | ZIPport female insert, connector housing size 16B, 16-pole, crimped contact, 16 amp, 600 VAC/VDC, poles numbered 17 to 32. For use with ZIPport multi-wire housings. Requires 16 amp female contacts ZP-MC-CC-F16A-xxx. | Stock | 11.5
ZP-MC16B-1-MC016-2 | ZIPport male insert, connector housing size 16B, 16-pole, crimped contact, 16 amp, 600 VAC/VDC, poles numbered 17 to 32. For use with ZIPport multi-wire housings. Requires 16 amp male contacts ZP-MC-CC-M16A-xxx. | Stock | 13
ZP-MC16B-1-FC072-2 | ZIPport female insert, connector housing size 16B, 72-pole, crimped contact, 10 amp, 600 VAC/VDC, poles numbered 73 to 144. For use with ZIPport multi-wire housings. Requires 10 amp female contacts ZP-MC-CC-F10A-xxx. | Stock | 29
ZP-MC16B-1-MC072-2 | ZIPport male insert, connector housing size 16B, 72-pole, crimped contact, 10 amp, 600 VAC/VDC, poles numbered 73 to 144. For use with ZIPport multi-wire housings. Requires 10 amp male contacts ZP-MC-CC-M10A-xxx. | Stock | 31.5
Housings for Multi-Wire Connectors
290173105 | METE hood housing, 2-peg, top entry, connector housing size 3A, (1) 3/8 NPT threaded hole, heavy-duty die cast aluminum. For use with METE size 3A single lever connector housings with female inserts. | Stock | 5.5
290153105S | METE coupler housing, single lever, top entry, connector housing size 3A, (1) 3/8 NPT threaded hole, heavy-duty die cast aluminum. For use with METE size 3A 2-peg connector housings with male inserts. | Stock | 7.75
29013S | METE bulkhead housing, single lever, connector housing size 3A, heavy-duty die cast aluminum. For use with METE size 3A 2-peg connector housings with male inserts. | Stock | 6.5
29014S | METE right angled bulkhead housing, single lever, connector housing size 3A, heavy-duty die cast aluminum. For use with METE size 3A 2-peg connector housings with male inserts. | Stock | 7.25
2935323005 | METE hood housing, 2-peg, side entry, connector housing size 10A, (1) 1/2 NPT threaded hole, heavy-duty die cast aluminum. For use with METE size 10A single lever connector housings. | Stock | 11
2935423005 | METE hood housing, 2-peg, top entry, connector housing size 10A, (1) 1/2 NPT threaded hole, heavy-duty die cast aluminum. For use with METE size 10A single lever connector housings. | Stock | 11.5
293502 | METE bulkhead housing, single lever, connector housing size 10A, heavy-duty die cast aluminum. For use with METE size 10A 2-peg connector housings. | Stock | 8
2935223005 | METE surface mount housing, single lever, side entry, connector housing size 10A, (1) 1/2 NPT threaded hole, heavy-duty die cast aluminum. For use with METE size 10A 2-peg connector housings. | Stock | 15
2936323005 | METE hood housing, 2-peg, side entry, connector housing size 16A, (1) 1/2 NPT threaded hole, heavy-duty die cast aluminum. For use with METE size 16A single lever connector housings. | Stock | 11.5
2936423005 | METE hood housing, 2-peg, top entry, connector housing size 16A, (1) 1/2 NPT threaded hole, heavy-duty die cast aluminum. For use with METE size 16A single lever connector housings. | Stock | 12
293602 | METE bulkhead housing, single lever, connector housing size 16A, heavy-duty die cast aluminum. For use with METE size 16A 2-peg connector housings. | Stock | 11
2936223005 | METE surface mount housing, single lever, side entry, connector housing size 16A, (1) 1/2 NPT threaded hole, heavy-duty die cast aluminum. For use with METE size 16A 2-peg connector housings. | Stock | 16
291313005 | METE hood housing, 2-peg, side entry, connector housing size 6B, (1) 1/2 NPT threaded hole, heavy-duty die cast aluminum. For use with METE size 6B single lever connector housings. | Stock | 9.25
291353005 | METE hood housing, 2-peg, top entry, connector housing size 6B, (1) 1/2 NPT threaded hole, heavy-duty die cast aluminum. For use with METE size 6B single lever connector housings. | Stock | 11
29130S | METE bulkhead housing, single lever, connector housing size 6B, heavy-duty die cast aluminum. For use with METE size 6B 2-peg connector housings. | Stock | 9
291333005S | METE surface mount housing, single lever, side entry, connector housing size 6B, (1) 1/2 NPT threaded hole, heavy-duty die cast aluminum. For use with METE size 6B 2-peg connector housings. | Stock | 15
291403005S | METE coupler housing, single lever, top entry, connector housing size 6B, (1) 1/2 NPT threaded hole, heavy-duty die cast aluminum. For use with METE size 6B 2-peg connector housings. | Stock | 14.5
29644 | METE cover housing, 2-peg, connector housing size 6B, heavy-duty thermoplastic. For use with METE size 6B single lever connector housings. | Stock | 2
29646S | METE cover housing, single lever, connector housing size 6B, heavy-duty thermoplastic. For use with METE size 6B 2-peg connector housings. | Stock | 5.5
293533005 | METE hood housing, 2-peg, side entry, connector housing size 10B, (1) 1/2 NPT threaded hole, heavy-duty die cast aluminum. For use with METE size 10B single lever connector housings. | Stock | 12
293543005 | METE hood housing, 2-peg, top entry, connector housing size 10B, (1) 1/2 NPT threaded hole, heavy-duty die cast aluminum. For use with METE size 10B single lever connector housings. | Stock | 13
290413005 | METE hood housing, 4-peg, side entry, connector housing size 10B, (1) 1/2 NPT threaded hole, heavy-duty die cast aluminum. For use with METE size 10B double lever connector housings. | Stock | 9.5
291453005 | METE hood housing, 4-peg, top entry, connector housing size 10B, (1) 1/2 NPT threaded hole, heavy-duty die cast aluminum. For use with METE size 10B double lever connector housings. | Stock | 12
29350S | METE bulkhead housing, single lever, connector housing size 10B, heavy-duty die cast aluminum. For use with METE size 10B 2-peg connector housings. | Stock | 13
29040S | METE bulkhead housing, double lever, connector housing size 10B, heavy-duty die cast aluminum. For use with METE size 10B 4-peg connector housings. | Stock | 11
293513005S | METE surface mount housing, single lever, side entry, connector housing size 10B, (1) 1/2 NPT threaded hole, heavy-duty die cast aluminum. For use with METE size 10B 2-peg connector housings. | Stock | 22
290543005S | METE surface mount housing, double lever, side entry, connector housing size 10B, (1) 1/2 NPT threaded hole, heavy-duty die cast aluminum. For use with METE size 10B 4-peg connector housings. | Stock | 19.5
293563005S | METE coupler housing, single lever, top entry, connector housing size 10B, (1) 1/2 NPT threaded hole, heavy-duty die cast aluminum. For use with METE size 10B 2-peg connector housings. | Stock | 18
291503005S | METE coupler housing, double lever, top entry, connector housing size 10B, (1) 1/2 NPT threaded hole, heavy-duty die cast aluminum. For use with METE size 10B 4-peg connector housings. | Stock | 21
29653S | METE cover housing, double lever, connector housing size 10B, heavy-duty thermoplastic. For use with METE size 10B 4-peg connector housings. | Stock | 6.5
29650 | METE cover housing, 4-peg, connector housing size 10B, heavy-duty thermoplastic. For use with METE size 10B double lever connector housings. | Stock | 2
293632905 | METE hood housing, 2-peg, side entry, connector housing size 16B, (1) 3/4 NPT threaded hole, heavy-duty die cast aluminum. For use with METE size 16B single lever connector housings. | Stock | 13.5
293642905 | METE hood housing, 2-peg, top entry, connector housing size 16B, (1) 3/4 NPT threaded hole, heavy-duty die cast aluminum. For use with METE size 16B single lever connector housings. | Stock | 14
290432905 | METE hood housing, 4-peg, side entry, connector housing size 16B, (1) 3/4 NPT threaded hole, heavy-duty die cast aluminum. For use with METE size 16B double lever connector housings. | Stock | 11.5
291552905 | METE hood housing, 4-peg, top entry, connector housing size 16B, (1) 3/4 NPT threaded hole, heavy-duty die cast aluminum. For use with METE size 16B double lever connector housings. | Stock | 14
29360S | METE bulkhead housing, single lever, connector housing size 16B, heavy-duty die cast aluminum. For use with METE size 16B 2-peg connector housings. | Stock | 13.5
29042S | METE bulkhead housing, double lever, connector housing size 16B, heavy-duty die cast aluminum. For use with METE size 16B 4-peg connector housings. | Stock | 12
293612905S | METE surface mount housing, single lever, side entry, connector housing size 16B, (1) 3/4 NPT threaded hole, heavy-duty die cast aluminum. For use with METE size 16B 2-peg connector housings. | Stock | 25
290562905S | METE surface mount housing, double lever, side entry, connector housing size 16B, (1) 3/4 NPT threaded hole, heavy-duty die cast aluminum. For use with METE size 16B 4-peg connector housings. | Stock | 24
293662905S | METE coupler housing, single lever, top entry, connector housing size 16B, (1) 3/4 NPT threaded hole, heavy-duty die cast aluminum. For use with METE size 16B 2-peg connector housings. | Stock | 22
291602905S | METE coupler housing, double lever, top entry, connector housing size 16B, (1) 3/4 NPT threaded hole, heavy-duty die cast aluminum. For use with METE size 16B 4-peg connector housings. | Stock | 22
29654S | METE cover housing, double lever, connector housing size 16B, heavy-duty thermoplastic. For use with METE size 16B 4-peg connector housings. | Stock | 7.25
29651 | METE cover housing, 4-peg, connector housing size 16B, heavy-duty thermoplastic. For use with METE size 16B double lever connector housings. | Stock | 3
293732905 | METE hood housing, 2-peg, side entry, connector housing size 24B, (1) 3/4 NPT threaded hole, heavy-duty die cast aluminum. For use with METE size 24B single lever connector housings. | Stock | 16
293742905 | METE hood housing, 2-peg, top entry, connector housing size 24B, (1) 3/4 NPT threaded hole, heavy-duty die cast aluminum. For use with METE size 24B single lever connector housings. | Stock | 16
290452905 | METE hood housing, 4-peg, side entry, connector housing size 24B, (1) 3/4 NPT threaded hole, heavy-duty die cast aluminum. For use with METE size 24B double lever connector housings. | Stock | 11.5
291652905 | METE hood housing, 4-peg, top entry, connector housing size 24B, (1) 3/4 NPT threaded hole, heavy-duty die cast aluminum. For use with METE size 24B double lever connector housings. | Stock | 15
29370S | METE bulkhead housing, single lever, connector housing size 24B, heavy-duty die cast aluminum. For use with METE size 24B 2-peg connector housings. | Stock | 16
29044S | METE bulkhead housing, double lever, connector housing size 24B, heavy-duty die cast aluminum. For use with METE size 24B 4-peg connector housings. | Stock | 13
293712905S | METE surface mount housing, single lever, side entry, connector housing size 24B, (1) 3/4 NPT threaded hole, heavy-duty die cast aluminum. For use with METE size 24B 2-peg connector housings. | Stock | 32
290582905S | METE surface mount housing, double lever, side entry, connector housing size 24B, (1) 3/4 NPT threaded hole, heavy-duty die cast aluminum. For use with METE size 24B 4-peg connector housings. | Stock | 25
293762905S | METE coupler housing, single lever, top entry, connector housing size 24B, (1) 3/4 NPT threaded hole, heavy-duty die cast aluminum. For use with METE size 24B 2-peg connector housings. | Stock | 26
291702905S | METE coupler housing, double lever, top entry, connector housing size 24B, (1) 3/4 NPT threaded hole, heavy-duty die cast aluminum. For use with METE size 24B 4-peg connector housings. | Stock | 26
29655S | METE cover housing, double lever, connector housing size 24B, heavy-duty thermoplastic. For use with METE size 24B 4-peg connector housings. | Stock | 10
29652 | METE cover housing, 4-peg, connector housing size 24B, heavy-duty thermoplastic. For use with METE size 24B double lever connector housings. | Stock | 5
ZP-MC03A-2-STE11M | ZIPport hood housing, 2-peg, top entry, connector housing size 3A, (1) Pg 11 threaded hole, heavy-duty die cast aluminum. For use with ZIPport size 3A single lever connector housings. | Stock | 8.75
ZP-MC03A-2-STE11P | ZIPport hood housing, 2-peg, top entry, connector housing size 3A, (1) Pg 11 threaded hole, heavy-duty thermoplastic. For use with ZIPport size 3A single lever connector housings. | Stock | 3.5
ZP-MC03A-2-SSE11M | ZIPport hood housing, 2-peg, side entry, connector housing size 3A, (1) Pg 11 threaded hole, heavy-duty die cast aluminum. For use with ZIPport size 3A single lever connector housings. | Stock | 9.25
ZP-MC03A-2-SSE11P | ZIPport hood housing, 2-peg, side entry, connector housing size 3A, (1) Pg 11 threaded hole, heavy-duty thermoplastic. For use with ZIPport size 3A single lever connector housings. | Stock | 3.5
ZP-MC03A-2-SBHM | ZIPport bulkhead housing, single lever, connector housing size 3A, heavy-duty die cast aluminum. For use with ZIPport size 3A 2-peg connector housings. | Stock | 8.25
ZP-MC03A-2-SBHP | ZIPport bulkhead housing, single lever, connector housing size 3A, heavy-duty thermoplastic. For use with ZIPport size 3A 2-peg connector housings. | Stock | 3.5
ZP-MC03A-2-SBHAM | ZIPport right angled bulkhead housing, single lever, connector housing size 3A, heavy-duty die cast aluminum. For use with ZIPport size 3A 2-peg connector housings. | Stock | 6.5
ZP-MC03A-2-SBHAP | ZIPport right angled bulkhead housing, single lever, connector housing size 3A, heavy-duty thermoplastic. For use with ZIPport size 3A 2-peg connector housings. | Stock | 3.5
ZP-MC03A-2-SCP11M | ZIPport coupler housing, single lever, connector housing size 3A, (1) Pg 11 threaded hole, heavy-duty die cast aluminum. For use with ZIPport size 3A 2-peg connector housings. | Stock | 9.25
ZP-MC03A-2-SCP11P | ZIPport coupler housing, single lever, connector housing size 3A, (1) Pg 11 threaded hole, heavy-duty thermoplastic. For use with ZIPport size 3A 2-peg connector housings. | Stock | 5
ZP-MC03A-2-SSM11M | ZIPport surface mount housing, single lever, connector housing size 3A, (1) Pg 11 threaded hole, heavy-duty die cast aluminum. For use with ZIPport size 3A 2-peg connector housings. | Stock | 11.5
ZP-MC03A-2-SSM11P | ZIPport surface mount housing, single lever, connector housing size 3A, (1) Pg 11 threaded hole, heavy-duty thermoplastic. For use with ZIPport size 3A 2-peg connector housings. | Stock | 4.5
ZP-MC03A-2-SCVPMM | ZIPport cover housing, 2-peg, connector housing size 3A, heavy-duty die cast aluminum. For use with ZIPport size 3A single lever connector housings with male insert. | Stock | 8.25
ZP-MC03A-2-SCVPMP | ZIPport cover housing, single lever, connector housing size 3A, heavy-duty thermoplastic. For use with ZIPport size 3A 2-peg connector housings with a male insert. | Stock | 4
ZP-MC03A-2-SCVPFM | ZIPport cover housing, 2-peg, connector housing size 3A, heavy-duty die cast aluminum. For use with ZIPport size 3A single lever connector housings with a female insert. | Stock | 8.25
ZP-MC03A-2-SCVPFP | ZIPport cover housing, single lever, connector housing size 3A, heavy-duty thermoplastic. For use with ZIPport size 3A 2-peg connector housings with a female insert. | Stock | 4.5
ZP-MC10A-2-STE13M | ZIPport hood housing, 2-peg, top entry, connector housing size 10A, (1) Pg 13.5 threaded hole, heavy-duty die cast aluminum. For use with ZIPport size 10A single lever connector housings. | Stock | 16
ZP-MC10A-2-STE16M | ZIPport hood housing, 2-peg, top entry, connector housing size 10A, (1) Pg 16 threaded hole, heavy-duty die cast aluminum. For use with ZIPport size 10A single lever connector housings. | Stock | 17.5
ZP-MC10A-2-SSE16M | ZIPport hood housing, 2-peg, side entry, connector housing size 10A, (1) Pg 16 threaded hole, heavy-duty die cast aluminum. For use with ZIPport size 10A single lever connector housings. | Stock | 16
ZP-MC10A-2-STE16ML | ZIPport hood housing, 2-peg, top entry, connector housing size 10A, (1) Pg 16 threaded hole, high construction, heavy-duty die cast aluminum. For use with ZIPport size 10A single lever connector housings. | Stock | 26
ZP-MC10A-2-STE21ML | ZIPport hood housing, 2-peg, top entry, connector housing size 10A, (1) Pg 21 threaded hole, high construction, heavy-duty die cast aluminum. For use with ZIPport size 10A single lever connector housings. | Stock | 29
ZP-MC10A-2-SSE16ML | ZIPport hood housing, 2-peg, side entry, connector housing size 10A, (1) Pg 16 threaded hole, high construction, heavy-duty die cast aluminum. For use with ZIPport size 10A single lever connector housings. | Stock | 26.5
ZP-MC10A-2-SSE21ML | ZIPport hood housing, 2-peg, side entry, connector housing size 10A, (1) Pg 21 threaded hole, high construction, heavy-duty die cast aluminum. For use with ZIPport size 10A single lever connector housings. | Stock | 26
ZP-MC10A-2-SSM16M | ZIPport surface mount housing, single lever, connector housing size 10A, (2) Pg 16 threaded holes, heavy-duty die cast aluminum. For use with ZIPport size 10A 2-peg connector housings. | Stock | 29
ZP-MC10A-2-SSM21M | ZIPport surface mount housing, single lever, connector housing size 10A, (2) Pg 21 threaded holes, heavy-duty die cast aluminum. For use with ZIPport size 10A 2-peg connector housings. | Stock | 29
ZP-MC10A-2-SSM16MC | ZIPport surface mount housing, single lever, standard cover, connector housing size 10A, (2) Pg 16 threaded holes, heavy-duty die cast aluminum. For use with ZIPport size 10A 2-peg connector housings. | Stock | 44
ZP-MC10A-2-SSM21MC | ZIPport surface mount housing, single lever, standard cover, connector housing size 10A, (2) Pg 21 threaded holes, heavy-duty die cast aluminum. For use with ZIPport size 10A 2-peg connector housings. | Stock | 44
ZP-MC10A-2-SBHM | ZIPport bulkhead housing, single lever, connector housing size 10A, heavy-duty die cast aluminum. For use with ZIPport size 10A 2-peg connector housings. | Stock | 20
ZP-MC10A-2-SBHMC | ZIPport bulkhead housing, single lever, standard cover, connector housing size 10A, heavy-duty die cast aluminum. For use with ZIPport size 10A 2-peg connector housings. | Stock | 39.5
ZP-MC10A-2-SCVPM | ZIPport cover housing, 2-peg, connector housing size 10A, heavy-duty die cast aluminum. For use with ZIPport size 10A single lever connector housings. | Stock | 18.5
ZP-MC10A-2-SCVLM | ZIPport cover housing, single lever, connector housing size 10A, heavy-duty die cast aluminum. For use with ZIPport size 10A 2-peg connector housings. | Stock | 29
ZP-MC16A-2-STE13M | ZIPport hood housing, 2-peg, top entry, connector housing size 16A, (1) Pg 13.5 threaded hole, heavy-duty die cast aluminum. For use with ZIPport size 16A single lever connector housings. | Stock | 18.5
ZP-MC16A-2-STE16M | ZIPport hood housing, 2-peg, top entry, connector housing size 16A, (1) Pg 16 threaded hole, heavy-duty die cast aluminum. For use with ZIPport size 16A single lever connector housings. | Stock | 18.5
ZP-MC16A-2-SSE16M | ZIPport hood housing, 2-peg, side entry, connector housing size 16A, (1) Pg 16 threaded hole, heavy-duty die cast aluminum. For use with ZIPport size 16A single lever connector housings. | Stock | 18.5
ZP-MC16A-2-STE16ML | ZIPport hood housing, 2-peg, top entry, connector housing size 16A, (1) Pg 16 threaded hole, high construction, heavy-duty die cast aluminum. For use with ZIPport size 16A single lever connector housings. | Stock | 29
ZP-MC16A-2-STE21ML | ZIPport hood housing, 2-peg, top entry, connector housing size 16A, (1) Pg 21 threaded hole, high construction, heavy-duty die cast aluminum. For use with ZIPport size 16A single lever connector housings. | Stock | 31.5
ZP-MC16A-2-SSE16ML | ZIPport hood housing, 2-peg, side entry, connector housing size 16A, (1) Pg 16 threaded hole, high construction, heavy-duty die cast aluminum. For use with ZIPport size 16A single lever connector housings. | Stock | 29
ZP-MC16A-2-SSE21ML | ZIPport hood housing, 2-peg, side entry, connector housing size 16A, (1) Pg 21 threaded hole, high construction, heavy-duty die cast aluminum. For use with ZIPport size 16A single lever connector housings. | Stock | 29
ZP-MC16A-2-SSM16M | ZIPport surface mount housing, single lever, connector housing size 16A, (2) Pg 16 threaded holes, heavy-duty die cast aluminum. For use with ZIPport size 16A 2-peg connector housings. | Stock | 30.5
ZP-MC16A-2-SSM21M | ZIPport surface mount housing, single lever, connector housing size 16A, (2) Pg 21 threaded holes, heavy-duty die cast aluminum. For use with ZIPport size 16A 2-peg connector housings. | Stock | 30.5
ZP-MC16A-2-SSM16MC | ZIPport surface mount housing, single lever, standard cover, connector housing size 16A, (2) Pg 16 threaded holes, heavy-duty die cast aluminum. For use with ZIPport size 16A 2-peg connector housings. | Stock | 48
ZP-MC16A-2-SSM21MC | ZIPport surface mount housing, single lever, standard cover, connector housing size 16A, (2) Pg 21 threaded holes, heavy-duty die cast aluminum. For use with ZIPport size 16A 2-peg connector housings. | Stock | 48
ZP-MC16A-2-SBHM | ZIPport bulkhead housing, single lever, connector housing size 16A, heavy-duty die cast aluminum. For use with ZIPport size 16A 2-peg connector housings. | Stock | 20
ZP-MC16A-2-SBHMC | ZIPport bulkhead housing, single lever, standard cover, connector housing size 16A, heavy-duty die cast aluminum. For use with ZIPport size 16A 2-peg connector housings. | Stock | 39.5
ZP-MC16A-2-SCVPM | ZIPport cover housing, 2-peg, connector housing size 16A, heavy-duty die cast aluminum. For use with ZIPport size 16A single lever connector housings. | Stock | 18.5
ZP-MC16A-2-SCVLM | ZIPport cover housing, single lever, connector housing size 16A, heavy-duty die cast aluminum. For use with ZIPport size 16A 2-peg connector housings. | Stock | 29
ZP-MC06B-2-STE16M | ZIPport hood housing, 2-peg, top entry, connector housing size 6B, (1) Pg 16 threaded hole, heavy-duty die cast aluminum. For use with ZIPport size 6B single lever connector housings. | Stock | 15
ZP-MC06B-2-STE21ML | ZIPport hood housing, 2-peg, top entry, connector housing size 6B, (1) Pg 21 threaded hole, high construction, heavy-duty die cast aluminum. For use with ZIPport size 6B single lever connector housings. | Stock | 28
ZP-MC06B-2-STE29ML | ZIPport hood housing, 2-peg, top entry, connector housing size 6B, (1) Pg 29 threaded hole, high construction, heavy-duty die cast aluminum. For use with ZIPport size 6B single lever connector housings. | Stock | 29
ZP-MC06B-2-SSE16M | ZIPport hood housing, 2-peg, side entry, connector housing size 6B, (1) Pg 16 threaded hole, heavy-duty die cast aluminum. For use with ZIPport size 6B single lever connector housings. | Stock | 11.5
ZP-MC06B-2-SSE21ML | ZIPport hood housing, 2-peg, side entry, connector housing size 6B, (1) Pg 21 threaded hole, high construction, heavy-duty die cast aluminum. For use with ZIPport size 6B single lever connector housings. | Stock | 28
ZP-MC06B-2-SSE29ML | ZIPport hood housing, 2-peg, side entry, connector housing size 6B, (1) Pg 29 threaded hole, high construction, heavy-duty die cast aluminum. For use with ZIPport size 6B single lever connector housings. | Stock | 29
ZP-MC06B-2-SSM16M | ZIPport surface mount housing, single lever, connector housing size 6B, (2) Pg 16 threaded holes, heavy-duty die cast aluminum. For use with ZIPport size 6B 2-peg connector housings. | Stock | 37
ZP-MC06B-2-SSM16C | ZIPport surface mount housing, single lever, standard cover, connector housing size 6B, (2) Pg 16 threaded holes, heavy-duty die cast aluminum. For use with ZIPport size 6B 2-peg connector housings. | Stock | 48
ZP-MC06B-2-SSM16CA | ZIPport surface mount housing, single lever, automatic closing cover, connector housing size 6B, (2) Pg 16 threaded holes, heavy-duty die cast aluminum. For use with ZIPport size 6B 2-peg connector housings. | Stock | 166
ZP-MC06B-2-SSM21ML | ZIPport surface mount housing, single lever, connector housing size 6B, (2) Pg 21 threaded holes, high construction, heavy-duty die cast aluminum. For use with ZIPport size 6B 2-peg connector housings. | Stock | 48
ZP-MC06B-2-SSM21CL | ZIPport surface mount housing, single lever, standard cover, connector housing size 6B, (2) Pg 21 threaded holes, high construction, heavy-duty die cast aluminum. For use with ZIPport size 6B 2-peg connector housings. | Stock | 60
ZP-MC06B-2-SSM21CA | ZIPport surface mount housing, single lever, automatic closing cover, connector housing size 6B, (2) Pg 21 threaded holes, heavy-duty die cast aluminum. For use with ZIPport size 6B 2-peg connector housings. | Stock | 169
ZP-MC06B-2-SSM29ML | ZIPport surface mount housing, single lever, connector housing size 6B, (2) Pg 29 threaded holes, high construction, heavy-duty die cast aluminum. For use with ZIPport size 6B 2-peg connector housings. | Stock | 48
ZP-MC06B-2-SSM29CL | ZIPport surface mount housing, single lever, standard cover, connector housing size 6B, (2) Pg 29 threaded holes, high construction, heavy-duty die cast aluminum. For use with ZIPport size 6B 2-peg connector housings. | Stock | 60
ZP-MC06B-2-SSM29CA | ZIPport surface mount housing, single lever, automatic closing cover, connector housing size 6B, (2) Pg 29 threaded holes, heavy-duty die cast aluminum. For use with ZIPport size 6B 2-peg connector housings. | Stock | 176
ZP-MC06B-2-SBHM | ZIPport bulkhead housing, single lever, connector housing size 6B, heavy-duty die cast aluminum. For use with ZIPport size 6B 2-peg connector housings. | Stock | 24
ZP-MC06B-2-SBHC | ZIPport bulkhead housing, single lever, standard cover, connector housing size 6B, heavy-duty die cast aluminum. For use with ZIPport size 6B 2-peg connector housings. | Stock | 35.5
ZP-MC06B-2-SBHCA | ZIPport bulkhead housing, single lever, automatic closing cover, connector housing size 6B, heavy-duty die cast aluminum. For use with ZIPport size 6B 2-peg connector housings. | Stock | 123
ZP-MC06B-2-SCVLM | ZIPport cover housing, single lever, connector housing size 6B, heavy-duty die cast aluminum. For use with ZIPport size 6B 2-peg connector housings. | Stock | 21.5
ZP-MC06B-2-SCVPM | ZIPport cover housing, 2-peg, connector housing size 6B, heavy-duty die cast aluminum. For use with ZIPport size 6B single lever connector housings. | Stock | 11.5
ZP-MC06B-2-SCP16M | ZIPport coupler housing, single lever, connector housing size 6B, (1) Pg 16 threaded hole, heavy-duty die cast aluminum. For use with ZIPport size 6B 2-peg connector housings. | Stock | 29
ZP-MC10B-2-STE16M | ZIPport hood housing, 2-peg, top entry, connector housing size 10B, (1) Pg 16 threaded hole, heavy-duty die cast aluminum. For use with ZIPport size 10B single lever connector housings. | Stock | 18.5
ZP-MC10B-2-STE21ML | ZIPport hood housing, 2-peg, top entry, connector housing size 10B, (1) Pg 21 threaded hole, high construction, heavy-duty die cast aluminum. For use with ZIPport size 10B single lever connector housings. | Stock | 41
ZP-MC10B-2-STE29ML | ZIPport hood housing, 2-peg, top entry, connector housing size 10B, (1) Pg 29 threaded hole, high construction, heavy-duty die cast aluminum. For use with ZIPport size 10B single lever connector housings. | Stock | 44
ZP-MC10B-2-SSE16M | ZIPport hood housing, 2-peg, side entry, connector housing size 10B, (1) Pg 16 threaded hole, heavy-duty die cast aluminum. For use with ZIPport size 10B single lever connector housings. | Stock | 20
ZP-MC10B-2-SSE21ML | ZIPport hood housing, 2-peg, side entry, connector housing size 10B, (1) Pg 21 threaded hole, high construction, heavy-duty die cast aluminum. For use with ZIPport size 10B single lever connector housings. | Stock | 41
ZP-MC10B-2-SSE29ML | ZIPport hood housing, 2-peg, side entry, connector housing size 10B, (1) Pg 29 threaded hole, high construction, heavy-duty die cast aluminum. For use with ZIPport size 10B single lever connector housings. | Stock | 44
ZP-MC10B-2-SSM16M | ZIPport surface mount housing, single lever, connector housing size 10B, (2) Pg 16 threaded holes, heavy-duty die cast aluminum. For use with ZIPport size 10B 2-peg connector housings. | Stock | 39.5
ZP-MC10B-2-SSM16C | ZIPport surface mount housing, single lever, standard cover, connector housing size 10B, (2) Pg 16 threaded holes, heavy-duty die cast aluminum. For use with ZIPport size 10B 2-peg connector housings. | Stock | 52
ZP-MC10B-2-SSM16CA | ZIPport surface mount housing, single lever, automatic closing cover, connector housing size 10B, (2) Pg 16 threaded holes, heavy-duty die cast aluminum. For use with ZIPport size 10B 2-peg connector housings. | Stock | 180
ZP-MC10B-2-SSM21ML | ZIPport surface mount housing, single lever, connector housing size 10B, (2) Pg 21 threaded holes, high construction, heavy-duty die cast aluminum. For use with ZIPport size 10B 2-peg connector housings. | Stock | 49
ZP-MC10B-2-SSM21CL | ZIPport surface mount housing, single lever, standard cover, connector housing size 10B, (2) Pg 21 threaded holes, high construction, heavy-duty die cast aluminum. For use with ZIPport size 10B 2-peg connector housings. | Stock | 65
ZP-MC10B-2-SSM21CA | ZIPport surface mount housing, single lever, automatic closing cover, connector housing size 10B, (2) Pg 21 threaded holes, heavy-duty die cast aluminum. For use with ZIPport size 10B 2-peg connector housings. | Stock | 190
ZP-MC10B-2-SSM29ML | ZIPport surface mount housing, single lever, connector housing size 10B, (2) Pg 29 threaded holes, high construction, heavy-duty die cast aluminum. For use with ZIPport size 10B 2-peg connector housings. | Stock | 48
ZP-MC10B-2-SSM29CL | ZIPport surface mount housing, single lever, standard cover, connector housing size 10B, (2) Pg 29 threaded holes, high construction, heavy-duty die cast aluminum. For use with ZIPport size 10B 2-peg connector housings. | Stock | 61
ZP-MC10B-2-SSM29CA | ZIPport surface mount housing, single lever, automatic closing cover, connector housing size 10B, (2) Pg 29 threaded holes, heavy-duty die cast aluminum. For use with ZIPport size 10B 2-peg connector housings. | Stock | 193
ZP-MC10B-2-SBHM | ZIPport bulkhead housing, single lever, connector housing size 10B, heavy-duty die cast aluminum. For use with ZIPport size 10B 2-peg connector housings. | Stock | 29
ZP-MC10B-2-SBHC | ZIPport bulkhead housing, single lever, standard cover, connector housing size 10B, heavy-duty die cast aluminum. For use with ZIPport size 10B 2-peg connector housings. | Stock | 37
ZP-MC10B-2-SBHCA | ZIPport bulkhead housing, single lever, automatic closing cover, connector housing size 10B, heavy-duty die cast aluminum. For use with ZIPport size 10B 2-peg connector housings. | Stock | 140
ZP-MC10B-2-SCVLM | ZIPport cover housing, single lever, connector housing size 10B, heavy-duty die cast aluminum. For use with ZIPport size 10B 2-peg connector housings. | Stock | 24
ZP-MC10B-2-SCVPM | ZIPport cover housing, 2-peg, connector housing size 10B, heavy-duty die cast aluminum. For use with ZIPport size 10B single lever connector housings. | Stock | 15
ZP-MC10B-2-SCP16M | ZIPport coupler housing, single lever, connector housing size 10B, (1) Pg 16 threaded hole, heavy-duty die cast aluminum. For use with ZIPport size 10B 2-peg connector housings. | Stock | 41
ZP-MC16B-2-STE21M | ZIPport hood housing, 2-peg, top entry, connector housing size 16B, (1) Pg 21 threaded hole, heavy-duty die cast aluminum. For use with ZIPport size 16B single lever connector housings. | Stock | 24
ZP-MC16B-2-STE21ML | ZIPport hood housing, 2-peg, top entry, connector housing size 16B, (1) Pg 21 threaded hole, high construction, heavy-duty die cast aluminum. For use with ZIPport size 16B single lever connector housings. | Stock | 44
ZP-MC16B-2-STE29ML | ZIPport hood housing, 2-peg, top entry, connector housing size 16B, (1) Pg 29 threaded hole, high construction, heavy-duty die cast aluminum. For use with ZIPport size 16B single lever connector housings. | Stock | 45
ZP-MC16B-2-SSE21M | ZIPport hood housing, 2-peg, side entry, connector housing size 16B, (1) Pg 21 threaded hole, heavy-duty die cast aluminum. For use with ZIPport size 16B single lever connector housings. | Stock | 20
ZP-MC16B-2-SSE21ML | ZIPport hood housing, 2-peg, side entry, connector housing size 16B, (1) Pg 21 threaded hole, high construction, heavy-duty die cast aluminum. For use with ZIPport size 16B single lever connector housings. | Stock | 44
ZP-MC16B-2-SSE29ML | ZIPport hood housing, 2-peg, side entry, connector housing size 16B, (1) Pg 29 threaded hole, high construction, heavy-duty die cast aluminum. For use with ZIPport size 16B single lever connector housings. | Stock | 46.5
ZP-MC16B-2-SSM21M | ZIPport surface mount housing, single lever, connector housing size 16B, (2) Pg 21 threaded holes, heavy-duty die cast aluminum. For use with ZIPport size 16B 2-peg connector housings. | Stock | 42
ZP-MC16B-2-SSM21C | ZIPport surface mount housing, single lever, standard cover, connector housing size 16B, (2) Pg 21 threaded holes, heavy-duty die cast aluminum. For use with ZIPport size 16B 2-peg connector housings. | Stock | 56
ZP-MC16B-2-SSM21CA | ZIPport surface mount housing, single lever, automatic closing cover, connector housing size 16B, (2) Pg 21 threaded holes, heavy-duty die cast aluminum. For use with ZIPport size 16B 2-peg connector housings. | Stock | 195
ZP-MC16B-2-SSM21ML | ZIPport surface mount housing, single lever, connector housing size 16B, (2) Pg 21 threaded holes, high construction, heavy-duty die cast aluminum. For use with ZIPport size 16B 2-peg connector housings. | Stock | 52
ZP-MC16B-2-SSM21CL | ZIPport surface mount housing, single lever, standard cover, connector housing size 16B, (2) Pg 21 threaded holes, high construction, heavy-duty die cast aluminum. For use with ZIPport size 16B 2-peg connector housings. | Stock | 66
ZP-MC16B-2-SM21CAL | ZIPport surface mount housing, single lever, automatic closing cover, connector housing size 16B, (2) Pg 21 threaded holes, high construction, heavy-duty die cast aluminum. For use with ZIPport size 16B 2-peg connector housings. | Stock | 200
ZP-MC16B-2-SSM29ML | ZIPport surface mount housing, single lever, connector housing size 16B, (2) Pg 29 threaded holes, high construction, heavy-duty die cast aluminum. For use with ZIPport size 16B 2-peg connector housings. | Stock | 52
ZP-MC16B-2-SSM29CL | ZIPport surface mount housing, single lever, standard cover, connector housing size 16B, (2) Pg 29 threaded holes, high construction, heavy-duty die cast aluminum. For use with ZIPport size 16B 2-peg connector housings. | Stock | 66
ZP-MC16B-2-SM29CAL | ZIPport surface mount housing, single lever, automatic closing cover, connector housing size 16B, (2) Pg 29 threaded holes, high construction, heavy-duty die cast aluminum. For use with ZIPport size 16B 2-peg connector housings. | Stock | 200
ZP-MC16B-2-SBHM | ZIPport bulkhead housing, single lever, connector housing size 16B, heavy-duty die cast aluminum. For use with ZIPport size 16B 2-peg connector housings. | Stock | 29
ZP-MC16B-2-SBHC | ZIPport bulkhead housing, single lever, standard cover, connector housing size 16B, heavy-duty die cast aluminum. For use with ZIPport size 16B 2-peg connector housings. | Stock | 39.5
ZP-MC16B-2-SBHCA | ZIPport bulkhead housing, single lever, automatic closing cover, connector housing size 16B, heavy-duty die cast aluminum. For use with ZIPport size 16B 2-peg connector housings. | Stock | 159
ZP-MC16B-2-SCVLM | ZIPport cover housing, single lever, connector housing size 16B, heavy-duty die cast aluminum. For use with ZIPport size 16B 2-peg connector housings. | Stock | 25
ZP-MC16B-2-SCVPM | ZIPport cover housing, 2-peg, connector housing size 16B, heavy-duty die cast aluminum. For use with ZIPport size 16B single lever connector housings. | Stock | 16
ZP-MC16B-2-SCP21M | ZIPport coupler housing, single lever, connector housing size 16B, (1) Pg 21 threaded hole, heavy-duty die cast aluminum. For use with ZIPport size 16B 2-peg connector housings. | Stock | 46.5
ZP-MC24B-2-STE21M | ZIPport hood housing, 2-peg, top entry, connector housing size 24B, (1) Pg 21 threaded hole, heavy-duty die cast aluminum. For use with ZIPport size 24B single lever connector housings. | Stock | 25
ZP-MC24B-2-STE21ML | ZIPport hood housing, 2-peg, top entry, connector housing size 24B, (1) Pg 21 threaded hole, high construction, heavy-duty die cast aluminum. For use with ZIPport size 24B single lever connector housings. | Stock | 45
ZP-MC24B-2-STE29ML | ZIPport hood housing, 2-peg, top entry, connector housing size 24B, (1) Pg 29 threaded hole, high construction, heavy-duty die cast aluminum. For use with ZIPport size 24B single lever connector housings. | Stock | 46.5
ZP-MC24B-2-SSE21M | ZIPport hood housing, 2-peg, side entry, connector housing size 24B, (1) Pg 21 threaded hole, heavy-duty die cast aluminum. For use with ZIPport size 24B single lever connector housings. | Stock | 22.5
ZP-MC24B-2-SSE21ML | ZIPport hood housing, 2-peg, side entry, connector housing size 24B, (1) Pg 21 threaded hole, high construction, heavy-duty die cast aluminum. For use with ZIPport size 24B single lever connector housings. | Stock | 45
ZP-MC24B-2-SSE29ML | ZIPport hood housing, 2-peg, side entry, connector housing size 24B, (1) Pg 29 threaded hole, high construction, heavy-duty die cast aluminum. For use with ZIPport size 24B single lever connector housings. | Stock | 49
ZP-MC24B-2-SSM21M | ZIPport surface mount housing, single lever, connector housing size 24B, (2) Pg 21 threaded holes, heavy-duty die cast aluminum. For use with ZIPport size 24B 2-peg connector housings. | Stock | 44
ZP-MC24B-2-SSM21C | ZIPport surface mount housing, single lever, standard cover, connector housing size 24B, (2) Pg 21 threaded holes, heavy-duty die cast aluminum. For use with ZIPport size 24B 2-peg connector housings. | Stock | 60
ZP-MC24B-2-SSM21CA | ZIPport surface mount housing, single lever, automatic closing cover, connector housing size 24B, (2) Pg 21 threaded holes, heavy-duty die cast aluminum. For use with ZIPport size 24B 2-peg connector housings. | Stock | 248
ZP-MC24B-2-SSM21ML | ZIPport surface mount housing, single lever, connector housing size 24B, (2) Pg 21 threaded holes, high construction, heavy-duty die cast aluminum. For use with ZIPport size 24B 2-peg connector housings. | Stock | 56
ZP-MC24B-2-SSM21CL | ZIPport surface mount housing, single lever, standard cover, connector housing size 24B, (2) Pg 21 threaded holes, high construction, heavy-duty die cast aluminum. For use with ZIPport size 24B 2-peg connector housings. | Stock | 70
ZP-MC24B-2-SM21CAL | ZIPport surface mount housing, single lever, automatic closing cover, connector housing size 24B, (2) Pg 21 threaded holes, high construction, heavy-duty die cast aluminum. For use with ZIPport size 24B 2-peg connector housings. | Stock | 294
ZP-MC24B-2-SSM29ML | ZIPport surface mount housing, single lever, connector housing size 24B, (2) Pg 29 threaded holes, high construction, heavy-duty die cast aluminum. For use with ZIPport size 24B 2-peg connector housings. | Stock | 57
ZP-MC24B-2-SSM29CL | ZIPport surface mount housing, single lever, standard cover, connector housing size 24B, (2) Pg 29 threaded holes, high construction, heavy-duty die cast aluminum. For use with ZIPport size 24B 2-peg connector housings. | Stock | 71
ZP-MC24B-2-SM29CAL | ZIPport surface mount housing, single lever, automatic closing cover, connector housing size 24B, (2) Pg 29 threaded holes, high construction, heavy-duty die cast aluminum. For use with ZIPport size 24B 2-peg connector housings. | Stock | 285
ZP-MC24B-2-SBHM | ZIPport bulkhead housing, single lever, connector housing size 24B, heavy-duty die cast aluminum. For use with ZIPport size 24B 2-peg connector housings. | Stock | 29
ZP-MC24B-2-SBHC | ZIPport bulkhead housing, single lever, standard cover, connector housing size 24B, heavy-duty die cast aluminum. For use with ZIPport size 24B 2-peg connector housings. | Stock | 41
ZP-MC24B-2-SBHCA | ZIPport bulkhead housing, single lever, automatic closing cover, connector housing size 24B, heavy-duty die cast aluminum. For use with ZIPport size 24B 2-peg connector housings. | Stock | 169
ZP-MC24B-2-SCVLM | ZIPport cover housing, single lever, connector housing size 24B, heavy-duty die cast aluminum. For use with ZIPport size 24B 2-peg connector housings. | Stock | 25
ZP-MC24B-2-SCVPM | ZIPport cover housing, 2-peg, connector housing size 24B, heavy-duty die cast aluminum. For use with ZIPport size 24B single lever connector housings. | Stock | 16
ZP-MC24B-2-SCP21M | ZIPport coupler housing, single lever, connector housing size 24B, (1) Pg 21 threaded hole, heavy-duty die cast aluminum. For use with ZIPport size 24B 2-peg connector housings. | Stock | 50
ZP-MC32B-2-SSE36M | ZIPport hood housing, 2-peg, side entry, connector housing size 32B, (1) Pg 36 threaded hole, heavy-duty die cast aluminum. For use with ZIPport size 32B single lever connector housings. | Stock | 58
ZP-MC32B-2-SSM36M | ZIPport surface mount housing, single lever, connector housing size 32B, (2) Pg 36 threaded holes, heavy-duty die cast aluminum. For use with ZIPport size 32B 2-peg connector housings. | Stock | 69
ZP-MC32B-2-SSM36C | ZIPport surface mount housing, single lever, standard cover, connector housing size 32B, (2) Pg 36 threaded holes, heavy-duty die cast aluminum. For use with ZIPport size 32B 2-peg connector housings. | Stock | 92
ZP-MC32B-2-SBHM | ZIPport bulkhead housing, single lever, connector housing size 32B, heavy-duty die cast aluminum. For use with ZIPport size 32B 2-peg connector housings. | Stock | 37
ZP-MC32B-2-SBHC | ZIPport bulkhead housing, single lever, automatic closing cover, connector housing size 32B, heavy-duty die cast aluminum. For use with ZIPport size 32B 2-peg connector housings. | Stock | 50
ZP-MC32B-2-SCVLM | ZIPport cover housing, single lever, connector housing size 32B, heavy-duty die cast aluminum. For use with ZIPport size 32B 2-peg connector housings. | Stock | 31.5
ZP-MC32B-2-SCVPM | ZIPport cover housing, 2-peg, connector housing size 32B, heavy-duty die cast aluminum. For use with ZIPport size 32B single lever connector housings. | Stock | 24
ZP-MC10B-2-DTE13M2 | ZIPport hood housing, 4-peg, top entry, connector housing size 10B, (2) Pg 13.5 threaded hole, high construction, heavy-duty die cast aluminum. For use with ZIPport size 10B double lever connector housings. | Stock | 45
ZP-MC10B-2-DTE16M | ZIPport hood housing, 4-peg, top entry, connector housing size 10B, (1) Pg 16 threaded hole, heavy-duty die cast aluminum. For use with ZIPport size 10B double lever connector housings. | Stock | 16
ZP-MC10B-2-DTE21ML | ZIPport hood housing, 4-peg, top entry, connector housing size 10B, (1) Pg 21 threaded hole, high construction, heavy-duty die cast aluminum. For use with ZIPport size 10B double lever connector housings. | Stock | 30.5
ZP-MC10B-2-DTE29ML | ZIPport hood housing, 4-peg, top entry, connector housing size 10B, (1) Pg 29 threaded hole, high construction, heavy-duty die cast aluminum. For use with ZIPport size 10B double lever connector housings. | Stock | 31.5
ZP-MC10B-2-DSE16M | ZIPport hood housing, 4-peg, side entry, connector housing size 10B, (1) Pg 16 threaded hole, heavy-duty die cast aluminum. For use with ZIPport size 10B double lever connector housings. | Stock | 15
ZP-MC10B-2-DSE21ML | ZIPport hood housing, 4-peg, side entry, connector housing size 10B, (1) Pg 21 threaded hole, high construction, heavy-duty die cast aluminum. For use with ZIPport size 10B double lever connector housings. | Stock | 30
ZP-MC10B-2-DSE29ML | ZIPport hood housing, 4-peg, side entry, connector housing size 10B, (1) Pg 29 threaded hole, high construction, heavy-duty die cast aluminum. For use with ZIPport size 10B double lever connector housings. | Stock | 31.5
ZP-MC10B-2-DSM16M | ZIPport surface mount housing, double lever, connector housing size 10B, (2) Pg 16 threaded holes, heavy-duty die cast aluminum. For use with ZIPport size 10B 4-peg connector housings. | Stock | 45
ZP-MC10B-2-DSM21ML | ZIPport surface mount housing, double lever, connector housing size 10B, (2) Pg 21 threaded holes, high construction, heavy-duty die cast aluminum. For use with ZIPport size 10B 4-peg connector housings. | Stock | 52
ZP-MC10B-2-DSM29ML | ZIPport surface mount housing, double lever, connector housing size 10B, (2) Pg 29 threaded holes, high construction, heavy-duty die cast aluminum. For use with ZIPport size 10B 4-peg connector housings. | Stock | 50
ZP-MC10B-2-DBHM | ZIPport bulkhead housing, double lever, connector housing size 10B, heavy-duty die cast aluminum. For use with ZIPport size 10B 4-peg connector housings. | Stock | 30.5
ZP-MC10B-2-DCP16M | ZIPport coupler housing, double lever, connector housing size 10B, (1) Pg 16 threaded hole, heavy-duty die cast aluminum. For use with ZIPport size 10B 4-peg connector housings. | Stock | 42
ZP-MC10B-2-DCP21ML | ZIPport coupler housing, double lever, connector housing size 10B, (1) Pg 21 threaded hole, high construction, heavy-duty die cast aluminum. For use with ZIPport size 10B 4-peg connector housings. | Stock | 65
ZP-MC10B-2-DCVLM | ZIPport cover housing, double lever, connector housing size 10B, heavy-duty die cast aluminum. For use with ZIPport size 10B 4-peg connector housings. | Stock | 31.5
ZP-MC10B-2-DCVPM | ZIPport cover housing, 4-peg, connector housing size 10B, heavy-duty die cast aluminum. For use with ZIPport size 10B double lever connector housings. | Stock | 15.5
ZP-MC16B-2-DTE16M2 | ZIPport hood housing, 4-peg, top entry, connector housing size 16B, (2) Pg 16 threaded holes, high construction, heavy-duty die cast aluminum. For use with ZIPport size 16B double lever connector housings. | Stock | 50
ZP-MC16B-2-DTE21M | ZIPport hood housing, 4-peg, top entry, connector housing size 16B, (1) Pg 21 threaded hole, heavy-duty die cast aluminum. For use with ZIPport size 16B double lever connector housings. | Stock | 18.5
ZP-MC16B-2-DTE21ML | ZIPport hood housing, 4-peg, top entry, connector housing size 16B, (1) Pg 21 threaded hole, high construction, heavy-duty die cast aluminum. For use with ZIPport size 16B double lever connector housings. | Stock | 30.5
ZP-MC16B-2-DTE21M2 | ZIPport hood housing, 4-peg, top entry, connector housing size 16B, (2) Pg 21 threaded holes, high construction, heavy-duty die cast aluminum. For use with ZIPport size 16B double lever connector housings. | Stock | 52
ZP-MC16B-2-DTE29ML | ZIPport hood housing, 4-peg, top entry, connector housing size 16B, (1) Pg 29 threaded hole, high construction, heavy-duty die cast aluminum. For use with ZIPport size 16B double lever connector housings. | Stock | 35.5
ZP-MC16B-2-DSE21M | ZIPport hood housing, 4-peg, side entry, connector housing size 16B, (1) Pg 21 threaded hole, heavy-duty die cast aluminum. For use with ZIPport size 16B double lever connector housings. | Stock | 17.5
ZP-MC16B-2-DSE21ML | ZIPport hood housing, 4-peg, side entry, connector housing size 16B, (1) Pg 21 threaded hole, high construction, heavy-duty die cast aluminum. For use with ZIPport size 16B double lever connector housings. | Stock | 30.5
ZP-MC16B-2-DSE29ML | ZIPport hood housing, 4-peg, side entry, connector housing size 16B, (1) Pg 29 threaded hole, high construction, heavy-duty die cast aluminum. For use with ZIPport size 16B double lever connector housings. | Stock | 35.5
ZP-MC16B-2-DSM21M | ZIPport surface mount housing, double lever, connector housing size 16B, (2) Pg 21 threaded holes, heavy-duty die cast aluminum. For use with ZIPport size 16B 4-peg connector housings. | Stock | 49
ZP-MC16B-2-DSM21ML | ZIPport surface mount housing, double lever, connector housing size 16B, (2) Pg 21 threaded holes, high construction, heavy-duty die cast aluminum. For use with ZIPport size 16B 4-peg connector housings. | Stock | 52
ZP-MC16B-2-DSM29ML | ZIPport surface mount housing, double lever, connector housing size 16B, (2) Pg 29 threaded holes, high construction, heavy-duty die cast aluminum. For use with ZIPport size 16B 4-peg connector housings. | Stock | 52
ZP-MC16B-2-DBHM | ZIPport bulkhead housing, double lever, connector housing size 16B, heavy-duty die cast aluminum. For use with ZIPport size 16B 4-peg connector housings. | Stock | 30.5
ZP-MC16B-2-DCP21M | ZIPport coupler housing, double lever, connector housing size 16B, (1) Pg 21 threaded hole, heavy-duty die cast aluminum. For use with ZIPport size 16B 4-peg connector housings. | Stock | 42
ZP-MC16B-2-DCP21ML | ZIPport coupler housing, double lever, connector housing size 16B, (1) Pg 21 threaded hole, high construction, heavy-duty die cast aluminum. For use with ZIPport size 16B 4-peg connector housings. | Stock | 69
ZP-MC16B-2-DCP29ML | ZIPport coupler housing, double lever, connector housing size 16B, (1) Pg 29 threaded hole, high construction, heavy-duty die cast aluminum. For use with ZIPport size 16B 4-peg connector housings. | Stock | 71
ZP-MC16B-2-DCVLM | ZIPport cover housing, double lever, connector housing size 16B, heavy-duty die cast aluminum. For use with ZIPport size 16B 4-peg connector housings. | Stock | 33
ZP-MC16B-2-DCVPM | ZIPport cover housing, 4-peg, connector housing size 16B, heavy-duty die cast aluminum. For use with ZIPport size 16B double lever connector housings. | Stock | 15
ZP-MC24B-2-DTE21M | ZIPport hood housing, 4-peg, top entry, connector housing size 24B, (1) Pg 21 threaded hole, heavy-duty die cast aluminum. For use with ZIPport size 24B double lever connector housings. | Stock | 24
ZP-MC24B-2-DTE21ML | ZIPport hood housing, 4-peg, top entry, connector housing size 24B, (1) Pg 21 threaded hole, high construction, heavy-duty die cast aluminum. For use with ZIPport size 24B double lever connector housings. | Stock | 31.5
ZP-MC24B-2-DTE21M2 | ZIPport hood housing, 4-peg, top entry, connector housing size 24B, (2) Pg 21 threaded hole, high construction, heavy-duty die cast aluminum. For use with ZIPport size 24B double lever connector housings. | Stock | 55
ZP-MC24B-2-DTE29M | ZIPport hood housing, 4-peg, top entry, connector housing size 24B, (1) Pg 29 threaded hole, heavy-duty die cast aluminum. For use with ZIPport size 24B double lever connector housings. | Stock | 24
ZP-MC24B-2-DTE29ML | ZIPport hood housing, 4-peg, top entry, connector housing size 24B, (1) Pg 29 threaded hole, high construction, heavy-duty die cast aluminum. For use with ZIPport size 24B double lever connector housings. | Stock | 35.5
ZP-MC24B-2-DTE29M2 | ZIPport hood housing, 4-peg, top entry, connector housing size 24B, (2) Pg 29 threaded holes, high construction, heavy-duty die cast aluminum. For use with ZIPport size 24B double lever connector housings. | Stock | 55
ZP-MC24B-2-DSE21M | ZIPport hood housing, 4-peg, side entry, connector housing size 24B, (1) Pg 21 threaded hole, heavy-duty die cast aluminum. For use with ZIPport size 24B double lever connector housings. | Stock | 20
ZP-MC24B-2-DSE29M | ZIPport hood housing, 4-peg, side entry, connector housing size 24B, (1) Pg 29 threaded hole, heavy-duty die cast aluminum. For use with ZIPport size 24B double lever connector housings. | Stock | 24
ZP-MC24B-2-DSE21ML | ZIPport hood housing, 4-peg, side entry, connector housing size 24B, (1) Pg 21 threaded hole, high construction, heavy-duty die cast aluminum. For use with ZIPport size 24B double lever connector housings. | Stock | 31.5
ZP-MC24B-2-DSE29ML | ZIPport hood housing, 4-peg, side entry, connector housing size 24B, (1) Pg 29 threaded hole, high construction, heavy-duty die cast aluminum. For use with ZIPport size 24B double lever connector housings. | Stock | 35.5
ZP-MC24B-2-DSM21M | ZIPport surface mount housing, double lever, connector housing size 24B, (2) Pg 21 threaded holes, heavy-duty die cast aluminum. For use with ZIPport size 24B 4-peg connector housings. | Stock | 57
ZP-MC24B-2-DSM21ML | ZIPport surface mount housing, double lever, connector housing size 24B, (2) Pg 21 threaded holes, high construction, heavy-duty die cast aluminum. For use with ZIPport size 24B 4-peg connector housings. | Stock | 58
ZP-MC24B-2-DSM29ML | ZIPport surface mount housing, double lever, connector housing size 24B, (2) Pg 29 threaded holes, high construction, heavy-duty die cast aluminum. For use with ZIPport size 24B 4-peg connector housings. | Stock | 60
ZP-MC24B-2-DBHM | ZIPport bulkhead housing, double lever, connector housing size 24B, heavy-duty die cast aluminum. For use with ZIPport size 24B 4-peg connector housings. | Stock | 35.5
ZP-MC24B-2-DCP21M | ZIPport coupler housing, double lever, connector housing size 24B, (1) Pg 21 threaded hole, heavy-duty die cast aluminum. For use with ZIPport size 24B 4-peg connector housings. | Stock | 46.5
ZP-MC24B-2-DCP21ML | ZIPport coupler housing, double lever, connector housing size 24B, (1) Pg 21 threaded hole, high construction, heavy-duty die cast aluminum. For use with ZIPport size 24B 4-peg connector housings. | Stock | 71
ZP-MC24B-2-DCP29ML | ZIPport coupler housing, double lever, connector housing size 24B, (1) Pg 29 threaded hole, high construction, heavy-duty die cast aluminum. For use with ZIPport size 24B 4-peg connector housings. | Stock | 71
ZP-MC24B-2-DCVLM | ZIPport cover housing, double lever, connector housing size 24B, heavy-duty die cast aluminum. For use with ZIPport size 24B 4-peg connector housings. | Stock | 35.5
ZP-MC24B-2-DCVPM | ZIPport cover housing, 4-peg, connector housing size 24B, heavy-duty die cast aluminum. For use with ZIPport size 24B double lever connector housings. | Stock | 15
ZP-MC32B-2-DSE36M | ZIPport hood housing, 4-peg, side entry, connector housing size 32B, (1) Pg 36 threaded hole, heavy-duty die cast aluminum. For use with ZIPport size 32B double lever connector housings. | Stock | 65
ZP-MC32B-2-DSM36M | ZIPport surface mount housing, double lever, connector housing size 32B, (2) Pg 36 threaded holes, heavy-duty die cast aluminum. For use with ZIPport size 32B 4-peg connector housings. | Stock | 128
ZP-MC32B-2-DBHM | ZIPport bulkhead housing, double lever, connector housing size 32B, heavy-duty die cast aluminum. For use with ZIPport size 32B 4-peg connector housings. | Stock | 55
ZP-MC32B-2-DCVPM | ZIPport cover housing, 4-peg, connector housing size 32B, heavy-duty die cast aluminum. For use with ZIPport size 32B double lever connector housings. | Stock | 31.5
ZP-MC32B-2-DCVLM | ZIPport cover housing, double lever, connector housing size 32B, heavy-duty die cast aluminum. For use with ZIPport size 32B 4-peg connector housings. | Stock | 46.5
Crimp Contacts for Multi-Wire Connectors
14103164 | METE crimp contact, female, 10 amp, accepts wire size 26-22 AWG, silver-plated copper alloy. Package of 100. For use with METE multi-wire female inserts rated for 10 amps. | Stock | 62
14103264 | METE crimp contact, female, 10 amp, accepts wire size 20 AWG, silver-plated copper alloy. Package of 100. For use with METE multi-wire female inserts rated for 10 amps. | Stock | 62
14103364 | METE crimp contact, female, 10 amp, accepts wire size 18 AWG, silver-plated copper alloy. Package of 100. For use with METE multi-wire female inserts rated for 10 amps. | Stock | 62
14103564 | METE crimp contact, female, 10 amp, accepts wire size 16 AWG, silver-plated copper alloy. Package of 100. For use with METE multi-wire female inserts rated for 10 amps. | Stock | 62
14103664 | METE crimp contact, female, 10 amp, accepts wire size 14 AWG, silver-plated copper alloy. Package of 100. For use with METE multi-wire female inserts rated for 10 amps. | Stock | 62
14104164 | METE crimp contact, male, 10 amp, accepts wire size 26-22 AWG, silver-plated copper alloy. Package of 100. For use with METE multi-wire male inserts rated for 10 amps. | Stock | 55
14104264 | METE crimp contact, male, 10 amp, accepts wire size 20 AWG, silver-plated copper alloy. Package of 100. For use with METE multi-wire male inserts rated for 10 amps. | Stock | 55
14104364 | METE crimp contact, male, 10 amp, accepts wire size 18 AWG, silver-plated copper alloy. Package of 100. For use with METE multi-wire male inserts rated for 10 amps. | Stock | 55
14104564 | METE crimp contact, male, 10 amp, accepts wire size 16 AWG, silver-plated copper alloy. Package of 100. For use with METE multi-wire male inserts rated for 10 amps. | Stock | 55
14104664 | METE crimp contact, male, 10 amp, accepts wire size 14 AWG, silver-plated copper alloy. Package of 100. For use with METE multi-wire male inserts rated for 10 amps. | Stock | 55
14105164 | METE crimp contact, female, 16 amp, accepts wire size 26-22 AWG, silver-plated copper alloy. Package of 100. For use with METE multi-wire female inserts rated for 16 amps. | Stock | 53
14105264 | METE crimp contact, female, 16 amp, accepts wire size 20 AWG, silver-plated copper alloy. Package of 100. For use with METE multi-wire female inserts rated for 16 amps. | Stock | 53
14105364 | METE crimp contact, female, 16 amp, accepts wire size 18 AWG, silver-plated copper alloy. Package of 100. For use with METE multi-wire female inserts rated for 16 amps. | Stock | 53
14105564 | METE crimp contact, female, 16 amp, accepts wire size 16 AWG, silver-plated copper alloy. Package of 100. For use with METE multi-wire female inserts rated for 16 amps. | Stock | 53
14105664 | METE crimp contact, female, 16 amp, accepts wire size 14 AWG, silver-plated copper alloy. Package of 100. For use with METE multi-wire female inserts rated for 16 amps. | Stock | 53
14105864 | METE crimp contact, female, 16 amp, accepts wire size 12 AWG, silver-plated copper alloy. Package of 100. For use with METE multi-wire female inserts rated for 16 amps. | Stock | 53
14106164 | METE crimp contact, male, 16 amp, accepts wire size 26-22 AWG, silver-plated copper alloy. Package of 100. For use with METE multi-wire male inserts rated for 16 amps. | Stock | 47
14106264 | METE crimp contact, male, 16 amp, accepts wire size 20 AWG, silver-plated copper alloy. Package of 100. For use with METE multi-wire male inserts rated for 16 amps. | Stock | 47
14106364 | METE crimp contact, male, 16 amp, accepts wire size 18 AWG, silver-plated copper alloy. Package of 100. For use with METE multi-wire male inserts rated for 16 amps. | Stock | 47
14106564 | METE crimp contact, male, 16 amp, accepts wire size 16 AWG, silver-plated copper alloy. Package of 100. For use with METE multi-wire male inserts rated for 16 amps. | Stock | 47
14106664 | METE crimp contact, male, 16 amp, accepts wire size 14 AWG, silver-plated copper alloy. Package of 100. For use with METE multi-wire male inserts rated for 16 amps. | Stock | 47
14106864 | METE crimp contact, male, 16 amp, accepts wire size 12 AWG, silver-plated copper alloy. Package of 100. For use with METE multi-wire male inserts rated for 16 amps. | Stock | 47
ZP-MC-CC-M10A-22 | ZIPport crimp contact, male, 10 amp, accepts wire size 26-22 AWG, silver-plated copper alloy. Package of 100. For use with ZIPport multi-wire male inserts rated for 10 amps. | Stock | 59
ZP-MC-CC-M10A-22G | ZIPport crimp contact, male, 10 amp, accepts wire size 26-22 AWG, gold-plated copper alloy. Package of 100. For use with ZIPport multi-wire male inserts rated for 10 amps. | Stock | 122
ZP-MC-CC-M10A-20 | ZIPport crimp contact, male, 10 amp, accepts wire size 20 AWG, silver-plated copper alloy. Package of 100. For use with ZIPport multi-wire male inserts rated for 10 amps. | Stock | 59
ZP-MC-CC-M10A-20G | ZIPport crimp contact, male, 10 amp, accepts wire size 20 AWG, gold-plated copper alloy. Package of 100. For use with ZIPport multi-wire male inserts rated for 10 amps. | Stock | 122
ZP-MC-CC-M10A-18 | ZIPport crimp contact, male, 10 amp, accepts wire size 18 AWG, silver-plated copper alloy. Package of 100. For use with ZIPport multi-wire male inserts rated for 10 amps. | Stock | 59
ZP-MC-CC-M10A-18G | ZIPport crimp contact, male, 10 amp, accepts wire size 18 AWG, gold-plated copper alloy. Package of 100. For use with ZIPport multi-wire male inserts rated for 10 amps. | Stock | 122
ZP-MC-CC-M10A-16 | ZIPport crimp contact, male, 10 amp, accepts wire size 16 AWG, silver-plated copper alloy. Package of 100. For use with ZIPport multi-wire male inserts rated for 10 amps. | Stock | 59
ZP-MC-CC-M10A-16G | ZIPport crimp contact, male, 10 amp, accepts wire size 16 AWG, gold-plated copper alloy. Package of 100. For use with ZIPport multi-wire male inserts rated for 10 amps. | Stock | 122
ZP-MC-CC-M10A-14 | ZIPport crimp contact, male, 10 amp, accepts wire size 14 AWG, silver-plated copper alloy. Package of 100. For use with ZIPport multi-wire male inserts rated for 10 amps. | Stock | 59
ZP-MC-CC-M10A-14G | ZIPport crimp contact, male, 10 amp, accepts wire size 14 AWG, gold-plated copper alloy. Package of 100. For use with ZIPport multi-wire male inserts rated for 10 amps. | Stock | 122
ZP-MC-CC-F10A-22 | ZIPport crimp contact, female, 10 amp, accepts wire size 26-22 AWG, silver-plated copper alloy. Package of 100. For use with ZIPport multi-wire female inserts rated for 10 amps. | Stock | 62
ZP-MC-CC-F10A-22G | ZIPport crimp contact, female, 10 amp, accepts wire size 26-22 AWG, gold-plated copper alloy. Package of 100. For use with ZIPport multi-wire female inserts rated for 10 amps. | Stock | 130
ZP-MC-CC-F10A-20 | ZIPport crimp contact, female, 10 amp, accepts wire size 20 AWG, silver-plated copper alloy. Package of 100. For use with ZIPport multi-wire female inserts rated for 10 amps. | Stock | 65
ZP-MC-CC-F10A-20G | ZIPport crimp contact, female, 10 amp, accepts wire size 20 AWG, gold-plated copper alloy. Package of 100. For use with ZIPport multi-wire female inserts rated for 10 amps. | Stock | 130
ZP-MC-CC-F10A-18 | ZIPport crimp contact, female, 10 amp, accepts wire size 18 AWG, silver-plated copper alloy. Package of 100. For use with ZIPport multi-wire female inserts rated for 10 amps. | Stock | 65
ZP-MC-CC-F10A-18G | ZIPport crimp contact, female, 10 amp, accepts wire size 18 AWG, gold-plated copper alloy. Package of 100. For use with ZIPport multi-wire female inserts rated for 10 amps. | Stock | 151
ZP-MC-CC-F10A-16 | ZIPport crimp contact, female, 10 amp, accepts wire size 16 AWG, silver-plated copper alloy. Package of 100. For use with ZIPport multi-wire female inserts rated for 10 amps. | Stock | 65
ZP-MC-CC-F10A-16G | ZIPport crimp contact, female, 10 amp, accepts wire size 16 AWG, gold-plated copper alloy. Package of 100. For use with ZIPport multi-wire female inserts rated for 10 amps. | Stock | 130
ZP-MC-CC-F10A-14 | ZIPport crimp contact, female, 10 amp, accepts wire size 14 AWG, silver-plated copper alloy. Package of 100. For use with ZIPport multi-wire female inserts rated for 10 amps. | Stock | 65
ZP-MC-CC-F10A-14G | ZIPport crimp contact, female, 10 amp, accepts wire size 14 AWG, gold-plated copper alloy. Package of 100. For use with ZIPport multi-wire female inserts rated for 10 amps. | Stock | 130
ZP-MC-CC-M16A-22 | ZIPport crimp contact, male, 16 amp, accepts wire size 26-22 AWG, silver-plated copper alloy. Package of 100. For use with ZIPport multi-wire male inserts rated for 16 amps. | Stock | 56
ZP-MC-CC-M16A-22G | ZIPport crimp contact, male, 16 amp, accepts wire size 26-22 AWG, gold-plated copper alloy. Package of 100. For use with ZIPport multi-wire male inserts rated for 16 amps. | Stock | 175
ZP-MC-CC-M16A-20 | ZIPport crimp contact, male, 16 amp, accepts wire size 20 AWG, silver-plated copper alloy. Package of 100. For use with ZIPport multi-wire male inserts rated for 16 amps. | Stock | 60
ZP-MC-CC-M16A-20G | ZIPport crimp contact, male, 16 amp, accepts wire size 20 AWG, gold-plated copper alloy. Package of 100. For use with ZIPport multi-wire male inserts rated for 16 amps. | Stock | 175
ZP-MC-CC-M16A-18 | ZIPport crimp contact, male, 16 amp, accepts wire size 18 AWG, silver-plated copper alloy. Package of 100. For use with ZIPport multi-wire male inserts rated for 16 amps. | Stock | 55
ZP-MC-CC-M16A-18G | ZIPport crimp contact, male, 16 amp, accepts wire size 18 AWG, gold-plated copper alloy. Package of 100. For use with ZIPport multi-wire male inserts rated for 16 amps. | Stock | 175
ZP-MC-CC-M16A-16 | ZIPport crimp contact, male, 16 amp, accepts wire size 16 AWG, silver-plated copper alloy. Package of 100. For use with ZIPport multi-wire male inserts rated for 16 amps. | Stock | 56
ZP-MC-CC-M16A-16G | ZIPport crimp contact, male, 16 amp, accepts wire size 16 AWG, gold-plated copper alloy. Package of 100. For use with ZIPport multi-wire male inserts rated for 16 amps. | Stock | 175
ZP-MC-CC-M16A-14 | ZIPport crimp contact, male, 16 amp, accepts wire size 14 AWG, silver-plated copper alloy. Package of 100. For use with ZIPport multi-wire male inserts rated for 16 amps. | Stock | 56
ZP-MC-CC-M16A-14G | ZIPport crimp contact, male, 16 amp, accepts wire size 14 AWG, gold-plated copper alloy. Package of 100. For use with ZIPport multi-wire male inserts rated for 16 amps. | Stock | 180
ZP-MC-CC-M16A-12 | ZIPport crimp contact, male, 16 amp, accepts wire size 12 AWG, silver-plated copper alloy. Package of 100. For use with ZIPport multi-wire male inserts rated for 16 amps. | Stock | 56
ZP-MC-CC-M16A-12G | ZIPport crimp contact, male, 16 amp, accepts wire size 12 AWG, gold-plated copper alloy. Package of 100. For use with ZIPport multi-wire male inserts rated for 16 amps. | Stock | 175
ZP-MC-CC-F16A-22 | ZIPport crimp contact, female, 16 amp, accepts wire size 26-22 AWG, silver-plated copper alloy. Package of 100. For use with ZIPport multi-wire female inserts rated for 16 amps. | Stock | 49
ZP-MC-CC-F16A-22G | ZIPport crimp contact, female, 16 amp, accepts wire size 26-22 AWG, gold-plated copper alloy. Package of 100. For use with ZIPport multi-wire female inserts rated for 16 amps. | Stock | 268
ZP-MC-CC-F16A-20 | ZIPport crimp contact, female, 16 amp, accepts wire size 20 AWG, silver-plated copper alloy. Package of 100. For use with ZIPport multi-wire female inserts rated for 16 amps. | Stock | 49
ZP-MC-CC-F16A-20G | ZIPport crimp contact, female, 16 amp, accepts wire size 20 AWG, gold-plated copper alloy. Package of 100. For use with ZIPport multi-wire female inserts rated for 16 amps. | Stock | 268
ZP-MC-CC-F16A-18 | ZIPport crimp contact, female, 16 amp, accepts wire size 18 AWG, silver-plated copper alloy. Package of 100. For use with ZIPport multi-wire female inserts rated for 16 amps. | Stock | 50
ZP-MC-CC-F16A-18G | ZIPport crimp contact, female, 16 amp, accepts wire size 18 AWG, gold-plated copper alloy. Package of 100. For use with ZIPport multi-wire female inserts rated for 16 amps. | Stock | 268
ZP-MC-CC-F16A-16 | ZIPport crimp contact, female, 16 amp, accepts wire size 16 AWG, silver-plated copper alloy. Package of 100. For use with ZIPport multi-wire female inserts rated for 16 amps. | Stock | 49
ZP-MC-CC-F16A-16G | ZIPport crimp contact, female, 16 amp, accepts wire size 16 AWG, gold-plated copper alloy. Package of 100. For use with ZIPport multi-wire female inserts rated for 16 amps. | Stock | 268
ZP-MC-CC-F16A-14 | ZIPport crimp contact, female, 16 amp, accepts wire size 14 AWG, silver-plated copper alloy. Package of 100. For use with ZIPport multi-wire female inserts rated for 16 amps. | Stock | 49
ZP-MC-CC-F16A-14G | ZIPport crimp contact, female, 16 amp, accepts wire size 14 AWG, gold-plated copper alloy. Package of 100. For use with ZIPport multi-wire female inserts rated for 16 amps. | Stock | 268
ZP-MC-CC-F16A-12 | ZIPport crimp contact, female, 16 amp, accepts wire size 12 AWG, silver-plated copper alloy. Package of 100. For use with ZIPport multi-wire female inserts rated for 16 amps. | Stock | 49
ZP-MC-CC-F16A-12G | ZIPport crimp contact, female, 16 amp, accepts wire size 12 AWG, gold-plated copper alloy. Package of 100. For use with ZIPport multi-wire female inserts rated for 16 amps. | Stock | 268
Plugs, Adapters and Cable Glands for Multi-Wire Connectors
ZP-MC-PLG-11M8 | ZIPport blanking plug, Pg 11 x 1.5mm thread, IP68. Package of 10. Gasket included. | Stock | 34.5
ZP-MC-PLG-13M8 | ZIPport blanking plug, Pg 13.5 x 1.5mm thread, IP68. Package of 10. Gasket included. | Stock | 31
ZP-MC-PLG-16M8 | ZIPport blanking plug, Pg 16 x 1.5mm thread, IP68. Package of 10. Gasket included. | Stock | 49
ZP-MC-PLG-21M8 | ZIPport blanking plug, Pg 21 x 1.5mm thread, IP68. Package of 10. Gasket included. | Stock | 78
ZP-MC-PLG-29M8 | ZIPport blanking plug, Pg 29 x 1.5mm thread, IP68. Package of 5. Gasket included. | Stock | 79
ZP-MC-PLG-36M8 | ZIPport blanking plug, Pg 36 x 1.5mm thread, IP68. Package of 5. Gasket included. | Stock | 104
ZP-MC-A-11038 | ZIPport threaded adapter, Pg 11 male to 3/8in NPT female. | Stock | 15
ZP-MC-A-11012 | ZIPport threaded adapter, Pg 11 male to 1/2in NPT female. | Stock | 10.5
ZP-MC-A-13012 | ZIPport threaded adapter, Pg 13.5 male to 1/2in NPT female. | Stock | 8.75
ZP-MC-A-16012 | ZIPport threaded adapter, Pg 16 male to 1/2in NPT female. | Stock | 17.5
ZP-MC-A-21034 | ZIPport threaded adapter, Pg 21 male to 3/4in NPT female. | Stock | 20
ZP-MC-A-29100 | ZIPport threaded adapter, Pg 29 male to 1in NPT female. | Stock | 33
ZP-MC-A-29114 | ZIPport threaded adapter, Pg 29 male to 1-1/4in NPT female. | Stock | 34.5
ZP-MC-A-36114 | ZIPport threaded adapter, Pg 36 male to 1-1/4in NPT female. | Stock | 33
Housing Insert Plates for Multi-Wire Connectors
ZP-MC6B-2-1XDB9 | ZIPport insert plate, (1) 9-pin D-sub connector cutout(s), thermoplastic, RAL 7044 gray. For use with ZIPport size 6B connector housing. | Stock | 3.5
ZP-MC6B-2-2XDB9 | ZIPport insert plate, (2) 9-pin D-subs connector cutout(s), thermoplastic, RAL 7044 gray. For use with ZIPport size 6B connector housing. | Stock | 3.5
ZP-MC6B-2-1XDB15 | ZIPport insert plate, (1) 15-pin D-sub connector cutout(s), thermoplastic, RAL 7044 gray. For use with ZIPport size 6B connector housing. | Stock | 3.5
ZP-MC6B-2-2XDB15 | ZIPport insert plate, (2) 15-pin D-sub connector cutout(s), thermoplastic, RAL 7044 gray. For use with ZIPport size 6B connector housing. | Stock | 3.5
ZP-MC6B-2-BLANK | ZIPport bulkhead cutout blank cover plate, thermoplastic, RAL 7044 gray. For use with ZIPport size 6B bulkhead cutouts. Gasket included. | Stock | 8.25
ZP-MC10B-2-BLANK | ZIPport bulkhead cutout blank cover plate, thermoplastic, RAL 7044 gray. For use with ZIPport size 10B bulkhead cutouts. Gasket included. | Stock | 8.25
ZP-MC16B-2-BLANK | ZIPport bulkhead cutout blank cover plate, thermoplastic, RAL 7044 gray. For use with ZIPport size 16B bulkhead cutouts. Gasket included. | Stock | 5.5
ZP-MC24B-2-BLANK | ZIPport bulkhead cutout blank cover plate, thermoplastic, RAL 7044 gray. For use with ZIPport size 24B bulkhead cutouts. Gasket included. | Stock | 10.5
ZP-MC24B-2-RD6B | ZIPport bulkhead cutout reducing plate, thermoplastic, RAL 7044 gray. For use with ZIPport size 24B bulkhead cutouts. Gasket included. Reduces cutout to ZIPport size 6B. | Stock | 10.5
ZP-MC24B-2-RD10B | ZIPport bulkhead cutout reducing plate, thermoplastic, RAL 7044 gray. For use with ZIPport size 24B bulkhead cutouts. Gasket included. Reduces cutout to ZIPport size 10B. | Stock | 10.5
ZP-MC24B-2-RD16B | ZIPport bulkhead cutout reducing plate, thermoplastic, RAL 7044 gray. For use with ZIPport size 24B bulkhead cutouts. Gasket included. Reduces cutout to ZIPport size 16B. | Stock | 10.5
Code Pins and Polarization Keys for Multi-Wire Connectors
ZP-MC-POLKEY-1 | ZIPport polarization key, thermoplastic, red. Package of 12. For use with ZP-MC03A-1-FC012 and ZP-MC03A-1-MC012. | Stock | 8.5
ZP-MC-CODEPIN-2 | ZIPport single code pin, package of 16. For use with insert sizes 6B, 10A, 10B, 16A, 16B and 24B. | Stock | 17.5
ZP-MC-CODEPIN-3 | ZIPport double code pin, male. Package of 16. For use with code pin ZP-MC-CODEPIN-4. | Stock | 13.5
ZP-MC-CODEPIN-4 | ZIPport double code pin, female. Package of 16. For use with code pin ZP-MC-CODEPIN-3. | Stock | 33
DIN Rail Mounting Kits for Multi-Wire Connectors
ZP-MC06B-DKIT | ZIPport Din rail mounting kit, connector housing size 6B. Mount size 6B ZIPport multi-wire insert onto 35mm DIN rail. | Stock | 40.5
ZP-MC10B-DKIT | ZIPport Din rail mounting kit, connector housing size 10B. Mount any size 10B ZIPport multi-wire insert onto 35mm DIN rail. | Stock | 40.5
ZP-MC16B-DKIT | ZIPport Din rail mounting kit, connector housing size 16B. Mount any size 16B ZIPport multi-wire insert onto 35mm DIN rail. | Stock | 48.5
ZP-MC24B-DKIT | ZIPport Din rail mounting kit, connector housing size 24B. Mount any size 24B ZIPport multi-wire insert onto 35mm DIN rail. | Stock | 48.5
Tools and Replacement Parts for Multi-Wire Connectors
ZP-MC-CT1 | ZIPport wire crimping tool, 26 to 10 AWG capacity, contact pin diameters 1.6, 2.4, 2.5mm. Hand crimping tool, die set, and locator included. | Stock | 912
ZP-MC-CT2 | ZIPport wire crimping tool, multiple profile, 26 to 10 AWG capacity. | Stock | 137
ZP-MC-RT1 | ZIPport contact removal tool, for use with ZIPport 10A multi-wire crimp contacts. | Stock | 136
ZP-MC-RT2 | ZIPport contact removal tool, for use with ZIPport 16A multi-wire crimp contact. | Stock | 124
ZP-MC-RT3 | ZIPport insert removal tool, for use with ZIPport DIN rail mounted multi-wire inserts using DIN rail kits ZP-MCxx-DKIT. | Stock | 325
ZP-MC-SCRWKIT | ZIPport screw kit, replacement. For use with ZIPport multi-wire inserts. Includes (2) grounding screws and (2) installation screws for insert sizes 3A, 6B, 10A, 10B, 16A, 16B, and 24B. | Stock | 11.5
ZP-MC03A-GSK | ZIPport bottom gasket, replacement, connector housing size 3A. Package of 10. For use with ZIPport multi-wire bulkhead housings. | Stock | 15
ZP-MC10A-GSK | ZIPport bottom gasket, replacement, connector housing size 10A. Package of 10. For use with ZIPport multi-wire bulkhead housings. | Stock | 11.5
ZP-MC16A-GSK | ZIPport bottom gasket, replacement, connector housing size 16A. Package of 10. For use with ZIPport multi-wire bulkhead housings. | Stock | 11.5
ZP-MC06B-GSK | ZIPport bottom gasket, replacement, connector housing size 6B. Package of 10. For use with ZIPport multi-wire bulkhead housings. | Stock | 13.5
ZP-MC10B-GSK | ZIPport bottom gasket, replacement, connector housing size 10B. Package of 10. For use with ZIPport multi-wire bulkhead housings. | Stock | 15
ZP-MC16B-GSK | ZIPport bottom gasket, replacement, connector housing size 16B. Package of 10. For use with ZIPport multi-wire bulkhead housings. | Stock | 16
ZP-MC24B-GSK | ZIPport bottom gasket, replacement, connector housing size 24B. Package of 10. For use with ZIPport multi-wire bulkhead housings. | Stock | 17.5
ZP-MC32B-GSK | ZIPport bottom gasket, replacement, connector housing size 32B. Package of 10. For use with ZIPport multi-wire bulkhead housings. | Stock | 29
Insulated Ferrules
V30AE000006 | Z+F ferrule, 20 AWG, orange, 8mm ferrule length. Package of 500. | Stock | 8.75
V30AE000009 | Z+F ferrule, 18 AWG, white, 8mm ferrule length. Package of 500. | Stock | 8.75
V30AE000013 | Z+F ferrule, 18 AWG, yellow, 8mm ferrule length. Package of 500. | Stock | 8.75
V30AE000016 | Z+F ferrule, 16 AWG, red, 8mm ferrule length. Package of 500. | Stock | 8.75
V30AE000017 | Z+F ferrule, 16 AWG, red, 10mm ferrule length. Package of 500. | Stock | 13.5
V30AE000052 | Z+F ferrule, 14 AWG, blue, follows DIN standard, 8mm ferrule length. Package of 500. | Stock | 10.5
V30AE000053 | Z+F ferrule, 14 AWG, blue, follows DIN standard, 12mm ferrule length. Package of 500. | Stock | 17
V30AE000055 | Z+F ferrule, 12 AWG, gray, follows DIN standard, 10mm ferrule length. Package of 500. | Stock | 15.5
V30AE000056 | Z+F ferrule, 12 AWG, gray, follows DIN standard, 12mm ferrule length. Package of 500. | Stock | 19.5
V30AE000025 | Z+F ferrule, 10 AWG, black, 12mm ferrule length. Package of 100. | Stock | 4.25
V30AE000026 | Z+F ferrule, 10 AWG, black, 18mm ferrule length. Package of 100. | Stock | 5.25
V30AE000027 | Z+F ferrule, 8 AWG, ivory, 12mm ferrule length. Package of 100. | Stock | 5.25
V30AE000028 | Z+F ferrule, 8 AWG, ivory, 18mm ferrule length. Package of 100. | Stock | 6.25
V30AE000029 | Z+F ferrule, 6 AWG, green, 12mm ferrule length. Package of 100. | Stock | 6.25
V30AE000030 | Z+F ferrule, 6 AWG, green, 18mm ferrule length. Package of 100. | Stock | 9.75
V30AE000031 | Z+F ferrule, 4 AWG, brown, 16mm ferrule length. Package of 50. | Stock | 7.5
V30AE000033 | Z+F ferrule, 2 AWG, beige, 16mm ferrule length. Package of 50. | Stock | 10
V30AE000035 | Z+F ferrule, 1/0 AWG, olive, 20mm ferrule length. Package of 50. | Stock | 13.5
V30AE001134 | Z+F ferrule, 20 AWG, orange, 2-wire, 8mm ferrule length. Package of 500. | Stock | 21
V30AE000606 | Z+F ferrule, 18 AWG, white, 2-wire, 8mm ferrule length. Package of 500. | Stock | 21.5
V30AE000733 | Z+F ferrule, 18 AWG, white, 2-wire, 10mm ferrule length. Package of 500. | Stock | 25.5
V30AE000608 | Z+F ferrule, 18 AWG, yellow, 2-wire, 8mm ferrule length. Package of 500. | Stock | 21.5
V30AE000735 | Z+F ferrule, 18 AWG, yellow, 2-wire, 12mm ferrule length. Package of 500. | Stock | 25.5
V30AE000623 | Z+F ferrule, 16 AWG, red, 2-wire, 8mm ferrule length. Package of 500. | Stock | 21.5
V30AE000737 | Z+F ferrule, 16 AWG, red, 2-wire, 12mm ferrule length. Package of 500. | Stock | 25.5
V30AE000611 | Z+F ferrule, 14 AWG, blue, 2-wire, follows DIN standard, 10mm ferrule length. Package of 500. | Stock | 23.5
V30AE000748 | Z+F ferrule, 14 AWG, blue, 2-wire, follows DIN standard, 12mm ferrule length. Package of 100. | Stock | 4.75
V30AE001148 | Z+F ferrule, 12 AWG, gray, 2-wire, follows DIN standard, 12mm ferrule length. Package of 100. | Stock | 12
V30AE001139 | Z+F ferrule, 10 AWG, black, 2-wire, 12mm ferrule length. Package of 100. | Stock | 13.5
V30AE001141 | Z+F ferrule, 8 AWG, ivory, 2-wire, 12mm ferrule length. Package of 100. | Stock | 19
V30AE001143 | Z+F ferrule, 6 AWG, green, 2-wire, 16mm ferrule length. Package of 50. | Stock | 11
V30AE000038 | Z+F ferrule, 20 AWG, white, follows DIN standard, 8mm ferrule length. Package of 500. | Stock | 8.75
V30AE000041 | Z+F ferrule, 18 AWG, gray, follows DIN standard, 8mm ferrule length. Package of 500. | Stock | 8.75
V30AE000045 | Z+F ferrule, 18 AWG, red, follows DIN standard, 8mm ferrule length. Package of 500. | Stock | 8.75
V30AE000048 | Z+F ferrule, 16 AWG, black, follows DIN standard, 8mm ferrule length. Package of 500. | Stock | 8.75
V30AE000049 | Z+F ferrule, 16 AWG, black, follows DIN standard, 10mm ferrule length. Package of 500. | Stock | 13.5
V30AE000058 | Z+F ferrule, 10 AWG, yellow, follows DIN standard, 12mm ferrule length. Package of 100. | Stock | 4.25
V30AE000059 | Z+F ferrule, 10 AWG, yellow, follows DIN standard, 18mm ferrule length. Package of 100. | Stock | 5.25
V30AE000060 | Z+F ferrule, 8 AWG, red, follows DIN standard, 12mm ferrule length. Package of 100. | Stock | 5.25
V30AE000061 | Z+F ferrule, 8 AWG, red, follows DIN standard, 18mm ferrule length. Package of 100. | Stock | 6.25
V30AE000062 | Z+F ferrule, 6 AWG, blue, follows DIN standard, 12mm ferrule length. Package of 100. | Stock | 6.25
V30AE000063 | Z+F ferrule, 6 AWG, blue, follows DIN standard, 18mm ferrule length. Package of 100. | Stock | 9.75
V30AE000064 | Z+F ferrule, 4 AWG, yellow, follows DIN standard, 16mm ferrule length. Package of 50. | Stock | 7.5
V30AE000067 | Z+F ferrule, 2 AWG, red, follows DIN standard, 16mm ferrule length. Package of 50. | Stock | 10
V30AE000070 | Z+F ferrule, 1/0 AWG, blue, follows DIN standard, 20mm ferrule length. Package of 50. | Stock | 13.5
V30AE001145 | Z+F ferrule, 20 AWG, white, 2-wire, follows DIN standard, 8mm ferrule length. Package of 500. | Stock | 21
V30AE000607 | Z+F ferrule, 18 AWG, gray, 2-wire, follows DIN standard, 8mm ferrule length. Package of 500. | Stock | 21.5
V30AE000734 | Z+F ferrule, 18 AWG, gray, 2-wire, follows DIN standard, 10mm ferrule length. Package of 500. | Stock | 25.5
V30AE000609 | Z+F ferrule, 18 AWG, red, 2-wire, follows DIN standard, 8mm ferrule length. Package of 500. | Stock | 21.5
V30AE000736 | Z+F ferrule, 18 AWG, red, 2-wire, follows DIN standard, 12mm ferrule length. Package of 500. | Stock | 25.5
V30AE000625 | Z+F ferrule, 16 AWG, black, 2-wire, follows DIN standard, 8mm ferrule length. Package of 500. | Stock | 21.5
V30AE000738 | Z+F ferrule, 16 AWG, black, 2-wire, follows DIN standard, 12mm ferrule length. Package of 500. | Stock | 25.5
V30AE001150 | Z+F ferrule, 10 AWG, yellow, 2-wire, follows DIN standard, 12mm ferrule length. Package of 100. | Stock | 13.5
V30AE001152 | Z+F ferrule, 8 AWG, red, 2-wire, follows DIN standard, 12mm ferrule length. Package of 100. | Stock | 19
V30AE001154 | Z+F ferrule, 6 AWG, blue, 2-wire, follows DIN standard, 16mm ferrule length. Package of 50. | Stock | 11
9004270000 | Weidmuller ferrule strip, 20 AWG, orange, follows DIN standard, 8mm ferrule length. For use with Stripax Plus 2.5 only (9020000000). Package of 500. | Stock | 31.5
9004290000 | Weidmuller ferrule strip, 18 AWG, white, follows DIN standard, 8mm ferrule length. For use with Stripax Plus 2.5 only (9020000000). Package of 500. | Stock | 31.5
9004320000 | Weidmuller ferrule strip, 17 AWG, yellow, follows DIN standard, 8mm ferrule length. For use with Stripax Plus 2.5 only (9020000000). Package of 500. | Stock | 29
9004340000 | Weidmuller ferrule strip, 16 AWG, red, follows DIN standard, 8mm ferrule length. For use with Stripax Plus 2.5 only (9020000000). Package of 500. | Stock | 32
9004360000 | Weidmuller ferrule strip, 14 AWG, blue, follows DIN standard, 8mm ferrule length. For use with Stripax Plus 2.5 only (9020000000). Package of 500. | Stock | 34
Ring Terminals
V70RK004004 | Z+F terminal, 20-18 AWG, red, PVC insulated, M4 stud size. Package of 100. | Stock | 12.5
V70RK004005 | Z+F ring terminal, 20-18 AWG, red, PVC insulated, M5 stud size. Package of 100. | Stock | 12.5
V70RK004011 | Z+F ring terminal, 16-14 AWG, blue, PVC insulated, M4 stud size. Package of 100. | Stock | 13
V70RK004012 | Z+F ring terminal, 16-14 AWG, blue, PVC insulated, M5 stud size. Package of 100. | Stock | 15
V70RK004017 | Z+F ring terminal, 12-10 AWG, yellow, PVC insulated, M4 stud size. Package of 100. | Stock | 22
V70RK004018 | Z+F ring terminal, 12-10 AWG, yellow, PVC insulated, M5 stud size. Package of 100. | Stock | 22
Fork Terminals
V70GK004003 | Z+F fork terminal, 20-18 AWG, red, PVC insulated, M4 stud size. Package of 100. | Stock | 12.5
V70GK004004 | Z+F fork terminal, 20-18 AWG, red, PVC insulated, M5 stud size. Package of 100. | Stock | 13
V70GK004008 | Z+F fork terminal, 16-14 AWG, blue, PVC insulated, M4 stud size. Package of 100. | Stock | 12.5
V70GK004009 | Z+F fork terminal, 16-14 AWG, blue, PVC insulated, M5 stud size. Package of 100. | Stock | 15
V70GK004011 | Z+F fork terminal, 12-10 AWG, yellow, PVC insulated, M4 stud size. Package of 100. | Stock | 20
V70GK004012 | Z+F fork terminal, 12-10 AWG, yellow, PVC insulated, M5 stud size. Package of 100. | Stock | 19.5
Butt Connectors
V70SV004001 | Z+F butt connector, 20-18 AWG, red, PVC insulated. Package of 100. | Stock | 13
V70SV004002 | Z+F butt connector, 16-14 AWG, blue, PVC insulated. Package of 100. | Stock | 16
V70SV004003 | Z+F butt connector, 12-10 AWG, yellow, PVC insulated. Package of 100. | Stock | 22.5
Disconnect Terminal Wire End Connectors
V70FH004001 | Z+F disconnect, female, 20-18 AWG, red, 2.8 x 0.5mm tab size, partially PVC insulated. Package of 100. | Stock | 11
V70FH004002 | Z+F disconnect, female, 20-18 AWG, red, 2.8 x 0.8mm tab size, partially PVC insulated. Package of 100. | Stock | 11
V70FH004003 | Z+F disconnect, female, 20-18 AWG, red, 4.8 x 0.5mm tab size, partially PVC insulated. Package of 100. | Stock | 11
V70FH004004 | Z+F disconnect, female, 20-18 AWG, red, 4.8 x 0.8mm tab size, partially PVC insulated. Package of 100. | Stock | 11
V70FH004005 | Z+F disconnect, female, 20-18 AWG, red, 6.3 x 0.8mm tab size, partially PVC insulated. Package of 100. | Stock | 12.5
V70FH004006 | Z+F disconnect, female, 16-14 AWG, blue, 2.8 x 0.5mm tab size, partially PVC insulated. Package of 100. | Stock | 11.5
V70FH004007 | Z+F disconnect, female, 16-14 AWG, blue, 2.8 x 0.8mm tab size, partially PVC insulated. Package of 100. | Stock | 11.5
V70FH004008 | Z+F disconnect, female, 16-14 AWG, blue, 4.8 x 0.5mm tab size, partially PVC insulated. Package of 100. | Stock | 11.5
V70FH004009 | Z+F disconnect, female, 16-14 AWG, blue, 4.8 x 0.8mm tab size, partially PVC insulated. Package of 100. | Stock | 11.5
V70FH004010 | Z+F disconnect, female, 16-14 AWG, blue, 6.3 x 0.8mm tab size, partially PVC insulated. Package of 100. | Stock | 13
V70FH004011 | Z+F disconnect, female, 12-10 AWG, yellow, 6.3 x 0.8mm tab size, partially PVC insulated. Package of 100. | Stock | 22.5
V70FV004003 | Z+F disconnect, female, 20-18 AWG, red, 2.8 x 0.5mm tab size, completely PVC insulated. Package of 100. | Stock | 15
V70FV004004 | Z+F disconnect, female, 20-18 AWG, red, 2.8 x 0.8mm tab size, completely PVC insulated. Package of 100. | Stock | 15
V70FV004005 | Z+F disconnect, female, 20-18 AWG, red, 4.8 x 0.5mm tab size, completely PVC insulated. Package of 100. | Stock | 16
V70FV004006 | Z+F disconnect, female, 20-18 AWG, red, 4.8 x 0.8mm tab size, completely PVC insulated. Package of 100. | Stock | 16
V70FV004001 | Z+F disconnect, female, 20-18 AWG, red, 6.3 x 0.8mm tab size, completely PVC insulated. Package of 100. | Stock | 16
V70FV004007 | Z+F disconnect, female, 16-14 AWG, blue, 4.8 x 0.5mm tab size, completely PVC insulated. Package of 100. | Stock | 16
V70FV004008 | Z+F disconnect, female, 16-14 AWG, blue, 4.8 x 0.8mm tab size, completely PVC insulated. Package of 100. | Stock | 16
V70FV004002 | Z+F disconnect, female, 16-14 AWG, blue, 6.3 x 0.8mm tab size, completely PVC insulated. Package of 100. | Stock | 17.5
V70FV004009 | Z+F disconnect, female, 12-10 AWG, yellow, 6.3 x 0.8mm tab size, completely PVC insulated. Package of 100. | Stock | 27
V70FS004001 | Z+F disconnect, male, 20-18 AWG, red, 2.8 x 0.5mm tab size, partially PVC insulated. Package of 100. | Stock | 11
V70FS004002 | Z+F disconnect, male, 20-18 AWG, red, 2.8 x 0.8mm tab size, partially PVC insulated. Package of 100. | Stock | 11
V70FS004003 | Z+F disconnect, male, 20-18 AWG, red, 4.8 x 0.5mm tab size, partially PVC insulated. Package of 100. | Stock | 11
V70FS004004 | Z+F disconnect, male, 20-18 AWG, red, 4.8 x 0.8mm tab size, partially PVC insulated. Package of 100. | Stock | 11
V70FS004005 | Z+F disconnect, male, 20-18 AWG, red, 6.3 x 0.8mm tab size, partially PVC insulated. Package of 100. | Stock | 11.5
V70FS004008 | Z+F disconnect, male, 16-14 AWG, blue, 4.8 x 0.5mm tab size, partially PVC insulated. Package of 100. | Stock | 11
V70FS004009 | Z+F disconnect, male, 16-14 AWG, blue, 4.8 x 0.8mm tab size, partially PVC insulated. Package of 100. | Stock | 11.5
V70FS004010 | Z+F disconnect, male, 16-14 AWG, blue, 6.3 x 0.8mm tab size, partially PVC insulated. Package of 100. | Stock | 12
V70FS004011 | Z+F disconnect, male, 12-10 AWG, yellow, 6.3 x 0.8mm tab size, partially PVC insulated. Package of 100. | Stock | 22
V70FP004001 | Z+F piggy back disconnect, 20-18 AWG, red, 6.3 x 0.8mm tab size, partially PVC insulated. Package of 100. | Stock | 16
V70FP004002 | Z+F piggy back disconnect, 16-14 AWG, blue, 6.3 x 0.8mm tab size, partially PVC insulated. Package of 100. | Stock | 16
V70FP004003 | Z+F piggy back disconnect, 12-10 AWG, yellow, 6.3 x 0.8mm tab size, partially PVC insulated. Package of 100. | Stock | 23.5
Pin Terminals
V70SS004001 | Z+F pin terminal, 20-18 AWG, red, 12mm pin length. Package of 100. | Stock | 15
V70SS004002 | Z+F pin terminal, 16-14 AWG, blue, 12mm pin length. Package of 100. | Stock | 16
V70SS004003 | Z+F pin terminal, 12-10 AWG, yellow, 14mm pin length. Package of 100. | Stock | 23.5
Bullet Terminals
V70RS004001 | Z+F bullet connector, male, 20-18 AWG, red, 4mm bullet diameter. Package of 100. | Stock | 11.5
V70RS004002 | Z+F bullet connector, male, 16-14 AWG, blue, 5mm bullet diameter. Package of 100. | Stock | 13
V70RS004003 | Z+F bullet connector, male, 12-10 AWG, yellow, 5mm bullet diameter. Package of 100. | Stock | 16
V70RV004001 | Z+F bullet connector, female, 20-18 AWG, red, 4mm bullet diameter. Package of 100. | Stock | 16
V70RV004002 | Z+F bullet connector, female, 16-14 AWG, blue, 5mm bullet diameter. Package of 100. | Stock | 16
V70RV004003 | Z+F bullet connector, female, 12-10 AWG, yellow, 5mm bullet diameter. Package of 100. | Stock | 28
Splicing Connectors
221-2401 | WAGO 221 series splicing connector, lever, in-line, 2 openings, copper conductor, 20-12 AWG solid, 18-12 AWG stranded, 20A, 600V, polycarbonate housing, transparent/orange. Package of 60. | Stock | 25.5
221-412 | WAGO 221 series splicing connector, lever, side-entry, 2 openings, copper conductor, 24-12 AWG solid, 24-12 AWG stranded, 20A, 600V, polycarbonate housing, transparent/orange. Package of 100. | Stock | 34
221-413 | WAGO 221 series splicing connector, lever, side-entry, 3 openings, copper conductor, 24-12 AWG solid, 24-12 AWG stranded, 20A, 600V, polycarbonate housing, transparent/orange. Package of 50. | Stock | 21
221-415 | WAGO 221 series splicing connector, lever, side-entry, 5 openings, copper conductor, 24-12 AWG solid, 24-12 AWG stranded, 20A, 600V, polycarbonate housing, transparent/orange. Package of 25. | Stock | 16.5
221-612 | WAGO 221 series splicing connector, lever, side-entry, 2 openings, copper conductor, 20-10 AWG solid, 20-10 AWG stranded, 30A, 600V, polycarbonate housing, transparent/orange. Package of 50. | Stock | 30.5
221-613 | WAGO 221 series splicing connector, lever, side-entry, 3 openings, copper conductor, 20-10 AWG solid, 20-10 AWG stranded, 30A, 600V, polycarbonate housing, transparent/orange. Package of 30. | Stock | 24.5
221-615 | WAGO 221 series splicing connector, lever, side-entry, 5 openings, copper conductor, 20-10 AWG solid, 20-10 AWG stranded, 30A, 600V, polycarbonate housing, transparent/orange. Package of 15. | Stock | 19
2773-402 | WAGO 2773 series splicing connector, push-in, side-entry, 2 openings, copper conductor, 20-12 AWG solid, 18-12 AWG stranded, 20A, 600V, polycarbonate housing, transparent/white. Package of 120. | Stock | 16
2773-403 | WAGO 2773 series splicing connector, push-in, side-entry, 3 openings, copper conductor, 20-12 AWG solid, 18-12 AWG stranded, 20A, 600V, polycarbonate housing, transparent/orange. Package of 100. | Stock | 14.5
2773-404 | WAGO 2773 series splicing connector, push-in, side-entry, 4 openings, copper conductor, 20-12 AWG solid, 18-12 AWG stranded, 20A, 600V, polycarbonate housing, transparent/red. Package of 80. | Stock | 11.5
2773-405 | WAGO 2773 series splicing connector, push-in, side-entry, 5 openings, copper conductor, 20-12 AWG solid, 18-12 AWG stranded, 20A, 600V, polycarbonate housing, transparent/yellow. Package of 60. | Stock | 10
2773-406 | WAGO 2773 series splicing connector, push-in, side-entry, 6 openings, copper conductor, 20-12 AWG solid, 18-12 AWG stranded, 20A, 600V, polycarbonate housing, transparent/gray. Package of 50. | Stock | 12
2773-408 | WAGO 2773 series splicing connector, push-in, side-entry, 8 openings, copper conductor, 20-12 AWG solid, 18-12 AWG stranded, 20A, 600V, polycarbonate housing, transparent/light gray. Package of 40. | Stock | 10
Compression Lugs
BLU-8S14-1 | Penn-Union BLU series compression lug, standard barrel, tin-plated copper, 35 kV, #10 mounting bolt, 1-hole, 8 AWG, red markings. | Stock | 2
BLU-8S15-1 | Penn-Union BLU series compression lug, standard barrel, tin-plated copper, 35 kV, 1/4in mounting bolt, 1-hole, 8 AWG, red markings. | Stock | 2
BLU-6S-1 | Penn-Union BLU series compression lug, standard barrel, tin-plated copper, 35 kV, #10 mounting bolt, 1-hole, 6 AWG, blue markings. | Stock | 2
BLU-6S1-1 | Penn-Union BLU series compression lug, standard barrel, tin-plated copper, 35 kV, 1/4in mounting bolt, 1-hole, 6 AWG, blue markings. | Stock | 2
BLU-4S-1 | Penn-Union BLU series compression lug, standard barrel, tin-plated copper, 35 kV, #10 mounting bolt, 1-hole, 4 AWG, gray markings. | Stock | 2.5
BLU-4S1-1 | Penn-Union BLU series compression lug, standard barrel, tin-plated copper, 35 kV, 1/4in mounting bolt, 1-hole, 4 AWG, gray markings. | Stock | 2.5
BLU-2S-1 | Penn-Union BLU series compression lug, standard barrel, tin-plated copper, 35 kV, 1/4in mounting bolt, 1-hole, 2 AWG, brown markings. | Stock | 3.5
BLU-2S1-1 | Penn-Union BLU series compression lug, standard barrel, tin-plated copper, 35 kV, 5/16in mounting bolt, 1-hole, 2 AWG, brown markings. | Stock | 3.5
BLU-1S9-1 | Penn-Union BLU series compression lug, standard barrel, tin-plated copper, 35 kV, 1/4in mounting bolt, 1-hole, 1 AWG, green markings. | Stock | 3.5
BLU-1S-1 | Penn-Union BLU series compression lug, standard barrel, tin-plated copper, 35 kV, 5/16in mounting bolt, 1-hole, 1 AWG, green markings. | Stock | 3.5
BLU-1S1-1 | Penn-Union BLU series compression lug, standard barrel, tin-plated copper, 35 kV, 3/8in mounting bolt, 1-hole, 1 AWG, green markings. | Stock | 3.5
BLU-1/0S-1 | Penn-Union BLU series compression lug, standard barrel, tin-plated copper, 35 kV, 5/16in mounting bolt, 1-hole, 1/0 AWG, pink markings. | Stock | 4
BLU-1/0S1-1 | Penn-Union BLU series compression lug, standard barrel, tin-plated copper, 35 kV, 3/8in mounting bolt, 1-hole, 1/0 AWG, pink markings. | Stock | 4
BLU-2/0S-21-1 | Penn-Union BLU series compression lug, standard barrel, tin-plated copper, 35 kV, 5/16in mounting bolt, 1-hole, 2/0 AWG, black markings. | Stock | 4.5
BLU-2/0S-1 | Penn-Union BLU series compression lug, standard barrel, tin-plated copper, 35 kV, 3/8in mounting bolt, 1-hole, 2/0 AWG, black markings. | Stock | 4.5
BLU-3/0S-1 | Penn-Union BLU series compression lug, standard barrel, tin-plated copper, 35 kV, 3/8in mounting bolt, 1-hole, 3/0 AWG, orange markings. | Stock | 5
BLU-3/0S1-1 | Penn-Union BLU series compression lug, standard barrel, tin-plated copper, 35 kV, 1/2in mounting bolt, 1-hole, 3/0 AWG, orange markings. | Stock | 5
BLU-4/0S-1 | Penn-Union BLU series compression lug, standard barrel, tin-plated copper, 35 kV, 3/8in mounting bolt, 1-hole, 4/0 AWG, purple markings. | Stock | 5
BLU-4/0S1-1 | Penn-Union BLU series compression lug, standard barrel, tin-plated copper, 35 kV, 1/2in mounting bolt, 1-hole, 4/0 AWG, purple markings. | Stock | 5
BLU-025S2-1 | Penn-Union BLU series compression lug, standard barrel, tin-plated copper, 35 kV, 3/8in mounting bolt, 1-hole, 250 MCM, yellow markings. | Stock | 9.5
BLU-025S-1 | Penn-Union BLU series compression lug, standard barrel, tin-plated copper, 35 kV, 1/2in mounting bolt, 1-hole, 250 MCM, yellow markings. | Stock | 10
BLU-030S-7-1 | Penn-Union BLU series compression lug, standard barrel, tin-plated copper, 35 kV, 3/8in mounting bolt, 1-hole, 300 MCM, white markings. | Stock | 12.5
BLU-030S-1 | Penn-Union BLU series compression lug, standard barrel, tin-plated copper, 35 kV, 1/2in mounting bolt, 1-hole, 300 MCM, white markings. | Stock | 12.5
BLU-035S1-1 | Penn-Union BLU series compression lug, standard barrel, tin-plated copper, 35 kV, 3/8in mounting bolt, 1-hole, 350 MCM, red markings. | Stock | 12.5
BLU-035S-1 | Penn-Union BLU series compression lug, standard barrel, tin-plated copper, 35 kV, 1/2in mounting bolt, 1-hole, 350 MCM, red markings. | Stock | 12.5
BLU-040S-4-1 | Penn-Union BLU series compression lug, standard barrel, tin-plated copper, 35 kV, 1/2in mounting bolt, 1-hole, 400 MCM, blue markings. | Stock | 15
BLU-040S-1 | Penn-Union BLU series compression lug, standard barrel, tin-plated copper, 35 kV, 5/8in mounting bolt, 1-hole, 400 MCM, blue markings. | Stock | 15
BLU-050S2-1 | Penn-Union BLU series compression lug, standard barrel, tin-plated copper, 35 kV, 1/2in mounting bolt, 1-hole, 500 MCM, brown markings. | Stock | 17.5
BLU-050S-1 | Penn-Union BLU series compression lug, standard barrel, tin-plated copper, 35 kV, 5/8in mounting bolt, 1-hole, 500 MCM, brown markings. | Stock | 17.5
BLU-8D-2TC14-1 | Penn-Union BLU series compression lug, standard barrel, tin-plated copper, 35 kV, 1/4in mounting bolt, 2-hole, 0.63in hole spacing, 8 AWG, red markings. | Stock | 5.5
BLU-8D-2TC14E2-1 | Penn-Union BLU series compression lug, standard barrel, tin-plated copper, 35 kV, 1/4in mounting bolt, 2-hole, 0.75in hole spacing, 8 AWG, red markings. | Stock | 5.5
BLU-6D-2TC14-1 | Penn-Union BLU series compression lug, standard barrel, tin-plated copper, 35 kV, 1/4in mounting bolt, 2-hole, 0.63in hole spacing, 6 AWG, blue markings. | Stock | 6
BLU-6D-2TC14E1-1 | Penn-Union BLU series compression lug, standard barrel, tin-plated copper, 35 kV, 1/4in mounting bolt, 2-hole, 1in hole spacing, 6 AWG, blue markings. | Stock | 6
BLU-4D-2TC14E1-1 | Penn-Union BLU series compression lug, standard barrel, tin-plated copper, 35 kV, 1/4in mounting bolt, 2-hole, 1in hole spacing, 4 AWG, gray markings. | Stock | 7
BLU-4D-2TC38-1 | Penn-Union BLU series compression lug, standard barrel, tin-plated copper, 35 kV, 3/8in mounting bolt, 2-hole, 1in hole spacing, 4 AWG, gray markings. | Stock | 7
BLU-2D-2TC14-1 | Penn-Union BLU series compression lug, standard barrel, tin-plated copper, 35 kV, 1/4in mounting bolt, 2-hole, 0.63in hole spacing, 2 AWG, brown markings. | Stock | 7.5
BLU-2D-2TC38-1 | Penn-Union BLU series compression lug, standard barrel, tin-plated copper, 35 kV, 3/8in mounting bolt, 2-hole, 1in hole spacing, 2 AWG, brown markings. | Stock | 7.5
BLU-1D-2TC14-1 | Penn-Union BLU series compression lug, standard barrel, tin-plated copper, 35 kV, 1/4in mounting bolt, 2-hole, 0.63in hole spacing, 1 AWG, green markings. | Stock | 8.5
BLU-1D-2TC516E6-1 | Penn-Union BLU series compression lug, standard barrel, tin-plated copper, 35 kV, 5/16in mounting bolt, 2-hole, 0.88in hole spacing, 1 AWG, green markings. | Stock | 8.5
BLU-1/0D-2TC14-1 | Penn-Union BLU series compression lug, standard barrel, tin-plated copper, 35 kV, 1/4in mounting bolt, 2-hole, 0.63in hole spacing, 1/0 AWG, pink markings. | Stock | 10
BLU-1/0D-2TC38-1 | Penn-Union BLU series compression lug, standard barrel, tin-plated copper, 35 kV, 3/8in mounting bolt, 2-hole, 1in hole spacing, 1/0 AWG, pink markings. | Stock | 10
BLU-1/0D2-1 | Penn-Union BLU series compression lug, standard barrel, tin-plated copper, 35 kV, 1/2in mounting bolt, 2-hole, 1.75in hole spacing, 1/0 AWG, pink markings. | Stock | 10.5
BLU-2/0D-2TC38-1 | Penn-Union BLU series compression lug, standard barrel, tin-plated copper, 35 kV, 3/8in mounting bolt, 2-hole, 1in hole spacing, 2/0 AWG, black markings. | Stock | 11
BLU-2/0D-1 | Penn-Union BLU series compression lug, standard barrel, tin-plated copper, 35 kV, 1/2in mounting bolt, 2-hole, 1.75in hole spacing, 2/0 AWG, black markings. | Stock | 11
BLU-3/0D-2TC38-1 | Penn-Union BLU series compression lug, standard barrel, tin-plated copper, 35 kV, 3/8in mounting bolt, 2-hole, 1in hole spacing, 3/0 AWG, orange markings. | Stock | 11.5
BLU-3/0D-1 | Penn-Union BLU series compression lug, standard barrel, tin-plated copper, 35 kV, 1/2in mounting bolt, 2-hole, 1.75in hole spacing, 3/0 AWG, orange markings. | Stock | 11.5
BLU-4/0D-2TC38-1 | Penn-Union BLU series compression lug, standard barrel, tin-plated copper, 35 kV, 3/8in mounting bolt, 2-hole, 1in hole spacing, 4/0 AWG, purple markings. | Stock | 12
BLU-4/0D-1 | Penn-Union BLU series compression lug, standard barrel, tin-plated copper, 35 kV, 1/2in mounting bolt, 2-hole, 1.75in hole spacing, 4/0 AWG, purple markings. | Stock | 12
BLU-025D-2TC38-1 | Penn-Union BLU series compression lug, standard barrel, tin-plated copper, 35 kV, 3/8in mounting bolt, 2-hole, 1in hole spacing, 250 MCM, yellow markings. | Stock | 12.5
BLU-025D-1 | Penn-Union BLU series compression lug, standard barrel, tin-plated copper, 35 kV, 1/2in mounting bolt, 2-hole, 1.75in hole spacing, 250 MCM, yellow markings. | Stock | 12.5
BLU-030D-2TC38-1 | Penn-Union BLU series compression lug, standard barrel, tin-plated copper, 35 kV, 3/8in mounting bolt, 2-hole, 1in hole spacing, 300 MCM, white markings. | Stock | 17.5
BLU-030D-1 | Penn-Union BLU series compression lug, standard barrel, tin-plated copper, 35 kV, 1/2in mounting bolt, 2-hole, 1.75in hole spacing, 300 MCM, white markings. | Stock | 17.5
BLU-035D-2TC38-1 | Penn-Union BLU series compression lug, standard barrel, tin-plated copper, 35 kV, 3/8in mounting bolt, 2-hole, 1in hole spacing, 350 MCM, red markings. | Stock | 19
BLU-035D-1 | Penn-Union BLU series compression lug, standard barrel, tin-plated copper, 35 kV, 1/2in mounting bolt, 2-hole, 1.75in hole spacing, 350 MCM, red markings. | Stock | 19
BLU-040D-2TC38-1 | Penn-Union BLU series compression lug, standard barrel, tin-plated copper, 35 kV, 3/8in mounting bolt, 2-hole, 1in hole spacing, 400 MCM, blue markings. | Stock | 19
BLU-040D-1 | Penn-Union BLU series compression lug, standard barrel, tin-plated copper, 35 kV, 1/2in mounting bolt, 2-hole, 1.75in hole spacing, 400 MCM, blue markings. | Stock | 19
BLU-050D-2TC38-1 | Penn-Union BLU series compression lug, standard barrel, tin-plated copper, 35 kV, 3/8in mounting bolt, 2-hole, 1in hole spacing, 500 MCM, brown markings. | Stock | 21.5
BLU-050D-1 | Penn-Union BLU series compression lug, standard barrel, tin-plated copper, 35 kV, 1/2in mounting bolt, 2-hole, 1.75in hole spacing, 500 MCM, brown markings. | Stock | 21.5
BLUA-6S-NT-1 | Penn-Union BLUA series compression lug, standard barrel, tin-plated aluminum, 35 kV, 1/4in mounting bolt, 1-hole, 6 AWG, gray markings, AL9CU. | Stock | 3
BLUA-6S2-1 | Penn-Union BLUA series compression lug, standard barrel, tin-plated aluminum, 35 kV, 5/16in mounting bolt, 1-hole, 6 AWG, gray markings, AL9CU. | Stock | 3
BLUA-4S2-1 | Penn-Union BLUA series compression lug, standard barrel, tin-plated aluminum, 35 kV, 5/16in mounting bolt, 1-hole, 4 AWG, green markings, AL9CU. | Stock | 4
BLUA-4S3-1 | Penn-Union BLUA series compression lug, standard barrel, tin-plated aluminum, 35 kV, 1/4in mounting bolt, 1-hole, 4 AWG, green markings, AL9CU. | Stock | 4
BLUA-2S-1 | Penn-Union BLUA series compression lug, standard barrel, tin-plated aluminum, 35 kV, 3/8in mounting bolt, 1-hole, 2 AWG, pink markings, AL9CU. | Stock | 6
BLUA-2S3-1 | Penn-Union BLUA series compression lug, standard barrel, tin-plated aluminum, 35 kV, 1/4in mounting bolt, 1-hole, 2 AWG, pink markings, AL9CU. | Stock | 6
BLUA-2S4-1 | Penn-Union BLUA series compression lug, standard barrel, tin-plated aluminum, 35 kV, 5/16in mounting bolt, 1-hole, 2 AWG, pink markings, AL9CU. | Stock | 6
BLUA-1S-1 | Penn-Union BLUA series compression lug, standard barrel, tin-plated aluminum, 35 kV, 3/8in mounting bolt, 1-hole, 1 AWG, gold markings, AL9CU. | Stock | 7
BLUA-1S1-1 | Penn-Union BLUA series compression lug, standard barrel, tin-plated aluminum, 35 kV, 1/4in mounting bolt, 1-hole, 1 AWG, gold markings, AL9CU. | Stock | 7
BLUA-1S2-1 | Penn-Union BLUA series compression lug, standard barrel, tin-plated aluminum, 35 kV, 1/2in mounting bolt, 1-hole, 1 AWG, gold markings, AL9CU. | Stock | 7
BLUA-1S3-1 | Penn-Union BLUA series compression lug, standard barrel, tin-plated aluminum, 35 kV, 5/16in mounting bolt, 1-hole, 1 AWG, gold markings, AL9CU. | Stock | 7
BLUA-1/0S-1 | Penn-Union BLUA series compression lug, standard barrel, tin-plated aluminum, 35 kV, 3/8in mounting bolt, 1-hole, 1/0 AWG, tan markings, AL9CU. | Stock | 7
BLUA-1/0S1-1 | Penn-Union BLUA series compression lug, standard barrel, tin-plated aluminum, 35 kV, 1/2in mounting bolt, 1-hole, 1/0 AWG, tan markings, AL9CU. | Stock | 7
BLUA-1/0S2-1 | Penn-Union BLUA series compression lug, standard barrel, tin-plated aluminum, 35 kV, 1/4in mounting bolt, 1-hole, 1/0 AWG, tan markings, AL9CU. | Stock | 7
BLUA-1/0S3-1 | Penn-Union BLUA series compression lug, standard barrel, tin-plated aluminum, 35 kV, 5/16in mounting bolt, 1-hole, 1/0 AWG, tan markings, AL9CU. | Stock | 7
BLUA-2/0S-1 | Penn-Union BLUA series compression lug, standard barrel, tin-plated aluminum, 35 kV, 1/2in mounting bolt, 1-hole, 2/0 AWG, olive markings, AL9CU. | Stock | 9
BLUA-2/0S1-1 | Penn-Union BLUA series compression lug, standard barrel, tin-plated aluminum, 35 kV, 3/8in mounting bolt, 1-hole, 2/0 AWG, olive markings, AL9CU. | Stock | 9
BLUA-2/0S4-1 | Penn-Union BLUA series compression lug, standard barrel, tin-plated aluminum, 35 kV, 1/4in mounting bolt, 1-hole, 2/0 AWG, olive markings, AL9CU. | Stock | 9
BLUA-2/0S5-1 | Penn-Union BLUA series compression lug, standard barrel, tin-plated aluminum, 35 kV, 5/16in mounting bolt, 1-hole, 2/0 AWG, olive markings, AL9CU. | Stock | 9
BLUA-3/0S-1 | Penn-Union BLUA series compression lug, standard barrel, tin-plated aluminum, 35 kV, 1/2in mounting bolt, 1-hole, 3/0 AWG, ruby markings, AL9CU. | Stock | 10
BLUA-3/0S2-1 | Penn-Union BLUA series compression lug, standard barrel, tin-plated aluminum, 35 kV, 3/8in mounting bolt, 1-hole, 3/0 AWG, ruby markings, AL9CU. | Stock | 10
BLUA-3/0S5-1 | Penn-Union BLUA series compression lug, standard barrel, tin-plated aluminum, 35 kV, 5/16in mounting bolt, 1-hole, 3/0 AWG, ruby markings, AL9CU. | Stock | 10
BLUA-4/0S-1 | Penn-Union BLUA series compression lug, standard barrel, tin-plated aluminum, 35 kV, 1/2in mounting bolt, 1-hole, 4/0 AWG, white markings, AL9CU. | Stock | 11
BLUA-4/0S3-1 | Penn-Union BLUA series compression lug, standard barrel, tin-plated aluminum, 35 kV, 5/16in mounting bolt, 1-hole, 4/0 AWG, white markings, AL9CU. | Stock | 11
BLUA-4/0S4-1 | Penn-Union BLUA series compression lug, standard barrel, tin-plated aluminum, 35 kV, 5/8in mounting bolt, 1-hole, 4/0 AWG, white markings, AL9CU. | Stock | 11
BLUA-4/0S5-1 | Penn-Union BLUA series compression lug, standard barrel, tin-plated aluminum, 35 kV, 3/8in mounting bolt, 1-hole, 4/0 AWG, white markings, AL9CU. | Stock | 11
BLUA-025S-1 | Penn-Union BLUA series compression lug, standard barrel, tin-plated aluminum, 35 kV, 1/2in mounting bolt, 1-hole, 250 MCM, red markings, AL9CU. | Stock | 12
BLUA-025S2-1 | Penn-Union BLUA series compression lug, standard barrel, tin-plated aluminum, 35 kV, 3/8in mounting bolt, 1-hole, 250 MCM, red markings, AL9CU. | Stock | 12
BLUA-030S-1 | Penn-Union BLUA series compression lug, standard barrel, tin-plated aluminum, 35 kV, 5/8in mounting bolt, 1-hole, 300 MCM, blue markings, AL9CU. | Stock | 14.25
BLUA-030S1-1 | Penn-Union BLUA series compression lug, standard barrel, tin-plated aluminum, 35 kV, 1/2in mounting bolt, 1-hole, 300 MCM, blue markings, AL9CU. | Stock | 14.25
BLUA-030S2-1 | Penn-Union BLUA series compression lug, standard barrel, tin-plated aluminum, 35 kV, 3/8in mounting bolt, 1-hole, 300 MCM, blue markings, AL9CU. | Stock | 14.25
BLUA-035S-1 | Penn-Union BLUA series compression lug, standard barrel, tin-plated aluminum, 35 kV, 5/8in mounting bolt, 1-hole, 350 MCM, brown markings, AL9CU. | Stock | 17.5
BLUA-035S1-1 | Penn-Union BLUA series compression lug, standard barrel, tin-plated aluminum, 35 kV, 1/2in mounting bolt, 1-hole, 350 MCM, brown markings, AL9CU. | Stock | 17.5
BLUA-040S2-1 | Penn-Union BLUA series compression lug, standard barrel, tin-plated aluminum, 35 kV, 1/2in mounting bolt, 1-hole, 400 MCM, green markings, AL9CU. | Stock | 26
BLUA-040S3-1 | Penn-Union BLUA series compression lug, standard barrel, tin-plated aluminum, 35 kV, 5/8in mounting bolt, 1-hole, 400 MCM, green markings, AL9CU. | Stock | 26
BLUA-050S2-1 | Penn-Union BLUA series compression lug, standard barrel, tin-plated aluminum, 35 kV, 1/2in mounting bolt, 1-hole, 500 MCM, pink markings, AL9CU. | Stock | 28
BLUA-050S3-1 | Penn-Union BLUA series compression lug, standard barrel, tin-plated aluminum, 35 kV, 5/8in mounting bolt, 1-hole, 500 MCM, pink markings, AL9CU. | Stock | 28
BLUA-1D1-1 | Penn-Union BLUA series compression lug, standard barrel, tin-plated aluminum, 35 kV, 1/2in mounting bolt, 2-hole, 0.5in hole spacing, 1 AWG, gold markings, AL9CU. | Stock | 6
BLUA-1/0D1-1 | Penn-Union BLUA series compression lug, standard barrel, tin-plated aluminum, 35 kV, 3/8in mounting bolt, 2-hole, 0.375in hole spacing, 1/0 AWG, tan markings, AL9CU. | Stock | 8
BLUA-1/0D3-1 | Penn-Union BLUA series compression lug, standard barrel, tin-plated aluminum, 35 kV, 1/2in mounting bolt, 2-hole, 0.5in hole spacing, 1/0 AWG, tan markings, AL9CU. | Stock | 8
BLUA-2/0D-1 | Penn-Union BLUA series compression lug, standard barrel, tin-plated aluminum, 35 kV, 1/2in mounting bolt, 2-hole, 0.5in hole spacing, 2/0 AWG, olive markings, AL9CU. | Stock | 10
BLUA-2/0D2-1 | Penn-Union BLUA series compression lug, standard barrel, tin-plated aluminum, 35 kV, 3/8in mounting bolt, 2-hole, 0.375in hole spacing, 2/0 AWG, olive markings, AL9CU. | Stock | 10
BLUA-3/0D-1 | Penn-Union BLUA series compression lug, standard barrel, tin-plated aluminum, 35 kV, 1/2in mounting bolt, 2-hole, 0.5in hole spacing, 3/0 AWG, ruby markings, AL9CU. | Stock | 11
BLUA-3/0D1-1 | Penn-Union BLUA series compression lug, standard barrel, tin-plated aluminum, 35 kV, 3/8in mounting bolt, 2-hole, 0.375in hole spacing, 3/0 AWG, ruby markings, AL9CU. | Stock | 11
BLUA-4/0D-1 | Penn-Union BLUA series compression lug, standard barrel, tin-plated aluminum, 35 kV, 1/2in mounting bolt, 2-hole, 0.5in hole spacing, 4/0 AWG, white markings, AL9CU. | Stock | 12
BLUA-4/0D2-1 | Penn-Union BLUA series compression lug, standard barrel, tin-plated aluminum, 35 kV, 3/8in mounting bolt, 2-hole, 0.375in hole spacing, 4/0 AWG, white markings, AL9CU. | Stock | 12
BLUA-025D-1 | Penn-Union BLUA series compression lug, standard barrel, tin-plated aluminum, 35 kV, 1/2in mounting bolt, 2-hole, 0.5in hole spacing, 250 MCM, red markings, AL9CU. | Stock | 13
BLUA-025D1-1 | Penn-Union BLUA series compression lug, standard barrel, tin-plated aluminum, 35 kV, 3/8in mounting bolt, 2-hole, 0.375in hole spacing, 250 MCM, red markings, AL9CU. | Stock | 13
BLUA-030D-1 | Penn-Union BLUA series compression lug, standard barrel, tin-plated aluminum, 35 kV, 1/2in mounting bolt, 2-hole, 0.5in hole spacing, 300 MCM, blue markings, AL9CU. | Stock | 15.25
BLUA-030D1-1 | Penn-Union BLUA series compression lug, standard barrel, tin-plated aluminum, 35 kV, 3/8in mounting bolt, 2-hole, 0.375in hole spacing, 300 MCM, blue markings, AL9CU. | Stock | 15.25
BLUA-035D-1 | Penn-Union BLUA series compression lug, standard barrel, tin-plated aluminum, 35 kV, 1/2in mounting bolt, 2-hole, 0.5in hole spacing, 350 MCM, brown markings, AL9CU. | Stock | 18.5
BLUA-035D1-1 | Penn-Union BLUA series compression lug, standard barrel, tin-plated aluminum, 35 kV, 3/8in mounting bolt, 2-hole, 0.375in hole spacing, 350 MCM, brown markings, AL9CU. | Stock | 18.5
BLUA-040D-1 | Penn-Union BLUA series compression lug, standard barrel, tin-plated aluminum, 35 kV, 5/8in mounting bolt, 2-hole, 0.675in hole spacing, 400 MCM, green markings, AL9CU. | Stock | 27
BLUA-040D1-1 | Penn-Union BLUA series compression lug, standard barrel, tin-plated aluminum, 35 kV, 3/8in mounting bolt, 2-hole, 0.375in hole spacing, 400 MCM, green markings, AL9CU. | Stock | 27
BLUA-040D2-1 | Penn-Union BLUA series compression lug, standard barrel, tin-plated aluminum, 35 kV, 1/2in mounting bolt, 2-hole, 0.5in hole spacing, 400 MCM, green markings, AL9CU. | Stock | 27
BLUA-050D-1 | Penn-Union BLUA series compression lug, standard barrel, tin-plated aluminum, 35 kV, 5/8in mounting bolt, 2-hole, 0.675in hole spacing, 500 MCM, pink markings, AL9CU. | Stock | 29
BLUA-050D1-1 | Penn-Union BLUA series compression lug, standard barrel, tin-plated aluminum, 35 kV, 3/8in mounting bolt, 2-hole, 0.375in hole spacing, 500 MCM, pink markings, AL9CU. | Stock | 29
BLUA-050D2-1 | Penn-Union BLUA series compression lug, standard barrel, tin-plated aluminum, 35 kV, 1/2in mounting bolt, 2-hole, 0.5in hole spacing, 500 MCM, pink markings, AL9CU. | Stock | 29
Mechanical Lugs
L2A-0-1 | Penn-Union mechanical lug, box type, tin-plated aluminum, 600V, 2 openings, (1) 14-1/0 AWG stranded copper or (1) 8-1/0 AWG stranded aluminum, AL9CU. | Stock | 2.5
L2A-2/0-1 | Penn-Union mechanical lug, box type, tin-plated aluminum, 600V, 2 openings, (1) 14-2/0 AWG stranded copper or (1) 8-2/0 AWG stranded aluminum, AL9CU. | Stock | 3
L2A-250-1 | Penn-Union mechanical lug, box type, tin-plated aluminum, 600V, 2 openings, (1) 6 AWG stranded copper or aluminum-250 MCM copper or aluminum, AL9CU. | Stock | 7
L2A-350-1 | Penn-Union mechanical lug, box type, tin-plated aluminum, 600V, 2 openings, (1) 6 AWG stranded copper or aluminum-350 MCM copper or aluminum, AL9CU. | Stock | 9.5
L2A-600-1 | Penn-Union mechanical lug, box type, tin-plated aluminum, 600V, 2 openings, (1) 2 AWG stranded copper or aluminum-600 MCM copper or aluminum, AL9CU. | Stock | 16
LA-0-1 | Penn-Union mechanical lug, box type, tin-plated aluminum, 600V, 1 openings, (1) 14-1/0 AWG stranded copper, (2) 14-4 AWG stranded copper, (1) 12-1/0 AWG stranded aluminum or (2) 12-4 AWG stranded aluminum, AL9CU. | Stock | 2
LA-2-1 | Penn-Union mechanical lug, box type, tin-plated aluminum, 600V, 1 openings, (1) 14-2 AWG stranded copper, (2) 14-10 AWG stranded copper, (1) 12-2 AWG stranded aluminum or (2) 10-12 AWG stranded aluminum, AL9CU. | Stock | 2
LA-2/0-1 | Penn-Union mechanical lug, box type, tin-plated aluminum, 600V, 1 openings, (1) 14-2/0 AWG stranded copper or (1) 8-2/0 AWG stranded aluminum, AL9CU. | Stock | 2
LA-250-1 | Penn-Union mechanical lug, box type, tin-plated aluminum, 600V, 1 openings, (1) 6 AWG stranded copper or aluminum-250 MCM copper or aluminum, AL9CU. | Stock | 3.5
LA-350-1 | Penn-Union mechanical lug, box type, tin-plated aluminum, 600V, 1 openings, (1) 6 AWG stranded copper or aluminum-350 MCM copper or aluminum, AL9CU. | Stock | 5
LA-500-1 | Penn-Union mechanical lug, box type, tin-plated aluminum, 600V, 1 openings, (1) 4 AWG-500 MCM stranded copper or aluminum, AL9CU. | Stock | 8
LA-6-1 | Penn-Union mechanical lug, box type, tin-plated aluminum, 600V, 1 openings, (1) 14-4 AWG stranded copper or (1) 8-4 AWG stranded aluminum, AL9CU. | Stock | 1
LA-600-1 | Penn-Union mechanical lug, box type, tin-plated aluminum, 600V, 1 openings, (1) 2 AWG-600 MCM stranded copper or aluminum, AL9CU. | Stock | 10.5
LA-800-1 | Penn-Union mechanical lug, box type, tin-plated aluminum, 600V, 1 openings, (1) 300-800 MCM copper or aluminum, AL9CU. | Stock | 14
PB2-350S-1 | Penn-Union mechanical lug, panelboard, tin-plated aluminum, 600V, 2 openings, (1) 6 AWG-350 MCM stranded copper or aluminum, AL9CU. | Stock | 25.5
PB2-600D1-1 | Penn-Union mechanical lug, panelboard, tin-plated aluminum, 600V, 2 openings, (1) 2 AWG-600 MCM stranded copper or aluminum, AL9CU. | Stock | 49.5
PB2-750D1-1 | Penn-Union mechanical lug, panelboard, tin-plated aluminum, 600V, 2 openings, (1) 1/0 AWG-750 MCM stranded copper or aluminum, AL9CU. | Stock | 56
PB3-600D1-1 | Penn-Union mechanical lug, panelboard, tin-plated aluminum, 600V, 3 openings, (1) 2 AWG-600 MCM stranded copper or aluminum, AL9CU. | Stock | 70
PB3-750D1-1 | Penn-Union mechanical lug, panelboard, tin-plated aluminum, 600V, 3 openings, (1) 1/0 AWG-750 MCM stranded copper or aluminum, AL9CU. | Stock | 86
PB4-600D1-1 | Penn-Union mechanical lug, panelboard, tin-plated aluminum, 600V, 4 openings, (1) 2 AWG-600 MCM stranded copper or aluminum, AL9CU. | Stock | 70
PB4-750D1-1 | Penn-Union mechanical lug, panelboard, tin-plated aluminum, 600V, 4 openings, (1) 1/0 AWG-750 MCM stranded copper or aluminum, AL9CU. | Stock | 88
SAS-70-1 | Penn-Union mechanical lug, straight tongue, copper-electrolytic, 70A, 1 openings, (1) 14-4 AWG stranded copper. | Stock | 2
SAU-70-1 | Penn-Union mechanical lug, offset tongue, copper-electrolytic, 70A, 1 openings, (1) 14 AWG solid-4 AWG stranded copper. | Stock | 2.25
SLS-35-1 | Penn-Union mechanical lug, straight tongue, copper-electrolytic, 35-50A, 1 openings, (1) 14-6 AWG stranded copper. | Stock | 1.75
SLU-125-1 | Penn-Union mechanical lug, offset tongue, copper-electrolytic, 125A, 1 openings, (1) 8 AWG solid-1/0 AWG stranded copper. | Stock | 3.75
SLU-175-1 | Penn-Union mechanical lug, offset tongue, copper-electrolytic, 175A, 1 openings, (1) 4 AWG-3/0 AWG stranded copper. | Stock | 6
SLU-225-1 | Penn-Union mechanical lug, offset tongue, copper-electrolytic, 225A, 1 openings, (1) 6 AWG-4/0 AWG stranded cooper. | Stock | 11
SLU-35-1 | Penn-Union mechanical lug, offset tongue, copper-electrolytic, 35-50A, 1 openings, (1) 14 AWG solid-6 AWG stranded copper. | Stock | 1.5
SLU-70-1 | Penn-Union mechanical lug, offset tongue, copper-electrolytic, 70-90A, 1 openings, (1) 8 AWG solid-2 AWG stranded copper. | Stock | 2.5
Neutral Bars
NA-401-1 | Penn-Union neutral bar, tin-plated aluminum, 3 openings, 2 circuits, mounting hole position 2, copper or aluminum, AL9CU. | Stock | 1.5
NA-402-1 | Penn-Union neutral bar, tin-plated aluminum, 5 openings, 4 circuits, mounting hole position 3, copper or aluminum, AL9CU. | Stock | 2
NA-403-1 | Penn-Union neutral bar, tin-plated aluminum, 6 openings, 5 circuits, mounting hole position 3, copper or aluminum, AL9CU. | Stock | 2
NA-404-1 | Penn-Union neutral bar, tin-plated aluminum, 7 openings, 6 circuits, mounting hole position 4, copper or aluminum, AL9CU. | Stock | 2.5
NA-405-1 | Penn-Union neutral bar, tin-plated aluminum, 6 openings, 4 circuits, mounting hole position 1 and 4, copper or aluminum, AL9CU. | Stock | 2
NA-406-1 | Penn-Union neutral bar, tin-plated aluminum, 7 openings, 5 circuits, mounting hole position 1 and 7, copper or aluminum, AL9CU. | Stock | 2.5
NA-407-1 | Penn-Union neutral bar, tin-plated aluminum, 7 openings, 5 circuits, mounting hole position 2 and 6, copper or aluminum, AL9CU. | Stock | 2.5
NA-408-1 | Penn-Union neutral bar, tin-plated aluminum, 8 openings, 6 circuits, mounting hole position 4 and 7, copper or aluminum, AL9CU. | Stock | 2.5
NA-409-1 | Penn-Union neutral bar, tin-plated aluminum, 9 openings, 7 circuits, mounting hole position 3 and 7, copper or aluminum, AL9CU. | Stock | 3.5
NA-410-1 | Penn-Union neutral bar, tin-plated aluminum, 11 openings, 9 circuits, mounting hole position 1 and 11, copper or aluminum, AL9CU. | Stock | 3.5
NA-411-1 | Penn-Union neutral bar, tin-plated aluminum, 12 openings, 10 circuits, mounting hole position 1 and 12, copper or aluminum, AL9CU. | Stock | 3.5
NA-412-1 | Penn-Union neutral bar, tin-plated aluminum, 14 openings, 12 circuits, mounting hole position 1 and 14, copper or aluminum, AL9CU. | Stock | 4
NA-413-1 | Penn-Union neutral bar, tin-plated aluminum, 17 openings, 15 circuits, mounting hole position 1 and 17, copper or aluminum, AL9CU. | Stock | 5
NA-414-1 | Penn-Union neutral bar, tin-plated aluminum, 22 openings, 20 circuits, mounting hole position 1 and 22, copper or aluminum, AL9CU. | Stock | 6.5
NA-416-1 | Penn-Union neutral bar, tin-plated aluminum, 12 openings, 10 circuits, mounting hole position 3 and 11, aluminum, AL9. | Stock | 5
NA-417-1 | Penn-Union neutral bar, tin-plated aluminum, 3 openings, 2 circuits, mounting hole position 2, copper or aluminum, AL9CU. | Stock | 4
NA-418-1 | Penn-Union neutral bar, tin-plated aluminum, 5 openings, 3 circuits, mounting hole position 2 and 4, copper or aluminum, AL9CU. | Stock | 6.5
NA-419-1 | Penn-Union neutral bar, tin-plated aluminum, 8 openings, 6 circuits, mounting hole position 1 and 8, copper or aluminum, AL9CU. | Stock | 11
NC-420-1 | Penn-Union neutral bar, copper, 6 openings, 4 circuits, mounting hole position 1 and 6, copper. | Stock | 4.5
NC-421-1 | Penn-Union neutral bar, copper, 7 openings, 5 circuits, mounting hole position 1 and 7, copper. | Stock | 5
NC-422-1 | Penn-Union neutral bar, copper, 8 openings, 6 circuits, mounting hole position 1 and 8, copper. | Stock | 6
NC-423-1 | Penn-Union neutral bar, copper, 14 openings, 12 circuits, mounting hole position 1 and 14, copper. | Stock | 11
NC-424-1 | Penn-Union neutral bar, copper, 15 openings, 13 circuits, mounting hole position 3 and 13, copper. | Stock | 11.5
NC-425-1 | Penn-Union neutral bar, copper, 15 openings, 13 circuits, mounting hole position 6 and 11, copper. | Stock | 11.5
NC-428-1 | Penn-Union neutral bar, copper, 8 openings, 6 circuits, mounting hole position 2 and 7, copper. | Stock | 11
Pre-Insulated Power Bars
IISRB-2-1 | Penn-Union pre-insulated splicer/reducer, in-line entry, 1 port, aluminum, 5/32in hex conductor bolt, 14-2 AWG, AL9CU. | Stock | 16
IISRB-1/0-1 | Penn-Union pre-insulated splicer/reducer, in-line entry, 1 port, aluminum, 7/32in hex conductor bolt, 14-1/0 AWG, AL9CU. | Stock | 23
IISRB-250-1 | Penn-Union pre-insulated splicer/reducer, in-line entry, 1 port, aluminum, 5/16in hex conductor bolt, 10 AWG-250 MCM, AL9CU. | Stock | 28
IISRB-350-1 | Penn-Union pre-insulated splicer/reducer, in-line entry, 1 port, aluminum, 5/16in hex conductor bolt, 10 AWG-350 MCM, AL9CU. | Stock | 35
IISRB-500-1 | Penn-Union pre-insulated splicer/reducer, in-line entry, 1 port, aluminum, 3/8in hex conductor bolt, 6 AWG-500 MCM, AL9CU. | Stock | 54
IPBB-NA4-2S-1 | Penn-Union pre-insulated power bar, single-sided entry, 2 ports, aluminum, 1/8in hex conductor bolt, 14-4 AWG, AL9CU. | Stock | 14
IPBB-NA4-2D-1 | Penn-Union pre-insulated power bar, double-sided entry, 2 ports, aluminum, 1/8in hex conductor bolt, 14-4 AWG, AL9CU. | Stock | 14
IPBB-NA4-3S-1 | Penn-Union pre-insulated power bar, single-sided entry, 3 ports, aluminum, 1/8in hex conductor bolt, 14-4 AWG, AL9CU. | Stock | 17.5
IPBB-NA4-3D-1 | Penn-Union pre-insulated power bar, double-sided entry, 3 ports, aluminum, 1/8in hex conductor bolt, 14-4 AWG, AL9CU. | Stock | 18.5
IPBB-NA4-4S-1 | Penn-Union pre-insulated power bar, single-sided entry, 4 ports, aluminum, 1/8in hex conductor bolt, 14-4 AWG, AL9CU. | Stock | 20.5
IPBB-NA4-4D-1 | Penn-Union pre-insulated power bar, double-sided entry, 4 ports, aluminum, 1/8in hex conductor bolt, 14-4 AWG, AL9CU. | Stock | 20
IPBB-NA2/0-2S-1 | Penn-Union pre-insulated power bar, single-sided entry, 2 ports, aluminum, 7/32in hex conductor bolt, 14-2/0 AWG, AL9CU. | Stock | 19.5
IPBB-NA2/0-2D-1 | Penn-Union pre-insulated power bar, double-sided entry, 2 ports, aluminum, 7/32in hex conductor bolt, 14-2/0 AWG, AL9CU. | Stock | 22.5
IPBB-NA2/0-3S-1 | Penn-Union pre-insulated power bar, single-sided entry, 3 ports, aluminum, 7/32in hex conductor bolt, 14-2/0 AWG, AL9CU. | Stock | 20
IPBB-NA2/0-3D-1 | Penn-Union pre-insulated power bar, double-sided entry, 3 ports, aluminum, 7/32in hex conductor bolt, 14-2/0 AWG, AL9CU. | Stock | 24
IPBB-NA2/0-4S-1 | Penn-Union pre-insulated power bar, single-sided entry, 4 ports, aluminum, 7/32in hex conductor bolt, 14-2/0 AWG, AL9CU. | Stock | 23
IPBB-NA2/0-4D-1 | Penn-Union pre-insulated power bar, double-sided entry, 4 ports, aluminum, 7/32in hex conductor bolt, 14-2/0 AWG, AL9CU. | Stock | 28
IPBB-NA250-2S-1 | Penn-Union pre-insulated power bar, single-sided entry, 2 ports, aluminum, 5/16in hex conductor bolt, 10 AWG-250 MCM, AL9CU. | Stock | 22.5
IPBB-NA250-2D-1 | Penn-Union pre-insulated power bar, double-sided entry, 2 ports, aluminum, 5/16in hex conductor bolt, 10 AWG-250 MCM, AL9CU. | Stock | 35
IPBB-NA250-3S-1 | Penn-Union pre-insulated power bar, single-sided entry, 3 ports, aluminum, 5/16in hex conductor bolt, 10 AWG-250 MCM, AL9CU. | Stock | 34
IPBB-NA250-3D-1 | Penn-Union pre-insulated power bar, double-sided entry, 3 ports, aluminum, 5/16in hex conductor bolt, 10 AWG-250 MCM, AL9CU. | Stock | 31
IPBB-NA250-4S-1 | Penn-Union pre-insulated power bar, single-sided entry, 4 ports, aluminum, 5/16in hex conductor bolt, 10 AWG-250 MCM, AL9CU. | Stock | 38
IPBB-NA250-4D-1 | Penn-Union pre-insulated power bar, double-sided entry, 4 ports, aluminum, 5/16in hex conductor bolt, 10 AWG-250 MCM, AL9CU. | Stock | 43
IPBB-NA350-2S-1 | Penn-Union pre-insulated power bar, single-sided entry, 2 ports, aluminum, 5/16in hex conductor bolt, 10 AWG-350 MCM, AL9CU. | Stock | 36.5
IPBB-NA350-2D-1 | Penn-Union pre-insulated power bar, double-sided entry, 2 ports, aluminum, 5/16in hex conductor bolt, 10 AWG-350 MCM, AL9CU. | Stock | 37.5
IPBB-NA350-3S-1 | Penn-Union pre-insulated power bar, single-sided entry, 3 ports, aluminum, 5/16in hex conductor bolt, 10 AWG-350 MCM, AL9CU. | Stock | 42
IPBB-NA350-3D-1 | Penn-Union pre-insulated power bar, double-sided entry, 3 ports, aluminum, 5/16in hex conductor bolt, 10 AWG-350 MCM, AL9CU. | Stock | 46
IPBB-NA350-4S-1 | Penn-Union pre-insulated power bar, single-sided entry, 4 ports, aluminum, 5/16in hex conductor bolt, 10 AWG-350 MCM, AL9CU. | Stock | 46
IPBB-NA350-4D-1 | Penn-Union pre-insulated power bar, double-sided entry, 4 ports, aluminum, 5/16in hex conductor bolt, 10 AWG-350 MCM, AL9CU. | Stock | 53
IPBB-NA600-2S-1 | Penn-Union pre-insulated power bar, single-sided entry, 2 ports, aluminum, 3/8in hex conductor bolt, 4 AWG-600 MCM, AL9CU. | Stock | 56
IPBB-NA600-2D-1 | Penn-Union pre-insulated power bar, double-sided entry, 2 ports, aluminum, 3/8in hex conductor bolt, 4 AWG-600 MCM, AL9CU. | Stock | 62
IPBB-NA600-3S-1 | Penn-Union pre-insulated power bar, single-sided entry, 3 ports, aluminum, 3/8in hex conductor bolt, 4 AWG-600 MCM, AL9CU. | Stock | 66
IPBB-NA600-3D-1 | Penn-Union pre-insulated power bar, double-sided entry, 3 ports, aluminum, 3/8in hex conductor bolt, 4 AWG-600 MCM, AL9CU. | Stock | 74
IPBB-NA600-4S-1 | Penn-Union pre-insulated power bar, single-sided entry, 4 ports, aluminum, 3/8in hex conductor bolt, 4 AWG-600 MCM, AL9CU. | Stock | 74
IPBB-NA600-4D-1 | Penn-Union pre-insulated power bar, double-sided entry, 4 ports, aluminum, 3/8in hex conductor bolt, 4 AWG-600 MCM, AL9CU. | Stock | 80
Split Bolts
S-10-5 | Penn-Union S series split bolt, copper alloy, 1/2in nut hex, 11/32in body hex, 16-10 AWG, copper. Package of 5. | Stock | 9.25
S-10-1 | Penn-Union S series split bolt, copper alloy, 1/2in nut hex, 11/32in body hex, 16-10 AWG, copper. | Stock | 2.25
SW-3-5 | Penn-Union SW series split bolt, copper alloy, 5/8in nut hex, 7/16in body hex, 14-8 AWG, copper or aluminum. Package of 5. | Stock | 16.5
SW-3-1 | Penn-Union SW series split bolt, copper alloy, 5/8in nut hex, 7/16in body hex, 14-8 AWG, copper or aluminum. | Stock | 3.25
S-8-5 | Penn-Union S series split bolt, copper alloy, 1/2in nut hex, 3/8in body hex, 16-8 AWG, copper. Package of 5. | Stock | 10
S-8-1 | Penn-Union S series split bolt, copper alloy, 1/2in nut hex, 3/8in body hex, 16-8 AWG, copper. | Stock | 2.5
SW-4-5 | Penn-Union SW series split bolt, copper alloy, 11/16in nut hex, 1/2in body hex, 10-6 AWG, copper or aluminum. Package of 5. | Stock | 22.5
SW-4-1 | Penn-Union SW series split bolt, copper alloy, 11/16in nut hex, 1/2in body hex, 10-6 AWG, copper or aluminum. | Stock | 4.25
S-6-5 | Penn-Union S series split bolt, copper alloy, 5/8in nut hex, 1/2in body hex, 16-6 AWG, copper. Package of 5. | Stock | 11.5
S-6-1 | Penn-Union S series split bolt, copper alloy, 5/8in nut hex, 1/2in body hex, 16-6 AWG, copper. | Stock | 2.75
SW-5-5 | Penn-Union SW series split bolt, copper alloy, 13/16in nut hex, 5/8in body hex, 8-4 AWG, copper or aluminum. Package of 5. | Stock | 26.5
SW-5-1 | Penn-Union SW series split bolt, copper alloy, 13/16in nut hex, 5/8in body hex, 8-4 AWG, copper or aluminum. | Stock | 5.5
S-4-5 | Penn-Union S series split bolt, copper alloy, 11/16in nut hex, 9/16in body hex, 16-4 AWG, copper. Package of 5. | Stock | 14
S-4-1 | Penn-Union S series split bolt, copper alloy, 11/16in nut hex, 9/16in body hex, 16-4 AWG, copper. | Stock | 3
SW-6-5 | Penn-Union SW series split bolt, copper alloy, 13/16in nut hex, 5/8in body hex, 8-2 AWG, copper or aluminum. Package of 5. | Stock | 27.5
SW-6-1 | Penn-Union SW series split bolt, copper alloy, 13/16in nut hex, 5/8in body hex, 8-2 AWG, copper or aluminum. | Stock | 5.5
S-2-5 | Penn-Union S series split bolt, copper alloy, 13/16in nut hex, 11/16in body hex, 14-2 AWG, copper. Package of 5. | Stock | 17.5
S-2-1 | Penn-Union S series split bolt, copper alloy, 13/16in nut hex, 11/16in body hex, 14-2 AWG, copper. | Stock | 4
S-3-5 | Penn-Union S series split bolt, copper alloy, 13/16in nut hex, 11/16in body hex, 12-2 AWG, copper. Package of 5. | Stock | 20
S-3-1 | Penn-Union S series split bolt, copper alloy, 13/16in nut hex, 11/16in body hex, 12-2 AWG, copper. | Stock | 4.25
SWA-7-1 | Penn-Union SWA series split bolt, aluminum, 1in nut hex, 3/4in body hex, 6-1/0 AWG, copper or aluminum. | Stock | 22
S-1/0-1 | Penn-Union S series split bolt, copper alloy, 7/8in nut hex, 3/4in body hex, 14-1/0 AWG, copper. | Stock | 5
SWA-8-1 | Penn-Union SWA series split bolt, aluminum, 1-1/8in nut hex, 7/8in body hex, 2-2/0 AWG, copper or aluminum. | Stock | 30
S-2/0-1 | Penn-Union S series split bolt, copper alloy, 1in nut hex, 13/16in body hex, 14-2/0 AWG, copper. | Stock | 6.5
S-3/0-1 | Penn-Union S series split bolt, copper alloy, 1-1/8in nut hex, 7/8in body hex, 12-3/0 AWG, copper. | Stock | 12
SWA-10-1 | Penn-Union SWA series split bolt, aluminum, 1-1/2in nut hex, 13/16in body hex, 1/0 AWG-250 MCM, copper or aluminum. | Stock | 37
S-4/0-250-1 | Penn-Union S series split bolt, copper alloy, 15/16in nut hex, 1-1/8in body hex, 10 AWG-250 MCM, copper. | Stock | 14
S-350-1 | Penn-Union S series split bolt, copper alloy, 1-5/8in nut hex, 1-1/2in body hex, 8 AWG-350 MCM, copper. | Stock | 19.5
S-500-1 | Penn-Union S series split bolt, copper alloy, 1-13/16in nut hex, 1-5/8in body hex, 8 AWG-500 MCM, copper. | Stock | 31.5
Service Posts
SSS-0-SMH-1 | Penn-Union SSS series service post, bronze, 1/2in stud size, 1/4-20 UNC, 1/2in nut hex, 3/8in body hex, 12-8 AWG, copper. | Stock | 11.5
SSS-1-SMH-1 | Penn-Union SSS series service post, bronze, 1/2in stud size, 1/4-20 UNC, 11/16in nut hex, 1/2in body hex, 8-7 AWG, copper. | Stock | 16
SSS-2-SMH-1 | Penn-Union SSS series service post, bronze, 9/16in stud size, 5/16-18 UNC, 3/4in nut hex, 9/16in body hex, 10-4 AWG, copper. | Stock | 15.5
SSS-3-SMH-1 | Penn-Union SSS series service post, bronze, 5/8in stud size, 3/8-16 UNC, 13/16in nut hex, 5/8in body hex, 6-3 AWG, copper. | Stock | 23.5
SSS-4-SMH-1 | Penn-Union SSS series service post, bronze, 5/8in stud size, 3/8-16 UNC, 7/8in nut hex, 11/16in body hex, 4-2 AWG, copper. | Stock | 14
SSS-5-SMH-1 | Penn-Union SSS series service post, bronze, 3/4in stud size, 1/2-13 UNC, 3/4in nut hex, 3/4in body hex, 6-1/0 AWG, copper. | Stock | 28.5
SSS-6-SMH-1 | Penn-Union SSS series service post, bronze, 3/4in stud size, 1/2-13 UNC, 1-1/8in nut hex, 7/8in body hex, 1-2/0 AWG, copper. | Stock | 41.5
SSS-8-SMH-1 | Penn-Union SSS series service post, bronze, 1in stud size, 5/8-11 UNC, 1-3/8in nut hex, 1-1/8in body hex, 3/0-4/0 AWG, copper. | Stock | 58
SSS-9-SMH-1 | Penn-Union SSS series service post, bronze, 1in stud size, 5/8-11 UNC, 1-1/2in nut hex, 1-1/4in body hex, 4/0 AWG-350 MCM, copper. | Stock | 150
SSS-10-SMH-1 | Penn-Union SSS series service post, bronze, 1-3/8in stud size, 3/4-10 UNC, 1-13/16in nut hex, 1-1/2in body hex, 250 MCM-500 MCM, copper. | Stock | 185
Mechanical Connector Oxide Inhibitors
1/2PT10NO11C-1 | Penn-Union Cual-Aid #11C series oxide inhibitor, 8 ounce squeeze bottle. | Stock | 19.5
1/2PT10NO12C-1 | Penn-Union Cual-Aid #12C series oxide inhibitor, 8 ounce squeeze bottle. | Stock | 29
1/2PT10CUALGEL-1 | Penn-Union Cual-Gel series oxide inhibitor, 8 ounce squeeze bottle. | Stock | 16
Compression Lug Tools
TDM-250 | Penn-Union crimping tool, indent profile, 8 AWG-250 MCM copper and 8-4AWG aluminum capacity, compatible with Penn-Union BLU/BLUA series copper compression lugs. | Stock | 429
TDM-500 | Penn-Union crimping tool, indent profile, 8 AWG-500 MCM copper and aluminum capacity, compatible with Penn-Union BLU/BLUA series copper compression lugs. | Stock | 602